Rheem Sales Company, Inc. | McQuay International | MHS015BYD |  | HSP-A, Single-Package Heat Pum | Both Heat Pump and Electric Re | 460 | 3 | False |  |  |  | True | Single-Speed | 176000 | 16448 | 10.7 | 10.4 |  |  | 170000 | 13839 | 3.6 | 3.2 |  |  |  | Federally-Regulated Commercial & Industrial Equipment | 12/12/2012 |  | 04/02/2020
Rheem Sales Company, Inc. | United Refrigeration, Inc. | TZCHC-180C |  | HSP-A, Single-Package Heat Pum | Both Heat Pump and Electric Re | 208 | 3 | False |  |  |  | True | Single-Speed | 176000 | 16448 | 10.7 | 10.4 |  |  | 170000 | 13839 | 3.6 | 3.2 |  |  |  | Federally-Regulated Commercial & Industrial Equipment | 12/12/2012 |  | 04/02/2020
Rheem Sales Company, Inc. | McQuay International | MHS015BYC |  | HSP-A, Single-Package Heat Pum | Both Heat Pump and Electric Re | 230 | 3 | False |  |  |  | True | Single-Speed | 176000 | 16448 | 10.7 | 10.4 |  |  | 170000 | 13839 | 3.6 | 3.2 |  |  |  | Federally-Regulated Commercial & Industrial Equipment | 12/12/2012 |  | 04/02/2020
Rheem Sales Company, Inc. | McQuay International | MHS015BYC |  | HSP-A, Single-Package Heat Pum | Both Heat Pump and Electric Re | 208 | 3 | False |  |  |  | True | Single-Speed | 176000 | 16448 | 10.7 | 10.4 |  |  | 170000 | 13839 | 3.6 | 3.2 |  |  |  | Federally-Regulated Commercial & Industrial Equipment | 12/12/2012 |  | 04/02/2020
Rheem Sales Company, Inc. | United Refrigeration, Inc. | TZCHC-180D |  | HSP-A, Single-Package Heat Pum | Both Heat Pump and Electric Re | 460 | 3 | False |  |  |  | True | Single-Speed | 176000 | 16448 | 10.7 | 10.4 |  |  | 170000 | 13839 | 3.6 | 3.2 |  |  |  | Federally-Regulated Commercial & Industrial Equipment | 12/12/2012 |  | 04/02/2020
Rheem Sales Company, Inc. | United Refrigeration, Inc. | TZCHC-180C |  | HSP-A, Single-Package Heat Pum | Both Heat Pump and Electric Re | 230 | 3 | False |  |  |  | True | Single-Speed | 176000 | 16448 | 10.7 | 10.4 |  |  | 170000 | 13839 | 3.6 | 3.2 |  |  |  | Federally-Regulated Commercial & Industrial Equipment | 12/12/2012 |  | 04/02/2020
Trane U.S. Inc. | American Standard, Inc. | WC(D,H)150EWA*B |  | HSP-A, Single-Package Heat Pum | Both Heat Pump and Electric Re | 208 | 3 | False |  |  |  | False | Single-Speed | 146000 | 13272 | 11 | 10.4 |  |  | 146000 | 13371 | 3.2 | 3.2 |  |  |  | Federally-Regulated Commercial & Industrial Equipment | 08/28/2012 |  | 04/02/2020
Trane U.S. Inc. | American Standard, Inc. | WS(D,H)180E(3,4,W)R(G,N,P,R)****0 |  | HSP-A, Single-Package Heat Pum | Both Heat Pump and Electric Re | 208 | 3 | False |  |  |  | False | Single-Speed | 170000 | 16037 | 10.6 | 10.4 |  |  | 170000 | 15569 | 3.2 | 3.2 |  |  |  | Federally-Regulated Commercial & Industrial Equipment | 08/28/2014 |  | 04/02/2020
Trane U.S. Inc. | Trane Unitary Products Group | WS(D,H)180E(3,4,W)R(G,N,P,R)****7 |  | HSP-A, Single-Package Heat Pum | Both Heat Pump and Electric Re | 208 | 3 | False |  |  |  | False | Single-Speed | 170000 | 16037 | 10.6 | 10.4 |  |  | 170000 | 15569 | 3.2 | 3.2 |  |  |  | Federally-Regulated Commercial & Industrial Equipment | 04/21/2014 |  | 04/02/2020
Trane U.S. Inc. | Trane Unitary Products Group | WC(D,H)150EWF*B |  | HSP-A, Single-Package Heat Pum | Both Heat Pump and Electric Re | 208 | 3 | False |  |  |  | False | Single-Speed | 170000 | 15454 | 11 | 10.4 |  |  | 176000 | 16119 | 3.2 | 3.2 |  |  |  | Federally-Regulated Commercial & Industrial Equipment | 08/28/2012 |  | 04/02/2020
Trane U.S. Inc. | Trane Unitary Products Group | WC(D,H)180E4A*B |  | HSP-A, Single-Package Heat Pum | Both Heat Pump and Electric Re | 575 | 3 | False |  |  |  | False | Single-Speed | 170000 | 15454 | 11 | 10.4 |  |  | 176000 | 16119 | 3.2 | 3.2 |  |  |  | Federally-Regulated Commercial & Industrial Equipment | 08/28/2012 |  | 04/02/2020
Trane U.S. Inc. | Trane Unitary Products Group | WC(D,H)150EWF*B |  | HSP-A, Single-Package Heat Pum | Both Heat Pump and Electric Re | 230 | 3 | False |  |  |  | False | Single-Speed | 170000 | 15454 | 11 | 10.4 |  |  | 176000 | 16119 | 3.2 | 3.2 |  |  |  | Federally-Regulated Commercial & Industrial Equipment | 08/28/2012 |  | 04/02/2020
Trane U.S. Inc. | Trane Unitary Products Group | WS(D,H)180E(3,4,W)R(G,N,P,R)****6 |  | HSP-A, Single-Package Heat Pum | Both Heat Pump and Electric Re | 460 | 3 | False |  |  |  | False | Single-Speed | 170000 | 16037 | 10.6 | 10.4 |  |  | 170000 | 15569 | 3.2 | 3.2 |  |  |  | Federally-Regulated Commercial & Industrial Equipment | 04/21/2014 |  | 04/02/2020
Trane U.S. Inc. | American Standard, Inc. | WS(D,H)150E(3,4,W)R(G,N,P,R)****6 |  | HSP-A, Single-Package Heat Pum | Both Heat Pump and Electric Re | 460 | 3 | False |  |  |  | False | Single-Speed | 146000 | 13773 | 10.6 | 10.4 |  |  | 136000 | 12455 | 3.2 | 3.2 |  |  |  | Federally-Regulated Commercial & Industrial Equipment | 04/21/2014 |  | 04/02/2020
Trane U.S. Inc. | Trane Unitary Products Group | WS(D,H)180E(3,4,W)R(G,N,P,R)****0 |  | HSP-A, Single-Package Heat Pum | Both Heat Pump and Electric Re | 575 | 3 | False |  |  |  | False | Single-Speed | 170000 | 16037 | 10.6 | 10.4 |  |  | 170000 | 15569 | 3.2 | 3.2 |  |  |  | Federally-Regulated Commercial & Industrial Equipment | 08/28/2014 |  | 04/02/2020
Trane U.S. Inc. | Trane Unitary Products Group | WS(D,H)150E(3,4,W)R(G,N,P,R)****7 |  | HSP-A, Single-Package Heat Pum | Both Heat Pump and Electric Re | 230 | 3 | False |  |  |  | False | Single-Speed | 146000 | 13773 | 10.6 | 10.4 |  |  | 136000 | 12455 | 3.2 | 3.2 |  |  |  | Federally-Regulated Commercial & Industrial Equipment | 04/21/2014 |  | 04/02/2020
Trane U.S. Inc. | Trane Unitary Products Group | WS(D,H)150E(3,4,W)R(G,N,P,R)****0 |  | HSP-A, Single-Package Heat Pum | Both Heat Pump and Electric Re | 230 | 3 | False |  |  |  | False | Single-Speed | 146000 | 13773 | 10.6 | 10.4 |  |  | 136000 | 12455 | 3.2 | 3.2 |  |  |  | Federally-Regulated Commercial & Industrial Equipment | 08/28/2014 |  | 04/02/2020
Trane U.S. Inc. | American Standard, Inc. | WC(D,H)150E4A*B |  | HSP-A, Single-Package Heat Pum | Both Heat Pump and Electric Re | 575 | 3 | False |  |  |  | False | Single-Speed | 146000 | 13272 | 11 | 10.4 |  |  | 146000 | 13371 | 3.2 | 3.2 |  |  |  | Federally-Regulated Commercial & Industrial Equipment | 08/28/2012 |  | 04/02/2020
Trane U.S. Inc. | American Standard, Inc. | WC(D,H)150EWF*B |  | HSP-A, Single-Package Heat Pum | Both Heat Pump and Electric Re | 208 | 3 | False |  |  |  | False | Single-Speed | 170000 | 15454 | 11 | 10.4 |  |  | 176000 | 16119 | 3.2 | 3.2 |  |  |  | Federally-Regulated Commercial & Industrial Equipment | 08/28/2012 |  | 04/02/2020
Trane U.S. Inc. | American Standard, Inc. | WS(D,H)150E(3,4,W)R(G,N,P,R)****0 |  | HSP-A, Single-Package Heat Pum | Both Heat Pump and Electric Re | 460 | 3 | False |  |  |  | False | Single-Speed | 146000 | 13773 | 10.6 | 10.4 |  |  | 136000 | 12455 | 3.2 | 3.2 |  |  |  | Federally-Regulated Commercial & Industrial Equipment | 08/28/2014 |  | 04/02/2020
Trane U.S. Inc. | Trane Unitary Products Group | WS(D,H)180E(3,4,W)R(G,N,P,R)****6 |  | HSP-A, Single-Package Heat Pum | Both Heat Pump and Electric Re | 208 | 3 | False |  |  |  | False | Single-Speed | 170000 | 16037 | 10.6 | 10.4 |  |  | 170000 | 15569 | 3.2 | 3.2 |  |  |  | Federally-Regulated Commercial & Industrial Equipment | 04/21/2014 |  | 04/02/2020
Trane U.S. Inc. | Trane Unitary Products Group | WC(D,H)150E3F*B |  | HSP-A, Single-Package Heat Pum | Both Heat Pump and Electric Re | 460 | 3 | False |  |  |  | False | Single-Speed | 146000 | 13272 | 11 | 10.4 |  |  | 146000 | 13371 | 3.2 | 3.2 |  |  |  | Federally-Regulated Commercial & Industrial Equipment | 08/28/2012 |  | 04/02/2020
Trane U.S. Inc. | Trane Unitary Products Group | WC(D,H)180EW0*B |  | HSP-A, Single-Package Heat Pum | Both Heat Pump and Electric Re | 230 | 3 | False |  |  |  | False | Single-Speed | 170000 | 15454 | 11 | 10.4 |  |  | 176000 | 16119 | 3.2 | 3.2 |  |  |  | Federally-Regulated Commercial & Industrial Equipment | 08/28/2012 |  | 04/02/2020
Trane U.S. Inc. | Trane Unitary Products Group | WS(D,H)180E(3,4,W)R(G,N,P,R)****6 |  | HSP-A, Single-Package Heat Pum | Both Heat Pump and Electric Re | 575 | 3 | False |  |  |  | False | Single-Speed | 170000 | 16037 | 10.6 | 10.4 |  |  | 170000 | 15569 | 3.2 | 3.2 |  |  |  | Federally-Regulated Commercial & Industrial Equipment | 04/21/2014 |  | 04/02/2020
Trane U.S. Inc. | Trane Unitary Products Group | WS(D,H)150E(3,4,W)R(G,N,P,R)****6 |  | HSP-A, Single-Package Heat Pum | Both Heat Pump and Electric Re | 230 | 3 | False |  |  |  | False | Single-Speed | 146000 | 13773 | 10.6 | 10.4 |  |  | 136000 | 12455 | 3.2 | 3.2 |  |  |  | Federally-Regulated Commercial & Industrial Equipment | 04/21/2014 |  | 04/02/2020
Trane U.S. Inc. | Trane Unitary Products Group | WC(D,H)150E30*B |  | HSP-A, Single-Package Heat Pum | Both Heat Pump and Electric Re | 460 | 3 | False |  |  |  | False | Single-Speed | 146000 | 13272 | 11 | 10.4 |  |  | 146000 | 13371 | 3.2 | 3.2 |  |  |  | Federally-Regulated Commercial & Industrial Equipment | 08/28/2012 |  | 04/02/2020
Trane U.S. Inc. | American Standard, Inc. | WS(D,H)150E(3,4,W)R(G,N,P,R)****7 |  | HSP-A, Single-Package Heat Pum | Both Heat Pump and Electric Re | 575 | 3 | False |  |  |  | False | Single-Speed | 146000 | 13773 | 10.6 | 10.4 |  |  | 136000 | 12455 | 3.2 | 3.2 |  |  |  | Federally-Regulated Commercial & Industrial Equipment | 04/21/2014 |  | 04/02/2020
Trane U.S. Inc. | American Standard, Inc. | WS(D,H)150E(3,4,W)R(G,N,P,R)****7 |  | HSP-A, Single-Package Heat Pum | Both Heat Pump and Electric Re | 230 | 3 | False |  |  |  | False | Single-Speed | 146000 | 13773 | 10.6 | 10.4 |  |  | 136000 | 12455 | 3.2 | 3.2 |  |  |  | Federally-Regulated Commercial & Industrial Equipment | 04/21/2014 |  | 04/02/2020
Trane U.S. Inc. | American Standard, Inc. | WS(D,H)180E(3,4,W)R(G,N,P,R)****6 |  | HSP-A, Single-Package Heat Pum | Both Heat Pump and Electric Re | 208 | 3 | False |  |  |  | False | Single-Speed | 170000 | 16037 | 10.6 | 10.4 |  |  | 170000 | 15569 | 3.2 | 3.2 |  |  |  | Federally-Regulated Commercial & Industrial Equipment | 04/21/2014 |  | 04/02/2020
Trane U.S. Inc. | American Standard, Inc. | WC(D,H)150E30*B |  | HSP-A, Single-Package Heat Pum | Both Heat Pump and Electric Re | 460 | 3 | False |  |  |  | False | Single-Speed | 146000 | 13272 | 11 | 10.4 |  |  | 146000 | 13371 | 3.2 | 3.2 |  |  |  | Federally-Regulated Commercial & Industrial Equipment | 08/28/2012 |  | 04/02/2020
Trane U.S. Inc. | American Standard, Inc. | WS(D,H)180E(3,4,W)R(G,N,P,R)****6 |  | HSP-A, Single-Package Heat Pum | Both Heat Pump and Electric Re | 575 | 3 | False |  |  |  | False | Single-Speed | 170000 | 16037 | 10.6 | 10.4 |  |  | 170000 | 15569 | 3.2 | 3.2 |  |  |  | Federally-Regulated Commercial & Industrial Equipment | 04/21/2014 |  | 04/02/2020
Trane U.S. Inc. | American Standard, Inc. | WS(D,H)150E(3,4,W)R(G,N,P,R)****6 |  | HSP-A, Single-Package Heat Pum | Both Heat Pump and Electric Re | 230 | 3 | False |  |  |  | False | Single-Speed | 146000 | 13773 | 10.6 | 10.4 |  |  | 136000 | 12455 | 3.2 | 3.2 |  |  |  | Federally-Regulated Commercial & Industrial Equipment | 04/21/2014 |  | 04/02/2020
Trane U.S. Inc. | Trane Unitary Products Group | WC(D,H)150EW0*B |  | HSP-A, Single-Package Heat Pum | Both Heat Pump and Electric Re | 230 | 3 | False |  |  |  | False | Single-Speed | 146000 | 13272 | 11 | 10.4 |  |  | 146000 | 13371 | 3.2 | 3.2 |  |  |  | Federally-Regulated Commercial & Industrial Equipment | 08/28/2012 |  | 04/02/2020
Trane U.S. Inc. | Trane Unitary Products Group | WC(D,H)150EWA*B |  | HSP-A, Single-Package Heat Pum | Both Heat Pump and Electric Re | 208 | 3 | False |  |  |  | False | Single-Speed | 146000 | 13272 | 11 | 10.4 |  |  | 146000 | 13371 | 3.2 | 3.2 |  |  |  | Federally-Regulated Commercial & Industrial Equipment | 08/28/2012 |  | 04/02/2020
Trane U.S. Inc. | American Standard, Inc. | WC(D,H)150E3A*B |  | HSP-A, Single-Package Heat Pum | Both Heat Pump and Electric Re | 460 | 3 | False |  |  |  | False | Single-Speed | 146000 | 13272 | 11 | 10.4 |  |  | 146000 | 13371 | 3.2 | 3.2 |  |  |  | Federally-Regulated Commercial & Industrial Equipment | 08/28/2012 |  | 04/02/2020
Trane U.S. Inc. | American Standard, Inc. | WS(D,H)180E(3,4,W)R(G,N,P,R)****0 |  | HSP-A, Single-Package Heat Pum | Both Heat Pump and Electric Re | 460 | 3 | False |  |  |  | False | Single-Speed | 170000 | 16037 | 10.6 | 10.4 |  |  | 170000 | 15569 | 3.2 | 3.2 |  |  |  | Federally-Regulated Commercial & Industrial Equipment | 08/28/2014 |  | 04/02/2020
Trane U.S. Inc. | Trane Unitary Products Group | WS(D,H)180E(3,4,W)R(G,N,P,R)****7 |  | HSP-A, Single-Package Heat Pum | Both Heat Pump and Electric Re | 575 | 3 | False |  |  |  | False | Single-Speed | 170000 | 16037 | 10.6 | 10.4 |  |  | 170000 | 15569 | 3.2 | 3.2 |  |  |  | Federally-Regulated Commercial & Industrial Equipment | 04/21/2014 |  | 04/02/2020
Trane U.S. Inc. | American Standard, Inc. | WC(D,H)150E3F*B |  | HSP-A, Single-Package Heat Pum | Both Heat Pump and Electric Re | 460 | 3 | False |  |  |  | False | Single-Speed | 146000 | 13272 | 11 | 10.4 |  |  | 146000 | 13371 | 3.2 | 3.2 |  |  |  | Federally-Regulated Commercial & Industrial Equipment | 08/28/2012 |  | 04/02/2020
Trane U.S. Inc. | American Standard, Inc. | WC(D,H)180EWA*B |  | HSP-A, Single-Package Heat Pum | Both Heat Pump and Electric Re | 230 | 3 | False |  |  |  | False | Single-Speed | 170000 | 15454 | 11 | 10.4 |  |  | 176000 | 16119 | 3.2 | 3.2 |  |  |  | Federally-Regulated Commercial & Industrial Equipment | 08/28/2012 |  | 04/02/2020
Trane U.S. Inc. | Trane Unitary Products Group | WS(D,H)150E(3,4,W)R(G,N,P,R)****6 |  | HSP-A, Single-Package Heat Pum | Both Heat Pump and Electric Re | 208 | 3 | False |  |  |  | False | Single-Speed | 146000 | 13773 | 10.6 | 10.4 |  |  | 136000 | 12455 | 3.2 | 3.2 |  |  |  | Federally-Regulated Commercial & Industrial Equipment | 04/21/2014 |  | 04/02/2020
Trane U.S. Inc. | American Standard, Inc. | WS(D,H)180E(3,4,W)R(G,N,P,R)****7 |  | HSP-A, Single-Package Heat Pum | Both Heat Pump and Electric Re | 575 | 3 | False |  |  |  | False | Single-Speed | 170000 | 16037 | 10.6 | 10.4 |  |  | 170000 | 15569 | 3.2 | 3.2 |  |  |  | Federally-Regulated Commercial & Industrial Equipment | 04/21/2014 |  | 04/02/2020
Trane U.S. Inc. | Trane Unitary Products Group | WC(D,H)150EW0*B |  | HSP-A, Single-Package Heat Pum | Both Heat Pump and Electric Re | 208 | 3 | False |  |  |  | False | Single-Speed | 146000 | 13272 | 11 | 10.4 |  |  | 146000 | 13371 | 3.2 | 3.2 |  |  |  | Federally-Regulated Commercial & Industrial Equipment | 08/28/2012 |  | 04/02/2020
Trane U.S. Inc. | Trane Unitary Products Group | WC(D,H)180EW0*B |  | HSP-A, Single-Package Heat Pum | Both Heat Pump and Electric Re | 208 | 3 | False |  |  |  | False | Single-Speed | 170000 | 15454 | 11 | 10.4 |  |  | 176000 | 16119 | 3.2 | 3.2 |  |  |  | Federally-Regulated Commercial & Industrial Equipment | 08/28/2012 |  | 04/02/2020
Trane U.S. Inc. | Trane Unitary Products Group | WC(D,H)180E30*B |  | HSP-A, Single-Package Heat Pum | Both Heat Pump and Electric Re | 460 | 3 | False |  |  |  | False | Single-Speed | 170000 | 15454 | 11 | 10.4 |  |  | 176000 | 16119 | 3.2 | 3.2 |  |  |  | Federally-Regulated Commercial & Industrial Equipment | 08/28/2012 |  | 04/02/2020
Trane U.S. Inc. | Trane Unitary Products Group | WS(D,H)180E(3,4,W)R(G,N,P,R)****7 |  | HSP-A, Single-Package Heat Pum | Both Heat Pump and Electric Re | 460 | 3 | False |  |  |  | False | Single-Speed | 170000 | 16037 | 10.6 | 10.4 |  |  | 170000 | 15569 | 3.2 | 3.2 |  |  |  | Federally-Regulated Commercial & Industrial Equipment | 04/21/2014 |  | 04/02/2020
Trane U.S. Inc. | Trane Unitary Products Group | WC(D,H)180EWA*B |  | HSP-A, Single-Package Heat Pum | Both Heat Pump and Electric Re | 230 | 3 | False |  |  |  | False | Single-Speed | 170000 | 15454 | 11 | 10.4 |  |  | 176000 | 16119 | 3.2 | 3.2 |  |  |  | Federally-Regulated Commercial & Industrial Equipment | 08/28/2012 |  | 04/02/2020
Trane U.S. Inc. | Trane Unitary Products Group | WC(D,H)150E3A*B |  | HSP-A, Single-Package Heat Pum | Both Heat Pump and Electric Re | 460 | 3 | False |  |  |  | False | Single-Speed | 146000 | 13272 | 11 | 10.4 |  |  | 146000 | 13371 | 3.2 | 3.2 |  |  |  | Federally-Regulated Commercial & Industrial Equipment | 08/28/2012 |  | 04/02/2020
Trane U.S. Inc. | Trane Unitary Products Group | WC(D,H)180EWA*B |  | HSP-A, Single-Package Heat Pum | Both Heat Pump and Electric Re | 208 | 3 | False |  |  |  | False | Single-Speed | 170000 | 15454 | 11 | 10.4 |  |  | 176000 | 16119 | 3.2 | 3.2 |  |  |  | Federally-Regulated Commercial & Industrial Equipment | 08/28/2012 |  | 04/02/2020
Trane U.S. Inc. | American Standard, Inc. | WS(D,H)180E(3,4,W)R(G,N,P,R)****7 |  | HSP-A, Single-Package Heat Pum | Both Heat Pump and Electric Re | 230 | 3 | False |  |  |  | False | Single-Speed | 170000 | 16037 | 10.6 | 10.4 |  |  | 170000 | 15569 | 3.2 | 3.2 |  |  |  | Federally-Regulated Commercial & Industrial Equipment | 04/21/2014 |  | 04/02/2020
Trane U.S. Inc. | Trane Unitary Products Group | WS(D,H)150E(3,4,W)R(G,N,P,R)****0 |  | HSP-A, Single-Package Heat Pum | Both Heat Pump and Electric Re | 208 | 3 | False |  |  |  | False | Single-Speed | 146000 | 13773 | 10.6 | 10.4 |  |  | 136000 | 12455 | 3.2 | 3.2 |  |  |  | Federally-Regulated Commercial & Industrial Equipment | 08/28/2014 |  | 04/02/2020
Trane U.S. Inc. | American Standard, Inc. | WS(D,H)150E(3,4,W)R(G,N,P,R)****7 |  | HSP-A, Single-Package Heat Pum | Both Heat Pump and Electric Re | 460 | 3 | False |  |  |  | False | Single-Speed | 146000 | 13773 | 10.6 | 10.4 |  |  | 136000 | 12455 | 3.2 | 3.2 |  |  |  | Federally-Regulated Commercial & Industrial Equipment | 04/21/2014 |  | 04/02/2020
Trane U.S. Inc. | Trane Unitary Products Group | WS(D,H)150E(3,4,W)R(G,N,P,R)****0 |  | HSP-A, Single-Package Heat Pum | Both Heat Pump and Electric Re | 460 | 3 | False |  |  |  | False | Single-Speed | 146000 | 13773 | 10.6 | 10.4 |  |  | 136000 | 12455 | 3.2 | 3.2 |  |  |  | Federally-Regulated Commercial & Industrial Equipment | 08/28/2014 |  | 04/02/2020
Trane U.S. Inc. | American Standard, Inc. | WS(D,H)150E(3,4,W)R(G,N,P,R)****0 |  | HSP-A, Single-Package Heat Pum | Both Heat Pump and Electric Re | 575 | 3 | False |  |  |  | False | Single-Speed | 146000 | 13773 | 10.6 | 10.4 |  |  | 136000 | 12455 | 3.2 | 3.2 |  |  |  | Federally-Regulated Commercial & Industrial Equipment | 08/28/2014 |  | 04/02/2020
Trane U.S. Inc. | American Standard, Inc. | WC(D,H)180EW0*B |  | HSP-A, Single-Package Heat Pum | Both Heat Pump and Electric Re | 208 | 3 | False |  |  |  | False | Single-Speed | 170000 | 15454 | 11 | 10.4 |  |  | 176000 | 16119 | 3.2 | 3.2 |  |  |  | Federally-Regulated Commercial & Industrial Equipment | 08/28/2012 |  | 04/02/2020
Trane U.S. Inc. | Trane Unitary Products Group | WS(D,H)180E(3,4,W)R(G,N,P,R)****0 |  | HSP-A, Single-Package Heat Pum | Both Heat Pump and Electric Re | 230 | 3 | False |  |  |  | False | Single-Speed | 170000 | 16037 | 10.6 | 10.4 |  |  | 170000 | 15569 | 3.2 | 3.2 |  |  |  | Federally-Regulated Commercial & Industrial Equipment | 08/28/2014 |  | 04/02/2020
Trane U.S. Inc. | Trane Unitary Products Group | WS(D,H)180E(3,4,W)R(G,N,P,R)****6 |  | HSP-A, Single-Package Heat Pum | Both Heat Pump and Electric Re | 230 | 3 | False |  |  |  | False | Single-Speed | 170000 | 16037 | 10.6 | 10.4 |  |  | 170000 | 15569 | 3.2 | 3.2 |  |  |  | Federally-Regulated Commercial & Industrial Equipment | 04/21/2014 |  | 04/02/2020
Trane U.S. Inc. | American Standard, Inc. | WC(D,H)180E40*B |  | HSP-A, Single-Package Heat Pum | Both Heat Pump and Electric Re | 575 | 3 | False |  |  |  | False | Single-Speed | 170000 | 15454 | 11 | 10.4 |  |  | 176000 | 16119 | 3.2 | 3.2 |  |  |  | Federally-Regulated Commercial & Industrial Equipment | 08/28/2012 |  | 04/02/2020
Trane U.S. Inc. | Trane Unitary Products Group | WC(D,H)150EWA*B |  | HSP-A, Single-Package Heat Pum | Both Heat Pump and Electric Re | 230 | 3 | False |  |  |  | False | Single-Speed | 146000 | 13272 | 11 | 10.4 |  |  | 146000 | 13371 | 3.2 | 3.2 |  |  |  | Federally-Regulated Commercial & Industrial Equipment | 08/28/2012 |  | 04/02/2020
Trane U.S. Inc. | American Standard, Inc. | WS(D,H)180E(3,4,W)R(G,N,P,R)****0 |  | HSP-A, Single-Package Heat Pum | Both Heat Pump and Electric Re | 575 | 3 | False |  |  |  | False | Single-Speed | 170000 | 16037 | 10.6 | 10.4 |  |  | 170000 | 15569 | 3.2 | 3.2 |  |  |  | Federally-Regulated Commercial & Industrial Equipment | 08/28/2014 |  | 04/02/2020
Trane U.S. Inc. | American Standard, Inc. | WC(D,H)150EWA*B |  | HSP-A, Single-Package Heat Pum | Both Heat Pump and Electric Re | 230 | 3 | False |  |  |  | False | Single-Speed | 146000 | 13272 | 11 | 10.4 |  |  | 146000 | 13371 | 3.2 | 3.2 |  |  |  | Federally-Regulated Commercial & Industrial Equipment | 08/28/2012 |  | 04/02/2020
Trane U.S. Inc. | Trane Unitary Products Group | WC(D,H)180E40*B |  | HSP-A, Single-Package Heat Pum | Both Heat Pump and Electric Re | 575 | 3 | False |  |  |  | False | Single-Speed | 170000 | 15454 | 11 | 10.4 |  |  | 176000 | 16119 | 3.2 | 3.2 |  |  |  | Federally-Regulated Commercial & Industrial Equipment | 08/28/2012 |  | 04/02/2020
Trane U.S. Inc. | American Standard, Inc. | WC(D,H)180EW0*B |  | HSP-A, Single-Package Heat Pum | Both Heat Pump and Electric Re | 230 | 3 | False |  |  |  | False | Single-Speed | 170000 | 15454 | 11 | 10.4 |  |  | 176000 | 16119 | 3.2 | 3.2 |  |  |  | Federally-Regulated Commercial & Industrial Equipment | 08/28/2012 |  | 04/02/2020
Trane U.S. Inc. | Trane Unitary Products Group | WC(D,H)150E4A*B |  | HSP-A, Single-Package Heat Pum | Both Heat Pump and Electric Re | 575 | 3 | False |  |  |  | False | Single-Speed | 146000 | 13272 | 11 | 10.4 |  |  | 146000 | 13371 | 3.2 | 3.2 |  |  |  | Federally-Regulated Commercial & Industrial Equipment | 08/28/2012 |  | 04/02/2020
Trane U.S. Inc. | Trane Unitary Products Group | WS(D,H)150E(3,4,W)R(G,N,P,R)****7 |  | HSP-A, Single-Package Heat Pum | Both Heat Pump and Electric Re | 460 | 3 | False |  |  |  | False | Single-Speed | 146000 | 13773 | 10.6 | 10.4 |  |  | 136000 | 12455 | 3.2 | 3.2 |  |  |  | Federally-Regulated Commercial & Industrial Equipment | 04/21/2014 |  | 04/02/2020
Trane U.S. Inc. | American Standard, Inc. | WC(D,H)180E4F*B |  | HSP-A, Single-Package Heat Pum | Both Heat Pump and Electric Re | 575 | 3 | False |  |  |  | False | Single-Speed | 170000 | 15454 | 11 | 10.4 |  |  | 176000 | 16119 | 3.2 | 3.2 |  |  |  | Federally-Regulated Commercial & Industrial Equipment | 08/28/2012 |  | 04/02/2020
Trane U.S. Inc. | American Standard, Inc. | WC(D,H)180EWA*B |  | HSP-A, Single-Package Heat Pum | Both Heat Pump and Electric Re | 208 | 3 | False |  |  |  | False | Single-Speed | 170000 | 15454 | 11 | 10.4 |  |  | 176000 | 16119 | 3.2 | 3.2 |  |  |  | Federally-Regulated Commercial & Industrial Equipment | 08/28/2012 |  | 04/02/2020
Trane U.S. Inc. | American Standard, Inc. | WS(D,H)150E(3,4,W)R(G,N,P,R)****0 |  | HSP-A, Single-Package Heat Pum | Both Heat Pump and Electric Re | 230 | 3 | False |  |  |  | False | Single-Speed | 146000 | 13773 | 10.6 | 10.4 |  |  | 136000 | 12455 | 3.2 | 3.2 |  |  |  | Federally-Regulated Commercial & Industrial Equipment | 08/28/2014 |  | 04/02/2020
Trane U.S. Inc. | Trane Unitary Products Group | WS(D,H)180E(3,4,W)R(G,N,P,R)****0 |  | HSP-A, Single-Package Heat Pum | Both Heat Pump and Electric Re | 460 | 3 | False |  |  |  | False | Single-Speed | 170000 | 16037 | 10.6 | 10.4 |  |  | 170000 | 15569 | 3.2 | 3.2 |  |  |  | Federally-Regulated Commercial & Industrial Equipment | 08/28/2014 |  | 04/02/2020
Trane U.S. Inc. | American Standard, Inc. | WC(D,H)180E4A*B |  | HSP-A, Single-Package Heat Pum | Both Heat Pump and Electric Re | 575 | 3 | False |  |  |  | False | Single-Speed | 170000 | 15454 | 11 | 10.4 |  |  | 176000 | 16119 | 3.2 | 3.2 |  |  |  | Federally-Regulated Commercial & Industrial Equipment | 08/28/2012 |  | 04/02/2020
Trane U.S. Inc. | American Standard, Inc. | WS(D,H)150E(3,4,W)R(G,N,P,R)****6 |  | HSP-A, Single-Package Heat Pum | Both Heat Pump and Electric Re | 575 | 3 | False |  |  |  | False | Single-Speed | 146000 | 13773 | 10.6 | 10.4 |  |  | 136000 | 12455 | 3.2 | 3.2 |  |  |  | Federally-Regulated Commercial & Industrial Equipment | 04/21/2014 |  | 04/02/2020
Trane U.S. Inc. | Trane Unitary Products Group | WC(D,H)180E3A*B |  | HSP-A, Single-Package Heat Pum | Both Heat Pump and Electric Re | 460 | 3 | False |  |  |  | False | Single-Speed | 170000 | 15454 | 11 | 10.4 |  |  | 176000 | 16119 | 3.2 | 3.2 |  |  |  | Federally-Regulated Commercial & Industrial Equipment | 08/28/2012 |  | 04/02/2020
Trane U.S. Inc. | American Standard, Inc. | WS(D,H)150E(3,4,W)R(G,N,P,R)****7 |  | HSP-A, Single-Package Heat Pum | Both Heat Pump and Electric Re | 208 | 3 | False |  |  |  | False | Single-Speed | 146000 | 13773 | 10.6 | 10.4 |  |  | 136000 | 12455 | 3.2 | 3.2 |  |  |  | Federally-Regulated Commercial & Industrial Equipment | 04/21/2014 |  | 04/02/2020
Trane U.S. Inc. | American Standard, Inc. | WC(D,H)180E3A*B |  | HSP-A, Single-Package Heat Pum | Both Heat Pump and Electric Re | 460 | 3 | False |  |  |  | False | Single-Speed | 170000 | 15454 | 11 | 10.4 |  |  | 176000 | 16119 | 3.2 | 3.2 |  |  |  | Federally-Regulated Commercial & Industrial Equipment | 08/28/2012 |  | 04/02/2020
Trane U.S. Inc. | American Standard, Inc. | WC(D,H)180E3F*B |  | HSP-A, Single-Package Heat Pum | Both Heat Pump and Electric Re | 460 | 3 | False |  |  |  | False | Single-Speed | 170000 | 15454 | 11 | 10.4 |  |  | 176000 | 16119 | 3.2 | 3.2 |  |  |  | Federally-Regulated Commercial & Industrial Equipment | 08/28/2012 |  | 04/02/2020
Trane U.S. Inc. | Trane Unitary Products Group | WC(D,H)180E4F*B |  | HSP-A, Single-Package Heat Pum | Both Heat Pump and Electric Re | 575 | 3 | False |  |  |  | False | Single-Speed | 170000 | 15454 | 11 | 10.4 |  |  | 176000 | 16119 | 3.2 | 3.2 |  |  |  | Federally-Regulated Commercial & Industrial Equipment | 08/28/2012 |  | 04/02/2020
Trane U.S. Inc. | American Standard, Inc. | WC(D,H)150E4F*B |  | HSP-A, Single-Package Heat Pum | Both Heat Pump and Electric Re | 575 | 3 | False |  |  |  | False | Single-Speed | 146000 | 13272 | 11 | 10.4 |  |  | 146000 | 13371 | 3.2 | 3.2 |  |  |  | Federally-Regulated Commercial & Industrial Equipment | 08/28/2012 |  | 04/02/2020
Trane U.S. Inc. | Trane Unitary Products Group | WS(D,H)180E(3,4,W)R(G,N,P,R)****7 |  | HSP-A, Single-Package Heat Pum | Both Heat Pump and Electric Re | 230 | 3 | False |  |  |  | False | Single-Speed | 170000 | 16037 | 10.6 | 10.4 |  |  | 170000 | 15569 | 3.2 | 3.2 |  |  |  | Federally-Regulated Commercial & Industrial Equipment | 04/21/2014 |  | 04/02/2020
Trane U.S. Inc. | American Standard, Inc. | WS(D,H)150E(3,4,W)R(G,N,P,R)****0 |  | HSP-A, Single-Package Heat Pum | Both Heat Pump and Electric Re | 208 | 3 | False |  |  |  | False | Single-Speed | 146000 | 13773 | 10.6 | 10.4 |  |  | 136000 | 12455 | 3.2 | 3.2 |  |  |  | Federally-Regulated Commercial & Industrial Equipment | 08/28/2014 |  | 04/02/2020
Trane U.S. Inc. | Trane Unitary Products Group | WC(D,H)180E3F*B |  | HSP-A, Single-Package Heat Pum | Both Heat Pump and Electric Re | 460 | 3 | False |  |  |  | False | Single-Speed | 170000 | 15454 | 11 | 10.4 |  |  | 176000 | 16119 | 3.2 | 3.2 |  |  |  | Federally-Regulated Commercial & Industrial Equipment | 08/28/2012 |  | 04/02/2020
Trane U.S. Inc. | Trane Unitary Products Group | WS(D,H)180E(3,4,W)R(G,N,P,R)****0 |  | HSP-A, Single-Package Heat Pum | Both Heat Pump and Electric Re | 208 | 3 | False |  |  |  | False | Single-Speed | 170000 | 16037 | 10.6 | 10.4 |  |  | 170000 | 15569 | 3.2 | 3.2 |  |  |  | Federally-Regulated Commercial & Industrial Equipment | 08/28/2014 |  | 04/02/2020
Trane U.S. Inc. | Trane Unitary Products Group | WS(D,H)150E(3,4,W)R(G,N,P,R)****0 |  | HSP-A, Single-Package Heat Pum | Both Heat Pump and Electric Re | 575 | 3 | False |  |  |  | False | Single-Speed | 146000 | 13773 | 10.6 | 10.4 |  |  | 136000 | 12455 | 3.2 | 3.2 |  |  |  | Federally-Regulated Commercial & Industrial Equipment | 08/28/2014 |  | 04/02/2020
Trane U.S. Inc. | American Standard, Inc. | WS(D,H)180E(3,4,W)R(G,N,P,R)****7 |  | HSP-A, Single-Package Heat Pum | Both Heat Pump and Electric Re | 208 | 3 | False |  |  |  | False | Single-Speed | 170000 | 16037 | 10.6 | 10.4 |  |  | 170000 | 15569 | 3.2 | 3.2 |  |  |  | Federally-Regulated Commercial & Industrial Equipment | 04/21/2014 |  | 04/02/2020
Trane U.S. Inc. | American Standard, Inc. | WS(D,H)180E(3,4,W)R(G,N,P,R)****6 |  | HSP-A, Single-Package Heat Pum | Both Heat Pump and Electric Re | 460 | 3 | False |  |  |  | False | Single-Speed | 170000 | 16037 | 10.6 | 10.4 |  |  | 170000 | 15569 | 3.2 | 3.2 |  |  |  | Federally-Regulated Commercial & Industrial Equipment | 04/21/2014 |  | 04/02/2020
Trane U.S. Inc. | American Standard, Inc. | WC(D,H)150EW0*B |  | HSP-A, Single-Package Heat Pum | Both Heat Pump and Electric Re | 230 | 3 | False |  |  |  | False | Single-Speed | 146000 | 13272 | 11 | 10.4 |  |  | 146000 | 13371 | 3.2 | 3.2 |  |  |  | Federally-Regulated Commercial & Industrial Equipment | 08/28/2012 |  | 04/02/2020
Trane U.S. Inc. | American Standard, Inc. | WC(D,H)150EWF*B |  | HSP-A, Single-Package Heat Pum | Both Heat Pump and Electric Re | 230 | 3 | False |  |  |  | False | Single-Speed | 170000 | 15454 | 11 | 10.4 |  |  | 176000 | 16119 | 3.2 | 3.2 |  |  |  | Federally-Regulated Commercial & Industrial Equipment | 08/28/2012 |  | 04/02/2020
Trane U.S. Inc. | Trane Unitary Products Group | WS(D,H)150E(3,4,W)R(G,N,P,R)****7 |  | HSP-A, Single-Package Heat Pum | Both Heat Pump and Electric Re | 208 | 3 | False |  |  |  | False | Single-Speed | 146000 | 13773 | 10.6 | 10.4 |  |  | 136000 | 12455 | 3.2 | 3.2 |  |  |  | Federally-Regulated Commercial & Industrial Equipment | 04/21/2014 |  | 04/02/2020
Trane U.S. Inc. | American Standard, Inc. | WS(D,H)150E(3,4,W)R(G,N,P,R)****6 |  | HSP-A, Single-Package Heat Pum | Both Heat Pump and Electric Re | 208 | 3 | False |  |  |  | False | Single-Speed | 146000 | 13773 | 10.6 | 10.4 |  |  | 136000 | 12455 | 3.2 | 3.2 |  |  |  | Federally-Regulated Commercial & Industrial Equipment | 04/21/2014 |  | 04/02/2020
Trane U.S. Inc. | American Standard, Inc. | WS(D,H)180E(3,4,W)R(G,N,P,R)****7 |  | HSP-A, Single-Package Heat Pum | Both Heat Pump and Electric Re | 460 | 3 | False |  |  |  | False | Single-Speed | 170000 | 16037 | 10.6 | 10.4 |  |  | 170000 | 15569 | 3.2 | 3.2 |  |  |  | Federally-Regulated Commercial & Industrial Equipment | 04/21/2014 |  | 04/02/2020
Trane U.S. Inc. | American Standard, Inc. | WC(D,H)150E40*B |  | HSP-A, Single-Package Heat Pum | Both Heat Pump and Electric Re | 575 | 3 | False |  |  |  | False | Single-Speed | 146000 | 13272 | 11 | 10.4 |  |  | 146000 | 13371 | 3.2 | 3.2 |  |  |  | Federally-Regulated Commercial & Industrial Equipment | 08/28/2012 |  | 04/02/2020
Trane U.S. Inc. | American Standard, Inc. | WC(D,H)150EW0*B |  | HSP-A, Single-Package Heat Pum | Both Heat Pump and Electric Re | 208 | 3 | False |  |  |  | False | Single-Speed | 146000 | 13272 | 11 | 10.4 |  |  | 146000 | 13371 | 3.2 | 3.2 |  |  |  | Federally-Regulated Commercial & Industrial Equipment | 08/28/2012 |  | 04/02/2020
Trane U.S. Inc. | American Standard, Inc. | WC(D,H)180E30*B |  | HSP-A, Single-Package Heat Pum | Both Heat Pump and Electric Re | 460 | 3 | False |  |  |  | False | Single-Speed | 170000 | 15454 | 11 | 10.4 |  |  | 176000 | 16119 | 3.2 | 3.2 |  |  |  | Federally-Regulated Commercial & Industrial Equipment | 08/28/2012 |  | 04/02/2020
Trane U.S. Inc. | Trane Unitary Products Group | WC(D,H)150E40*B |  | HSP-A, Single-Package Heat Pum | Both Heat Pump and Electric Re | 575 | 3 | False |  |  |  | False | Single-Speed | 146000 | 13272 | 11 | 10.4 |  |  | 146000 | 13371 | 3.2 | 3.2 |  |  |  | Federally-Regulated Commercial & Industrial Equipment | 08/28/2012 |  | 04/02/2020
Trane U.S. Inc. | Trane Unitary Products Group | WS(D,H)150E(3,4,W)R(G,N,P,R)****7 |  | HSP-A, Single-Package Heat Pum | Both Heat Pump and Electric Re | 575 | 3 | False |  |  |  | False | Single-Speed | 146000 | 13773 | 10.6 | 10.4 |  |  | 136000 | 12455 | 3.2 | 3.2 |  |  |  | Federally-Regulated Commercial & Industrial Equipment | 04/21/2014 |  | 04/02/2020
Trane U.S. Inc. | American Standard, Inc. | WS(D,H)180E(3,4,W)R(G,N,P,R)****0 |  | HSP-A, Single-Package Heat Pum | Both Heat Pump and Electric Re | 230 | 3 | False |  |  |  | False | Single-Speed | 170000 | 16037 | 10.6 | 10.4 |  |  | 170000 | 15569 | 3.2 | 3.2 |  |  |  | Federally-Regulated Commercial & Industrial Equipment | 08/28/2014 |  | 04/02/2020
Trane U.S. Inc. | American Standard, Inc. | WS(D,H)180E(3,4,W)R(G,N,P,R)****6 |  | HSP-A, Single-Package Heat Pum | Both Heat Pump and Electric Re | 230 | 3 | False |  |  |  | False | Single-Speed | 170000 | 16037 | 10.6 | 10.4 |  |  | 170000 | 15569 | 3.2 | 3.2 |  |  |  | Federally-Regulated Commercial & Industrial Equipment | 04/21/2014 |  | 04/02/2020
Trane U.S. Inc. | Trane Unitary Products Group | WS(D,H)150E(3,4,W)R(G,N,P,R)****6 |  | HSP-A, Single-Package Heat Pum | Both Heat Pump and Electric Re | 575 | 3 | False |  |  |  | False | Single-Speed | 146000 | 13773 | 10.6 | 10.4 |  |  | 136000 | 12455 | 3.2 | 3.2 |  |  |  | Federally-Regulated Commercial & Industrial Equipment | 04/21/2014 |  | 04/02/2020
Trane U.S. Inc. | Trane Unitary Products Group | WS(D,H)150E(3,4,W)R(G,N,P,R)****6 |  | HSP-A, Single-Package Heat Pum | Both Heat Pump and Electric Re | 460 | 3 | False |  |  |  | False | Single-Speed | 146000 | 13773 | 10.6 | 10.4 |  |  | 136000 | 12455 | 3.2 | 3.2 |  |  |  | Federally-Regulated Commercial & Industrial Equipment | 04/21/2014 |  | 04/02/2020
Trane U.S. Inc. | Trane Unitary Products Group | WC(D,H)150E4F*B |  | HSP-A, Single-Package Heat Pum | Both Heat Pump and Electric Re | 575 | 3 | False |  |  |  | False | Single-Speed | 146000 | 13272 | 11 | 10.4 |  |  | 146000 | 13371 | 3.2 | 3.2 |  |  |  | Federally-Regulated Commercial & Industrial Equipment | 08/28/2012 |  | 04/02/2020
Trane U.S. Inc. | American Standard, Inc. | 4TWB3048A3 (2) | TWE090E1**A* | HRCU-A-CB, Split System: Heat | Heat Pump | 208 | 3 |  |  |  |  | True | Single-Speed | 90000 | 8181 | 11 | 10.8 |  |  | 90000 | 7992 | 3.3 | 3.3 |  |  |  | Federally-Regulated Commercial & Industrial Equipment | 08/28/2014 |  | 04/02/2020
Trane U.S. Inc. | American Standard, Inc. | 4A6B3048B1 (2) | TWE090E3**A* | HRCU-A-CB, Split System: Heat | Heat Pump | 230 | 1 |  |  |  |  | True | Single-Speed | 90000 | 8181 | 11 | 10.8 |  |  | 90000 | 7992 | 3.3 | 3.3 |  |  |  | Federally-Regulated Commercial & Industrial Equipment | 08/28/2014 |  | 04/02/2020
Trane U.S. Inc. | Trane Unitary Products Group | TWA120D3**A* | TWE120D300A* | HRCU-A-CB, Split System: Heat | Heat Pump | 230 | 3 |  |  |  |  | True | Single-Speed | 120000 | 10909 | 11 | 10.8 |  |  | 105000 | 9325 | 3.3 | 3.3 |  |  |  | Federally-Regulated Commercial & Industrial Equipment | 04/21/2014 |  | 04/02/2020
Trane U.S. Inc. | Trane Unitary Products Group | TWA240E(3,4)0RA* | TWE240E(3,4)R3B* | HRCU-A-CB, Split System: Heat | Heat Pump | 208 | 3 |  | False |  |  | True | Single-Speed | 246000 | 24600 | 10 | 9.3 |  |  | 236000 | 21614 | 3.2 | 3.2 | 134000 | 19636 | 2 | Federally-Regulated Commercial & Industrial Equipment | 06/05/2015 |  | 04/02/2020
Trane U.S. Inc. | Trane Unitary Products Group | TWA180E(3,4)**A* | TWE180E300A* | HRCU-A-CB, Split System: Heat | Heat Pump | 208 | 3 |  | False |  |  | True | Single-Speed | 180000 | 16981 | 10.6 | 10.4 |  |  | 174000 | 15935 | 3.2 | 3.2 | 109000 | 13889 | 2.3 | Federally-Regulated Commercial & Industrial Equipment | 06/02/2015 |  | 04/02/2020
Trane U.S. Inc. | Trane Unitary Products Group | 4TWA3048A4 (2) | TWE090E3**A* | HRCU-A-CB, Split System: Heat | Heat Pump | 460 | 3 |  |  |  |  | True | Single-Speed | 90000 | 8181 | 11 | 10.8 |  |  | 90000 | 7992 | 3.3 | 3.3 |  |  |  | Federally-Regulated Commercial & Industrial Equipment | 08/28/2014 |  | 04/02/2020
Trane U.S. Inc. | Trane Unitary Products Group | TWA240E(3,4)0RA* | TWE240E(3,4)R3B* | HRCU-A-CB, Split System: Heat | Heat Pump | 460 | 3 |  | False |  |  | True | Single-Speed | 246000 | 24600 | 10 | 9.3 |  |  | 236000 | 21614 | 3.2 | 3.2 | 134000 | 19636 | 2 | Federally-Regulated Commercial & Industrial Equipment | 06/05/2015 |  | 04/02/2020
Trane U.S. Inc. | Trane Unitary Products Group | 4TWB3048B1 (2) | TWE090E3**A* | HRCU-A-CB, Split System: Heat | Heat Pump | 200 | 1 |  |  |  |  | True | Single-Speed | 90000 | 8181 | 11 | 10.8 |  |  | 90000 | 7992 | 3.3 | 3.3 |  |  |  | Federally-Regulated Commercial & Industrial Equipment | 08/28/2014 |  | 04/02/2020
Trane U.S. Inc. | American Standard, Inc. | 4A6B3048B1 (2) | TWE090E3**A* | HRCU-A-CB, Split System: Heat | Heat Pump | 200 | 1 |  |  |  |  | True | Single-Speed | 90000 | 8181 | 11 | 10.8 |  |  | 90000 | 7992 | 3.3 | 3.3 |  |  |  | Federally-Regulated Commercial & Industrial Equipment | 08/28/2014 |  | 04/02/2020
Trane U.S. Inc. | Trane Unitary Products Group | TWA073D4**A* | TWE090D100A* | HRCU-A-CB, Split System: Heat | Heat Pump | 460 | 3 |  |  |  |  | True | Single-Speed | 78000 | 7090 | 11 | 10.8 |  |  | 69000 | 6127 | 3.3 | 3.3 |  |  |  | Federally-Regulated Commercial & Industrial Equipment | 04/21/2014 |  | 04/02/2020
Trane U.S. Inc. | American Standard, Inc. | 4TWB3048A4 (2) | TWE090E3**A* | HRCU-A-CB, Split System: Heat | Heat Pump | 460 | 3 |  |  |  |  | True | Single-Speed | 90000 | 8181 | 11 | 10.8 |  |  | 90000 | 7992 | 3.3 | 3.3 |  |  |  | Federally-Regulated Commercial & Industrial Equipment | 08/28/2014 |  | 04/02/2020
Trane U.S. Inc. | Trane Unitary Products Group | TWA073D3**A* | TWE090D300A* | HRCU-A-CB, Split System: Heat | Heat Pump | 230 | 3 |  |  |  |  | True | Single-Speed | 78000 | 7090 | 11 | 10.8 |  |  | 69000 | 6127 | 3.3 | 3.3 |  |  |  | Federally-Regulated Commercial & Industrial Equipment | 04/21/2014 |  | 04/02/2020
Trane U.S. Inc. | Trane Unitary Products Group | TWA180E3**A* | TWE180E300A* | HRCU-A-CB, Split System: Heat | Heat Pump | 208 | 3 |  |  |  |  | True | Single-Speed | 180000 | 16981 | 10.6 | 10.4 |  |  | 174000 | 15935 | 3.2 | 3.2 |  |  |  | Federally-Regulated Commercial & Industrial Equipment | 04/21/2014 |  | 04/02/2020
Trane U.S. Inc. | Trane Unitary Products Group | TWA180E(3,4)**A* | TWE180E300A* | HRCU-A-CB, Split System: Heat | Heat Pump | 460 | 3 |  | False |  |  | True | Single-Speed | 180000 | 16981 | 10.6 | 10.4 |  |  | 174000 | 15935 | 3.2 | 3.2 | 109000 | 13889 | 2.3 | Federally-Regulated Commercial & Industrial Equipment | 06/02/2015 |  | 04/02/2020
Trane U.S. Inc. | Trane Unitary Products Group | TWA180E(3,4)0RA* | TWE180E(3,4)R3A* | HRCU-A-CB, Split System: Heat | Heat Pump | 230 | 3 |  | False |  |  | True | Single-Speed | 180000 | 16981 | 10.6 | 10.4 |  |  | 174000 | 15935 | 3.2 | 3.2 | 109000 | 13889 | 2.3 | Federally-Regulated Commercial & Industrial Equipment | 06/02/2015 |  | 04/02/2020
Trane U.S. Inc. | Trane Unitary Products Group | 4TWB3048B1 (2) | TWE090E1**A* | HRCU-A-CB, Split System: Heat | Heat Pump | 230 | 1 |  |  |  |  | True | Single-Speed | 90000 | 8181 | 11 | 10.8 |  |  | 90000 | 7992 | 3.3 | 3.3 |  |  |  | Federally-Regulated Commercial & Industrial Equipment | 08/28/2014 |  | 04/02/2020
Trane U.S. Inc. | Trane Unitary Products Group | TWA240E(3,4)**A* | TWE240E(3,)00B* | HRCU-A-CB, Split System: Heat | Heat Pump | 460 | 3 |  | False |  |  | True | Single-Speed | 246000 | 24600 | 10 | 9.3 |  |  | 236000 | 21614 | 3.2 | 3.2 | 134000 | 19636 | 2 | Federally-Regulated Commercial & Industrial Equipment | 06/05/2015 |  | 04/02/2020
Trane U.S. Inc. | Trane Unitary Products Group | 4TWA3048A3 (2) | TWE090E3**A* | HRCU-A-CB, Split System: Heat | Heat Pump | 230 | 3 |  |  |  |  | True | Single-Speed | 90000 | 8181 | 11 | 10.8 |  |  | 90000 | 7992 | 3.3 | 3.3 |  |  |  | Federally-Regulated Commercial & Industrial Equipment | 08/28/2014 |  | 04/02/2020
Trane U.S. Inc. | Trane Unitary Products Group | TWA073D3**A* | TWE090D100A* | HRCU-A-CB, Split System: Heat | Heat Pump | 230 | 3 |  |  |  |  | True | Single-Speed | 78000 | 7090 | 11 | 10.8 |  |  | 69000 | 6127 | 3.3 | 3.3 |  |  |  | Federally-Regulated Commercial & Industrial Equipment | 04/21/2014 |  | 04/02/2020
Trane U.S. Inc. | American Standard, Inc. | 4TWB3048A3 (2) | TWE090E1**A* | HRCU-A-CB, Split System: Heat | Heat Pump | 230 | 3 |  |  |  |  | True | Single-Speed | 90000 | 8181 | 11 | 10.8 |  |  | 90000 | 7992 | 3.3 | 3.3 |  |  |  | Federally-Regulated Commercial & Industrial Equipment | 08/28/2014 |  | 04/02/2020
Trane U.S. Inc. | Trane Unitary Products Group | 4TWA3048A3 (2) | TWE090E1**A* | HRCU-A-CB, Split System: Heat | Heat Pump | 230 | 3 |  |  |  |  | True | Single-Speed | 90000 | 8181 | 11 | 10.8 |  |  | 90000 | 7992 | 3.3 | 3.3 |  |  |  | Federally-Regulated Commercial & Industrial Equipment | 08/28/2014 |  | 04/02/2020
Trane U.S. Inc. | Trane Unitary Products Group | TWA180E30RA* | TWE180E3R3A* | HRCU-A-CB, Split System: Heat | Heat Pump | 208 | 3 |  |  |  |  | True | Single-Speed | 180000 | 16981 | 10.6 | 10.4 |  |  | 174000 | 15935 | 3.2 | 3.2 |  |  |  | Federally-Regulated Commercial & Industrial Equipment | 04/21/2014 |  | 04/02/2020
Trane U.S. Inc. | Trane Unitary Products Group | TWA090D3**A* | TWE090D100A* | HRCU-A-CB, Split System: Heat | Heat Pump | 208 | 3 |  |  |  |  | True | Single-Speed | 90000 | 8181 | 11 | 10.8 |  |  | 82000 | 7282 | 3.3 | 3.3 |  |  |  | Federally-Regulated Commercial & Industrial Equipment | 04/21/2014 |  | 04/02/2020
Trane U.S. Inc. | Trane Unitary Products Group | 4TWA3048A3 (2) | TWE090E1**A* | HRCU-A-CB, Split System: Heat | Heat Pump | 208 | 3 |  |  |  |  | True | Single-Speed | 90000 | 8181 | 11 | 10.8 |  |  | 90000 | 7992 | 3.3 | 3.3 |  |  |  | Federally-Regulated Commercial & Industrial Equipment | 08/28/2014 |  | 04/02/2020
Trane U.S. Inc. | Trane Unitary Products Group | TWA120D3**A* | TWE120D100A* | HRCU-A-CB, Split System: Heat | Heat Pump | 230 | 3 |  |  |  |  | True | Single-Speed | 120000 | 10909 | 11 | 10.8 |  |  | 105000 | 9325 | 3.3 | 3.3 |  |  |  | Federally-Regulated Commercial & Industrial Equipment | 04/21/2014 |  | 04/02/2020
Trane U.S. Inc. | Trane Unitary Products Group | TWA180E(3,4)**A* | TWE180E300A* | HRCU-A-CB, Split System: Heat | Heat Pump | 230 | 3 |  | False |  |  | True | Single-Speed | 180000 | 16981 | 10.6 | 10.4 |  |  | 174000 | 15935 | 3.2 | 3.2 | 109000 | 13889 | 2.3 | Federally-Regulated Commercial & Industrial Equipment | 06/02/2015 |  | 04/02/2020
Trane U.S. Inc. | Trane Unitary Products Group | TWA090D4**A* | TWE090D300A* | HRCU-A-CB, Split System: Heat | Heat Pump | 460 | 3 |  |  |  |  | True | Single-Speed | 90000 | 8181 | 11 | 10.8 |  |  | 82000 | 7282 | 3.3 | 3.3 |  |  |  | Federally-Regulated Commercial & Industrial Equipment | 04/21/2014 |  | 04/02/2020
Trane U.S. Inc. | Trane Unitary Products Group | 4TWA3048A4 (2) | TWE090E1**A* | HRCU-A-CB, Split System: Heat | Heat Pump | 460 | 3 |  |  |  |  | True | Single-Speed | 90000 | 8181 | 11 | 10.8 |  |  | 90000 | 7992 | 3.3 | 3.3 |  |  |  | Federally-Regulated Commercial & Industrial Equipment | 08/28/2014 |  | 04/02/2020
Trane U.S. Inc. | Trane Unitary Products Group | 4TWB3048B1 (2) | TWE090E3**A* | HRCU-A-CB, Split System: Heat | Heat Pump | 230 | 1 |  |  |  |  | True | Single-Speed | 90000 | 8181 | 11 | 10.8 |  |  | 90000 | 7992 | 3.3 | 3.3 |  |  |  | Federally-Regulated Commercial & Industrial Equipment | 08/28/2014 |  | 04/02/2020
Trane U.S. Inc. | Trane Unitary Products Group | TWA240E(3,4)**A* | TWE240E(3,4)00B* | HRCU-A-CB, Split System: Heat | Heat Pump | 230 | 3 |  | False |  |  | True | Single-Speed | 246000 | 24600 | 10 | 9.3 |  |  | 236000 | 21614 | 3.2 | 3.2 | 134000 | 19636 | 2 | Federally-Regulated Commercial & Industrial Equipment | 06/05/2015 |  | 04/02/2020
Trane U.S. Inc. | Trane Unitary Products Group | 4TWA3048A3 (2) | TWE090E3**A* | HRCU-A-CB, Split System: Heat | Heat Pump | 208 | 3 |  |  |  |  | True | Single-Speed | 90000 | 8181 | 11 | 10.8 |  |  | 90000 | 7992 | 3.3 | 3.3 |  |  |  | Federally-Regulated Commercial & Industrial Equipment | 08/28/2014 |  | 04/02/2020
Trane U.S. Inc. | Trane Unitary Products Group | TWA073D4**A* | TWE090D300A* | HRCU-A-CB, Split System: Heat | Heat Pump | 460 | 3 |  |  |  |  | True | Single-Speed | 78000 | 7090 | 11 | 10.8 |  |  | 69000 | 6127 | 3.3 | 3.3 |  |  |  | Federally-Regulated Commercial & Industrial Equipment | 04/21/2014 |  | 04/02/2020
Trane U.S. Inc. | Trane Unitary Products Group | TWA073D3**A* | TWE090D100A* | HRCU-A-CB, Split System: Heat | Heat Pump | 208 | 3 |  |  |  |  | True | Single-Speed | 78000 | 7090 | 11 | 10.8 |  |  | 69000 | 6127 | 3.3 | 3.3 |  |  |  | Federally-Regulated Commercial & Industrial Equipment | 04/21/2014 |  | 04/02/2020
Trane U.S. Inc. | American Standard, Inc. | 4TWB3048A4 (2) | TWE090E1**A* | HRCU-A-CB, Split System: Heat | Heat Pump | 460 | 3 |  |  |  |  | True | Single-Speed | 90000 | 8181 | 11 | 10.8 |  |  | 90000 | 7992 | 3.3 | 3.3 |  |  |  | Federally-Regulated Commercial & Industrial Equipment | 08/28/2014 |  | 04/02/2020
Trane U.S. Inc. | Trane Unitary Products Group | TWA180E4**A* | TWE180E300A* | HRCU-A-CB, Split System: Heat | Heat Pump | 460 | 3 |  |  |  |  | True | Single-Speed | 180000 | 16981 | 10.6 | 10.4 |  |  | 174000 | 15935 | 3.2 | 3.2 |  |  |  | Federally-Regulated Commercial & Industrial Equipment | 04/21/2014 |  | 04/02/2020
Trane U.S. Inc. | Trane Unitary Products Group | TWA240E(3,4)**A* | TWE240E(3,)00B* | HRCU-A-CB, Split System: Heat | Heat Pump | 208 | 3 |  | False |  |  | True | Single-Speed | 246000 | 24600 | 10 | 9.3 |  |  | 236000 | 21614 | 3.2 | 3.2 | 134000 | 19636 | 2 | Federally-Regulated Commercial & Industrial Equipment | 06/05/2015 |  | 04/02/2020
Trane U.S. Inc. | Trane Unitary Products Group | TWA120D3**A* | TWE120D300A* | HRCU-A-CB, Split System: Heat | Heat Pump | 208 | 3 |  |  |  |  | True | Single-Speed | 120000 | 10909 | 11 | 10.8 |  |  | 105000 | 9325 | 3.3 | 3.3 |  |  |  | Federally-Regulated Commercial & Industrial Equipment | 04/21/2014 |  | 04/02/2020
Trane U.S. Inc. | Trane Unitary Products Group | TWA180E(3,4)0RA* | TWE180E(3,4)R3A* | HRCU-A-CB, Split System: Heat | Heat Pump | 208 | 3 |  | False |  |  | True | Single-Speed | 180000 | 16981 | 10.6 | 10.4 |  |  | 174000 | 15935 | 3.2 | 3.2 | 109000 | 13889 | 2.3 | Federally-Regulated Commercial & Industrial Equipment | 06/02/2015 |  | 04/02/2020
Trane U.S. Inc. | Trane Unitary Products Group | TWA240E(3,4)**A* | TWE240E(3,4)00B* | HRCU-A-CB, Split System: Heat | Heat Pump | 208 | 3 |  | False |  |  | True | Single-Speed | 246000 | 24600 | 10 | 9.3 |  |  | 236000 | 21614 | 3.2 | 3.2 | 134000 | 19636 | 2 | Federally-Regulated Commercial & Industrial Equipment | 06/05/2015 |  | 04/02/2020
Trane U.S. Inc. | Trane Unitary Products Group | TWA120D4**A* | TWE120D300A* | HRCU-A-CB, Split System: Heat | Heat Pump | 460 | 3 |  |  |  |  | True | Single-Speed | 120000 | 10909 | 11 | 10.8 |  |  | 105000 | 9325 | 3.3 | 3.3 |  |  |  | Federally-Regulated Commercial & Industrial Equipment | 04/21/2014 |  | 04/02/2020
Trane U.S. Inc. | Trane Unitary Products Group | TWA180E40RA* | TWE180E3R3A* | HRCU-A-CB, Split System: Heat | Heat Pump | 460 | 3 |  |  |  |  | True | Single-Speed | 180000 | 16981 | 10.6 | 10.4 |  |  | 174000 | 15935 | 3.2 | 3.2 |  |  |  | Federally-Regulated Commercial & Industrial Equipment | 04/21/2014 |  | 04/02/2020
Trane U.S. Inc. | Trane Unitary Products Group | TWA240E(3,4)0RA* | TWE240E(3,4)R3B* | HRCU-A-CB, Split System: Heat | Heat Pump | 230 | 3 |  | False |  |  | True | Single-Speed | 246000 | 24600 | 10 | 9.3 |  |  | 236000 | 21614 | 3.2 | 3.2 | 134000 | 19636 | 2 | Federally-Regulated Commercial & Industrial Equipment | 06/05/2015 |  | 04/02/2020
Trane U.S. Inc. | Trane Unitary Products Group | TWA120D4**A* | TWE120D100A* | HRCU-A-CB, Split System: Heat | Heat Pump | 460 | 3 |  |  |  |  | True | Single-Speed | 120000 | 10909 | 11 | 10.8 |  |  | 105000 | 9325 | 3.3 | 3.3 |  |  |  | Federally-Regulated Commercial & Industrial Equipment | 04/21/2014 |  | 04/02/2020
Trane U.S. Inc. | Trane Unitary Products Group | TWA240E(3,4)**A* | TWE240E(3,)00B* | HRCU-A-CB, Split System: Heat | Heat Pump | 230 | 3 |  | False |  |  | True | Single-Speed | 246000 | 24600 | 10 | 9.3 |  |  | 236000 | 21614 | 3.2 | 3.2 | 134000 | 19636 | 2 | Federally-Regulated Commercial & Industrial Equipment | 06/05/2015 |  | 04/02/2020
Trane U.S. Inc. | Trane Unitary Products Group | TWA180E(3,4)0RA* | TWE180E(3,4)R3A* | HRCU-A-CB, Split System: Heat | Heat Pump | 460 | 3 |  | False |  |  | True | Single-Speed | 180000 | 16981 | 10.6 | 10.4 |  |  | 174000 | 15935 | 3.2 | 3.2 | 109000 | 13889 | 2.3 | Federally-Regulated Commercial & Industrial Equipment | 06/02/2015 |  | 04/02/2020
Trane U.S. Inc. | Trane Unitary Products Group | TWA240E(3,4)**A* | TWE240E(3,4)00B* | HRCU-A-CB, Split System: Heat | Heat Pump | 460 | 3 |  | False |  |  | True | Single-Speed | 246000 | 24600 | 10 | 9.3 |  |  | 236000 | 21614 | 3.2 | 3.2 | 134000 | 19636 | 2 | Federally-Regulated Commercial & Industrial Equipment | 06/05/2015 |  | 04/02/2020
Trane U.S. Inc. | Trane Unitary Products Group | TWA180E30RA* | TWE180E3R3A* | HRCU-A-CB, Split System: Heat | Heat Pump | 230 | 3 |  |  |  |  | True | Single-Speed | 180000 | 16981 | 10.6 | 10.4 |  |  | 174000 | 15935 | 3.2 | 3.2 |  |  |  | Federally-Regulated Commercial & Industrial Equipment | 04/21/2014 |  | 04/02/2020
Trane U.S. Inc. | Trane Unitary Products Group | TWA090D3**A* | TWE090D100A* | HRCU-A-CB, Split System: Heat | Heat Pump | 230 | 3 |  |  |  |  | True | Single-Speed | 90000 | 8181 | 11 | 10.8 |  |  | 82000 | 7282 | 3.3 | 3.3 |  |  |  | Federally-Regulated Commercial & Industrial Equipment | 04/21/2014 |  | 04/02/2020
Trane U.S. Inc. | Trane Unitary Products Group | TWA090D3**A* | TWE090D300A* | HRCU-A-CB, Split System: Heat | Heat Pump | 230 | 3 |  |  |  |  | True | Single-Speed | 90000 | 8181 | 11 | 10.8 |  |  | 82000 | 7282 | 3.3 | 3.3 |  |  |  | Federally-Regulated Commercial & Industrial Equipment | 04/21/2014 |  | 04/02/2020
Trane U.S. Inc. | Trane Unitary Products Group | TWA090D3**A* | TWE090D300A* | HRCU-A-CB, Split System: Heat | Heat Pump | 208 | 3 |  |  |  |  | True | Single-Speed | 90000 | 8181 | 11 | 10.8 |  |  | 82000 | 7282 | 3.3 | 3.3 |  |  |  | Federally-Regulated Commercial & Industrial Equipment | 04/21/2014 |  | 04/02/2020
Trane U.S. Inc. | Trane Unitary Products Group | TWA180E3**A* | TWE180E300A* | HRCU-A-CB, Split System: Heat | Heat Pump | 230 | 3 |  |  |  |  | True | Single-Speed | 180000 | 16981 | 10.6 | 10.4 |  |  | 174000 | 15935 | 3.2 | 3.2 |  |  |  | Federally-Regulated Commercial & Industrial Equipment | 04/21/2014 |  | 04/02/2020
Trane U.S. Inc. | Trane Unitary Products Group | TWA090D4**A* | TWE090D100A* | HRCU-A-CB, Split System: Heat | Heat Pump | 460 | 3 |  |  |  |  | True | Single-Speed | 90000 | 8181 | 11 | 10.8 |  |  | 82000 | 7282 | 3.3 | 3.3 |  |  |  | Federally-Regulated Commercial & Industrial Equipment | 04/21/2014 |  | 04/02/2020
Trane U.S. Inc. | American Standard, Inc. | 4TWB3048A3 (2) | TWE090E3**A* | HRCU-A-CB, Split System: Heat | Heat Pump | 208 | 3 |  |  |  |  | True | Single-Speed | 90000 | 8181 | 11 | 10.8 |  |  | 90000 | 7992 | 3.3 | 3.3 |  |  |  | Federally-Regulated Commercial & Industrial Equipment | 08/28/2014 |  | 04/02/2020
Trane U.S. Inc. | Trane Unitary Products Group | 4TWB3048B1 (2) | TWE090E1**A* | HRCU-A-CB, Split System: Heat | Heat Pump | 200 | 1 |  |  |  |  | True | Single-Speed | 90000 | 8181 | 11 | 10.8 |  |  | 90000 | 7992 | 3.3 | 3.3 |  |  |  | Federally-Regulated Commercial & Industrial Equipment | 08/28/2014 |  | 04/02/2020
Trane U.S. Inc. | American Standard, Inc. | 4A6B3048B1 (2) | TWE090E1**A* | HRCU-A-CB, Split System: Heat | Heat Pump | 200 | 1 |  |  |  |  | True | Single-Speed | 90000 | 8181 | 11 | 10.8 |  |  | 90000 | 7992 | 3.3 | 3.3 |  |  |  | Federally-Regulated Commercial & Industrial Equipment | 08/28/2014 |  | 04/02/2020
Trane U.S. Inc. | Trane Unitary Products Group | TWA073D3**A* | TWE090D300A* | HRCU-A-CB, Split System: Heat | Heat Pump | 208 | 3 |  |  |  |  | True | Single-Speed | 78000 | 7090 | 11 | 10.8 |  |  | 69000 | 6127 | 3.3 | 3.3 |  |  |  | Federally-Regulated Commercial & Industrial Equipment | 04/21/2014 |  | 04/02/2020
Trane U.S. Inc. | American Standard, Inc. | 4TWB3048A3 (2) | TWE090E3**A* | HRCU-A-CB, Split System: Heat | Heat Pump | 230 | 3 |  |  |  |  | True | Single-Speed | 90000 | 8181 | 11 | 10.8 |  |  | 90000 | 7992 | 3.3 | 3.3 |  |  |  | Federally-Regulated Commercial & Industrial Equipment | 08/28/2014 |  | 04/02/2020
Trane U.S. Inc. | Trane Unitary Products Group | TWA120D3**A* | TWE120D100A* | HRCU-A-CB, Split System: Heat | Heat Pump | 208 | 3 |  |  |  |  | True | Single-Speed | 120000 | 10909 | 11 | 10.8 |  |  | 105000 | 9325 | 3.3 | 3.3 |  |  |  | Federally-Regulated Commercial & Industrial Equipment | 04/21/2014 |  | 04/02/2020
Trane U.S. Inc. | American Standard, Inc. | 4A6B3048B1 (2) | TWE090E1**A* | HRCU-A-CB, Split System: Heat | Heat Pump | 230 | 1 |  |  |  |  | True | Single-Speed | 90000 | 8181 | 11 | 10.8 |  |  | 90000 | 7992 | 3.3 | 3.3 |  |  |  | Federally-Regulated Commercial & Industrial Equipment | 08/28/2014 |  | 04/02/2020
Trane U.S. Inc. | American Standard, Inc. | WS(D,H)150E(3,4,W)R0****7 |  | HSP-A, Single-Package Heat Pum | Heat Pump | 208 | 3 | False |  |  |  | False | Single-Speed | 146000 | 13773 | 10.6 | 10.4 |  |  | 136000 | 12455 | 3.2 | 3.2 |  |  |  | Federally-Regulated Commercial & Industrial Equipment | 04/21/2014 |  | 04/02/2020
Trane U.S. Inc. | Trane Unitary Products Group | WSC120E3*0A |  | HSP-A, Single-Package Heat Pum | Heat Pump | 208 | 3 | False |  |  |  | True | Single-Speed | 118000 | 10535 | 11.2 | 10.8 |  |  | 111000 | 9036 | 3.6 | 3.3 |  |  |  | Federally-Regulated Commercial & Industrial Equipment | 08/28/2014 |  | 04/02/2020
Trane U.S. Inc. | American Standard, Inc. | WS(D,H)150E(3,4,W)R0****7 |  | HSP-A, Single-Package Heat Pum | Heat Pump | 460 | 3 | False |  |  |  | False | Single-Speed | 146000 | 13773 | 10.6 | 10.4 |  |  | 136000 | 12455 | 3.2 | 3.2 |  |  |  | Federally-Regulated Commercial & Industrial Equipment | 04/21/2014 |  | 04/02/2020
Trane U.S. Inc. | Trane Unitary Products Group | WS(D,H)180E(3,4,W)R0****7 |  | HSP-A, Single-Package Heat Pum | Heat Pump | 208 | 3 | False |  |  |  | False | Single-Speed | 170000 | 16037 | 10.6 | 10.4 |  |  | 170000 | 15569 | 3.2 | 3.2 |  |  |  | Federally-Regulated Commercial & Industrial Equipment | 04/21/2014 |  | 04/02/2020
Trane U.S. Inc. | American Standard, Inc. | WS(D,H)180E(3,4,W)R0****7 |  | HSP-A, Single-Package Heat Pum | Heat Pump | 460 | 3 | False |  |  |  | False | Single-Speed | 170000 | 16037 | 10.6 | 10.4 |  |  | 170000 | 15569 | 3.2 | 3.2 |  |  |  | Federally-Regulated Commercial & Industrial Equipment | 04/21/2014 |  | 04/02/2020
Trane U.S. Inc. | Trane Unitary Products Group | WSC120E3*0A |  | HSP-A, Single-Package Heat Pum | Heat Pump | 230 | 3 | False |  |  |  | True | Single-Speed | 118000 | 10535 | 11.2 | 10.8 |  |  | 111000 | 9036 | 3.6 | 3.3 |  |  |  | Federally-Regulated Commercial & Industrial Equipment | 08/28/2014 |  | 04/02/2020
Trane U.S. Inc. | Trane Unitary Products Group | WSC120E(3,4,W)*0A***6 |  | HSP-A, Single-Package Heat Pum | Heat Pump | 460 | 3 | False |  |  |  | True | Single-Speed | 118000 | 10535 | 11.2 | 10.8 |  |  | 111000 | 9036 | 3.6 | 3.3 |  |  |  | Federally-Regulated Commercial & Industrial Equipment | 04/21/2014 |  | 04/02/2020
Trane U.S. Inc. | Trane Unitary Products Group | WSC120E(3,4,W)*0A***6 |  | HSP-A, Single-Package Heat Pum | Heat Pump | 208 | 3 | False |  |  |  | True | Single-Speed | 118000 | 10535 | 11.2 | 10.8 |  |  | 111000 | 9036 | 3.6 | 3.3 |  |  |  | Federally-Regulated Commercial & Industrial Equipment | 04/21/2014 |  | 04/02/2020
Trane U.S. Inc. | American Standard, Inc. | WS(D,H)150E(3,4,W)R0****0 |  | HSP-A, Single-Package Heat Pum | Heat Pump | 575 | 3 | False |  |  |  | False | Single-Speed | 146000 | 13773 | 10.6 | 10.4 |  |  | 136000 | 12455 | 3.2 | 3.2 |  |  |  | Federally-Regulated Commercial & Industrial Equipment | 08/28/2014 |  | 04/02/2020
Trane U.S. Inc. | American Standard, Inc. | WSC120E4*0A |  | HSP-A, Single-Package Heat Pum | Heat Pump | 460 | 3 | False |  |  |  | True | Single-Speed | 118000 | 10535 | 11.2 | 10.8 |  |  | 111000 | 9036 | 3.6 | 3.3 |  |  |  | Federally-Regulated Commercial & Industrial Equipment | 08/28/2014 |  | 04/02/2020
Trane U.S. Inc. | Trane Unitary Products Group | WS(D,H)180E(3,4,W)R0****7 |  | HSP-A, Single-Package Heat Pum | Heat Pump | 460 | 3 | False |  |  |  | False | Single-Speed | 170000 | 16037 | 10.6 | 10.4 |  |  | 170000 | 15569 | 3.2 | 3.2 |  |  |  | Federally-Regulated Commercial & Industrial Equipment | 04/21/2014 |  | 04/02/2020
Trane U.S. Inc. | American Standard, Inc. | WSC120E(3,4,W)*0A***7 |  | HSP-A, Single-Package Heat Pum | Heat Pump | 230 | 3 | False |  |  |  | True | Single-Speed | 118000 | 10535 | 11.2 | 10.8 |  |  | 111000 | 9036 | 3.6 | 3.3 |  |  |  | Federally-Regulated Commercial & Industrial Equipment | 04/21/2014 |  | 04/02/2020
Trane U.S. Inc. | Trane Unitary Products Group | WS(D,H)150E(3,4,W)R0****0 |  | HSP-A, Single-Package Heat Pum | Heat Pump | 230 | 3 | False |  |  |  | False | Single-Speed | 146000 | 13773 | 10.6 | 10.4 |  |  | 136000 | 12455 | 3.2 | 3.2 |  |  |  | Federally-Regulated Commercial & Industrial Equipment | 08/28/2014 |  | 04/02/2020
Trane U.S. Inc. | Trane Unitary Products Group | WSC120E(3,4,W)*0A***7 |  | HSP-A, Single-Package Heat Pum | Heat Pump | 460 | 3 | False |  |  |  | True | Single-Speed | 118000 | 10535 | 11.2 | 10.8 |  |  | 111000 | 9036 | 3.6 | 3.3 |  |  |  | Federally-Regulated Commercial & Industrial Equipment | 04/21/2014 |  | 04/02/2020
Trane U.S. Inc. | American Standard, Inc. | WSC120E3*0A |  | HSP-A, Single-Package Heat Pum | Heat Pump | 208 | 3 | False |  |  |  | True | Single-Speed | 118000 | 10535 | 11.2 | 10.8 |  |  | 111000 | 9036 | 3.6 | 3.3 |  |  |  | Federally-Regulated Commercial & Industrial Equipment | 08/28/2014 |  | 04/02/2020
Trane U.S. Inc. | Trane Unitary Products Group | WSC072E3*0A |  | HSP-A, Single-Package Heat Pum | Heat Pump | 208 | 3 | False |  |  |  | True | Single-Speed | 75000 | 6578 | 11.4 | 10.8 |  |  | 71000 | 5945 | 3.5 | 3.3 |  |  |  | Federally-Regulated Commercial & Industrial Equipment | 08/28/2014 |  | 04/02/2020
Trane U.S. Inc. | American Standard, Inc. | WSC072E3*0A |  | HSP-A, Single-Package Heat Pum | Heat Pump | 208 | 3 | False |  |  |  | True | Single-Speed | 75000 | 6578 | 11.4 | 10.8 |  |  | 71000 | 5945 | 3.5 | 3.3 |  |  |  | Federally-Regulated Commercial & Industrial Equipment | 08/28/2014 |  | 04/02/2020
Trane U.S. Inc. | Trane Unitary Products Group | WS(D,H)150E(3,4,W)R0****7 |  | HSP-A, Single-Package Heat Pum | Heat Pump | 230 | 3 | False |  |  |  | False | Single-Speed | 146000 | 13773 | 10.6 | 10.4 |  |  | 136000 | 12455 | 3.2 | 3.2 |  |  |  | Federally-Regulated Commercial & Industrial Equipment | 04/21/2014 |  | 04/02/2020
Trane U.S. Inc. | American Standard, Inc. | WSC090E3*0A |  | HSP-A, Single-Package Heat Pum | Heat Pump | 230 | 3 | False |  |  |  | True | Single-Speed | 89000 | 8018 | 11.1 | 10.8 |  |  | 86000 | 7413 | 3.4 | 3.3 |  |  |  | Federally-Regulated Commercial & Industrial Equipment | 08/28/2014 |  | 04/02/2020
Trane U.S. Inc. | American Standard, Inc. | WS(D,H)150E(3,4,W)R0****0 |  | HSP-A, Single-Package Heat Pum | Heat Pump | 230 | 3 | False |  |  |  | False | Single-Speed | 146000 | 13773 | 10.6 | 10.4 |  |  | 136000 | 12455 | 3.2 | 3.2 |  |  |  | Federally-Regulated Commercial & Industrial Equipment | 08/28/2014 |  | 04/02/2020
Trane U.S. Inc. | American Standard, Inc. | WS(D,H)180E(3,4,W)R0****7 |  | HSP-A, Single-Package Heat Pum | Heat Pump | 208 | 3 | False |  |  |  | False | Single-Speed | 170000 | 16037 | 10.6 | 10.4 |  |  | 170000 | 15569 | 3.2 | 3.2 |  |  |  | Federally-Regulated Commercial & Industrial Equipment | 04/21/2014 |  | 04/02/2020
Trane U.S. Inc. | American Standard, Inc. | WS(D,H)180E(3,4,W)R0****0 |  | HSP-A, Single-Package Heat Pum | Heat Pump | 575 | 3 | False |  |  |  | False | Single-Speed | 170000 | 16037 | 10.6 | 10.4 |  |  | 170000 | 15569 | 3.2 | 3.2 |  |  |  | Federally-Regulated Commercial & Industrial Equipment | 08/28/2014 |  | 04/02/2020
Trane U.S. Inc. | American Standard, Inc. | WSC120E(3,4,W)*0A***6 |  | HSP-A, Single-Package Heat Pum | Heat Pump | 230 | 3 | False |  |  |  | True | Single-Speed | 118000 | 10535 | 11.2 | 10.8 |  |  | 111000 | 9036 | 3.6 | 3.3 |  |  |  | Federally-Regulated Commercial & Industrial Equipment | 04/21/2014 |  | 04/02/2020
Trane U.S. Inc. | Trane Unitary Products Group | WSC120E(3,4,W)*0A***7 |  | HSP-A, Single-Package Heat Pum | Heat Pump | 208 | 3 | False |  |  |  | True | Single-Speed | 118000 | 10535 | 11.2 | 10.8 |  |  | 111000 | 9036 | 3.6 | 3.3 |  |  |  | Federally-Regulated Commercial & Industrial Equipment | 04/21/2014 |  | 04/02/2020
Trane U.S. Inc. | Trane Unitary Products Group | WS(D,H)150E(3,4,W)R0****0 |  | HSP-A, Single-Package Heat Pum | Heat Pump | 575 | 3 | False |  |  |  | False | Single-Speed | 146000 | 13773 | 10.6 | 10.4 |  |  | 136000 | 12455 | 3.2 | 3.2 |  |  |  | Federally-Regulated Commercial & Industrial Equipment | 08/28/2014 |  | 04/02/2020
Trane U.S. Inc. | American Standard, Inc. | WS(D,H)180E(3,4,W)R0****0 |  | HSP-A, Single-Package Heat Pum | Heat Pump | 208 | 3 | False |  |  |  | False | Single-Speed | 170000 | 16037 | 10.6 | 10.4 |  |  | 170000 | 15569 | 3.2 | 3.2 |  |  |  | Federally-Regulated Commercial & Industrial Equipment | 08/28/2014 |  | 04/02/2020
Trane U.S. Inc. | Trane Unitary Products Group | WS(D,H)150E(3,4,W)R0****6 |  | HSP-A, Single-Package Heat Pum | Heat Pump | 230 | 3 | False |  |  |  | False | Single-Speed | 146000 | 13773 | 10.6 | 10.4 |  |  | 136000 | 12455 | 3.2 | 3.2 |  |  |  | Federally-Regulated Commercial & Industrial Equipment | 04/21/2014 |  | 04/02/2020
Trane U.S. Inc. | American Standard, Inc. | WS(D,H)180E(3,4,W)R0****0 |  | HSP-A, Single-Package Heat Pum | Heat Pump | 230 | 3 | False |  |  |  | False | Single-Speed | 170000 | 16037 | 10.6 | 10.4 |  |  | 170000 | 15569 | 3.2 | 3.2 |  |  |  | Federally-Regulated Commercial & Industrial Equipment | 08/28/2014 |  | 04/02/2020
Trane U.S. Inc. | American Standard, Inc. | WSC120E(3,4,W)*0A***6 |  | HSP-A, Single-Package Heat Pum | Heat Pump | 208 | 3 | False |  |  |  | True | Single-Speed | 118000 | 10535 | 11.2 | 10.8 |  |  | 111000 | 9036 | 3.6 | 3.3 |  |  |  | Federally-Regulated Commercial & Industrial Equipment | 04/21/2014 |  | 04/02/2020
Trane U.S. Inc. | Trane Unitary Products Group | WS(D,H)150E(3,4,W)R0****7 |  | HSP-A, Single-Package Heat Pum | Heat Pump | 460 | 3 | False |  |  |  | False | Single-Speed | 146000 | 13773 | 10.6 | 10.4 |  |  | 136000 | 12455 | 3.2 | 3.2 |  |  |  | Federally-Regulated Commercial & Industrial Equipment | 04/21/2014 |  | 04/02/2020
Trane U.S. Inc. | Trane Unitary Products Group | WS(D,H)150E(3,4,W)R0****7 |  | HSP-A, Single-Package Heat Pum | Heat Pump | 208 | 3 | False |  |  |  | False | Single-Speed | 146000 | 13773 | 10.6 | 10.4 |  |  | 136000 | 12455 | 3.2 | 3.2 |  |  |  | Federally-Regulated Commercial & Industrial Equipment | 04/21/2014 |  | 04/02/2020
Trane U.S. Inc. | Trane Unitary Products Group | WS(D,H)180E(3,4,W)R0****6 |  | HSP-A, Single-Package Heat Pum | Heat Pump | 575 | 3 | False |  |  |  | False | Single-Speed | 170000 | 16037 | 10.6 | 10.4 |  |  | 170000 | 15569 | 3.2 | 3.2 |  |  |  | Federally-Regulated Commercial & Industrial Equipment | 04/21/2014 |  | 04/02/2020
Trane U.S. Inc. | Trane Unitary Products Group | WS(D,H)180E(3,4,W)R0****6 |  | HSP-A, Single-Package Heat Pum | Heat Pump | 230 | 3 | False |  |  |  | False | Single-Speed | 170000 | 16037 | 10.6 | 10.4 |  |  | 170000 | 15569 | 3.2 | 3.2 |  |  |  | Federally-Regulated Commercial & Industrial Equipment | 04/21/2014 |  | 04/02/2020
Trane U.S. Inc. | American Standard, Inc. | WS(D,H)180E(3,4,W)R0****6 |  | HSP-A, Single-Package Heat Pum | Heat Pump | 460 | 3 | False |  |  |  | False | Single-Speed | 170000 | 16037 | 10.6 | 10.4 |  |  | 170000 | 15569 | 3.2 | 3.2 |  |  |  | Federally-Regulated Commercial & Industrial Equipment | 04/21/2014 |  | 04/02/2020
Trane U.S. Inc. | American Standard, Inc. | WS(D,H)150E(3,4,W)R0****7 |  | HSP-A, Single-Package Heat Pum | Heat Pump | 230 | 3 | False |  |  |  | False | Single-Speed | 146000 | 13773 | 10.6 | 10.4 |  |  | 136000 | 12455 | 3.2 | 3.2 |  |  |  | Federally-Regulated Commercial & Industrial Equipment | 04/21/2014 |  | 04/02/2020
Trane U.S. Inc. | Trane Unitary Products Group | WS(D,H)150E(3,4,W)R0****6 |  | HSP-A, Single-Package Heat Pum | Heat Pump | 460 | 3 | False |  |  |  | False | Single-Speed | 146000 | 13773 | 10.6 | 10.4 |  |  | 136000 | 12455 | 3.2 | 3.2 |  |  |  | Federally-Regulated Commercial & Industrial Equipment | 04/21/2014 |  | 04/02/2020
Trane U.S. Inc. | Trane Unitary Products Group | WS(D,H)150E(3,4,W)R0****0 |  | HSP-A, Single-Package Heat Pum | Heat Pump | 460 | 3 | False |  |  |  | False | Single-Speed | 146000 | 13773 | 10.6 | 10.4 |  |  | 136000 | 12455 | 3.2 | 3.2 |  |  |  | Federally-Regulated Commercial & Industrial Equipment | 08/28/2014 |  | 04/02/2020
Trane U.S. Inc. | American Standard, Inc. | WS(D,H)150E(3,4,W)R0****7 |  | HSP-A, Single-Package Heat Pum | Heat Pump | 575 | 3 | False |  |  |  | False | Single-Speed | 146000 | 13773 | 10.6 | 10.4 |  |  | 136000 | 12455 | 3.2 | 3.2 |  |  |  | Federally-Regulated Commercial & Industrial Equipment | 04/21/2014 |  | 04/02/2020
Trane U.S. Inc. | Trane Unitary Products Group | WSC120E(3,4,W)*0A***7 |  | HSP-A, Single-Package Heat Pum | Heat Pump | 230 | 3 | False |  |  |  | True | Single-Speed | 118000 | 10535 | 11.2 | 10.8 |  |  | 111000 | 9036 | 3.6 | 3.3 |  |  |  | Federally-Regulated Commercial & Industrial Equipment | 04/21/2014 |  | 04/02/2020
Trane U.S. Inc. | American Standard, Inc. | WS(D,H)180E(3,4,W)R0****7 |  | HSP-A, Single-Package Heat Pum | Heat Pump | 230 | 3 | False |  |  |  | False | Single-Speed | 170000 | 16037 | 10.6 | 10.4 |  |  | 170000 | 15569 | 3.2 | 3.2 |  |  |  | Federally-Regulated Commercial & Industrial Equipment | 04/21/2014 |  | 04/02/2020
Trane U.S. Inc. | American Standard, Inc. | WSC120E(3,4,W)*0A***7 |  | HSP-A, Single-Package Heat Pum | Heat Pump | 208 | 3 | False |  |  |  | True | Single-Speed | 118000 | 10535 | 11.2 | 10.8 |  |  | 111000 | 9036 | 3.6 | 3.3 |  |  |  | Federally-Regulated Commercial & Industrial Equipment | 04/21/2014 |  | 04/02/2020
Trane U.S. Inc. | Trane Unitary Products Group | WSC120E4*0A |  | HSP-A, Single-Package Heat Pum | Heat Pump | 460 | 3 | False |  |  |  | True | Single-Speed | 118000 | 10535 | 11.2 | 10.8 |  |  | 111000 | 9036 | 3.6 | 3.3 |  |  |  | Federally-Regulated Commercial & Industrial Equipment | 08/28/2014 |  | 04/02/2020
Trane U.S. Inc. | Trane Unitary Products Group | WS(D,H)180E(3,4,W)R0****6 |  | HSP-A, Single-Package Heat Pum | Heat Pump | 208 | 3 | False |  |  |  | False | Single-Speed | 170000 | 16037 | 10.6 | 10.4 |  |  | 170000 | 15569 | 3.2 | 3.2 |  |  |  | Federally-Regulated Commercial & Industrial Equipment | 04/21/2014 |  | 04/02/2020
Trane U.S. Inc. | Trane Unitary Products Group | WSC090E3*0A |  | HSP-A, Single-Package Heat Pum | Heat Pump | 208 | 3 | False |  |  |  | True | Single-Speed | 89000 | 8018 | 11.1 | 10.8 |  |  | 86000 | 7413 | 3.4 | 3.3 | 48000 | 6116 | 2.3 | Federally-Regulated Commercial & Industrial Equipment | 06/01/2015 |  | 04/02/2020
Trane U.S. Inc. | American Standard, Inc. | WS(D,H)150E(3,4,W)R0****0 |  | HSP-A, Single-Package Heat Pum | Heat Pump | 460 | 3 | False |  |  |  | False | Single-Speed | 146000 | 13773 | 10.6 | 10.4 |  |  | 136000 | 12455 | 3.2 | 3.2 |  |  |  | Federally-Regulated Commercial & Industrial Equipment | 08/28/2014 |  | 04/02/2020
Trane U.S. Inc. | Trane Unitary Products Group | WSC072E3*0A |  | HSP-A, Single-Package Heat Pum | Heat Pump | 230 | 3 | False |  |  |  | True | Single-Speed | 75000 | 6578 | 11.4 | 10.8 |  |  | 71000 | 5945 | 3.5 | 3.3 |  |  |  | Federally-Regulated Commercial & Industrial Equipment | 08/28/2014 |  | 04/02/2020
Trane U.S. Inc. | American Standard, Inc. | WS(D,H)150E(3,4,W)R0****6 |  | HSP-A, Single-Package Heat Pum | Heat Pump | 230 | 3 | False |  |  |  | False | Single-Speed | 146000 | 13773 | 10.6 | 10.4 |  |  | 136000 | 12455 | 3.2 | 3.2 |  |  |  | Federally-Regulated Commercial & Industrial Equipment | 04/21/2014 |  | 04/02/2020
Trane U.S. Inc. | American Standard, Inc. | WSC120E3*0A |  | HSP-A, Single-Package Heat Pum | Heat Pump | 230 | 3 | False |  |  |  | True | Single-Speed | 118000 | 10535 | 11.2 | 10.8 |  |  | 111000 | 9036 | 3.6 | 3.3 |  |  |  | Federally-Regulated Commercial & Industrial Equipment | 08/28/2014 |  | 04/02/2020
Trane U.S. Inc. | Trane Unitary Products Group | WSC090E3*0A |  | HSP-A, Single-Package Heat Pum | Heat Pump | 230 | 3 | False |  |  |  | True | Single-Speed | 89000 | 8018 | 11.1 | 10.8 |  |  | 86000 | 7413 | 3.4 | 3.3 | 48000 | 6116 | 2.3 | Federally-Regulated Commercial & Industrial Equipment | 06/01/2015 |  | 04/02/2020
Trane U.S. Inc. | Trane Unitary Products Group | WS(D,H)180E(3,4,W)R0****0 |  | HSP-A, Single-Package Heat Pum | Heat Pump | 208 | 3 | False |  |  |  | False | Single-Speed | 170000 | 16037 | 10.6 | 10.4 |  |  | 170000 | 15569 | 3.2 | 3.2 |  |  |  | Federally-Regulated Commercial & Industrial Equipment | 08/28/2014 |  | 04/02/2020
Trane U.S. Inc. | American Standard, Inc. | WSC072E3*0A |  | HSP-A, Single-Package Heat Pum | Heat Pump | 230 | 3 | False |  |  |  | True | Single-Speed | 75000 | 6578 | 11.4 | 10.8 |  |  | 71000 | 5945 | 3.5 | 3.3 |  |  |  | Federally-Regulated Commercial & Industrial Equipment | 08/28/2014 |  | 04/02/2020
Trane U.S. Inc. | Trane Unitary Products Group | WS(D,H)180E(3,4,W)R0****0 |  | HSP-A, Single-Package Heat Pum | Heat Pump | 575 | 3 | False |  |  |  | False | Single-Speed | 170000 | 16037 | 10.6 | 10.4 |  |  | 170000 | 15569 | 3.2 | 3.2 |  |  |  | Federally-Regulated Commercial & Industrial Equipment | 08/28/2014 |  | 04/02/2020
Trane U.S. Inc. | American Standard, Inc. | WS(D,H)180E(3,4,W)R0****6 |  | HSP-A, Single-Package Heat Pum | Heat Pump | 230 | 3 | False |  |  |  | False | Single-Speed | 170000 | 16037 | 10.6 | 10.4 |  |  | 170000 | 15569 | 3.2 | 3.2 |  |  |  | Federally-Regulated Commercial & Industrial Equipment | 04/21/2014 |  | 04/02/2020
Trane U.S. Inc. | American Standard, Inc. | WS(D,H)150E(3,4,W)R0****0 |  | HSP-A, Single-Package Heat Pum | Heat Pump | 208 | 3 | False |  |  |  | False | Single-Speed | 146000 | 13773 | 10.6 | 10.4 |  |  | 136000 | 12455 | 3.2 | 3.2 |  |  |  | Federally-Regulated Commercial & Industrial Equipment | 08/28/2014 |  | 04/02/2020
Trane U.S. Inc. | American Standard, Inc. | WS(D,H)180E(3,4,W)R0****0 |  | HSP-A, Single-Package Heat Pum | Heat Pump | 460 | 3 | False |  |  |  | False | Single-Speed | 170000 | 16037 | 10.6 | 10.4 |  |  | 170000 | 15569 | 3.2 | 3.2 |  |  |  | Federally-Regulated Commercial & Industrial Equipment | 08/28/2014 |  | 04/02/2020
Trane U.S. Inc. | American Standard, Inc. | WSC072E4*0A |  | HSP-A, Single-Package Heat Pum | Heat Pump | 460 | 3 | False |  |  |  | True | Single-Speed | 75000 | 6578 | 11.4 | 10.8 |  |  | 71000 | 5945 | 3.5 | 3.3 |  |  |  | Federally-Regulated Commercial & Industrial Equipment | 08/28/2014 |  | 04/02/2020
Trane U.S. Inc. | Trane Unitary Products Group | WSC072E4*0A |  | HSP-A, Single-Package Heat Pum | Heat Pump | 460 | 3 | False |  |  |  | True | Single-Speed | 75000 | 6578 | 11.4 | 10.8 |  |  | 71000 | 5945 | 3.5 | 3.3 |  |  |  | Federally-Regulated Commercial & Industrial Equipment | 08/28/2014 |  | 04/02/2020
Trane U.S. Inc. | American Standard, Inc. | WS(D,H)180E(3,4,W)R0****6 |  | HSP-A, Single-Package Heat Pum | Heat Pump | 208 | 3 | False |  |  |  | False | Single-Speed | 170000 | 16037 | 10.6 | 10.4 |  |  | 170000 | 15569 | 3.2 | 3.2 |  |  |  | Federally-Regulated Commercial & Industrial Equipment | 04/21/2014 |  | 04/02/2020
Trane U.S. Inc. | Trane Unitary Products Group | WS(D,H)180E(3,4,W)R0****0 |  | HSP-A, Single-Package Heat Pum | Heat Pump | 460 | 3 | False |  |  |  | False | Single-Speed | 170000 | 16037 | 10.6 | 10.4 |  |  | 170000 | 15569 | 3.2 | 3.2 |  |  |  | Federally-Regulated Commercial & Industrial Equipment | 08/28/2014 |  | 04/02/2020
Trane U.S. Inc. | American Standard, Inc. | WS(D,H)150E(3,4,W)R0****6 |  | HSP-A, Single-Package Heat Pum | Heat Pump | 575 | 3 | False |  |  |  | False | Single-Speed | 146000 | 13773 | 10.6 | 10.4 |  |  | 136000 | 12455 | 3.2 | 3.2 |  |  |  | Federally-Regulated Commercial & Industrial Equipment | 04/21/2014 |  | 04/02/2020
Trane U.S. Inc. | American Standard, Inc. | WSC120E(3,4,W)*0A***7 |  | HSP-A, Single-Package Heat Pum | Heat Pump | 460 | 3 | False |  |  |  | True | Single-Speed | 118000 | 10535 | 11.2 | 10.8 |  |  | 111000 | 9036 | 3.6 | 3.3 |  |  |  | Federally-Regulated Commercial & Industrial Equipment | 04/21/2014 |  | 04/02/2020
Trane U.S. Inc. | Trane Unitary Products Group | WS(D,H)150E(3,4,W)R0****7 |  | HSP-A, Single-Package Heat Pum | Heat Pump | 575 | 3 | False |  |  |  | False | Single-Speed | 146000 | 13773 | 10.6 | 10.4 |  |  | 136000 | 12455 | 3.2 | 3.2 |  |  |  | Federally-Regulated Commercial & Industrial Equipment | 04/21/2014 |  | 04/02/2020
Trane U.S. Inc. | Trane Unitary Products Group | WS(D,H)180E(3,4,W)R0****0 |  | HSP-A, Single-Package Heat Pum | Heat Pump | 230 | 3 | False |  |  |  | False | Single-Speed | 170000 | 16037 | 10.6 | 10.4 |  |  | 170000 | 15569 | 3.2 | 3.2 |  |  |  | Federally-Regulated Commercial & Industrial Equipment | 08/28/2014 |  | 04/02/2020
Trane U.S. Inc. | Trane Unitary Products Group | WS(D,H)150E(3,4,W)R0****6 |  | HSP-A, Single-Package Heat Pum | Heat Pump | 575 | 3 | False |  |  |  | False | Single-Speed | 146000 | 13773 | 10.6 | 10.4 |  |  | 136000 | 12455 | 3.2 | 3.2 |  |  |  | Federally-Regulated Commercial & Industrial Equipment | 04/21/2014 |  | 04/02/2020
Trane U.S. Inc. | American Standard, Inc. | WSC090E3*0A |  | HSP-A, Single-Package Heat Pum | Heat Pump | 208 | 3 | False |  |  |  | True | Single-Speed | 89000 | 8018 | 11.1 | 10.8 |  |  | 86000 | 7413 | 3.4 | 3.3 |  |  |  | Federally-Regulated Commercial & Industrial Equipment | 08/28/2014 |  | 04/02/2020
Trane U.S. Inc. | American Standard, Inc. | WSC120E(3,4,W)*0A***6 |  | HSP-A, Single-Package Heat Pum | Heat Pump | 575 | 3 | False |  |  |  | True | Single-Speed | 118000 | 10535 | 11.2 | 10.8 |  |  | 111000 | 9036 | 3.6 | 3.3 |  |  |  | Federally-Regulated Commercial & Industrial Equipment | 04/21/2014 |  | 04/02/2020
Trane U.S. Inc. | Trane Unitary Products Group | WS(D,H)150E(3,4,W)R0****6 |  | HSP-A, Single-Package Heat Pum | Heat Pump | 208 | 3 | False |  |  |  | False | Single-Speed | 146000 | 13773 | 10.6 | 10.4 |  |  | 136000 | 12455 | 3.2 | 3.2 |  |  |  | Federally-Regulated Commercial & Industrial Equipment | 04/21/2014 |  | 04/02/2020
Trane U.S. Inc. | American Standard, Inc. | WSC120E(3,4,W)*0A***6 |  | HSP-A, Single-Package Heat Pum | Heat Pump | 460 | 3 | False |  |  |  | True | Single-Speed | 118000 | 10535 | 11.2 | 10.8 |  |  | 111000 | 9036 | 3.6 | 3.3 |  |  |  | Federally-Regulated Commercial & Industrial Equipment | 04/21/2014 |  | 04/02/2020
Trane U.S. Inc. | Trane Unitary Products Group | WSC090E4*0A |  | HSP-A, Single-Package Heat Pum | Heat Pump | 460 | 3 | False |  |  |  | True | Single-Speed | 89000 | 8018 | 11.1 | 10.8 |  |  | 86000 | 7413 | 3.4 | 3.3 | 48000 | 6116 | 2.3 | Federally-Regulated Commercial & Industrial Equipment | 06/01/2015 |  | 04/02/2020
Trane U.S. Inc. | American Standard, Inc. | WSC090E4*0A |  | HSP-A, Single-Package Heat Pum | Heat Pump | 460 | 3 | False |  |  |  | True | Single-Speed | 89000 | 8018 | 11.1 | 10.8 |  |  | 86000 | 7413 | 3.4 | 3.3 |  |  |  | Federally-Regulated Commercial & Industrial Equipment | 08/28/2014 |  | 04/02/2020
Trane U.S. Inc. | American Standard, Inc. | WSC120E(3,4,W)*0A***7 |  | HSP-A, Single-Package Heat Pum | Heat Pump | 575 | 3 | False |  |  |  | True | Single-Speed | 118000 | 10535 | 11.2 | 10.8 |  |  | 111000 | 9036 | 3.6 | 3.3 |  |  |  | Federally-Regulated Commercial & Industrial Equipment | 04/21/2014 |  | 04/02/2020
Trane U.S. Inc. | Trane Unitary Products Group | WS(D,H)180E(3,4,W)R0****7 |  | HSP-A, Single-Package Heat Pum | Heat Pump | 575 | 3 | False |  |  |  | False | Single-Speed | 170000 | 16037 | 10.6 | 10.4 |  |  | 170000 | 15569 | 3.2 | 3.2 |  |  |  | Federally-Regulated Commercial & Industrial Equipment | 04/21/2014 |  | 04/02/2020
Trane U.S. Inc. | Trane Unitary Products Group | WS(D,H)150E(3,4,W)R0****0 |  | HSP-A, Single-Package Heat Pum | Heat Pump | 208 | 3 | False |  |  |  | False | Single-Speed | 146000 | 13773 | 10.6 | 10.4 |  |  | 136000 | 12455 | 3.2 | 3.2 |  |  |  | Federally-Regulated Commercial & Industrial Equipment | 08/28/2014 |  | 04/02/2020
Trane U.S. Inc. | Trane Unitary Products Group | WS(D,H)180E(3,4,W)R0****6 |  | HSP-A, Single-Package Heat Pum | Heat Pump | 460 | 3 | False |  |  |  | False | Single-Speed | 170000 | 16037 | 10.6 | 10.4 |  |  | 170000 | 15569 | 3.2 | 3.2 |  |  |  | Federally-Regulated Commercial & Industrial Equipment | 04/21/2014 |  | 04/02/2020
Trane U.S. Inc. | Trane Unitary Products Group | WSC120E(3,4,W)*0A***6 |  | HSP-A, Single-Package Heat Pum | Heat Pump | 230 | 3 | False |  |  |  | True | Single-Speed | 118000 | 10535 | 11.2 | 10.8 |  |  | 111000 | 9036 | 3.6 | 3.3 |  |  |  | Federally-Regulated Commercial & Industrial Equipment | 04/21/2014 |  | 04/02/2020
Trane U.S. Inc. | Trane Unitary Products Group | WS(D,H)180E(3,4,W)R0****7 |  | HSP-A, Single-Package Heat Pum | Heat Pump | 230 | 3 | False |  |  |  | False | Single-Speed | 170000 | 16037 | 10.6 | 10.4 |  |  | 170000 | 15569 | 3.2 | 3.2 |  |  |  | Federally-Regulated Commercial & Industrial Equipment | 04/21/2014 |  | 04/02/2020
Trane U.S. Inc. | American Standard, Inc. | WS(D,H)180E(3,4,W)R0****6 |  | HSP-A, Single-Package Heat Pum | Heat Pump | 575 | 3 | False |  |  |  | False | Single-Speed | 170000 | 16037 | 10.6 | 10.4 |  |  | 170000 | 15569 | 3.2 | 3.2 |  |  |  | Federally-Regulated Commercial & Industrial Equipment | 04/21/2014 |  | 04/02/2020
Trane U.S. Inc. | Trane Unitary Products Group | WSC120E(3,4,W)*0A***6 |  | HSP-A, Single-Package Heat Pum | Heat Pump | 575 | 3 | False |  |  |  | True | Single-Speed | 118000 | 10535 | 11.2 | 10.8 |  |  | 111000 | 9036 | 3.6 | 3.3 |  |  |  | Federally-Regulated Commercial & Industrial Equipment | 04/21/2014 |  | 04/02/2020
Trane U.S. Inc. | American Standard, Inc. | WS(D,H)150E(3,4,W)R0****6 |  | HSP-A, Single-Package Heat Pum | Heat Pump | 208 | 3 | False |  |  |  | False | Single-Speed | 146000 | 13773 | 10.6 | 10.4 |  |  | 136000 | 12455 | 3.2 | 3.2 |  |  |  | Federally-Regulated Commercial & Industrial Equipment | 04/21/2014 |  | 04/02/2020
Trane U.S. Inc. | American Standard, Inc. | WS(D,H)180E(3,4,W)R0****7 |  | HSP-A, Single-Package Heat Pum | Heat Pump | 575 | 3 | False |  |  |  | False | Single-Speed | 170000 | 16037 | 10.6 | 10.4 |  |  | 170000 | 15569 | 3.2 | 3.2 |  |  |  | Federally-Regulated Commercial & Industrial Equipment | 04/21/2014 |  | 04/02/2020
Trane U.S. Inc. | American Standard, Inc. | WS(D,H)150E(3,4,W)R0****6 |  | HSP-A, Single-Package Heat Pum | Heat Pump | 460 | 3 | False |  |  |  | False | Single-Speed | 146000 | 13773 | 10.6 | 10.4 |  |  | 136000 | 12455 | 3.2 | 3.2 |  |  |  | Federally-Regulated Commercial & Industrial Equipment | 04/21/2014 |  | 04/02/2020
Trane U.S. Inc. | Trane Unitary Products Group | WSC120E(3,4,W)*0A***7 |  | HSP-A, Single-Package Heat Pum | Heat Pump | 575 | 3 | False |  |  |  | True | Single-Speed | 118000 | 10535 | 11.2 | 10.8 |  |  | 111000 | 9036 | 3.6 | 3.3 |  |  |  | Federally-Regulated Commercial & Industrial Equipment | 04/21/2014 |  | 04/02/2020
York International | York | XP180[C,E]*****(2,4,5)* |  | HSP-A, Single-Package Heat Pum | Both Heat Pump and Electric Re | 230 | 3 | False |  |  |  | True | Single-Speed | 180000 | 16981 | 10.6 | 10.4 |  |  | 166000 | 15203 | 3.2 | 3.2 |  |  |  | Federally-Regulated Commercial & Industrial Equipment | 03/10/2011 |  | 04/02/2020
York International | York | XP180[C,E]*****(2,4,5)* |  | HSP-A, Single-Package Heat Pum | Both Heat Pump and Electric Re | 460 | 3 | False |  |  |  | True | Single-Speed | 180000 | 16981 | 10.6 | 10.4 |  |  | 166000 | 15203 | 3.2 | 3.2 |  |  |  | Federally-Regulated Commercial & Industrial Equipment | 03/10/2011 |  | 04/02/2020
York International | Johnson Controls | J15XP[C,E]*****(2,4,5)* |  | HSP-A, Single-Package Heat Pum | Both Heat Pump and Electric Re | 575 | 3 | False |  |  |  | True | Single-Speed | 180000 | 16981 | 10.6 | 10.4 |  |  | 166000 | 15203 | 3.2 | 3.2 |  |  |  | Federally-Regulated Commercial & Industrial Equipment | 03/10/2011 |  | 04/02/2020
York International | York | XP078[C,E]***(2,4,5)**** |  | HSP-A, Single-Package Heat Pum | Both Heat Pump and Electric Re | 208 | 3 | False |  |  |  | True | Single-Speed | 78000 | 6782 | 11.5 | 10.8 |  |  | 75000 | 6561 | 3.4 | 3.3 |  |  |  | Federally-Regulated Commercial & Industrial Equipment | 08/28/2014 |  | 04/02/2020
York International | Johnson Controls | J15XP[C,E]*****(2,4,5)* |  | HSP-A, Single-Package Heat Pum | Both Heat Pump and Electric Re | 208 | 3 | False |  |  |  | True | Single-Speed | 180000 | 16981 | 10.6 | 10.4 |  |  | 166000 | 15203 | 3.2 | 3.2 |  |  |  | Federally-Regulated Commercial & Industrial Equipment | 03/10/2011 |  | 04/02/2020
York International | Johnson Controls | J15XP[C,E]*****(2,4,5)* |  | HSP-A, Single-Package Heat Pum | Both Heat Pump and Electric Re | 460 | 3 | False |  |  |  | True | Single-Speed | 180000 | 16981 | 10.6 | 10.4 |  |  | 166000 | 15203 | 3.2 | 3.2 |  |  |  | Federally-Regulated Commercial & Industrial Equipment | 03/10/2011 |  | 04/02/2020
York International | York | XP078[C,E]***(2,4,5)**** |  | HSP-A, Single-Package Heat Pum | Both Heat Pump and Electric Re | 230 | 3 | False |  |  |  | True | Single-Speed | 78000 | 6782 | 11.5 | 10.8 |  |  | 75000 | 6561 | 3.4 | 3.3 |  |  |  | Federally-Regulated Commercial & Industrial Equipment | 08/28/2014 |  | 04/02/2020
York International | York | XP078[C,E]***(2,4,5)**** |  | HSP-A, Single-Package Heat Pum | Both Heat Pump and Electric Re | 575 | 3 | False |  |  |  | True | Single-Speed | 78000 | 6782 | 11.5 | 10.8 |  |  | 75000 | 6561 | 3.4 | 3.3 |  |  |  | Federally-Regulated Commercial & Industrial Equipment | 08/28/2014 |  | 04/02/2020
York International | York | XP180[C,E]*****(2,4,5)* |  | HSP-A, Single-Package Heat Pum | Both Heat Pump and Electric Re | 575 | 3 | False |  |  |  | True | Single-Speed | 180000 | 16981 | 10.6 | 10.4 |  |  | 166000 | 15203 | 3.2 | 3.2 |  |  |  | Federally-Regulated Commercial & Industrial Equipment | 03/10/2011 |  | 04/02/2020
York International | York | XP180[C,E]*****(2,4,5)* |  | HSP-A, Single-Package Heat Pum | Both Heat Pump and Electric Re | 208 | 3 | False |  |  |  | True | Single-Speed | 180000 | 16981 | 10.6 | 10.4 |  |  | 166000 | 15203 | 3.2 | 3.2 |  |  |  | Federally-Regulated Commercial & Industrial Equipment | 03/10/2011 |  | 04/02/2020
York International | Johnson Controls | J15XP[C,E]*****(2,4,5)* |  | HSP-A, Single-Package Heat Pum | Both Heat Pump and Electric Re | 230 | 3 | False |  |  |  | True | Single-Speed | 180000 | 16981 | 10.6 | 10.4 |  |  | 166000 | 15203 | 3.2 | 3.2 |  |  |  | Federally-Regulated Commercial & Industrial Equipment | 03/10/2011 |  | 04/02/2020
York International | York | XP078[C,E]***(2,4,5)**** |  | HSP-A, Single-Package Heat Pum | Both Heat Pump and Electric Re | 460 | 3 | False |  |  |  | True | Single-Speed | 78000 | 6782 | 11.5 | 10.8 |  |  | 75000 | 6561 | 3.4 | 3.3 |  |  |  | Federally-Regulated Commercial & Industrial Equipment | 08/28/2014 |  | 04/02/2020
York International | Johnson Controls | J12PDC00A*(2,4,5)***** | J15NDC00*(5,6)****** | HRCU-A-CB, Split System: Heat | Heat Pump | 230 | 3 |  |  |  |  | True | Single-Speed | 178000 | 16792 | 10.6 | 10.4 |  |  | 168000 | 14481 | 3.4 | 3.2 |  |  |  | Federally-Regulated Commercial & Industrial Equipment | 01/09/2014 |  | 04/02/2020
York International | Johnson Controls | J07PCC00A*(2,4,5)***** | J07NCC00*(5,6)****** | HRCU-A-CB, Split System: Heat | Heat Pump | 575 | 3 |  |  |  |  | True | Single-Speed | 90000 | 8181 | 11 | 10.8 |  |  | 82000 | 7282 | 3.3 | 3.3 |  |  |  | Federally-Regulated Commercial & Industrial Equipment | 01/09/2014 |  | 04/02/2020
York International | Johnson Controls | J12PCC00A*(2,4,5)***** | J15NCC00*(5,6)****** | HRCU-A-CB, Split System: Heat | Heat Pump | 208 | 3 |  |  |  |  | True | Single-Speed | 180000 | 16981 | 10.6 | 10.4 |  |  | 168000 | 15386 | 3.2 | 3.2 |  |  |  | Federally-Regulated Commercial & Industrial Equipment | 12/12/2012 |  | 04/02/2020
York International | Johnson Controls | J12PDC00A*(2,4,5)***** | J15NDC00*(5,6)****** | HRCU-A-CB, Split System: Heat | Heat Pump | 575 | 3 |  |  |  |  | True | Single-Speed | 178000 | 16792 | 10.6 | 10.4 |  |  | 168000 | 14481 | 3.4 | 3.2 |  |  |  | Federally-Regulated Commercial & Industrial Equipment | 01/09/2014 |  | 04/02/2020
York International | York | PD180C00A*(2,4,5)***** | ND180C00*(5,6)****** | HRCU-A-CB, Split System: Heat | Heat Pump | 230 | 3 |  |  |  |  | True | Single-Speed | 178000 | 16792 | 10.6 | 10.4 |  |  | 168000 | 14481 | 3.4 | 3.2 |  |  |  | Federally-Regulated Commercial & Industrial Equipment | 01/09/2014 |  | 04/02/2020
York International | York | PC180C00A*(2,4,5)***** | NC180C00*(5,6)****** | HRCU-A-CB, Split System: Heat | Heat Pump | 230 | 3 |  |  |  |  | True | Single-Speed | 180000 | 16981 | 10.6 | 10.4 |  |  | 168000 | 15386 | 3.2 | 3.2 |  |  |  | Federally-Regulated Commercial & Industrial Equipment | 12/12/2012 |  | 04/02/2020
York International | Coleman | PH090C00A*(2,4,5)***** | NH090C00*(5,6)****** | HRCU-A-CB, Split System: Heat | Heat Pump | 230 | 3 |  |  |  |  | True | Single-Speed | 90000 | 8181 | 11 | 10.8 |  |  | 82000 | 7282 | 3.3 | 3.3 |  |  |  | Federally-Regulated Commercial & Industrial Equipment | 01/09/2014 |  | 04/02/2020
York International | Johnson Controls | J12PCC00A*(2,4,5)***** | J15NCC00*(5,6)****** | HRCU-A-CB, Split System: Heat | Heat Pump | 230 | 3 |  |  |  |  | True | Single-Speed | 180000 | 16981 | 10.6 | 10.4 |  |  | 168000 | 15386 | 3.2 | 3.2 |  |  |  | Federally-Regulated Commercial & Industrial Equipment | 12/12/2012 |  | 04/02/2020
York International | Johnson Controls | J07PCC00A*(2,4,5)***** | J07NCC00*(5,6)****** | HRCU-A-CB, Split System: Heat | Heat Pump | 230 | 3 |  |  |  |  | True | Single-Speed | 90000 | 8181 | 11 | 10.8 |  |  | 82000 | 7282 | 3.3 | 3.3 |  |  |  | Federally-Regulated Commercial & Industrial Equipment | 01/09/2014 |  | 04/02/2020
York International | York | PD180C00A*(2,4,5)***** | ND180C00*(5,6)****** | HRCU-A-CB, Split System: Heat | Heat Pump | 208 | 3 |  |  |  |  | True | Single-Speed | 178000 | 16792 | 10.6 | 10.4 |  |  | 168000 | 14481 | 3.4 | 3.2 |  |  |  | Federally-Regulated Commercial & Industrial Equipment | 01/09/2014 |  | 04/02/2020
York International | Johnson Controls | J12PCC00A*(2,4,5)***** | J15NCC00*(5,6)****** | HRCU-A-CB, Split System: Heat | Heat Pump | 460 | 3 |  |  |  |  | True | Single-Speed | 180000 | 16981 | 10.6 | 10.4 |  |  | 168000 | 15386 | 3.2 | 3.2 |  |  |  | Federally-Regulated Commercial & Industrial Equipment | 12/12/2012 |  | 04/02/2020
York International | York | PC180C00A*(2,4,5)***** | NC180C00*(5,6)****** | HRCU-A-CB, Split System: Heat | Heat Pump | 575 | 3 |  |  |  |  | True | Single-Speed | 180000 | 16981 | 10.6 | 10.4 |  |  | 168000 | 15386 | 3.2 | 3.2 |  |  |  | Federally-Regulated Commercial & Industrial Equipment | 12/12/2012 |  | 04/02/2020
York International | York | PD180C00A*(2,4,5)***** | ND180C00*(5,6)****** | HRCU-A-CB, Split System: Heat | Heat Pump | 460 | 3 |  |  |  |  | True | Single-Speed | 178000 | 16792 | 10.6 | 10.4 |  |  | 168000 | 14481 | 3.4 | 3.2 |  |  |  | Federally-Regulated Commercial & Industrial Equipment | 01/09/2014 |  | 04/02/2020
York International | Coleman | PH090C00A*(2,4,5)***** | NH090C00*(5,6)****** | HRCU-A-CB, Split System: Heat | Heat Pump | 460 | 3 |  |  |  |  | True | Single-Speed | 90000 | 8181 | 11 | 10.8 |  |  | 82000 | 7282 | 3.3 | 3.3 |  |  |  | Federally-Regulated Commercial & Industrial Equipment | 01/09/2014 |  | 04/02/2020
York International | York | PC180C00A*(2,4,5)***** | NC180C00*(5,6)****** | HRCU-A-CB, Split System: Heat | Heat Pump | 460 | 3 |  |  |  |  | True | Single-Speed | 180000 | 16981 | 10.6 | 10.4 |  |  | 168000 | 15386 | 3.2 | 3.2 |  |  |  | Federally-Regulated Commercial & Industrial Equipment | 12/12/2012 |  | 04/02/2020
York International | York | PC120C00A*(2,4,5)***3 | NC120C00*(5,6)****** | HRCU-A-CB, Split System: Heat | Heat Pump | 575 | 3 |  |  |  |  | True | Single-Speed | 120000 | 11111 | 10.8 | 10.8 |  |  | 109000 | 9680 | 3.3 | 3.3 |  |  |  | Federally-Regulated Commercial & Industrial Equipment | 01/09/2014 |  | 04/02/2020
York International | Johnson Controls | J12PCC00A*(2,4,5)***** | J15NCC00*(5,6)****** | HRCU-A-CB, Split System: Heat | Heat Pump | 575 | 3 |  |  |  |  | True | Single-Speed | 180000 | 16981 | 10.6 | 10.4 |  |  | 168000 | 15386 | 3.2 | 3.2 |  |  |  | Federally-Regulated Commercial & Industrial Equipment | 12/12/2012 |  | 04/02/2020
York International | York | PC120C00A*(2,4,5)***3 | NC120C00*(5,6)****** | HRCU-A-CB, Split System: Heat | Heat Pump | 460 | 3 |  |  |  |  | True | Single-Speed | 120000 | 11111 | 10.8 | 10.8 |  |  | 109000 | 9680 | 3.3 | 3.3 |  |  |  | Federally-Regulated Commercial & Industrial Equipment | 01/09/2014 |  | 04/02/2020
York International | York | PC120C00A*(2,4,5)***3 | NC120C00*(5,6)****** | HRCU-A-CB, Split System: Heat | Heat Pump | 230 | 3 |  |  |  |  | True | Single-Speed | 120000 | 11111 | 10.8 | 10.8 |  |  | 109000 | 9680 | 3.3 | 3.3 |  |  |  | Federally-Regulated Commercial & Industrial Equipment | 01/09/2014 |  | 04/02/2020
York International | Coleman | PH090C00A*(2,4,5)***** | NH090C00*(5,6)****** | HRCU-A-CB, Split System: Heat | Heat Pump | 208 | 3 |  |  |  |  | True | Single-Speed | 90000 | 8181 | 11 | 10.8 |  |  | 82000 | 7282 | 3.3 | 3.3 |  |  |  | Federally-Regulated Commercial & Industrial Equipment | 01/09/2014 |  | 04/02/2020
York International | York | PC180C00A*(2,4,5)***** | NC180C00*(5,6)****** | HRCU-A-CB, Split System: Heat | Heat Pump | 208 | 3 |  |  |  |  | True | Single-Speed | 180000 | 16981 | 10.6 | 10.4 |  |  | 168000 | 15386 | 3.2 | 3.2 |  |  |  | Federally-Regulated Commercial & Industrial Equipment | 12/12/2012 |  | 04/02/2020
York International | Johnson Controls | J12PDC00A*(2,4,5)***** | J15NDC00*(5,6)****** | HRCU-A-CB, Split System: Heat | Heat Pump | 208 | 3 |  |  |  |  | True | Single-Speed | 178000 | 16792 | 10.6 | 10.4 |  |  | 168000 | 14481 | 3.4 | 3.2 |  |  |  | Federally-Regulated Commercial & Industrial Equipment | 01/09/2014 |  | 04/02/2020
York International | York | PC120C00A*(2,4,5)***3 | NC120C00*(5,6)****** | HRCU-A-CB, Split System: Heat | Heat Pump | 208 | 3 |  |  |  |  | True | Single-Speed | 120000 | 11111 | 10.8 | 10.8 |  |  | 109000 | 9680 | 3.3 | 3.3 |  |  |  | Federally-Regulated Commercial & Industrial Equipment | 01/09/2014 |  | 04/02/2020
York International | Johnson Controls | J07PCC00A*(2,4,5)***** | J07NCC00*(5,6)****** | HRCU-A-CB, Split System: Heat | Heat Pump | 208 | 3 |  |  |  |  | True | Single-Speed | 90000 | 8181 | 11 | 10.8 |  |  | 82000 | 7282 | 3.3 | 3.3 |  |  |  | Federally-Regulated Commercial & Industrial Equipment | 01/09/2014 |  | 04/02/2020
York International | Johnson Controls | J12PDC00A*(2,4,5)***** | J15NDC00*(5,6)****** | HRCU-A-CB, Split System: Heat | Heat Pump | 460 | 3 |  |  |  |  | True | Single-Speed | 178000 | 16792 | 10.6 | 10.4 |  |  | 168000 | 14481 | 3.4 | 3.2 |  |  |  | Federally-Regulated Commercial & Industrial Equipment | 01/09/2014 |  | 04/02/2020
York International | Coleman | PH090C00A*(2,4,5)***** | NH090C00*(5,6)****** | HRCU-A-CB, Split System: Heat | Heat Pump | 575 | 3 |  |  |  |  | True | Single-Speed | 90000 | 8181 | 11 | 10.8 |  |  | 82000 | 7282 | 3.3 | 3.3 |  |  |  | Federally-Regulated Commercial & Industrial Equipment | 01/09/2014 |  | 04/02/2020
York International | Johnson Controls | J07PCC00A*(2,4,5)***** | J07NCC00*(5,6)****** | HRCU-A-CB, Split System: Heat | Heat Pump | 460 | 3 |  |  |  |  | True | Single-Speed | 90000 | 8181 | 11 | 10.8 |  |  | 82000 | 7282 | 3.3 | 3.3 |  |  |  | Federally-Regulated Commercial & Industrial Equipment | 01/09/2014 |  | 04/02/2020
York International | York | PD180C00A*(2,4,5)***** | ND180C00*(5,6)****** | HRCU-A-CB, Split System: Heat | Heat Pump | 575 | 3 |  |  |  |  | True | Single-Speed | 178000 | 16792 | 10.6 | 10.4 |  |  | 168000 | 14481 | 3.4 | 3.2 |  |  |  | Federally-Regulated Commercial & Industrial Equipment | 01/09/2014 |  | 04/02/2020
Rheem Sales Company, Inc. | Ruud | RPWL-090D | RHGM-090Z | HRCU-A-CB, Split System: Heat | Heat Pump | 460 | 3 |  | False |  |  | False | Single-Speed | 86000 | 7818 | 11 | 10.8 | 12.8 |  | 90000 | 7992 | 3.3 | 3.3 | 55000 | 7326 | 2.2 | Federally-Regulated Commercial & Industrial Equipment | 05/31/2019 |  | 04/21/2020
Rheem Sales Company, Inc. | Ruud | RPWL-090C | RHGM-090Z | HRCU-A-CB, Split System: Heat | Heat Pump | 208 | 3 |  | False |  |  | False | Single-Speed | 86000 | 7818 | 11 | 10.8 | 12.6 |  | 90000 | 7992 | 3.3 | 3.3 | 55000 | 7326 | 2.2 | Federally-Regulated Commercial & Industrial Equipment | 09/23/2019 |  | 04/21/2020
Rheem Sales Company, Inc. | Ruud | RPWL-090C | RHGM-090Z | HRCU-A-CB, Split System: Heat | Heat Pump | 230 | 3 |  | False |  |  | False | Single-Speed | 86000 | 7818 | 11 | 10.8 | 12.6 |  | 90000 | 7992 | 3.3 | 3.3 | 55000 | 7326 | 2.2 | Federally-Regulated Commercial & Industrial Equipment | 09/23/2019 |  | 04/21/2020
Rheem Sales Company, Inc. | Daikin | RHS07F090C | MHGM90ZL | HRCU-A-CB, Split System: Heat | Heat Pump | 208 | 3 |  | False |  |  | False | Single-Speed | 86000 | 7818 | 11 | 10.8 | 12.6 |  | 90000 | 7992 | 3.3 | 3.3 | 55000 | 7326 | 2.2 | Federally-Regulated Commercial & Industrial Equipment | 09/23/2019 |  | 04/21/2020
Rheem Sales Company, Inc. | Daikin | RHS07F090C | MHGM90ZM | HRCU-A-CB, Split System: Heat | Heat Pump | 208 | 3 |  | False |  |  | False | Single-Speed | 86000 | 7818 | 11 | 10.8 | 12.6 |  | 90000 | 7992 | 3.3 | 3.3 | 55000 | 7326 | 2.2 | Federally-Regulated Commercial & Industrial Equipment | 09/23/2019 |  | 04/21/2020
Rheem Sales Company, Inc. | Daikin | RHS07F090C | MHGM90ZM | HRCU-A-CB, Split System: Heat | Heat Pump | 230 | 3 |  | False |  |  | False | Single-Speed | 86000 | 7818 | 11 | 10.8 | 12.6 |  | 90000 | 7992 | 3.3 | 3.3 | 55000 | 7326 | 2.2 | Federally-Regulated Commercial & Industrial Equipment | 09/23/2019 |  | 04/21/2020
Rheem Sales Company, Inc. | Daikin | RHS07F090D | MHGM90ZM | HRCU-A-CB, Split System: Heat | Heat Pump | 460 | 3 |  | False |  |  | False | Single-Speed | 86000 | 7818 | 11 | 10.8 | 12.8 |  | 90000 | 7992 | 3.3 | 3.3 | 55000 | 7326 | 2.2 | Federally-Regulated Commercial & Industrial Equipment | 03/14/2019 |  | 04/21/2020
Rheem Sales Company, Inc. | Daikin | RHS07F090C | MHGM90ZK | HRCU-A-CB, Split System: Heat | Heat Pump | 230 | 3 |  | False |  |  | False | Single-Speed | 86000 | 7818 | 11 | 10.8 | 12.6 |  | 90000 | 7992 | 3.3 | 3.3 | 55000 | 7326 | 2.2 | Federally-Regulated Commercial & Industrial Equipment | 09/23/2019 |  | 04/21/2020
Rheem Sales Company, Inc. | Daikin | RHS07F090D | MHGM90ZL | HRCU-A-CB, Split System: Heat | Heat Pump | 460 | 3 |  | False |  |  | False | Single-Speed | 86000 | 7818 | 11 | 10.8 | 12.8 |  | 90000 | 7992 | 3.3 | 3.3 | 55000 | 7326 | 2.2 | Federally-Regulated Commercial & Industrial Equipment | 03/14/2019 |  | 04/21/2020
Rheem Sales Company, Inc. | Daikin | RHS07F090C | MHGM90ZL | HRCU-A-CB, Split System: Heat | Heat Pump | 230 | 3 |  | False |  |  | False | Single-Speed | 86000 | 7818 | 11 | 10.8 | 12.6 |  | 90000 | 7992 | 3.3 | 3.3 | 55000 | 7326 | 2.2 | Federally-Regulated Commercial & Industrial Equipment | 09/23/2019 |  | 04/21/2020
Rheem Sales Company, Inc. | Daikin | RHS07F090D | MHGM90ZK | HRCU-A-CB, Split System: Heat | Heat Pump | 460 | 3 |  | False |  |  | False | Single-Speed | 86000 | 7818 | 11 | 10.8 | 12.8 |  | 90000 | 7992 | 3.3 | 3.3 | 55000 | 7326 | 2.2 | Federally-Regulated Commercial & Industrial Equipment | 03/14/2019 |  | 04/21/2020
Rheem Sales Company, Inc. | Daikin | RHS07F090C | MHGM90ZK | HRCU-A-CB, Split System: Heat | Heat Pump | 208 | 3 |  | False |  |  | False | Single-Speed | 86000 | 7818 | 11 | 10.8 | 12.6 |  | 90000 | 7992 | 3.3 | 3.3 | 55000 | 7326 | 2.2 | Federally-Regulated Commercial & Industrial Equipment | 09/23/2019 |  | 04/21/2020
Rheem Sales Company, Inc. | Rheem | RPWL-090C | RHGM-090Z | HRCU-A-CB, Split System: Heat | Heat Pump | 230 | 3 |  | False |  |  | False | Single-Speed | 86000 | 7818 | 11 | 10.8 | 12.6 |  | 90000 | 7992 | 3.3 | 3.3 | 55000 | 7326 | 2.2 | Federally-Regulated Commercial & Industrial Equipment | 09/23/2019 |  | 04/21/2020
Rheem Sales Company, Inc. | Rheem | RPWL-090D | RHGM-090Z | HRCU-A-CB, Split System: Heat | Heat Pump | 460 | 3 |  | False |  |  | False | Single-Speed | 86000 | 7818 | 11 | 10.8 | 12.8 |  | 90000 | 7992 | 3.3 | 3.3 | 55000 | 7326 | 2.2 | Federally-Regulated Commercial & Industrial Equipment | 05/31/2019 |  | 04/21/2020
Rheem Sales Company, Inc. | Rheem | RPWL-090C | RHGM-090Z | HRCU-A-CB, Split System: Heat | Heat Pump | 208 | 3 |  | False |  |  | False | Single-Speed | 86000 | 7818 | 11 | 10.8 | 12.6 |  | 90000 | 7992 | 3.3 | 3.3 | 55000 | 7326 | 2.2 | Federally-Regulated Commercial & Industrial Equipment | 09/23/2019 |  | 04/21/2020
Rheem Sales Company, Inc. | Mainline | RPWL-090C | RHGM-090Z | HRCU-A-CB, Split System: Heat | Heat Pump | 208 | 3 |  | False |  |  | False | Single-Speed | 86000 | 7818 | 11 | 10.8 | 12.6 |  | 90000 | 7992 | 3.3 | 3.3 | 55000 | 7326 | 2.2 | Federally-Regulated Commercial & Industrial Equipment | 09/23/2019 |  | 04/21/2020
Rheem Sales Company, Inc. | Mainline | RPWL-090C | RHGM-090Z | HRCU-A-CB, Split System: Heat | Heat Pump | 230 | 3 |  | False |  |  | False | Single-Speed | 86000 | 7818 | 11 | 10.8 | 12.6 |  | 90000 | 7992 | 3.3 | 3.3 | 55000 | 7326 | 2.2 | Federally-Regulated Commercial & Industrial Equipment | 09/23/2019 |  | 04/21/2020
Rheem Sales Company, Inc. | Mainline | RPWL-090D | RHGM-090Z | HRCU-A-CB, Split System: Heat | Heat Pump | 460 | 3 |  | False |  |  | False | Single-Speed | 86000 | 7818 | 11 | 10.8 | 12.8 |  | 90000 | 7992 | 3.3 | 3.3 | 55000 | 7326 | 2.2 | Federally-Regulated Commercial & Industrial Equipment | 03/14/2019 |  | 04/21/2020
Trane U.S. Inc. | Trane | WS(D,H)240E(3,4,W)R(G,N,P,R)****0 |  | HSP-A, Single-Package Heat Pum | Both Heat Pump and Electric Re | 460 | 3 | False |  |  |  | False | Single-Speed | 240000 | 24742 | 9.7 | 9.5 | 11.5 |  | 210000 | 19233 | 3.2 | 3.2 | 120000 | 16747 | 2.1 | Federally-Regulated Commercial & Industrial Equipment | 09/23/2019 |  | 04/21/2020
Trane U.S. Inc. | Trane | WS(D,H)240E(3,4,W)R0****0 |  | HSP-A, Single-Package Heat Pum | Heat Pump | 208 | 3 | False |  |  |  | False | Single-Speed | 240000 | 24742 | 9.7 | 9.3 | 11.5 |  | 210000 | 19233 | 3.2 | 3.2 | 120000 | 16747 | 2.1 | Federally-Regulated Commercial & Industrial Equipment | 09/23/2019 |  | 04/21/2020
Trane U.S. Inc. | Trane | WS(D,H)240E(3,4,W)R(G,N,P,R)****0 |  | HSP-A, Single-Package Heat Pum | Both Heat Pump and Electric Re | 230 | 3 | False |  |  |  | False | Single-Speed | 240000 | 24742 | 9.7 | 9.5 | 11.5 |  | 210000 | 19233 | 3.2 | 3.2 | 120000 | 16747 | 2.1 | Federally-Regulated Commercial & Industrial Equipment | 09/23/2019 |  | 04/21/2020
Trane U.S. Inc. | Trane | WS(D,H)240E(3,4,W)R0****7 |  | HSP-A, Single-Package Heat Pum | Heat Pump | 208 | 3 | False |  |  |  | False | Single-Speed | 240000 | 24742 | 9.7 | 9.3 | 12 |  | 210000 | 19233 | 3.2 | 3.2 | 120000 | 16747 | 2.1 | Federally-Regulated Commercial & Industrial Equipment | 09/23/2019 |  | 04/21/2020
Trane U.S. Inc. | Trane | WS(D,H)240E(3,4,W)R(G,N,P,R)****7 |  | HSP-A, Single-Package Heat Pum | Both Heat Pump and Electric Re | 230 | 3 | False |  |  |  | False | Single-Speed | 240000 | 24742 | 9.7 | 9.5 | 12 |  | 210000 | 19233 | 3.2 | 3.2 | 120000 | 16747 | 2.1 | Federally-Regulated Commercial & Industrial Equipment | 09/23/2019 |  | 04/21/2020
Trane U.S. Inc. | Trane | WS(D,H)240E(3,4,W)R(G,N,P,R)****7 |  | HSP-A, Single-Package Heat Pum | Both Heat Pump and Electric Re | 460 | 3 | False |  |  |  | False | Single-Speed | 240000 | 24742 | 9.7 | 9.5 | 12 |  | 210000 | 19233 | 3.2 | 3.2 | 120000 | 16747 | 2.1 | Federally-Regulated Commercial & Industrial Equipment | 09/23/2019 |  | 04/21/2020
Trane U.S. Inc. | Trane | WS(D,H)240E(3,4,W)R(G,N,P,R)****7 |  | HSP-A, Single-Package Heat Pum | Both Heat Pump and Electric Re | 575 | 3 | False |  |  |  | False | Single-Speed | 240000 | 24742 | 9.7 | 9.5 | 12 |  | 210000 | 19233 | 3.2 | 3.2 | 120000 | 16747 | 2.1 | Federally-Regulated Commercial & Industrial Equipment | 09/23/2019 |  | 04/21/2020
Trane U.S. Inc. | Trane | WS(D,H)240E(3,4,W)R(G,N,P,R)****0 |  | HSP-A, Single-Package Heat Pum | Both Heat Pump and Electric Re | 208 | 3 | False |  |  |  | False | Single-Speed | 240000 | 24742 | 9.7 | 9.5 | 11.5 |  | 210000 | 19233 | 3.2 | 3.2 | 120000 | 16747 | 2.1 | Federally-Regulated Commercial & Industrial Equipment | 09/23/2019 |  | 04/21/2020
Trane U.S. Inc. | Trane | WS(D,H)240E(3,4,W)R0****7 |  | HSP-A, Single-Package Heat Pum | Heat Pump | 575 | 3 | False |  |  |  | False | Single-Speed | 240000 | 24742 | 9.7 | 9.3 | 12 |  | 210000 | 19233 | 3.2 | 3.2 | 120000 | 16747 | 2.1 | Federally-Regulated Commercial & Industrial Equipment | 09/23/2019 |  | 04/21/2020
Trane U.S. Inc. | Trane | WS(D,H)240E(3,4,W)R0****7 |  | HSP-A, Single-Package Heat Pum | Heat Pump | 460 | 3 | False |  |  |  | False | Single-Speed | 240000 | 24742 | 9.7 | 9.3 | 12 |  | 210000 | 19233 | 3.2 | 3.2 | 120000 | 16747 | 2.1 | Federally-Regulated Commercial & Industrial Equipment | 09/23/2019 |  | 04/21/2020
Trane U.S. Inc. | Trane | WS(D,H)240E(3,4,W)R(G,N,P,R)****7 |  | HSP-A, Single-Package Heat Pum | Both Heat Pump and Electric Re | 208 | 3 | False |  |  |  | False | Single-Speed | 240000 | 24742 | 9.7 | 9.5 | 12 |  | 210000 | 19233 | 3.2 | 3.2 | 120000 | 16747 | 2.1 | Federally-Regulated Commercial & Industrial Equipment | 09/23/2019 |  | 04/21/2020
Trane U.S. Inc. | Trane | WS(D,H)240E(3,4,W)R0****7 |  | HSP-A, Single-Package Heat Pum | Heat Pump | 230 | 3 | False |  |  |  | False | Single-Speed | 240000 | 24742 | 9.7 | 9.3 | 12 |  | 210000 | 19233 | 3.2 | 3.2 | 120000 | 16747 | 2.1 | Federally-Regulated Commercial & Industrial Equipment | 09/23/2019 |  | 04/21/2020
Trane U.S. Inc. | Trane | WS(D,H)240E(3,4,W)R(G,N,P,R)****0 |  | HSP-A, Single-Package Heat Pum | Both Heat Pump and Electric Re | 575 | 3 | False |  |  |  | False | Single-Speed | 240000 | 24742 | 9.7 | 9.5 | 11.5 |  | 210000 | 19233 | 3.2 | 3.2 | 120000 | 16747 | 2.1 | Federally-Regulated Commercial & Industrial Equipment | 09/23/2019 |  | 04/21/2020
Trane U.S. Inc. | Trane | WS(D,H)240E(3,4,W)R0****0 |  | HSP-A, Single-Package Heat Pum | Heat Pump | 230 | 3 | False |  |  |  | False | Single-Speed | 240000 | 24742 | 9.7 | 9.3 | 11.5 |  | 210000 | 19233 | 3.2 | 3.2 | 120000 | 16747 | 2.1 | Federally-Regulated Commercial & Industrial Equipment | 09/23/2019 |  | 04/21/2020
Trane U.S. Inc. | Trane | WS(D,H)240E(3,4,W)R0****0 |  | HSP-A, Single-Package Heat Pum | Heat Pump | 460 | 3 | False |  |  |  | False | Single-Speed | 240000 | 24742 | 9.7 | 9.3 | 11.5 |  | 210000 | 19233 | 3.2 | 3.2 | 120000 | 16747 | 2.1 | Federally-Regulated Commercial & Industrial Equipment | 09/23/2019 |  | 04/21/2020
Trane U.S. Inc. | Trane | WS(D,H)240E(3,4,W)R0****0 |  | HSP-A, Single-Package Heat Pum | Heat Pump | 575 | 3 | False |  |  |  | False | Single-Speed | 240000 | 24742 | 9.7 | 9.3 | 11.5 |  | 210000 | 19233 | 3.2 | 3.2 | 120000 | 16747 | 2.1 | Federally-Regulated Commercial & Industrial Equipment | 09/23/2019 |  | 04/21/2020
Rheem Sales Company, Inc. | Fujitsu | RPWL-090C | RHGM-090Z | HRCU-A-CB, Split System: Heat | Heat Pump | 230 | 3 |  | False |  |  | False | Single-Speed | 86000 | 7818 | 11 | 10.8 | 12.6 |  | 90000 | 7992 | 3.3 | 3.3 | 55000 | 7326 | 2.2 | Federally-Regulated Commercial & Industrial Equipment | 09/23/2019 |  | 04/21/2020
Rheem Sales Company, Inc. | Fujitsu | RPWL-090D | RHGM-090Z | HRCU-A-CB, Split System: Heat | Heat Pump | 460 | 3 |  | False |  |  | False | Single-Speed | 86000 | 7818 | 11 | 10.8 | 12.8 |  | 90000 | 7992 | 3.3 | 3.3 | 55000 | 7326 | 2.2 | Federally-Regulated Commercial & Industrial Equipment | 03/14/2019 |  | 04/21/2020
Rheem Sales Company, Inc. | Fujitsu | RPWL-090C | RHGM-090Z | HRCU-A-CB, Split System: Heat | Heat Pump | 208 | 3 |  | False |  |  | False | Single-Speed | 86000 | 7818 | 11 | 10.8 | 12.6 |  | 90000 | 7992 | 3.3 | 3.3 | 55000 | 7326 | 2.2 | Federally-Regulated Commercial & Industrial Equipment | 09/23/2019 |  | 04/21/2020
Trane U.S. Inc. | AMERICAN STANDARD | WS(D,H)240E(3,4,W)R0****0 |  | HSP-A, Single-Package Heat Pum | Heat Pump | 460 | 3 | False |  |  |  | False | Single-Speed | 240000 | 24742 | 9.7 | 9.3 | 11.5 |  | 210000 | 19233 | 3.2 | 3.2 | 120000 | 16747 | 2.1 | Federally-Regulated Commercial & Industrial Equipment | 09/23/2019 |  | 04/21/2020
Trane U.S. Inc. | AMERICAN STANDARD | WS(D,H)240E(3,4,W)R0****7 |  | HSP-A, Single-Package Heat Pum | Heat Pump | 460 | 3 | False |  |  |  | False | Single-Speed | 240000 | 24742 | 9.7 | 9.3 | 12 |  | 210000 | 19233 | 3.2 | 3.2 | 120000 | 16747 | 2.1 | Federally-Regulated Commercial & Industrial Equipment | 09/23/2019 |  | 04/21/2020
Trane U.S. Inc. | AMERICAN STANDARD | WS(D,H)240E(3,4,W)R(G,N,P,R)****(6,A) |  | HSP-A, Single-Package Heat Pum | Both Heat Pump and Electric Re | 230 | 3 | False |  |  |  | False | Single-Speed | 240000 | 24742 | 9.7 | 9.5 | 12 |  | 210000 | 19233 | 3.2 | 3.2 | 120000 | 16747 | 2.1 | Federally-Regulated Commercial & Industrial Equipment | 10/29/2019 |  | 04/21/2020
Trane U.S. Inc. | AMERICAN STANDARD | WS(D,H)240E(3,4,W)R0****(6,A) |  | HSP-A, Single-Package Heat Pum | Heat Pump | 208 | 3 | False |  |  |  | False | Single-Speed | 240000 | 24742 | 9.7 | 9.3 | 12 |  | 210000 | 19233 | 3.2 | 3.2 | 120000 | 16747 | 2.1 | Federally-Regulated Commercial & Industrial Equipment | 10/29/2019 |  | 04/21/2020
Trane U.S. Inc. | AMERICAN STANDARD | WS(D,H)240E(3,4,W)R(G,N,P,R)****(6,A) |  | HSP-A, Single-Package Heat Pum | Both Heat Pump and Electric Re | 208 | 3 | False |  |  |  | False | Single-Speed | 240000 | 24742 | 9.7 | 9.5 | 12 |  | 210000 | 19233 | 3.2 | 3.2 | 120000 | 16747 | 2.1 | Federally-Regulated Commercial & Industrial Equipment | 10/29/2019 |  | 04/21/2020
Trane U.S. Inc. | AMERICAN STANDARD | WS(D,H)240E(3,4,W)R0****(6,A) |  | HSP-A, Single-Package Heat Pum | Heat Pump | 230 | 3 | False |  |  |  | False | Single-Speed | 240000 | 24742 | 9.7 | 9.3 | 12 |  | 210000 | 19233 | 3.2 | 3.2 | 120000 | 16747 | 2.1 | Federally-Regulated Commercial & Industrial Equipment | 10/29/2019 |  | 04/21/2020
Trane U.S. Inc. | AMERICAN STANDARD | WS(D,H)240E(3,4,W)R(G,N,P,R)****0 |  | HSP-A, Single-Package Heat Pum | Both Heat Pump and Electric Re | 208 | 3 | False |  |  |  | False | Single-Speed | 240000 | 24742 | 9.7 | 9.5 | 11.5 |  | 210000 | 19233 | 3.2 | 3.2 | 120000 | 16747 | 2.1 | Federally-Regulated Commercial & Industrial Equipment | 09/23/2019 |  | 04/21/2020
Trane U.S. Inc. | AMERICAN STANDARD | WS(D,H)240E(3,4,W)R(G,N,P,R)****0 |  | HSP-A, Single-Package Heat Pum | Both Heat Pump and Electric Re | 460 | 3 | False |  |  |  | False | Single-Speed | 240000 | 24742 | 9.7 | 9.5 | 11.5 |  | 210000 | 19233 | 3.2 | 3.2 | 120000 | 16747 | 2.1 | Federally-Regulated Commercial & Industrial Equipment | 09/23/2019 |  | 04/21/2020
Trane U.S. Inc. | AMERICAN STANDARD | WS(D,H)240E(3,4,W)R0****0 |  | HSP-A, Single-Package Heat Pum | Heat Pump | 208 | 3 | False |  |  |  | False | Single-Speed | 240000 | 24742 | 9.7 | 9.3 | 11.5 |  | 210000 | 19233 | 3.2 | 3.2 | 120000 | 16747 | 2.1 | Federally-Regulated Commercial & Industrial Equipment | 09/23/2019 |  | 04/21/2020
Trane U.S. Inc. | AMERICAN STANDARD | WS(D,H)240E(3,4,W)R(G,N,P,R)****7 |  | HSP-A, Single-Package Heat Pum | Both Heat Pump and Electric Re | 575 | 3 | False |  |  |  | False | Single-Speed | 240000 | 24742 | 9.7 | 9.5 | 12 |  | 210000 | 19233 | 3.2 | 3.2 | 120000 | 16747 | 2.1 | Federally-Regulated Commercial & Industrial Equipment | 09/23/2019 |  | 04/21/2020
Trane U.S. Inc. | AMERICAN STANDARD | WS(D,H)240E(3,4,W)R0****0 |  | HSP-A, Single-Package Heat Pum | Heat Pump | 230 | 3 | False |  |  |  | False | Single-Speed | 240000 | 24742 | 9.7 | 9.3 | 11.5 |  | 210000 | 19233 | 3.2 | 3.2 | 120000 | 16747 | 2.1 | Federally-Regulated Commercial & Industrial Equipment | 09/23/2019 |  | 04/21/2020
Trane U.S. Inc. | AMERICAN STANDARD | WS(D,H)240E(3,4,W)R0****(6,A) |  | HSP-A, Single-Package Heat Pum | Heat Pump | 460 | 3 | False |  |  |  | False | Single-Speed | 240000 | 24742 | 9.7 | 9.3 | 12 |  | 210000 | 19233 | 3.2 | 3.2 | 120000 | 16747 | 2.1 | Federally-Regulated Commercial & Industrial Equipment | 10/29/2019 |  | 04/21/2020
Trane U.S. Inc. | AMERICAN STANDARD | WS(D,H)240E(3,4,W)R0****7 |  | HSP-A, Single-Package Heat Pum | Heat Pump | 208 | 3 | False |  |  |  | False | Single-Speed | 240000 | 24742 | 9.7 | 9.3 | 12 |  | 210000 | 19233 | 3.2 | 3.2 | 120000 | 16747 | 2.1 | Federally-Regulated Commercial & Industrial Equipment | 09/23/2019 |  | 04/21/2020
Trane U.S. Inc. | AMERICAN STANDARD | WS(D,H)240E(3,4,W)R(G,N,P,R)****7 |  | HSP-A, Single-Package Heat Pum | Both Heat Pump and Electric Re | 230 | 3 | False |  |  |  | False | Single-Speed | 240000 | 24742 | 9.7 | 9.5 | 12 |  | 210000 | 19233 | 3.2 | 3.2 | 120000 | 16747 | 2.1 | Federally-Regulated Commercial & Industrial Equipment | 09/23/2019 |  | 04/21/2020
Trane U.S. Inc. | AMERICAN STANDARD | WS(D,H)240E(3,4,W)R(G,N,P,R)****(6,A) |  | HSP-A, Single-Package Heat Pum | Both Heat Pump and Electric Re | 575 | 3 | False |  |  |  | False | Single-Speed | 240000 | 24742 | 9.7 | 9.5 | 12 |  | 210000 | 19233 | 3.2 | 3.2 | 120000 | 16747 | 2.1 | Federally-Regulated Commercial & Industrial Equipment | 10/29/2019 |  | 04/21/2020
Trane U.S. Inc. | AMERICAN STANDARD | WS(D,H)240E(3,4,W)R0****(6,A) |  | HSP-A, Single-Package Heat Pum | Heat Pump | 575 | 3 | False |  |  |  | False | Single-Speed | 240000 | 24742 | 9.7 | 9.3 | 12 |  | 210000 | 19233 | 3.2 | 3.2 | 120000 | 16747 | 2.1 | Federally-Regulated Commercial & Industrial Equipment | 10/29/2019 |  | 04/21/2020
Trane U.S. Inc. | AMERICAN STANDARD | WS(D,H)240E(3,4,W)R0****0 |  | HSP-A, Single-Package Heat Pum | Heat Pump | 575 | 3 | False |  |  |  | False | Single-Speed | 240000 | 24742 | 9.7 | 9.3 | 11.5 |  | 210000 | 19233 | 3.2 | 3.2 | 120000 | 16747 | 2.1 | Federally-Regulated Commercial & Industrial Equipment | 09/23/2019 |  | 04/21/2020
Trane U.S. Inc. | AMERICAN STANDARD | WS(D,H)240E(3,4,W)R0****7 |  | HSP-A, Single-Package Heat Pum | Heat Pump | 230 | 3 | False |  |  |  | False | Single-Speed | 240000 | 24742 | 9.7 | 9.3 | 12 |  | 210000 | 19233 | 3.2 | 3.2 | 120000 | 16747 | 2.1 | Federally-Regulated Commercial & Industrial Equipment | 09/23/2019 |  | 04/21/2020
Trane U.S. Inc. | AMERICAN STANDARD | WS(D,H)240E(3,4,W)R(G,N,P,R)****7 |  | HSP-A, Single-Package Heat Pum | Both Heat Pump and Electric Re | 208 | 3 | False |  |  |  | False | Single-Speed | 240000 | 24742 | 9.7 | 9.5 | 12 |  | 210000 | 19233 | 3.2 | 3.2 | 120000 | 16747 | 2.1 | Federally-Regulated Commercial & Industrial Equipment | 09/23/2019 |  | 04/21/2020
Trane U.S. Inc. | AMERICAN STANDARD | WS(D,H)240E(3,4,W)R(G,N,P,R)****0 |  | HSP-A, Single-Package Heat Pum | Both Heat Pump and Electric Re | 230 | 3 | False |  |  |  | False | Single-Speed | 240000 | 24742 | 9.7 | 9.5 | 11.5 |  | 210000 | 19233 | 3.2 | 3.2 | 120000 | 16747 | 2.1 | Federally-Regulated Commercial & Industrial Equipment | 09/23/2019 |  | 04/21/2020
Trane U.S. Inc. | AMERICAN STANDARD | WS(D,H)240E(3,4,W)R(G,N,P,R)****(6,A) |  | HSP-A, Single-Package Heat Pum | Both Heat Pump and Electric Re | 460 | 3 | False |  |  |  | False | Single-Speed | 240000 | 24742 | 9.7 | 9.5 | 12 |  | 210000 | 19233 | 3.2 | 3.2 | 120000 | 16747 | 2.1 | Federally-Regulated Commercial & Industrial Equipment | 10/29/2019 |  | 04/21/2020
Trane U.S. Inc. | AMERICAN STANDARD | WS(D,H)240E(3,4,W)R(G,N,P,R)****0 |  | HSP-A, Single-Package Heat Pum | Both Heat Pump and Electric Re | 575 | 3 | False |  |  |  | False | Single-Speed | 240000 | 24742 | 9.7 | 9.5 | 11.5 |  | 210000 | 19233 | 3.2 | 3.2 | 120000 | 16747 | 2.1 | Federally-Regulated Commercial & Industrial Equipment | 09/23/2019 |  | 04/21/2020
Trane U.S. Inc. | AMERICAN STANDARD | WS(D,H)240E(3,4,W)R(G,N,P,R)****7 |  | HSP-A, Single-Package Heat Pum | Both Heat Pump and Electric Re | 460 | 3 | False |  |  |  | False | Single-Speed | 240000 | 24742 | 9.7 | 9.5 | 12 |  | 210000 | 19233 | 3.2 | 3.2 | 120000 | 16747 | 2.1 | Federally-Regulated Commercial & Industrial Equipment | 09/23/2019 |  | 04/21/2020
Trane U.S. Inc. | AMERICAN STANDARD | WS(D,H)240E(3,4,W)R0****7 |  | HSP-A, Single-Package Heat Pum | Heat Pump | 575 | 3 | False |  |  |  | False | Single-Speed | 240000 | 24742 | 9.7 | 9.3 | 12 |  | 210000 | 19233 | 3.2 | 3.2 | 120000 | 16747 | 2.1 | Federally-Regulated Commercial & Industrial Equipment | 09/23/2019 |  | 04/21/2020
Lennox Industries Inc. | Allied Commercial | KHB102H4M*1Y,G,J |  | HSP-A, Single-Package Heat Pum | Heat Pump | 575 | 3 | False |  |  |  | True | Single-Speed | 100000 | 8333 | 12 | 10.8 | 14.3 |  | 100000 | 8140 | 3.6 | 3.3 | 56000 | 6838 | 2.4 | Federally-Regulated Commercial & Industrial Equipment | 09/23/2019 |  | 04/21/2020
Lennox Industries Inc. | Allied Commercial | KDB102H4M*1Y,G,J |  | HSP-A, Single-Package Heat Pum | Heat Pump | 460 | 3 | False |  |  |  | True | Single-Speed | 100000 | 8333 | 12 | 10.8 | 14.3 |  | 100000 | 8140 | 3.6 | 3.3 | 56000 | 7135 | 2.3 | Federally-Regulated Commercial & Industrial Equipment | 09/23/2019 |  | 04/21/2020
Lennox Industries Inc. | Allied Commercial | KHB102H4M*1Y,G,J |  | HSP-A, Single-Package Heat Pum | Heat Pump | 460 | 3 | False |  |  |  | True | Single-Speed | 100000 | 8333 | 12 | 10.8 | 14.3 |  | 100000 | 8140 | 3.6 | 3.3 | 56000 | 6838 | 2.4 | Federally-Regulated Commercial & Industrial Equipment | 09/23/2019 |  | 04/21/2020
Lennox Industries Inc. | Allied Commercial | KHB092H4B*1Y,G,J |  | HSP-A, Single-Package Heat Pum | Heat Pump | 230 | 3 | False |  |  |  | True | Single-Speed | 89000 | 7355 | 12.1 | 10.8 | 12.9 |  | 86000 | 7001 | 3.6 | 3.3 | 51000 | 6227 | 2.4 | Federally-Regulated Commercial & Industrial Equipment | 09/23/2019 |  | 04/21/2020
Lennox Industries Inc. | Allied Commercial | KHB074S4T**Y,G,J |  | HSP-A, Single-Package Heat Pum | Heat Pump | 575 | 3 | False |  |  |  | True | Dual-Speed | 68000 | 6181 | 11 | 10.8 | 14 |  | 70000 | 6216 | 3.3 | 3.3 | 40000 | 5210 | 2.25 | Federally-Regulated Commercial & Industrial Equipment | 09/23/2019 |  | 04/21/2020
Lennox Industries Inc. | Allied Commercial | KHB102H4M*1Y,G,J |  | HSP-A, Single-Package Heat Pum | Heat Pump | 230 | 3 | False |  |  |  | True | Single-Speed | 100000 | 8333 | 12 | 10.8 | 14.3 |  | 100000 | 8140 | 3.6 | 3.3 | 56000 | 6838 | 2.4 | Federally-Regulated Commercial & Industrial Equipment | 09/23/2019 |  | 04/21/2020
Lennox Industries Inc. | Allied Commercial | KHB102H4M*1Y,G,J |  | HSP-A, Single-Package Heat Pum | Heat Pump | 208 | 3 | False |  |  |  | True | Single-Speed | 100000 | 8333 | 12 | 10.8 | 14.3 |  | 100000 | 8140 | 3.6 | 3.3 | 56000 | 6838 | 2.4 | Federally-Regulated Commercial & Industrial Equipment | 09/23/2019 |  | 04/21/2020
Lennox Industries Inc. | Allied Commercial | KHB092H4M*1Y,G,J |  | HSP-A, Single-Package Heat Pum | Heat Pump | 230 | 3 | False |  |  |  | True | Single-Speed | 89000 | 7355 | 12.1 | 10.8 | 14.2 |  | 86000 | 7001 | 3.6 | 3.3 | 51000 | 6227 | 2.4 | Federally-Regulated Commercial & Industrial Equipment | 09/23/2019 |  | 04/21/2020
Lennox Industries Inc. | Allied Commercial | KHB074S4T**Y,G,J |  | HSP-A, Single-Package Heat Pum | Heat Pump | 230 | 3 | False |  |  |  | True | Dual-Speed | 68000 | 6181 | 11 | 10.8 | 14 |  | 70000 | 6216 | 3.3 | 3.3 | 40000 | 5210 | 2.25 | Federally-Regulated Commercial & Industrial Equipment | 09/23/2019 |  | 04/21/2020
Lennox Industries Inc. | Allied Commercial | KDB102H4M*1Y,G,J |  | HSP-A, Single-Package Heat Pum | Heat Pump | 575 | 3 | False |  |  |  | True | Single-Speed | 100000 | 8333 | 12 | 10.8 | 14.3 |  | 100000 | 8140 | 3.6 | 3.3 | 56000 | 7135 | 2.3 | Federally-Regulated Commercial & Industrial Equipment | 09/23/2019 |  | 04/21/2020
Lennox Industries Inc. | Allied Commercial | KDB102H4M*1Y,G,J |  | HSP-A, Single-Package Heat Pum | Heat Pump | 208 | 3 | False |  |  |  | True | Single-Speed | 100000 | 8333 | 12 | 10.8 | 14.3 |  | 100000 | 8140 | 3.6 | 3.3 | 56000 | 7135 | 2.3 | Federally-Regulated Commercial & Industrial Equipment | 09/23/2019 |  | 04/21/2020
Lennox Industries Inc. | Allied Commercial | KHB074S4T**Y,G,J |  | HSP-A, Single-Package Heat Pum | Heat Pump | 208 | 3 | False |  |  |  | True | Dual-Speed | 68000 | 6181 | 11 | 10.8 | 14 |  | 70000 | 6216 | 3.3 | 3.3 | 40000 | 5210 | 2.25 | Federally-Regulated Commercial & Industrial Equipment | 09/23/2019 |  | 04/21/2020
Lennox Industries Inc. | Allied Commercial | KDB102H4B*1Y,G,J |  | HSP-A, Single-Package Heat Pum | Heat Pump | 208 | 3 | False |  |  |  | True | Single-Speed | 100000 | 8333 | 12 | 10.8 | 12.5 |  | 100000 | 8140 | 3.6 | 3.3 | 55000 | 7008 | 2.3 | Federally-Regulated Commercial & Industrial Equipment | 09/23/2019 |  | 04/21/2020
Lennox Industries Inc. | Allied Commercial | KDB102H4B*1Y,G,J |  | HSP-A, Single-Package Heat Pum | Heat Pump | 230 | 3 | False |  |  |  | True | Single-Speed | 100000 | 8333 | 12 | 10.8 | 12.5 |  | 100000 | 8140 | 3.6 | 3.3 | 55000 | 7008 | 2.3 | Federally-Regulated Commercial & Industrial Equipment | 09/23/2019 |  | 04/21/2020
Lennox Industries Inc. | Allied Commercial | KDB102H4B*1Y,G,J |  | HSP-A, Single-Package Heat Pum | Heat Pump | 460 | 3 | False |  |  |  | True | Single-Speed | 100000 | 8333 | 12 | 10.8 | 12.5 |  | 100000 | 8140 | 3.6 | 3.3 | 55000 | 7008 | 2.3 | Federally-Regulated Commercial & Industrial Equipment | 09/23/2019 |  | 04/21/2020
Lennox Industries Inc. | Allied Commercial | KHB092H4B*1Y,G,J |  | HSP-A, Single-Package Heat Pum | Heat Pump | 460 | 3 | False |  |  |  | True | Single-Speed | 89000 | 7355 | 12.1 | 10.8 | 12.9 |  | 86000 | 7001 | 3.6 | 3.3 | 51000 | 6227 | 2.4 | Federally-Regulated Commercial & Industrial Equipment | 09/23/2019 |  | 04/21/2020
Lennox Industries Inc. | Allied Commercial | KDB092H4M*1Y,G,J |  | HSP-A, Single-Package Heat Pum | Heat Pump | 575 | 3 | False |  |  |  | True | Single-Speed | 89000 | 7355 | 12.1 | 10.8 | 14.2 |  | 86000 | 7001 | 3.6 | 3.3 | 51000 | 6227 | 2.4 | Federally-Regulated Commercial & Industrial Equipment | 09/23/2019 |  | 04/21/2020
Lennox Industries Inc. | Allied Commercial | KDB092H4M*1Y,G,J |  | HSP-A, Single-Package Heat Pum | Heat Pump | 460 | 3 | False |  |  |  | True | Single-Speed | 89000 | 7355 | 12.1 | 10.8 | 14.2 |  | 86000 | 7001 | 3.6 | 3.3 | 51000 | 6227 | 2.4 | Federally-Regulated Commercial & Industrial Equipment | 09/23/2019 |  | 04/21/2020
Lennox Industries Inc. | Allied Commercial | KDB092H4M*1Y,G,J |  | HSP-A, Single-Package Heat Pum | Heat Pump | 208 | 3 | False |  |  |  | True | Single-Speed | 89000 | 7355 | 12.1 | 10.8 | 14.2 |  | 86000 | 7001 | 3.6 | 3.3 | 51000 | 6227 | 2.4 | Federally-Regulated Commercial & Industrial Equipment | 09/23/2019 |  | 04/21/2020
Lennox Industries Inc. | Allied Commercial | KHB092H4B*1Y,G,J |  | HSP-A, Single-Package Heat Pum | Heat Pump | 575 | 3 | False |  |  |  | True | Single-Speed | 89000 | 7355 | 12.1 | 10.8 | 12.9 |  | 86000 | 7001 | 3.6 | 3.3 | 51000 | 6227 | 2.4 | Federally-Regulated Commercial & Industrial Equipment | 09/23/2019 |  | 04/21/2020
Lennox Industries Inc. | Allied Commercial | KHB092H4M*1Y,G,J |  | HSP-A, Single-Package Heat Pum | Heat Pump | 575 | 3 | False |  |  |  | True | Single-Speed | 89000 | 7355 | 12.1 | 10.8 | 14.2 |  | 86000 | 7001 | 3.6 | 3.3 | 51000 | 6227 | 2.4 | Federally-Regulated Commercial & Industrial Equipment | 09/23/2019 |  | 04/21/2020
Lennox Industries Inc. | Allied Commercial | KDB102H4M*1Y,G,J |  | HSP-A, Single-Package Heat Pum | Heat Pump | 230 | 3 | False |  |  |  | True | Single-Speed | 100000 | 8333 | 12 | 10.8 | 14.3 |  | 100000 | 8140 | 3.6 | 3.3 | 56000 | 7135 | 2.3 | Federally-Regulated Commercial & Industrial Equipment | 09/23/2019 |  | 04/21/2020
Lennox Industries Inc. | Allied Commercial | KDB102H4B*1Y,G,J |  | HSP-A, Single-Package Heat Pum | Heat Pump | 575 | 3 | False |  |  |  | True | Single-Speed | 100000 | 8333 | 12 | 10.8 | 12.5 |  | 100000 | 8140 | 3.6 | 3.3 | 55000 | 7008 | 2.3 | Federally-Regulated Commercial & Industrial Equipment | 09/23/2019 |  | 04/21/2020
Lennox Industries Inc. | Allied Commercial | KHB092H4B*1Y,G,J |  | HSP-A, Single-Package Heat Pum | Heat Pump | 208 | 3 | False |  |  |  | True | Single-Speed | 89000 | 7355 | 12.1 | 10.8 | 12.9 |  | 86000 | 7001 | 3.6 | 3.3 | 51000 | 6227 | 2.4 | Federally-Regulated Commercial & Industrial Equipment | 09/23/2019 |  | 04/21/2020
Lennox Industries Inc. | Allied Commercial | KHB092H4M*1Y,G,J |  | HSP-A, Single-Package Heat Pum | Heat Pump | 460 | 3 | False |  |  |  | True | Single-Speed | 89000 | 7355 | 12.1 | 10.8 | 14.2 |  | 86000 | 7001 | 3.6 | 3.3 | 51000 | 6227 | 2.4 | Federally-Regulated Commercial & Industrial Equipment | 09/23/2019 |  | 04/21/2020
Lennox Industries Inc. | Allied Commercial | KHB074S4T**Y,G,J |  | HSP-A, Single-Package Heat Pum | Heat Pump | 460 | 3 | False |  |  |  | True | Dual-Speed | 68000 | 6181 | 11 | 10.8 | 14 |  | 70000 | 6216 | 3.3 | 3.3 | 40000 | 5210 | 2.25 | Federally-Regulated Commercial & Industrial Equipment | 09/23/2019 |  | 04/21/2020
Lennox Industries Inc. | Allied Commercial | KHB092H4M*1Y,G,J |  | HSP-A, Single-Package Heat Pum | Heat Pump | 208 | 3 | False |  |  |  | True | Single-Speed | 89000 | 7355 | 12.1 | 10.8 | 14.2 |  | 86000 | 7001 | 3.6 | 3.3 | 51000 | 6227 | 2.4 | Federally-Regulated Commercial & Industrial Equipment | 09/23/2019 |  | 04/21/2020
Lennox Industries Inc. | Allied Commercial | KDB092H4M*1Y,G,J |  | HSP-A, Single-Package Heat Pum | Heat Pump | 230 | 3 | False |  |  |  | True | Single-Speed | 89000 | 7355 | 12.1 | 10.8 | 14.2 |  | 86000 | 7001 | 3.6 | 3.3 | 51000 | 6227 | 2.4 | Federally-Regulated Commercial & Industrial Equipment | 09/23/2019 |  | 04/21/2020
Lennox Industries Inc. | Lennox | KHB092H4B*1Y,G,J |  | HSP-A, Single-Package Heat Pum | Heat Pump | 230 | 3 | False |  |  |  | True | Single-Speed | 89000 | 7355 | 12.1 | 10.8 | 12.9 |  | 86000 | 7001 | 3.6 | 3.3 | 51000 | 6227 | 2.4 | Federally-Regulated Commercial & Industrial Equipment | 09/23/2019 |  | 04/21/2020
Lennox Industries Inc. | Lennox | KHB092H4B*1Y,G,J |  | HSP-A, Single-Package Heat Pum | Heat Pump | 208 | 3 | False |  |  |  | True | Single-Speed | 89000 | 7355 | 12.1 | 10.8 | 12.9 |  | 86000 | 7001 | 3.6 | 3.3 | 51000 | 6227 | 2.4 | Federally-Regulated Commercial & Industrial Equipment | 09/23/2019 |  | 04/21/2020
Lennox Industries Inc. | Lennox | KDB102H4B*1Y,G,J |  | HSP-A, Single-Package Heat Pum | Heat Pump | 460 | 3 | False |  |  |  | True | Single-Speed | 100000 | 8333 | 12 | 10.8 | 12.5 |  | 100000 | 8140 | 3.6 | 3.3 | 55000 | 7008 | 2.3 | Federally-Regulated Commercial & Industrial Equipment | 09/23/2019 |  | 04/21/2020
Lennox Industries Inc. | Lennox | KHB102H4M*1Y,G,J |  | HSP-A, Single-Package Heat Pum | Heat Pump | 230 | 3 | False |  |  |  | True | Single-Speed | 100000 | 8333 | 12 | 10.8 | 14.3 |  | 100000 | 8140 | 3.6 | 3.3 | 56000 | 6838 | 2.4 | Federally-Regulated Commercial & Industrial Equipment | 09/23/2019 |  | 04/21/2020
Lennox Industries Inc. | Lennox | KHB092H4B*1Y,G,J |  | HSP-A, Single-Package Heat Pum | Heat Pump | 575 | 3 | False |  |  |  | True | Single-Speed | 89000 | 7355 | 12.1 | 10.8 | 12.9 |  | 86000 | 7001 | 3.6 | 3.3 | 51000 | 6227 | 2.4 | Federally-Regulated Commercial & Industrial Equipment | 09/23/2019 |  | 04/21/2020
Lennox Industries Inc. | Lennox | KDB092H4M*1Y,G,J |  | HSP-A, Single-Package Heat Pum | Heat Pump | 208 | 3 | False |  |  |  | True | Single-Speed | 89000 | 7355 | 12.1 | 10.8 | 14.2 |  | 86000 | 7001 | 3.6 | 3.3 | 51000 | 6227 | 2.4 | Federally-Regulated Commercial & Industrial Equipment | 09/23/2019 |  | 04/21/2020
Lennox Industries Inc. | Lennox | KHB102H4M*1Y,G,J |  | HSP-A, Single-Package Heat Pum | Heat Pump | 460 | 3 | False |  |  |  | True | Single-Speed | 100000 | 8333 | 12 | 10.8 | 14.3 |  | 100000 | 8140 | 3.6 | 3.3 | 56000 | 6838 | 2.4 | Federally-Regulated Commercial & Industrial Equipment | 09/23/2019 |  | 04/21/2020
Lennox Industries Inc. | Lennox | KHB092H4M*1Y,G,J |  | HSP-A, Single-Package Heat Pum | Heat Pump | 575 | 3 | False |  |  |  | True | Single-Speed | 89000 | 7355 | 12.1 | 10.8 | 14.2 |  | 86000 | 7001 | 3.6 | 3.3 | 51000 | 6227 | 2.4 | Federally-Regulated Commercial & Industrial Equipment | 09/23/2019 |  | 04/21/2020
Lennox Industries Inc. | Lennox | KHB102H4M*1Y,G,J |  | HSP-A, Single-Package Heat Pum | Heat Pump | 575 | 3 | False |  |  |  | True | Single-Speed | 100000 | 8333 | 12 | 10.8 | 14.3 |  | 100000 | 8140 | 3.6 | 3.3 | 56000 | 6838 | 2.4 | Federally-Regulated Commercial & Industrial Equipment | 09/23/2019 |  | 04/21/2020
Lennox Industries Inc. | Lennox | KDB092H4M*1Y,G,J |  | HSP-A, Single-Package Heat Pum | Heat Pump | 460 | 3 | False |  |  |  | True | Single-Speed | 89000 | 7355 | 12.1 | 10.8 | 14.2 |  | 86000 | 7001 | 3.6 | 3.3 | 51000 | 6227 | 2.4 | Federally-Regulated Commercial & Industrial Equipment | 09/23/2019 |  | 04/21/2020
Lennox Industries Inc. | Lennox | KHB074S4T**Y,G,J |  | HSP-A, Single-Package Heat Pum | Heat Pump | 575 | 3 | False |  |  |  | True | Dual-Speed | 68000 | 6181 | 11 | 10.8 | 14 |  | 70000 | 6216 | 3.3 | 3.3 | 40000 | 5210 | 2.25 | Federally-Regulated Commercial & Industrial Equipment | 09/23/2019 |  | 04/21/2020
Lennox Industries Inc. | Lennox | KDB102H4B*1Y,G,J |  | HSP-A, Single-Package Heat Pum | Heat Pump | 208 | 3 | False |  |  |  | True | Single-Speed | 100000 | 8333 | 12 | 10.8 | 12.5 |  | 100000 | 8140 | 3.6 | 3.3 | 55000 | 7008 | 2.3 | Federally-Regulated Commercial & Industrial Equipment | 09/23/2019 |  | 04/21/2020
Lennox Industries Inc. | Lennox | KHB092H4M*1Y,G,J |  | HSP-A, Single-Package Heat Pum | Heat Pump | 460 | 3 | False |  |  |  | True | Single-Speed | 89000 | 7355 | 12.1 | 10.8 | 14.2 |  | 86000 | 7001 | 3.6 | 3.3 | 51000 | 6227 | 2.4 | Federally-Regulated Commercial & Industrial Equipment | 09/23/2019 |  | 04/21/2020
Lennox Industries Inc. | Lennox | KDB102H4M*1Y,G,J |  | HSP-A, Single-Package Heat Pum | Heat Pump | 575 | 3 | False |  |  |  | True | Single-Speed | 100000 | 8333 | 12 | 10.8 | 14.3 |  | 100000 | 8140 | 3.6 | 3.3 | 56000 | 7135 | 2.3 | Federally-Regulated Commercial & Industrial Equipment | 09/23/2019 |  | 04/21/2020
Lennox Industries Inc. | Lennox | KDB102H4M*1Y,G,J |  | HSP-A, Single-Package Heat Pum | Heat Pump | 460 | 3 | False |  |  |  | True | Single-Speed | 100000 | 8333 | 12 | 10.8 | 14.3 |  | 100000 | 8140 | 3.6 | 3.3 | 56000 | 7135 | 2.3 | Federally-Regulated Commercial & Industrial Equipment | 09/23/2019 |  | 04/21/2020
Lennox Industries Inc. | Lennox | KHB092H4M*1Y,G,J |  | HSP-A, Single-Package Heat Pum | Heat Pump | 230 | 3 | False |  |  |  | True | Single-Speed | 89000 | 7355 | 12.1 | 10.8 | 14.2 |  | 86000 | 7001 | 3.6 | 3.3 | 51000 | 6227 | 2.4 | Federally-Regulated Commercial & Industrial Equipment | 09/23/2019 |  | 04/21/2020
Lennox Industries Inc. | Lennox | KHB092H4B*1Y,G,J |  | HSP-A, Single-Package Heat Pum | Heat Pump | 460 | 3 | False |  |  |  | True | Single-Speed | 89000 | 7355 | 12.1 | 10.8 | 12.9 |  | 86000 | 7001 | 3.6 | 3.3 | 51000 | 6227 | 2.4 | Federally-Regulated Commercial & Industrial Equipment | 09/23/2019 |  | 04/21/2020
Lennox Industries Inc. | Lennox | KDB102H4B*1Y,G,J |  | HSP-A, Single-Package Heat Pum | Heat Pump | 575 | 3 | False |  |  |  | True | Single-Speed | 100000 | 8333 | 12 | 10.8 | 12.5 |  | 100000 | 8140 | 3.6 | 3.3 | 55000 | 7008 | 2.3 | Federally-Regulated Commercial & Industrial Equipment | 09/23/2019 |  | 04/21/2020
Lennox Industries Inc. | Lennox | KHB074S4T**Y,G,J |  | HSP-A, Single-Package Heat Pum | Heat Pump | 230 | 3 | False |  |  |  | True | Dual-Speed | 68000 | 6181 | 11 | 10.8 | 14 |  | 70000 | 6216 | 3.3 | 3.3 | 40000 | 5210 | 2.25 | Federally-Regulated Commercial & Industrial Equipment | 09/23/2019 |  | 04/21/2020
Lennox Industries Inc. | Lennox | KHB074S4T**Y,G,J |  | HSP-A, Single-Package Heat Pum | Heat Pump | 460 | 3 | False |  |  |  | True | Dual-Speed | 68000 | 6181 | 11 | 10.8 | 14 |  | 70000 | 6216 | 3.3 | 3.3 | 40000 | 5210 | 2.25 | Federally-Regulated Commercial & Industrial Equipment | 09/23/2019 |  | 04/21/2020
Lennox Industries Inc. | Lennox | KDB092H4M*1Y,G,J |  | HSP-A, Single-Package Heat Pum | Heat Pump | 230 | 3 | False |  |  |  | True | Single-Speed | 89000 | 7355 | 12.1 | 10.8 | 14.2 |  | 86000 | 7001 | 3.6 | 3.3 | 51000 | 6227 | 2.4 | Federally-Regulated Commercial & Industrial Equipment | 09/23/2019 |  | 04/21/2020
Lennox Industries Inc. | Lennox | KDB102H4M*1Y,G,J |  | HSP-A, Single-Package Heat Pum | Heat Pump | 230 | 3 | False |  |  |  | True | Single-Speed | 100000 | 8333 | 12 | 10.8 | 14.3 |  | 100000 | 8140 | 3.6 | 3.3 | 56000 | 7135 | 2.3 | Federally-Regulated Commercial & Industrial Equipment | 09/23/2019 |  | 04/21/2020
Lennox Industries Inc. | Lennox | KDB102H4B*1Y,G,J |  | HSP-A, Single-Package Heat Pum | Heat Pump | 230 | 3 | False |  |  |  | True | Single-Speed | 100000 | 8333 | 12 | 10.8 | 12.5 |  | 100000 | 8140 | 3.6 | 3.3 | 55000 | 7008 | 2.3 | Federally-Regulated Commercial & Industrial Equipment | 09/23/2019 |  | 04/21/2020
Lennox Industries Inc. | Lennox | KDB102H4M*1Y,G,J |  | HSP-A, Single-Package Heat Pum | Heat Pump | 208 | 3 | False |  |  |  | True | Single-Speed | 100000 | 8333 | 12 | 10.8 | 14.3 |  | 100000 | 8140 | 3.6 | 3.3 | 56000 | 7135 | 2.3 | Federally-Regulated Commercial & Industrial Equipment | 09/23/2019 |  | 04/21/2020
Lennox Industries Inc. | Lennox | KDB092H4M*1Y,G,J |  | HSP-A, Single-Package Heat Pum | Heat Pump | 575 | 3 | False |  |  |  | True | Single-Speed | 89000 | 7355 | 12.1 | 10.8 | 14.2 |  | 86000 | 7001 | 3.6 | 3.3 | 51000 | 6227 | 2.4 | Federally-Regulated Commercial & Industrial Equipment | 09/23/2019 |  | 04/21/2020
Lennox Industries Inc. | Lennox | KHB074S4T**Y,G,J |  | HSP-A, Single-Package Heat Pum | Heat Pump | 208 | 3 | False |  |  |  | True | Dual-Speed | 68000 | 6181 | 11 | 10.8 | 14 |  | 70000 | 6216 | 3.3 | 3.3 | 40000 | 5210 | 2.25 | Federally-Regulated Commercial & Industrial Equipment | 09/23/2019 |  | 04/21/2020
Lennox Industries Inc. | Lennox | KHB092H4M*1Y,G,J |  | HSP-A, Single-Package Heat Pum | Heat Pump | 208 | 3 | False |  |  |  | True | Single-Speed | 89000 | 7355 | 12.1 | 10.8 | 14.2 |  | 86000 | 7001 | 3.6 | 3.3 | 51000 | 6227 | 2.4 | Federally-Regulated Commercial & Industrial Equipment | 09/23/2019 |  | 04/21/2020
Lennox Industries Inc. | Lennox | KHB102H4M*1Y,G,J |  | HSP-A, Single-Package Heat Pum | Heat Pump | 208 | 3 | False |  |  |  | True | Single-Speed | 100000 | 8333 | 12 | 10.8 | 14.3 |  | 100000 | 8140 | 3.6 | 3.3 | 56000 | 6838 | 2.4 | Federally-Regulated Commercial & Industrial Equipment | 09/23/2019 |  | 04/21/2020
Lennox Industries Inc. | K-SERIES | KHB102H4M*1Y,G,J |  | HSP-A, Single-Package Heat Pum | Heat Pump | 208 | 3 | False |  |  |  | True | Single-Speed | 100000 | 8333 | 12 | 10.8 | 14.3 |  | 100000 | 8140 | 3.6 | 3.3 | 56000 | 6838 | 2.4 | Federally-Regulated Commercial & Industrial Equipment | 09/23/2019 |  | 04/21/2020
Lennox Industries Inc. | K-SERIES | KDB102H4M*1Y,G,J |  | HSP-A, Single-Package Heat Pum | Heat Pump | 460 | 3 | False |  |  |  | True | Single-Speed | 100000 | 8333 | 12 | 10.8 | 14.3 |  | 100000 | 8140 | 3.6 | 3.3 | 56000 | 7135 | 2.3 | Federally-Regulated Commercial & Industrial Equipment | 09/23/2019 |  | 04/21/2020
Lennox Industries Inc. | K-SERIES | KHB092H4M*1Y,G,J |  | HSP-A, Single-Package Heat Pum | Heat Pump | 208 | 3 | False |  |  |  | True | Single-Speed | 89000 | 7355 | 12.1 | 10.8 | 14.2 |  | 86000 | 7001 | 3.6 | 3.3 | 51000 | 6227 | 2.4 | Federally-Regulated Commercial & Industrial Equipment | 09/23/2019 |  | 04/21/2020
Lennox Industries Inc. | K-SERIES | KHB092H4M*1Y,G,J |  | HSP-A, Single-Package Heat Pum | Heat Pump | 575 | 3 | False |  |  |  | True | Single-Speed | 89000 | 7355 | 12.1 | 10.8 | 14.2 |  | 86000 | 7001 | 3.6 | 3.3 | 51000 | 6227 | 2.4 | Federally-Regulated Commercial & Industrial Equipment | 09/23/2019 |  | 04/21/2020
Lennox Industries Inc. | K-SERIES | KDB102H4B*1Y,G,J |  | HSP-A, Single-Package Heat Pum | Heat Pump | 575 | 3 | False |  |  |  | True | Single-Speed | 100000 | 8333 | 12 | 10.8 | 12.5 |  | 100000 | 8140 | 3.6 | 3.3 | 55000 | 7008 | 2.3 | Federally-Regulated Commercial & Industrial Equipment | 09/23/2019 |  | 04/21/2020
Lennox Industries Inc. | K-SERIES | KDB102H4M*1Y,G,J |  | HSP-A, Single-Package Heat Pum | Heat Pump | 208 | 3 | False |  |  |  | True | Single-Speed | 100000 | 8333 | 12 | 10.8 | 14.3 |  | 100000 | 8140 | 3.6 | 3.3 | 56000 | 7135 | 2.3 | Federally-Regulated Commercial & Industrial Equipment | 09/23/2019 |  | 04/21/2020
Lennox Industries Inc. | K-SERIES | KDB102H4B*1Y,G,J |  | HSP-A, Single-Package Heat Pum | Heat Pump | 230 | 3 | False |  |  |  | True | Single-Speed | 100000 | 8333 | 12 | 10.8 | 12.5 |  | 100000 | 8140 | 3.6 | 3.3 | 55000 | 7008 | 2.3 | Federally-Regulated Commercial & Industrial Equipment | 09/23/2019 |  | 04/21/2020
Lennox Industries Inc. | K-SERIES | KHB074S4T**Y,G,J |  | HSP-A, Single-Package Heat Pum | Heat Pump | 460 | 3 | False |  |  |  | True | Dual-Speed | 68000 | 6181 | 11 | 10.8 | 14 |  | 70000 | 6216 | 3.3 | 3.3 | 40000 | 5210 | 2.25 | Federally-Regulated Commercial & Industrial Equipment | 09/23/2019 |  | 04/21/2020
Lennox Industries Inc. | K-SERIES | KDB102H4M*1Y,G,J |  | HSP-A, Single-Package Heat Pum | Heat Pump | 230 | 3 | False |  |  |  | True | Single-Speed | 100000 | 8333 | 12 | 10.8 | 14.3 |  | 100000 | 8140 | 3.6 | 3.3 | 56000 | 7135 | 2.3 | Federally-Regulated Commercial & Industrial Equipment | 09/23/2019 |  | 04/21/2020
Lennox Industries Inc. | K-SERIES | KHB092H4B*1Y,G,J |  | HSP-A, Single-Package Heat Pum | Heat Pump | 575 | 3 | False |  |  |  | True | Single-Speed | 89000 | 7355 | 12.1 | 10.8 | 12.9 |  | 86000 | 7001 | 3.6 | 3.3 | 51000 | 6227 | 2.4 | Federally-Regulated Commercial & Industrial Equipment | 09/23/2019 |  | 04/21/2020
Lennox Industries Inc. | K-SERIES | KDB092H4M*1Y,G,J |  | HSP-A, Single-Package Heat Pum | Heat Pump | 230 | 3 | False |  |  |  | True | Single-Speed | 89000 | 7355 | 12.1 | 10.8 | 14.2 |  | 86000 | 7001 | 3.6 | 3.3 | 51000 | 6227 | 2.4 | Federally-Regulated Commercial & Industrial Equipment | 09/23/2019 |  | 04/21/2020
Lennox Industries Inc. | K-SERIES | KDB092H4M*1Y,G,J |  | HSP-A, Single-Package Heat Pum | Heat Pump | 460 | 3 | False |  |  |  | True | Single-Speed | 89000 | 7355 | 12.1 | 10.8 | 14.2 |  | 86000 | 7001 | 3.6 | 3.3 | 51000 | 6227 | 2.4 | Federally-Regulated Commercial & Industrial Equipment | 09/23/2019 |  | 04/21/2020
Lennox Industries Inc. | K-SERIES | KDB092H4M*1Y,G,J |  | HSP-A, Single-Package Heat Pum | Heat Pump | 208 | 3 | False |  |  |  | True | Single-Speed | 89000 | 7355 | 12.1 | 10.8 | 14.2 |  | 86000 | 7001 | 3.6 | 3.3 | 51000 | 6227 | 2.4 | Federally-Regulated Commercial & Industrial Equipment | 09/23/2019 |  | 04/21/2020
Lennox Industries Inc. | K-SERIES | KHB102H4M*1Y,G,J |  | HSP-A, Single-Package Heat Pum | Heat Pump | 230 | 3 | False |  |  |  | True | Single-Speed | 100000 | 8333 | 12 | 10.8 | 14.3 |  | 100000 | 8140 | 3.6 | 3.3 | 56000 | 6838 | 2.4 | Federally-Regulated Commercial & Industrial Equipment | 09/23/2019 |  | 04/21/2020
Lennox Industries Inc. | K-SERIES | KDB102H4M*1Y,G,J |  | HSP-A, Single-Package Heat Pum | Heat Pump | 575 | 3 | False |  |  |  | True | Single-Speed | 100000 | 8333 | 12 | 10.8 | 14.3 |  | 100000 | 8140 | 3.6 | 3.3 | 56000 | 7135 | 2.3 | Federally-Regulated Commercial & Industrial Equipment | 09/23/2019 |  | 04/21/2020
Lennox Industries Inc. | K-SERIES | KHB092H4B*1Y,G,J |  | HSP-A, Single-Package Heat Pum | Heat Pump | 208 | 3 | False |  |  |  | True | Single-Speed | 89000 | 7355 | 12.1 | 10.8 | 12.9 |  | 86000 | 7001 | 3.6 | 3.3 | 51000 | 6227 | 2.4 | Federally-Regulated Commercial & Industrial Equipment | 09/23/2019 |  | 04/21/2020
Lennox Industries Inc. | K-SERIES | KHB074S4T**Y,G,J |  | HSP-A, Single-Package Heat Pum | Heat Pump | 208 | 3 | False |  |  |  | True | Dual-Speed | 68000 | 6181 | 11 | 10.8 | 14 |  | 70000 | 6216 | 3.3 | 3.3 | 40000 | 5210 | 2.25 | Federally-Regulated Commercial & Industrial Equipment | 09/23/2019 |  | 04/21/2020
Lennox Industries Inc. | K-SERIES | KHB102H4M*1Y,G,J |  | HSP-A, Single-Package Heat Pum | Heat Pump | 575 | 3 | False |  |  |  | True | Single-Speed | 100000 | 8333 | 12 | 10.8 | 14.3 |  | 100000 | 8140 | 3.6 | 3.3 | 56000 | 6838 | 2.4 | Federally-Regulated Commercial & Industrial Equipment | 09/23/2019 |  | 04/21/2020
Lennox Industries Inc. | K-SERIES | KHB102H4M*1Y,G,J |  | HSP-A, Single-Package Heat Pum | Heat Pump | 460 | 3 | False |  |  |  | True | Single-Speed | 100000 | 8333 | 12 | 10.8 | 14.3 |  | 100000 | 8140 | 3.6 | 3.3 | 56000 | 6838 | 2.4 | Federally-Regulated Commercial & Industrial Equipment | 09/23/2019 |  | 04/21/2020
Lennox Industries Inc. | K-SERIES | KHB092H4B*1Y,G,J |  | HSP-A, Single-Package Heat Pum | Heat Pump | 230 | 3 | False |  |  |  | True | Single-Speed | 89000 | 7355 | 12.1 | 10.8 | 12.9 |  | 86000 | 7001 | 3.6 | 3.3 | 51000 | 6227 | 2.4 | Federally-Regulated Commercial & Industrial Equipment | 09/23/2019 |  | 04/21/2020
Lennox Industries Inc. | K-SERIES | KDB102H4B*1Y,G,J |  | HSP-A, Single-Package Heat Pum | Heat Pump | 208 | 3 | False |  |  |  | True | Single-Speed | 100000 | 8333 | 12 | 10.8 | 12.5 |  | 100000 | 8140 | 3.6 | 3.3 | 55000 | 7008 | 2.3 | Federally-Regulated Commercial & Industrial Equipment | 09/23/2019 |  | 04/21/2020
Lennox Industries Inc. | K-SERIES | KHB074S4T**Y,G,J |  | HSP-A, Single-Package Heat Pum | Heat Pump | 575 | 3 | False |  |  |  | True | Dual-Speed | 68000 | 6181 | 11 | 10.8 | 14 |  | 70000 | 6216 | 3.3 | 3.3 | 40000 | 5210 | 2.25 | Federally-Regulated Commercial & Industrial Equipment | 09/23/2019 |  | 04/21/2020
Lennox Industries Inc. | K-SERIES | KHB092H4M*1Y,G,J |  | HSP-A, Single-Package Heat Pum | Heat Pump | 460 | 3 | False |  |  |  | True | Single-Speed | 89000 | 7355 | 12.1 | 10.8 | 14.2 |  | 86000 | 7001 | 3.6 | 3.3 | 51000 | 6227 | 2.4 | Federally-Regulated Commercial & Industrial Equipment | 09/23/2019 |  | 04/21/2020
Lennox Industries Inc. | K-SERIES | KDB102H4B*1Y,G,J |  | HSP-A, Single-Package Heat Pum | Heat Pump | 460 | 3 | False |  |  |  | True | Single-Speed | 100000 | 8333 | 12 | 10.8 | 12.5 |  | 100000 | 8140 | 3.6 | 3.3 | 55000 | 7008 | 2.3 | Federally-Regulated Commercial & Industrial Equipment | 09/23/2019 |  | 04/21/2020
Lennox Industries Inc. | K-SERIES | KHB074S4T**Y,G,J |  | HSP-A, Single-Package Heat Pum | Heat Pump | 230 | 3 | False |  |  |  | True | Dual-Speed | 68000 | 6181 | 11 | 10.8 | 14 |  | 70000 | 6216 | 3.3 | 3.3 | 40000 | 5210 | 2.25 | Federally-Regulated Commercial & Industrial Equipment | 09/23/2019 |  | 04/21/2020
Lennox Industries Inc. | K-SERIES | KDB092H4M*1Y,G,J |  | HSP-A, Single-Package Heat Pum | Heat Pump | 575 | 3 | False |  |  |  | True | Single-Speed | 89000 | 7355 | 12.1 | 10.8 | 14.2 |  | 86000 | 7001 | 3.6 | 3.3 | 51000 | 6227 | 2.4 | Federally-Regulated Commercial & Industrial Equipment | 09/23/2019 |  | 04/21/2020
Lennox Industries Inc. | K-SERIES | KHB092H4M*1Y,G,J |  | HSP-A, Single-Package Heat Pum | Heat Pump | 230 | 3 | False |  |  |  | True | Single-Speed | 89000 | 7355 | 12.1 | 10.8 | 14.2 |  | 86000 | 7001 | 3.6 | 3.3 | 51000 | 6227 | 2.4 | Federally-Regulated Commercial & Industrial Equipment | 09/23/2019 |  | 04/21/2020
Lennox Industries Inc. | K-SERIES | KHB092H4B*1Y,G,J |  | HSP-A, Single-Package Heat Pum | Heat Pump | 460 | 3 | False |  |  |  | True | Single-Speed | 89000 | 7355 | 12.1 | 10.8 | 12.9 |  | 86000 | 7001 | 3.6 | 3.3 | 51000 | 6227 | 2.4 | Federally-Regulated Commercial & Industrial Equipment | 09/23/2019 |  | 04/21/2020
Lennox Industries Inc. | Allied Commercial | KHB122H4E*1Y,G,J |  | HSP-A, Single-Package Heat Pum | Heat Pump | 208 | 3 | False |  |  |  | True | Single-Speed | 118000 | 9593 | 12.3 | 10.8 | 14.8 |  | 116000 | 9443 | 3.6 | 3.3 | 65000 | 7937 | 2.4 | Federally-Regulated Commercial & Industrial Equipment | 09/23/2019 |  | 04/28/2020
Lennox Industries Inc. | Allied Commercial | KHB122H4E*1Y,G,J |  | HSP-A, Single-Package Heat Pum | Heat Pump | 575 | 3 | False |  |  |  | True | Single-Speed | 118000 | 9593 | 12.3 | 10.8 | 14.8 |  | 116000 | 9443 | 3.6 | 3.3 | 65000 | 7937 | 2.4 | Federally-Regulated Commercial & Industrial Equipment | 09/23/2019 |  | 04/28/2020
Lennox Industries Inc. | Allied Commercial | KDB122H4E*1Y,G,J |  | HSP-A, Single-Package Heat Pum | Heat Pump | 575 | 3 | False |  |  |  | True | Single-Speed | 118000 | 9593 | 12.3 | 10.8 | 14.8 |  | 116000 | 9443 | 3.6 | 3.3 | 65000 | 7937 | 2.4 | Federally-Regulated Commercial & Industrial Equipment | 09/23/2019 |  | 04/28/2020
Lennox Industries Inc. | Allied Commercial | KHB122H4E*1Y,G,J |  | HSP-A, Single-Package Heat Pum | Heat Pump | 460 | 3 | False |  |  |  | True | Single-Speed | 118000 | 9593 | 12.3 | 10.8 | 14.8 |  | 116000 | 9443 | 3.6 | 3.3 | 65000 | 7937 | 2.4 | Federally-Regulated Commercial & Industrial Equipment | 09/23/2019 |  | 04/28/2020
Lennox Industries Inc. | Allied Commercial | KDB122H4E*1Y,G,J |  | HSP-A, Single-Package Heat Pum | Heat Pump | 460 | 3 | False |  |  |  | True | Single-Speed | 118000 | 9593 | 12.3 | 10.8 | 14.8 |  | 116000 | 9443 | 3.6 | 3.3 | 65000 | 7937 | 2.4 | Federally-Regulated Commercial & Industrial Equipment | 09/23/2019 |  | 04/28/2020
Lennox Industries Inc. | Allied Commercial | KDB122H4E*1Y,G,J |  | HSP-A, Single-Package Heat Pum | Heat Pump | 230 | 3 | False |  |  |  | True | Single-Speed | 118000 | 9593 | 12.3 | 10.8 | 14.8 |  | 116000 | 9443 | 3.6 | 3.3 | 65000 | 7937 | 2.4 | Federally-Regulated Commercial & Industrial Equipment | 09/23/2019 |  | 04/28/2020
Lennox Industries Inc. | Allied Commercial | KDB122H4E*1Y,G,J |  | HSP-A, Single-Package Heat Pum | Heat Pump | 208 | 3 | False |  |  |  | True | Single-Speed | 118000 | 9593 | 12.3 | 10.8 | 14.8 |  | 116000 | 9443 | 3.6 | 3.3 | 65000 | 7937 | 2.4 | Federally-Regulated Commercial & Industrial Equipment | 09/23/2019 |  | 04/28/2020
Lennox Industries Inc. | Allied Commercial | KHB122H4E*1Y,G,J |  | HSP-A, Single-Package Heat Pum | Heat Pump | 230 | 3 | False |  |  |  | True | Single-Speed | 118000 | 9593 | 12.3 | 10.8 | 14.8 |  | 116000 | 9443 | 3.6 | 3.3 | 65000 | 7937 | 2.4 | Federally-Regulated Commercial & Industrial Equipment | 09/23/2019 |  | 04/28/2020
Lennox Industries Inc. | K-SERIES | KDB122H4E*1Y,G,J |  | HSP-A, Single-Package Heat Pum | Heat Pump | 208 | 3 | False |  |  |  | True | Single-Speed | 118000 | 9593 | 12.3 | 10.8 | 14.8 |  | 116000 | 9443 | 3.6 | 3.3 | 65000 | 7937 | 2.4 | Federally-Regulated Commercial & Industrial Equipment | 09/23/2019 |  | 04/28/2020
Lennox Industries Inc. | K-SERIES | KHB122H4E*1Y,G,J |  | HSP-A, Single-Package Heat Pum | Heat Pump | 575 | 3 | False |  |  |  | True | Single-Speed | 118000 | 9593 | 12.3 | 10.8 | 14.8 |  | 116000 | 9443 | 3.6 | 3.3 | 65000 | 7937 | 2.4 | Federally-Regulated Commercial & Industrial Equipment | 09/23/2019 |  | 04/28/2020
Lennox Industries Inc. | K-SERIES | KHB122H4E*1Y,G,J |  | HSP-A, Single-Package Heat Pum | Heat Pump | 230 | 3 | False |  |  |  | True | Single-Speed | 118000 | 9593 | 12.3 | 10.8 | 14.8 |  | 116000 | 9443 | 3.6 | 3.3 | 65000 | 7937 | 2.4 | Federally-Regulated Commercial & Industrial Equipment | 09/23/2019 |  | 04/28/2020
Lennox Industries Inc. | K-SERIES | KHB122H4E*1Y,G,J |  | HSP-A, Single-Package Heat Pum | Heat Pump | 208 | 3 | False |  |  |  | True | Single-Speed | 118000 | 9593 | 12.3 | 10.8 | 14.8 |  | 116000 | 9443 | 3.6 | 3.3 | 65000 | 7937 | 2.4 | Federally-Regulated Commercial & Industrial Equipment | 09/23/2019 |  | 04/28/2020
Lennox Industries Inc. | K-SERIES | KDB122H4E*1Y,G,J |  | HSP-A, Single-Package Heat Pum | Heat Pump | 575 | 3 | False |  |  |  | True | Single-Speed | 118000 | 9593 | 12.3 | 10.8 | 14.8 |  | 116000 | 9443 | 3.6 | 3.3 | 65000 | 7937 | 2.4 | Federally-Regulated Commercial & Industrial Equipment | 09/23/2019 |  | 04/28/2020
Lennox Industries Inc. | K-SERIES | KHB122H4E*1Y,G,J |  | HSP-A, Single-Package Heat Pum | Heat Pump | 460 | 3 | False |  |  |  | True | Single-Speed | 118000 | 9593 | 12.3 | 10.8 | 14.8 |  | 116000 | 9443 | 3.6 | 3.3 | 65000 | 7937 | 2.4 | Federally-Regulated Commercial & Industrial Equipment | 09/23/2019 |  | 04/28/2020
Lennox Industries Inc. | K-SERIES | KDB122H4E*1Y,G,J |  | HSP-A, Single-Package Heat Pum | Heat Pump | 230 | 3 | False |  |  |  | True | Single-Speed | 118000 | 9593 | 12.3 | 10.8 | 14.8 |  | 116000 | 9443 | 3.6 | 3.3 | 65000 | 7937 | 2.4 | Federally-Regulated Commercial & Industrial Equipment | 09/23/2019 |  | 04/28/2020
Lennox Industries Inc. | K-SERIES | KDB122H4E*1Y,G,J |  | HSP-A, Single-Package Heat Pum | Heat Pump | 460 | 3 | False |  |  |  | True | Single-Speed | 118000 | 9593 | 12.3 | 10.8 | 14.8 |  | 116000 | 9443 | 3.6 | 3.3 | 65000 | 7937 | 2.4 | Federally-Regulated Commercial & Industrial Equipment | 09/23/2019 |  | 04/28/2020
Lennox Industries Inc. | Lennox | KHB122H4E*1Y,G,J |  | HSP-A, Single-Package Heat Pum | Heat Pump | 460 | 3 | False |  |  |  | True | Single-Speed | 118000 | 9593 | 12.3 | 10.8 | 14.8 |  | 116000 | 9443 | 3.6 | 3.3 | 65000 | 7937 | 2.4 | Federally-Regulated Commercial & Industrial Equipment | 09/23/2019 |  | 04/28/2020
Lennox Industries Inc. | Lennox | KDB122H4E*1Y,G,J |  | HSP-A, Single-Package Heat Pum | Heat Pump | 230 | 3 | False |  |  |  | True | Single-Speed | 118000 | 9593 | 12.3 | 10.8 | 14.8 |  | 116000 | 9443 | 3.6 | 3.3 | 65000 | 7937 | 2.4 | Federally-Regulated Commercial & Industrial Equipment | 09/23/2019 |  | 04/28/2020
Lennox Industries Inc. | Lennox | KDB122H4E*1Y,G,J |  | HSP-A, Single-Package Heat Pum | Heat Pump | 208 | 3 | False |  |  |  | True | Single-Speed | 118000 | 9593 | 12.3 | 10.8 | 14.8 |  | 116000 | 9443 | 3.6 | 3.3 | 65000 | 7937 | 2.4 | Federally-Regulated Commercial & Industrial Equipment | 09/23/2019 |  | 04/28/2020
Lennox Industries Inc. | Lennox | KHB122H4E*1Y,G,J |  | HSP-A, Single-Package Heat Pum | Heat Pump | 575 | 3 | False |  |  |  | True | Single-Speed | 118000 | 9593 | 12.3 | 10.8 | 14.8 |  | 116000 | 9443 | 3.6 | 3.3 | 65000 | 7937 | 2.4 | Federally-Regulated Commercial & Industrial Equipment | 09/23/2019 |  | 04/28/2020
Lennox Industries Inc. | Lennox | KHB122H4E*1Y,G,J |  | HSP-A, Single-Package Heat Pum | Heat Pump | 230 | 3 | False |  |  |  | True | Single-Speed | 118000 | 9593 | 12.3 | 10.8 | 14.8 |  | 116000 | 9443 | 3.6 | 3.3 | 65000 | 7937 | 2.4 | Federally-Regulated Commercial & Industrial Equipment | 09/23/2019 |  | 04/28/2020
Lennox Industries Inc. | Lennox | KDB122H4E*1Y,G,J |  | HSP-A, Single-Package Heat Pum | Heat Pump | 460 | 3 | False |  |  |  | True | Single-Speed | 118000 | 9593 | 12.3 | 10.8 | 14.8 |  | 116000 | 9443 | 3.6 | 3.3 | 65000 | 7937 | 2.4 | Federally-Regulated Commercial & Industrial Equipment | 09/23/2019 |  | 04/28/2020
Lennox Industries Inc. | Lennox | KHB122H4E*1Y,G,J |  | HSP-A, Single-Package Heat Pum | Heat Pump | 208 | 3 | False |  |  |  | True | Single-Speed | 118000 | 9593 | 12.3 | 10.8 | 14.8 |  | 116000 | 9443 | 3.6 | 3.3 | 65000 | 7937 | 2.4 | Federally-Regulated Commercial & Industrial Equipment | 09/23/2019 |  | 04/28/2020
Lennox Industries Inc. | Lennox | KDB122H4E*1Y,G,J |  | HSP-A, Single-Package Heat Pum | Heat Pump | 575 | 3 | False |  |  |  | True | Single-Speed | 118000 | 9593 | 12.3 | 10.8 | 14.8 |  | 116000 | 9443 | 3.6 | 3.3 | 65000 | 7937 | 2.4 | Federally-Regulated Commercial & Industrial Equipment | 09/23/2019 |  | 04/28/2020
Lennox Industries Inc. | K-SERIES | KDB092H4B*1Y,G,J |  | HSP-A, Single-Package Heat Pum | Heat Pump | 230 | 3 | False |  |  |  | True | Single-Speed | 89000 | 7355 | 12.1 | 10.8 | 12.9 |  | 86000 | 7001 | 3.6 | 3.3 | 51000 | 6227 | 2.4 | Federally-Regulated Commercial & Industrial Equipment | 09/23/2019 |  | 05/06/2020
Lennox Industries Inc. | K-SERIES | KDB092H4B*1Y,G,J |  | HSP-A, Single-Package Heat Pum | Heat Pump | 208 | 3 | False |  |  |  | True | Single-Speed | 89000 | 7355 | 12.1 | 10.8 | 12.9 |  | 86000 | 7001 | 3.6 | 3.3 | 51000 | 6227 | 2.4 | Federally-Regulated Commercial & Industrial Equipment | 09/23/2019 |  | 05/06/2020
Lennox Industries Inc. | K-SERIES | KDB092H4B*1Y,G,J |  | HSP-A, Single-Package Heat Pum | Heat Pump | 575 | 3 | False |  |  |  | True | Single-Speed | 89000 | 7355 | 12.1 | 10.8 | 12.9 |  | 86000 | 7001 | 3.6 | 3.3 | 51000 | 6227 | 2.4 | Federally-Regulated Commercial & Industrial Equipment | 09/23/2019 |  | 05/06/2020
Lennox Industries Inc. | K-SERIES | KDB092H4B*1Y,G,J |  | HSP-A, Single-Package Heat Pum | Heat Pump | 460 | 3 | False |  |  |  | True | Single-Speed | 89000 | 7355 | 12.1 | 10.8 | 12.9 |  | 86000 | 7001 | 3.6 | 3.3 | 51000 | 6227 | 2.4 | Federally-Regulated Commercial & Industrial Equipment | 09/23/2019 |  | 05/06/2020
Lennox Industries Inc. | Lennox | KDB092H4B*1Y,G,J |  | HSP-A, Single-Package Heat Pum | Heat Pump | 230 | 3 | False |  |  |  | True | Single-Speed | 89000 | 7355 | 12.1 | 10.8 | 12.9 |  | 86000 | 7001 | 3.6 | 3.3 | 51000 | 6227 | 2.4 | Federally-Regulated Commercial & Industrial Equipment | 09/23/2019 |  | 05/06/2020
Lennox Industries Inc. | Lennox | KDB092H4B*1Y,G,J |  | HSP-A, Single-Package Heat Pum | Heat Pump | 460 | 3 | False |  |  |  | True | Single-Speed | 89000 | 7355 | 12.1 | 10.8 | 12.9 |  | 86000 | 7001 | 3.6 | 3.3 | 51000 | 6227 | 2.4 | Federally-Regulated Commercial & Industrial Equipment | 09/23/2019 |  | 05/06/2020
Lennox Industries Inc. | Lennox | KDB092H4B*1Y,G,J |  | HSP-A, Single-Package Heat Pum | Heat Pump | 208 | 3 | False |  |  |  | True | Single-Speed | 89000 | 7355 | 12.1 | 10.8 | 12.9 |  | 86000 | 7001 | 3.6 | 3.3 | 51000 | 6227 | 2.4 | Federally-Regulated Commercial & Industrial Equipment | 09/23/2019 |  | 05/06/2020
Lennox Industries Inc. | Lennox | KDB092H4B*1Y,G,J |  | HSP-A, Single-Package Heat Pum | Heat Pump | 575 | 3 | False |  |  |  | True | Single-Speed | 89000 | 7355 | 12.1 | 10.8 | 12.9 |  | 86000 | 7001 | 3.6 | 3.3 | 51000 | 6227 | 2.4 | Federally-Regulated Commercial & Industrial Equipment | 09/23/2019 |  | 05/06/2020
Lennox Industries Inc. | Allied Commercial | KDB092H4B*1Y,G,J |  | HSP-A, Single-Package Heat Pum | Heat Pump | 460 | 3 | False |  |  |  | True | Single-Speed | 89000 | 7355 | 12.1 | 10.8 | 12.9 |  | 86000 | 7001 | 3.6 | 3.3 | 51000 | 6227 | 2.4 | Federally-Regulated Commercial & Industrial Equipment | 09/23/2019 |  | 05/06/2020
Lennox Industries Inc. | Allied Commercial | KDB092H4B*1Y,G,J |  | HSP-A, Single-Package Heat Pum | Heat Pump | 575 | 3 | False |  |  |  | True | Single-Speed | 89000 | 7355 | 12.1 | 10.8 | 12.9 |  | 86000 | 7001 | 3.6 | 3.3 | 51000 | 6227 | 2.4 | Federally-Regulated Commercial & Industrial Equipment | 09/23/2019 |  | 05/06/2020
Lennox Industries Inc. | Allied Commercial | KDB092H4B*1Y,G,J |  | HSP-A, Single-Package Heat Pum | Heat Pump | 230 | 3 | False |  |  |  | True | Single-Speed | 89000 | 7355 | 12.1 | 10.8 | 12.9 |  | 86000 | 7001 | 3.6 | 3.3 | 51000 | 6227 | 2.4 | Federally-Regulated Commercial & Industrial Equipment | 09/23/2019 |  | 05/06/2020
Lennox Industries Inc. | Allied Commercial | KDB092H4B*1Y,G,J |  | HSP-A, Single-Package Heat Pum | Heat Pump | 208 | 3 | False |  |  |  | True | Single-Speed | 89000 | 7355 | 12.1 | 10.8 | 12.9 |  | 86000 | 7001 | 3.6 | 3.3 | 51000 | 6227 | 2.4 | Federally-Regulated Commercial & Industrial Equipment | 09/23/2019 |  | 05/06/2020
Daikin Comfort Technologies Manufacturing, L.P. | Daikin | DZ13SA0484A* (2) | DAT09044A* | HRCU-A-CB, Split System: Heat | Both Heat Pump and Electric Re | 460 | 3 |  | False |  |  | True | Single-Speed | 88000 | 7652 | 11.5 | 11 |  |  | 82000 | 7282 | 3.3 | 3.3 | 52000 | 6626 | 2.3 | Federally-Regulated Commercial & Industrial Equipment | 10/11/2017 |  | 07/16/2020
Daikin Comfort Technologies Manufacturing, L.P. | Goodman | CPH120****V***A* |  | HSP-A, Single-Package Heat Pum | Both Heat Pump and Electric Re | 575 | 3 | False |  |  |  | False | Single-Speed | 113000 | 10180 | 11.1 | 10.8 |  |  | 116000 | 9999 | 3.4 | 3.3 |  |  |  | Federally-Regulated Commercial & Industrial Equipment | 01/09/2014 |  | 07/16/2020
Daikin Comfort Technologies Manufacturing, L.P. | Goodman | CPH120****V***A* |  | HSP-A, Single-Package Heat Pum | Both Heat Pump and Electric Re | 460 | 3 | False |  |  |  | False | Single-Speed | 113000 | 10180 | 11.1 | 10.8 |  |  | 116000 | 9999 | 3.4 | 3.3 |  |  |  | Federally-Regulated Commercial & Industrial Equipment | 01/09/2014 |  | 07/16/2020
Daikin Comfort Technologies Manufacturing, L.P. | Goodman | CPH120****V***A* |  | HSP-A, Single-Package Heat Pum | Both Heat Pump and Electric Re | 208 | 3 | False |  |  |  | False | Single-Speed | 113000 | 10180 | 11.1 | 11 | 12.6 |  | 116000 | 9999 | 3.4 | 3.3 | 56000 | 7135 | 2.3 | Federally-Regulated Commercial & Industrial Equipment | 09/23/2019 |  | 07/16/2020
Daikin Comfort Technologies Manufacturing, L.P. | Goodman | CPH120****V***A* |  | HSP-A, Single-Package Heat Pum | Both Heat Pump and Electric Re | 230 | 3 | False |  |  |  | False | Single-Speed | 113000 | 10180 | 11.1 | 11 | 12.6 |  | 116000 | 9999 | 3.4 | 3.3 | 56000 | 7135 | 2.3 | Federally-Regulated Commercial & Industrial Equipment | 09/23/2019 |  | 07/16/2020
Daikin Comfort Technologies Manufacturing, L.P. | Daikin | DZ13SA0603A* (2) | DAT12043A* | HRCU-A-CB, Split System: Heat | Both Heat Pump and Electric Re | 230 | 3 |  | False |  |  | True | Single-Speed | 114000 | 9913 | 11.5 | 11 |  |  | 110000 | 9769 | 3.3 | 3.3 | 70000 | 8919 | 2.3 | Federally-Regulated Commercial & Industrial Equipment | 10/11/2017 |  | 07/22/2020
Daikin Comfort Technologies Manufacturing, L.P. | Daikin | DCH120****B***A* |  | HSP-A, Single-Package Heat Pum | Both Heat Pump and Electric Re | 208 | 3 | False |  |  |  | False | Single-Speed | 115000 | 10360 | 11.1 | 8.9 |  |  | 116000 | 9999 | 3.4 | 3 | 56000 | 7135 | 2.3 | Federally-Regulated Commercial & Industrial Equipment | 11/03/2015 |  | 07/22/2020
Daikin Comfort Technologies Manufacturing, L.P. | Daikin | DCH120****B***A* |  | HSP-A, Single-Package Heat Pum | Both Heat Pump and Electric Re | 230 | 3 | False |  |  |  | False | Single-Speed | 115000 | 10360 | 11.1 | 8.9 |  |  | 116000 | 9999 | 3.4 | 3 | 56000 | 7135 | 2.3 | Federally-Regulated Commercial & Industrial Equipment | 11/03/2015 |  | 07/22/2020
Daikin Comfort Technologies Manufacturing, L.P. | Daikin | DZ13SA0604A* (2) | DAT12044A* | HRCU-A-CB, Split System: Heat | Both Heat Pump and Electric Re | 460 | 3 |  | False |  |  | True | Single-Speed | 114000 | 9913 | 11.5 | 11 |  |  | 110000 | 9769 | 3.3 | 3.3 | 70000 | 8919 | 2.3 | Federally-Regulated Commercial & Industrial Equipment | 10/11/2017 |  | 07/22/2020
Daikin Comfort Technologies Manufacturing, L.P. | Daikin | DZ13SA0483A* (2) | DAT09043A* | HRCU-A-CB, Split System: Heat | Both Heat Pump and Electric Re | 208 | 3 |  | False |  |  | True | Single-Speed | 88000 | 7652 | 11.5 | 11 |  |  | 82000 | 7282 | 3.3 | 3.3 | 52000 | 6626 | 2.3 | Federally-Regulated Commercial & Industrial Equipment | 10/11/2017 |  | 07/22/2020
Daikin Comfort Technologies Manufacturing, L.P. | Daikin | DZ13SA0483A* (2) | DAT09043A* | HRCU-A-CB, Split System: Heat | Both Heat Pump and Electric Re | 230 | 3 |  | False |  |  | True | Single-Speed | 88000 | 7652 | 11.5 | 11 |  |  | 82000 | 7282 | 3.3 | 3.3 | 52000 | 6626 | 2.3 | Federally-Regulated Commercial & Industrial Equipment | 10/11/2017 |  | 07/22/2020
Daikin Comfort Technologies Manufacturing, L.P. | Daikin | DCH120****B***A* |  | HSP-A, Single-Package Heat Pum | Both Heat Pump and Electric Re | 460 | 3 | False |  |  |  | False | Single-Speed | 115000 | 10360 | 11.1 | 8.9 |  |  | 116000 | 9999 | 3.4 | 3 | 56000 | 7135 | 2.3 | Federally-Regulated Commercial & Industrial Equipment | 11/03/2015 |  | 07/22/2020
Daikin Comfort Technologies Manufacturing, L.P. | Daikin | DZ13SA0603A* (2) | DAT12043A* | HRCU-A-CB, Split System: Heat | Both Heat Pump and Electric Re | 208 | 3 |  | False |  |  | True | Single-Speed | 114000 | 9913 | 11.5 | 11 |  |  | 110000 | 9769 | 3.3 | 3.3 | 70000 | 8919 | 2.3 | Federally-Regulated Commercial & Industrial Equipment | 10/11/2017 |  | 07/22/2020
Daikin Comfort Technologies Manufacturing, L.P. | Daikin | DCH120****B***A* |  | HSP-A, Single-Package Heat Pum | Both Heat Pump and Electric Re | 575 | 3 | False |  |  |  | False | Single-Speed | 115000 | 10360 | 11.1 | 8.9 |  |  | 116000 | 9999 | 3.4 | 3 | 56000 | 7135 | 2.3 | Federally-Regulated Commercial & Industrial Equipment | 11/03/2015 |  | 07/22/2020
Lennox Industries Inc. | Allied Commercial | KDB102H4M*1Y,G,J |  | HSP-A, Single-Package Heat Pum | Heat Pump | 575 | 3 | False |  |  |  | True | Single-Speed | 100000 | 8333 |  |  | 14.3 |  | 100000 | 8140 | 3.6 | 3.3 | 56000 | 7294 | 2.25 | Federally-Regulated Commercial & Industrial Equipment | 04/21/2020 | 203400286 | 09/16/2020
Lennox Industries Inc. | Allied Commercial | KDB102H4M*1Y,G,J |  | HSP-A, Single-Package Heat Pum | Heat Pump | 230 | 3 | False |  |  |  | True | Single-Speed | 100000 | 8333 |  |  | 14.3 |  | 100000 | 8140 | 3.6 | 3.3 | 56000 | 7294 | 2.25 | Federally-Regulated Commercial & Industrial Equipment | 04/21/2020 | 203400286 | 09/16/2020
Lennox Industries Inc. | Allied Commercial | KHB102H4B*1Y,G,J |  | HSP-A, Single-Package Heat Pum | Heat Pump | 230 | 3 | False |  |  |  | True | Single-Speed | 100000 | 8333 | 12 | 10.8 | 12.5 |  | 100000 | 8140 | 3.6 | 3.3 | 58000 | 7082 | 2.4 | Federally-Regulated Commercial & Industrial Equipment | 09/23/2019 |  | 09/16/2020
Lennox Industries Inc. | Allied Commercial | KDB102H4B*1Y,G,J |  | HSP-A, Single-Package Heat Pum | Heat Pump | 208 | 3 | False |  |  |  | True | Single-Speed | 100000 | 8333 |  |  | 12.5 |  | 100000 | 8140 | 3.6 | 3.3 | 55000 | 7164 | 2.25 | Federally-Regulated Commercial & Industrial Equipment | 04/21/2020 | 203400285 | 09/16/2020
Lennox Industries Inc. | Allied Commercial | KHB102H4B*1Y,G,J |  | HSP-A, Single-Package Heat Pum | Heat Pump | 575 | 3 | False |  |  |  | True | Single-Speed | 100000 | 8333 | 12 | 10.8 | 12.5 |  | 100000 | 8140 | 3.6 | 3.3 | 58000 | 7082 | 2.4 | Federally-Regulated Commercial & Industrial Equipment | 09/23/2019 |  | 09/16/2020
Lennox Industries Inc. | Allied Commercial | KDB102H4B*1Y,G,J |  | HSP-A, Single-Package Heat Pum | Heat Pump | 575 | 3 | False |  |  |  | True | Single-Speed | 100000 | 8333 |  |  | 12.5 |  | 100000 | 8140 | 3.6 | 3.3 | 55000 | 7164 | 2.25 | Federally-Regulated Commercial & Industrial Equipment | 04/21/2020 | 203400285 | 09/16/2020
Lennox Industries Inc. | Allied Commercial | KDB102H4B*1Y,G,J |  | HSP-A, Single-Package Heat Pum | Heat Pump | 230 | 3 | False |  |  |  | True | Single-Speed | 100000 | 8333 |  |  | 12.5 |  | 100000 | 8140 | 3.6 | 3.3 | 55000 | 7164 | 2.25 | Federally-Regulated Commercial & Industrial Equipment | 04/21/2020 | 203400285 | 09/16/2020
Lennox Industries Inc. | Allied Commercial | KDB102H4M*1Y,G,J |  | HSP-A, Single-Package Heat Pum | Heat Pump | 208 | 3 | False |  |  |  | True | Single-Speed | 100000 | 8333 |  |  | 14.3 |  | 100000 | 8140 | 3.6 | 3.3 | 56000 | 7294 | 2.25 | Federally-Regulated Commercial & Industrial Equipment | 04/21/2020 | 203400286 | 09/16/2020
Lennox Industries Inc. | Allied Commercial | KHB102H4M*1Y,G,J |  | HSP-A, Single-Package Heat Pum | Heat Pump | 460 | 3 | False |  |  |  | True | Single-Speed | 100000 | 8333 |  |  | 14.3 |  | 100000 | 8140 | 3.6 | 3.3 | 56000 | 7294 | 2.25 | Federally-Regulated Commercial & Industrial Equipment | 04/21/2020 | 203400340 | 09/16/2020
Lennox Industries Inc. | Allied Commercial | KHB102H4M*1Y,G,J |  | HSP-A, Single-Package Heat Pum | Heat Pump | 208 | 3 | False |  |  |  | True | Single-Speed | 100000 | 8333 |  |  | 14.3 |  | 100000 | 8140 | 3.6 | 3.3 | 56000 | 7294 | 2.25 | Federally-Regulated Commercial & Industrial Equipment | 04/21/2020 | 203400340 | 09/16/2020
Lennox Industries Inc. | Allied Commercial | KDB102H4B*1Y,G,J |  | HSP-A, Single-Package Heat Pum | Heat Pump | 460 | 3 | False |  |  |  | True | Single-Speed | 100000 | 8333 |  |  | 12.5 |  | 100000 | 8140 | 3.6 | 3.3 | 55000 | 7164 | 2.25 | Federally-Regulated Commercial & Industrial Equipment | 04/21/2020 | 203400285 | 09/16/2020
Lennox Industries Inc. | Allied Commercial | KHB102H4B*1Y,G,J |  | HSP-A, Single-Package Heat Pum | Heat Pump | 460 | 3 | False |  |  |  | True | Single-Speed | 100000 | 8333 | 12 | 10.8 | 12.5 |  | 100000 | 8140 | 3.6 | 3.3 | 58000 | 7082 | 2.4 | Federally-Regulated Commercial & Industrial Equipment | 09/23/2019 |  | 09/16/2020
Lennox Industries Inc. | Allied Commercial | KDB102H4M*1Y,G,J |  | HSP-A, Single-Package Heat Pum | Heat Pump | 460 | 3 | False |  |  |  | True | Single-Speed | 100000 | 8333 |  |  | 14.3 |  | 100000 | 8140 | 3.6 | 3.3 | 56000 | 7294 | 2.25 | Federally-Regulated Commercial & Industrial Equipment | 04/21/2020 | 203400286 | 09/16/2020
Lennox Industries Inc. | Allied Commercial | KHB102H4B*1Y,G,J |  | HSP-A, Single-Package Heat Pum | Heat Pump | 208 | 3 | False |  |  |  | True | Single-Speed | 100000 | 8333 | 12 | 10.8 | 12.5 |  | 100000 | 8140 | 3.6 | 3.3 | 58000 | 7082 | 2.4 | Federally-Regulated Commercial & Industrial Equipment | 09/23/2019 |  | 09/16/2020
Lennox Industries Inc. | Allied Commercial | KHB102H4M*1Y,G,J |  | HSP-A, Single-Package Heat Pum | Heat Pump | 575 | 3 | False |  |  |  | True | Single-Speed | 100000 | 8333 |  |  | 14.3 |  | 100000 | 8140 | 3.6 | 3.3 | 56000 | 7294 | 2.25 | Federally-Regulated Commercial & Industrial Equipment | 04/21/2020 | 203400340 | 09/16/2020
Lennox Industries Inc. | Allied Commercial | KHB102H4M*1Y,G,J |  | HSP-A, Single-Package Heat Pum | Heat Pump | 230 | 3 | False |  |  |  | True | Single-Speed | 100000 | 8333 |  |  | 14.3 |  | 100000 | 8140 | 3.6 | 3.3 | 56000 | 7294 | 2.25 | Federally-Regulated Commercial & Industrial Equipment | 04/21/2020 | 203400340 | 09/16/2020
Lennox Industries Inc. | K-SERIES | KDB102H4M*1Y,G,J |  | HSP-A, Single-Package Heat Pum | Heat Pump | 230 | 3 | False |  |  |  | True | Single-Speed | 100000 | 8333 |  |  | 14.3 |  | 100000 | 8140 | 3.6 | 3.3 | 56000 | 7294 | 2.25 | Federally-Regulated Commercial & Industrial Equipment | 04/21/2020 | 202978005 | 09/16/2020
Lennox Industries Inc. | K-SERIES | KHB102H4M*1Y,G,J |  | HSP-A, Single-Package Heat Pum | Heat Pump | 230 | 3 | False |  |  |  | True | Single-Speed | 100000 | 8333 |  |  | 14.3 |  | 100000 | 8140 | 3.6 | 3.3 | 56000 | 7294 | 2.25 | Federally-Regulated Commercial & Industrial Equipment | 04/21/2020 | 202978103 | 09/16/2020
Lennox Industries Inc. | K-SERIES | KDB102H4B*1Y,G,J |  | HSP-A, Single-Package Heat Pum | Heat Pump | 208 | 3 | False |  |  |  | True | Single-Speed | 100000 | 8333 |  |  | 12.5 |  | 100000 | 8140 | 3.6 | 3.3 | 55000 | 7164 | 2.25 | Federally-Regulated Commercial & Industrial Equipment | 04/21/2020 | 202978004 | 09/16/2020
Lennox Industries Inc. | K-SERIES | KHB102H4B*1Y,G,J |  | HSP-A, Single-Package Heat Pum | Heat Pump | 208 | 3 | False |  |  |  | True | Single-Speed | 100000 | 8333 | 12 | 10.8 | 12.5 |  | 100000 | 8140 | 3.6 | 3.3 | 58000 | 7082 | 2.4 | Federally-Regulated Commercial & Industrial Equipment | 09/23/2019 |  | 09/16/2020
Lennox Industries Inc. | K-SERIES | KDB102H4M*1Y,G,J |  | HSP-A, Single-Package Heat Pum | Heat Pump | 208 | 3 | False |  |  |  | True | Single-Speed | 100000 | 8333 |  |  | 14.3 |  | 100000 | 8140 | 3.6 | 3.3 | 56000 | 7294 | 2.25 | Federally-Regulated Commercial & Industrial Equipment | 04/21/2020 | 202978005 | 09/16/2020
Lennox Industries Inc. | K-SERIES | KHB102H4B*1Y,G,J |  | HSP-A, Single-Package Heat Pum | Heat Pump | 230 | 3 | False |  |  |  | True | Single-Speed | 100000 | 8333 | 12 | 10.8 | 12.5 |  | 100000 | 8140 | 3.6 | 3.3 | 58000 | 7082 | 2.4 | Federally-Regulated Commercial & Industrial Equipment | 09/23/2019 |  | 09/16/2020
Lennox Industries Inc. | K-SERIES | KHB102H4M*1Y,G,J |  | HSP-A, Single-Package Heat Pum | Heat Pump | 208 | 3 | False |  |  |  | True | Single-Speed | 100000 | 8333 |  |  | 14.3 |  | 100000 | 8140 | 3.6 | 3.3 | 56000 | 7294 | 2.25 | Federally-Regulated Commercial & Industrial Equipment | 04/21/2020 | 202978103 | 09/16/2020
Lennox Industries Inc. | K-SERIES | KDB102H4B*1Y,G,J |  | HSP-A, Single-Package Heat Pum | Heat Pump | 460 | 3 | False |  |  |  | True | Single-Speed | 100000 | 8333 |  |  | 12.5 |  | 100000 | 8140 | 3.6 | 3.3 | 55000 | 7164 | 2.25 | Federally-Regulated Commercial & Industrial Equipment | 04/21/2020 | 202978004 | 09/16/2020
Lennox Industries Inc. | K-SERIES | KDB102H4B*1Y,G,J |  | HSP-A, Single-Package Heat Pum | Heat Pump | 230 | 3 | False |  |  |  | True | Single-Speed | 100000 | 8333 |  |  | 12.5 |  | 100000 | 8140 | 3.6 | 3.3 | 55000 | 7164 | 2.25 | Federally-Regulated Commercial & Industrial Equipment | 04/21/2020 | 202978004 | 09/16/2020
Lennox Industries Inc. | K-SERIES | KDB102H4M*1Y,G,J |  | HSP-A, Single-Package Heat Pum | Heat Pump | 460 | 3 | False |  |  |  | True | Single-Speed | 100000 | 8333 |  |  | 14.3 |  | 100000 | 8140 | 3.6 | 3.3 | 56000 | 7294 | 2.25 | Federally-Regulated Commercial & Industrial Equipment | 04/21/2020 | 202978005 | 09/16/2020
Lennox Industries Inc. | K-SERIES | KHB102H4M*1Y,G,J |  | HSP-A, Single-Package Heat Pum | Heat Pump | 460 | 3 | False |  |  |  | True | Single-Speed | 100000 | 8333 |  |  | 14.3 |  | 100000 | 8140 | 3.6 | 3.3 | 56000 | 7294 | 2.25 | Federally-Regulated Commercial & Industrial Equipment | 04/21/2020 | 202978103 | 09/16/2020
Lennox Industries Inc. | K-SERIES | KHB102H4M*1Y,G,J |  | HSP-A, Single-Package Heat Pum | Heat Pump | 575 | 3 | False |  |  |  | True | Single-Speed | 100000 | 8333 |  |  | 14.3 |  | 100000 | 8140 | 3.6 | 3.3 | 56000 | 7294 | 2.25 | Federally-Regulated Commercial & Industrial Equipment | 04/21/2020 | 202978103 | 09/16/2020
Lennox Industries Inc. | K-SERIES | KDB102H4B*1Y,G,J |  | HSP-A, Single-Package Heat Pum | Heat Pump | 575 | 3 | False |  |  |  | True | Single-Speed | 100000 | 8333 |  |  | 12.5 |  | 100000 | 8140 | 3.6 | 3.3 | 55000 | 7164 | 2.25 | Federally-Regulated Commercial & Industrial Equipment | 04/21/2020 | 202978004 | 09/16/2020
Lennox Industries Inc. | K-SERIES | KHB102H4B*1Y,G,J |  | HSP-A, Single-Package Heat Pum | Heat Pump | 575 | 3 | False |  |  |  | True | Single-Speed | 100000 | 8333 | 12 | 10.8 | 12.5 |  | 100000 | 8140 | 3.6 | 3.3 | 58000 | 7082 | 2.4 | Federally-Regulated Commercial & Industrial Equipment | 09/23/2019 |  | 09/16/2020
Lennox Industries Inc. | K-SERIES | KHB102H4B*1Y,G,J |  | HSP-A, Single-Package Heat Pum | Heat Pump | 460 | 3 | False |  |  |  | True | Single-Speed | 100000 | 8333 | 12 | 10.8 | 12.5 |  | 100000 | 8140 | 3.6 | 3.3 | 58000 | 7082 | 2.4 | Federally-Regulated Commercial & Industrial Equipment | 09/23/2019 |  | 09/16/2020
Lennox Industries Inc. | K-SERIES | KDB102H4M*1Y,G,J |  | HSP-A, Single-Package Heat Pum | Heat Pump | 575 | 3 | False |  |  |  | True | Single-Speed | 100000 | 8333 |  |  | 14.3 |  | 100000 | 8140 | 3.6 | 3.3 | 56000 | 7294 | 2.25 | Federally-Regulated Commercial & Industrial Equipment | 04/21/2020 | 202978005 | 09/16/2020
Lennox Industries Inc. | Lennox | KDB102H4B*1Y,G,J |  | HSP-A, Single-Package Heat Pum | Heat Pump | 230 | 3 | False |  |  |  | True | Single-Speed | 100000 | 8333 |  |  | 12.5 |  | 100000 | 8140 | 3.6 | 3.3 | 55000 | 7164 | 2.25 | Federally-Regulated Commercial & Industrial Equipment | 04/21/2020 | 202089028 | 09/16/2020
Lennox Industries Inc. | Lennox | KDB102H4M*1Y,G,J |  | HSP-A, Single-Package Heat Pum | Heat Pump | 230 | 3 | False |  |  |  | True | Single-Speed | 100000 | 8333 |  |  | 14.3 |  | 100000 | 8140 | 3.6 | 3.3 | 56000 | 7294 | 2.25 | Federally-Regulated Commercial & Industrial Equipment | 04/21/2020 | 202089029 | 09/16/2020
Lennox Industries Inc. | Lennox | KDB102H4M*1Y,G,J |  | HSP-A, Single-Package Heat Pum | Heat Pump | 208 | 3 | False |  |  |  | True | Single-Speed | 100000 | 8333 |  |  | 14.3 |  | 100000 | 8140 | 3.6 | 3.3 | 56000 | 7294 | 2.25 | Federally-Regulated Commercial & Industrial Equipment | 04/21/2020 | 202089029 | 09/16/2020
Lennox Industries Inc. | Lennox | KDB102H4M*1Y,G,J |  | HSP-A, Single-Package Heat Pum | Heat Pump | 460 | 3 | False |  |  |  | True | Single-Speed | 100000 | 8333 |  |  | 14.3 |  | 100000 | 8140 | 3.6 | 3.3 | 56000 | 7294 | 2.25 | Federally-Regulated Commercial & Industrial Equipment | 04/21/2020 | 202089029 | 09/16/2020
Lennox Industries Inc. | Lennox | KDB102H4B*1Y,G,J |  | HSP-A, Single-Package Heat Pum | Heat Pump | 460 | 3 | False |  |  |  | True | Single-Speed | 100000 | 8333 |  |  | 12.5 |  | 100000 | 8140 | 3.6 | 3.3 | 55000 | 7164 | 2.25 | Federally-Regulated Commercial & Industrial Equipment | 04/21/2020 | 202089028 | 09/16/2020
Lennox Industries Inc. | Lennox | KHB102H4B*1Y,G,J |  | HSP-A, Single-Package Heat Pum | Heat Pump | 208 | 3 | False |  |  |  | True | Single-Speed | 100000 | 8333 | 12 | 10.8 | 12.5 |  | 100000 | 8140 | 3.6 | 3.3 | 58000 | 7082 | 2.4 | Federally-Regulated Commercial & Industrial Equipment | 09/23/2019 |  | 09/16/2020
Lennox Industries Inc. | Lennox | KHB102H4M*1Y,G,J |  | HSP-A, Single-Package Heat Pum | Heat Pump | 208 | 3 | False |  |  |  | True | Single-Speed | 100000 | 8333 |  |  | 14.3 |  | 100000 | 8140 | 3.6 | 3.3 | 56000 | 7294 | 2.25 | Federally-Regulated Commercial & Industrial Equipment | 04/21/2020 | 202089024 | 09/16/2020
Lennox Industries Inc. | Lennox | KHB102H4M*1Y,G,J |  | HSP-A, Single-Package Heat Pum | Heat Pump | 575 | 3 | False |  |  |  | True | Single-Speed | 100000 | 8333 |  |  | 14.3 |  | 100000 | 8140 | 3.6 | 3.3 | 56000 | 7294 | 2.25 | Federally-Regulated Commercial & Industrial Equipment | 04/21/2020 | 202089024 | 09/16/2020
Lennox Industries Inc. | Lennox | KHB102H4B*1Y,G,J |  | HSP-A, Single-Package Heat Pum | Heat Pump | 230 | 3 | False |  |  |  | True | Single-Speed | 100000 | 8333 | 12 | 10.8 | 12.5 |  | 100000 | 8140 | 3.6 | 3.3 | 58000 | 7082 | 2.4 | Federally-Regulated Commercial & Industrial Equipment | 09/23/2019 |  | 09/16/2020
Lennox Industries Inc. | Lennox | KHB102H4M*1Y,G,J |  | HSP-A, Single-Package Heat Pum | Heat Pump | 230 | 3 | False |  |  |  | True | Single-Speed | 100000 | 8333 |  |  | 14.3 |  | 100000 | 8140 | 3.6 | 3.3 | 56000 | 7294 | 2.25 | Federally-Regulated Commercial & Industrial Equipment | 04/21/2020 | 202089024 | 09/16/2020
Lennox Industries Inc. | Lennox | KHB102H4B*1Y,G,J |  | HSP-A, Single-Package Heat Pum | Heat Pump | 460 | 3 | False |  |  |  | True | Single-Speed | 100000 | 8333 | 12 | 10.8 | 12.5 |  | 100000 | 8140 | 3.6 | 3.3 | 58000 | 7082 | 2.4 | Federally-Regulated Commercial & Industrial Equipment | 09/23/2019 |  | 09/16/2020
Lennox Industries Inc. | Lennox | KHB102H4M*1Y,G,J |  | HSP-A, Single-Package Heat Pum | Heat Pump | 460 | 3 | False |  |  |  | True | Single-Speed | 100000 | 8333 |  |  | 14.3 |  | 100000 | 8140 | 3.6 | 3.3 | 56000 | 7294 | 2.25 | Federally-Regulated Commercial & Industrial Equipment | 04/21/2020 | 202089024 | 09/16/2020
Lennox Industries Inc. | Lennox | KDB102H4B*1Y,G,J |  | HSP-A, Single-Package Heat Pum | Heat Pump | 208 | 3 | False |  |  |  | True | Single-Speed | 100000 | 8333 |  |  | 12.5 |  | 100000 | 8140 | 3.6 | 3.3 | 55000 | 7164 | 2.25 | Federally-Regulated Commercial & Industrial Equipment | 04/21/2020 | 202089028 | 09/16/2020
Lennox Industries Inc. | Lennox | KHB102H4B*1Y,G,J |  | HSP-A, Single-Package Heat Pum | Heat Pump | 575 | 3 | False |  |  |  | True | Single-Speed | 100000 | 8333 | 12 | 10.8 | 12.5 |  | 100000 | 8140 | 3.6 | 3.3 | 58000 | 7082 | 2.4 | Federally-Regulated Commercial & Industrial Equipment | 09/23/2019 |  | 09/16/2020
Lennox Industries Inc. | Lennox | KDB102H4B*1Y,G,J |  | HSP-A, Single-Package Heat Pum | Heat Pump | 575 | 3 | False |  |  |  | True | Single-Speed | 100000 | 8333 |  |  | 12.5 |  | 100000 | 8140 | 3.6 | 3.3 | 55000 | 7164 | 2.25 | Federally-Regulated Commercial & Industrial Equipment | 04/21/2020 | 202089028 | 09/16/2020
Lennox Industries Inc. | Lennox | KDB102H4M*1Y,G,J |  | HSP-A, Single-Package Heat Pum | Heat Pump | 575 | 3 | False |  |  |  | True | Single-Speed | 100000 | 8333 |  |  | 14.3 |  | 100000 | 8140 | 3.6 | 3.3 | 56000 | 7294 | 2.25 | Federally-Regulated Commercial & Industrial Equipment | 04/21/2020 | 202089029 | 09/16/2020
Trane U.S. Inc. | Trane | TWA0724(3,4,W)DA*00A* | TWE0724(3,W)B*A***00 | HRCU-A-CB, Split System: Heat | Heat Pump | 208 | 3 |  | False |  |  | True | Single-Speed | 77000 | 6875 | 11.2 | 10.8 | 12.2 |  | 64000 | 5683 | 3.3 | 3.3 | 38000 | 4949 | 2.25 | Federally-Regulated Commercial & Industrial Equipment | 09/23/2019 |  | 02/03/2021
Trane U.S. Inc. | Trane | TWA1804(3,4,W)DA*00A* | TWE1804(3,W)B*A***00 | HRCU-A-CB, Split System: Heat | Heat Pump | 575 | 3 |  | False |  |  | True | Single-Speed | 188000 | 17407 | 10.8 | 10.4 | 11.6 |  | 178000 | 16302 | 3.2 | 3.2 | 117000 | 16726 | 2.05 | Federally-Regulated Commercial & Industrial Equipment | 09/23/2019 |  | 02/03/2021
Trane U.S. Inc. | Trane | TWA1804(3,4,W)DA*00A* | TWE1804(3,W)B*A***00 | HRCU-A-CB, Split System: Heat | Heat Pump | 230 | 3 |  | False |  |  | True | Single-Speed | 188000 | 17407 | 10.8 | 10.4 | 11.6 |  | 178000 | 16302 | 3.2 | 3.2 | 117000 | 16726 | 2.05 | Federally-Regulated Commercial & Industrial Equipment | 09/23/2019 |  | 02/03/2021
Trane U.S. Inc. | Trane | TWA0904(3,4,W)DA*00A* | TWE0904(3,W)B*A***00 | HRCU-A-CB, Split System: Heat | Heat Pump | 208 | 3 |  | False |  |  | True | Single-Speed | 93000 | 8303 | 11.2 | 10.8 | 12.2 |  | 82000 | 7282 | 3.3 | 3.3 | 51500 | 6708 | 2.25 | Federally-Regulated Commercial & Industrial Equipment | 09/23/2019 |  | 02/03/2021
Trane U.S. Inc. | Trane | TWA0724(3,4,W)DA*00A* | TWE0724(3,W)B*A***00 | HRCU-A-CB, Split System: Heat | Heat Pump | 230 | 3 |  | False |  |  | True | Single-Speed | 77000 | 6875 | 11.2 | 10.8 | 12.2 |  | 64000 | 5683 | 3.3 | 3.3 | 38000 | 4949 | 2.25 | Federally-Regulated Commercial & Industrial Equipment | 09/23/2019 |  | 02/03/2021
Trane U.S. Inc. | Trane | TWA1204(3,4,W)AA*00A* | TWE1204(3,W)A*A***00 | HRCU-A-CB, Split System: Heat | Heat Pump | 230 | 3 |  | False |  |  | True | Single-Speed | 123000 | 10884 | 11.3 | 10.8 | 12.4 |  | 120000 | 10657 | 3.3 | 3.3 | 76000 | 9899 | 2.25 | Federally-Regulated Commercial & Industrial Equipment | 09/23/2019 |  | 02/03/2021
Trane U.S. Inc. | Trane | TWA0904(3,4)AA*00A* | TWE09041A*A***00 | HRCU-A-CB, Split System: Heat | Heat Pump | 460 | 3 |  | False |  |  | True | Single-Speed | 86000 | 7610 | 11.3 | 10.8 | 12.4 |  | 79000 | 7016 | 3.3 | 3.3 | 50000 | 6512 | 2.25 | Federally-Regulated Commercial & Industrial Equipment | 09/23/2019 |  | 02/03/2021
Trane U.S. Inc. | Trane | TWA1204(3,4,W)DA*00A* | TWE1204(3,W)B*A***00 | HRCU-A-CB, Split System: Heat | Heat Pump | 230 | 3 |  | False |  |  | True | Single-Speed | 118000 | 10535 | 11.2 | 10.8 | 12.2 |  | 112000 | 9946 | 3.3 | 3.3 | 71000 | 9248 | 2.25 | Federally-Regulated Commercial & Industrial Equipment | 09/23/2019 |  | 02/03/2021
Trane U.S. Inc. | Trane | TWA1204(3,4,W)AA*00A* | TWE1204(3,W)A*A***00 | HRCU-A-CB, Split System: Heat | Heat Pump | 575 | 3 |  | False |  |  | True | Single-Speed | 123000 | 10884 | 11.3 | 10.8 | 12.4 |  | 120000 | 10657 | 3.3 | 3.3 | 76000 | 9899 | 2.25 | Federally-Regulated Commercial & Industrial Equipment | 09/23/2019 |  | 02/03/2021
Trane U.S. Inc. | Trane | TWA0724(3,4,W)AA*00A* | TWE0904(3,W)A*A***00 | HRCU-A-CB, Split System: Heat | Heat Pump | 575 | 3 |  | False |  |  | True | Single-Speed | 80000 | 7079 | 11.3 | 10.8 | 12.4 |  | 72000 | 6394 | 3.3 | 3.3 | 46000 | 5991 | 2.25 | Federally-Regulated Commercial & Industrial Equipment | 09/23/2019 |  | 02/03/2021
Trane U.S. Inc. | Trane | TWA0904(3,4)DA*00A* | TWE09041B*A***00 | HRCU-A-CB, Split System: Heat | Heat Pump | 460 | 3 |  | False |  |  | True | Single-Speed | 93000 | 8303 | 11.2 | 10.8 | 12.2 |  | 82000 | 7282 | 3.3 | 3.3 | 51500 | 6708 | 2.25 | Federally-Regulated Commercial & Industrial Equipment | 09/23/2019 |  | 02/03/2021
Trane U.S. Inc. | Trane | TWA0904(3,4)AA*00A* | TWE09041A*A***00 | HRCU-A-CB, Split System: Heat | Heat Pump | 208 | 3 |  | False |  |  | True | Single-Speed | 86000 | 7610 | 11.3 | 10.8 | 12.4 |  | 79000 | 7016 | 3.3 | 3.3 | 50000 | 6512 | 2.25 | Federally-Regulated Commercial & Industrial Equipment | 09/23/2019 |  | 02/03/2021
Trane U.S. Inc. | Trane | TWA1804(3,4,W)DA*00A* | TWE1804(3,W)B*A***00 | HRCU-A-CB, Split System: Heat | Heat Pump | 208 | 3 |  | False |  |  | True | Single-Speed | 188000 | 17407 | 10.8 | 10.4 | 11.6 |  | 178000 | 16302 | 3.2 | 3.2 | 117000 | 16726 | 2.05 | Federally-Regulated Commercial & Industrial Equipment | 09/23/2019 |  | 02/03/2021
Trane U.S. Inc. | Trane | TWA1204(3,4)DA*00A* | TWE12041B*A***00 | HRCU-A-CB, Split System: Heat | Heat Pump | 230 | 3 |  | False |  |  | True | Single-Speed | 118000 | 10535 | 11.2 | 10.8 | 12.2 |  | 112000 | 9946 | 3.3 | 3.3 | 71000 | 9248 | 2.25 | Federally-Regulated Commercial & Industrial Equipment | 09/23/2019 |  | 02/03/2021
Trane U.S. Inc. | Trane | TWA0724(3,4)AA*00A* | TWE09041A*A***00 | HRCU-A-CB, Split System: Heat | Heat Pump | 460 | 3 |  | False |  |  | True | Single-Speed | 80000 | 7079 | 11.3 | 10.8 | 12.4 |  | 72000 | 6394 | 3.3 | 3.3 | 46000 | 5991 | 2.25 | Federally-Regulated Commercial & Industrial Equipment | 09/23/2019 |  | 02/03/2021
Trane U.S. Inc. | Trane | TWA1804(3,4,W)DA*00A* | TWE1804(3,W)B*A***00 | HRCU-A-CB, Split System: Heat | Heat Pump | 460 | 3 |  | False |  |  | True | Single-Speed | 188000 | 17407 | 10.8 | 10.4 | 11.6 |  | 178000 | 16302 | 3.2 | 3.2 | 117000 | 16726 | 2.05 | Federally-Regulated Commercial & Industrial Equipment | 09/23/2019 |  | 02/03/2021
Trane U.S. Inc. | Trane | TWA1204(3,4)AA*00A* | TWE12041A*A***00 | HRCU-A-CB, Split System: Heat | Heat Pump | 460 | 3 |  | False |  |  | True | Single-Speed | 123000 | 10884 | 11.3 | 10.8 | 12.4 |  | 120000 | 10657 | 3.3 | 3.3 | 76000 | 9899 | 2.25 | Federally-Regulated Commercial & Industrial Equipment | 09/23/2019 |  | 02/03/2021
Trane U.S. Inc. | Trane | TWA0904(3,4,W)DA*00A* | TWE0904(3,W)B*A***00 | HRCU-A-CB, Split System: Heat | Heat Pump | 230 | 3 |  | False |  |  | True | Single-Speed | 93000 | 8303 | 11.2 | 10.8 | 12.2 |  | 82000 | 7282 | 3.3 | 3.3 | 51500 | 6708 | 2.25 | Federally-Regulated Commercial & Industrial Equipment | 09/23/2019 |  | 02/03/2021
Trane U.S. Inc. | Trane | TWA0904(3,4)DA*00A* | TWE09041B*A***00 | HRCU-A-CB, Split System: Heat | Heat Pump | 208 | 3 |  | False |  |  | True | Single-Speed | 93000 | 8303 | 11.2 | 10.8 | 12.2 |  | 82000 | 7282 | 3.3 | 3.3 | 51500 | 6708 | 2.25 | Federally-Regulated Commercial & Industrial Equipment | 09/23/2019 |  | 02/03/2021
Trane U.S. Inc. | Trane | TWA0904(3,4,W)DA*00A* | TWE0904(3,W)B*A***00 | HRCU-A-CB, Split System: Heat | Heat Pump | 575 | 3 |  | False |  |  | True | Single-Speed | 93000 | 8303 | 11.2 | 10.8 | 12.2 |  | 82000 | 7282 | 3.3 | 3.3 | 51500 | 6708 | 2.25 | Federally-Regulated Commercial & Industrial Equipment | 09/23/2019 |  | 02/03/2021
Trane U.S. Inc. | Trane | TWA1204(3,4)DA*00A* | TWE12041B*A***00 | HRCU-A-CB, Split System: Heat | Heat Pump | 460 | 3 |  | False |  |  | True | Single-Speed | 118000 | 10535 | 11.2 | 10.8 | 12.2 |  | 112000 | 9946 | 3.3 | 3.3 | 71000 | 9248 | 2.25 | Federally-Regulated Commercial & Industrial Equipment | 09/23/2019 |  | 02/03/2021
Trane U.S. Inc. | Trane | TWA1204(3,4,W)DA*00A* | TWE1204(3,W)B*A***00 | HRCU-A-CB, Split System: Heat | Heat Pump | 460 | 3 |  | False |  |  | True | Single-Speed | 118000 | 10535 | 11.2 | 10.8 | 12.2 |  | 112000 | 9946 | 3.3 | 3.3 | 71000 | 9248 | 2.25 | Federally-Regulated Commercial & Industrial Equipment | 09/23/2019 |  | 02/03/2021
Trane U.S. Inc. | Trane | TWA0904(3,4,W)AA*00A* | TWE0904(3,W)A*A***00 | HRCU-A-CB, Split System: Heat | Heat Pump | 208 | 3 |  | False |  |  | True | Single-Speed | 86000 | 7610 | 11.3 | 10.8 | 12.4 |  | 79000 | 7016 | 3.3 | 3.3 | 50000 | 6512 | 2.25 | Federally-Regulated Commercial & Industrial Equipment | 09/23/2019 |  | 02/03/2021
Trane U.S. Inc. | Trane | TWA0904(3,4,W)AA*00A* | TWE0904(3,W)A*A***00 | HRCU-A-CB, Split System: Heat | Heat Pump | 460 | 3 |  | False |  |  | True | Single-Speed | 86000 | 7610 | 11.3 | 10.8 | 12.4 |  | 79000 | 7016 | 3.3 | 3.3 | 50000 | 6512 | 2.25 | Federally-Regulated Commercial & Industrial Equipment | 09/23/2019 |  | 02/03/2021
Trane U.S. Inc. | Trane | TWA1204(3,4,W)AA*00A* | TWE1204(3,W)A*A***00 | HRCU-A-CB, Split System: Heat | Heat Pump | 208 | 3 |  | False |  |  | True | Single-Speed | 123000 | 10884 | 11.3 | 10.8 | 12.4 |  | 120000 | 10657 | 3.3 | 3.3 | 76000 | 9899 | 2.25 | Federally-Regulated Commercial & Industrial Equipment | 09/23/2019 |  | 02/03/2021
Trane U.S. Inc. | Trane | TWA1204(3,4,W)DA*00A* | TWE1204(3,W)B*A***00 | HRCU-A-CB, Split System: Heat | Heat Pump | 575 | 3 |  | False |  |  | True | Single-Speed | 118000 | 10535 | 11.2 | 10.8 | 12.2 |  | 112000 | 9946 | 3.3 | 3.3 | 71000 | 9248 | 2.25 | Federally-Regulated Commercial & Industrial Equipment | 09/23/2019 |  | 02/03/2021
Trane U.S. Inc. | Trane | TWA1204(3,4)AA*00A* | TWE12041A*A***00 | HRCU-A-CB, Split System: Heat | Heat Pump | 230 | 3 |  | False |  |  | True | Single-Speed | 123000 | 10884 | 11.3 | 10.8 | 12.4 |  | 120000 | 10657 | 3.3 | 3.3 | 76000 | 9899 | 2.25 | Federally-Regulated Commercial & Industrial Equipment | 09/23/2019 |  | 02/03/2021
Trane U.S. Inc. | Trane | TWA0724(3,4)AA*00A* | TWE09041A*A***00 | HRCU-A-CB, Split System: Heat | Heat Pump | 230 | 3 |  | False |  |  | True | Single-Speed | 80000 | 7079 | 11.3 | 10.8 | 12.4 |  | 72000 | 6394 | 3.3 | 3.3 | 46000 | 5991 | 2.25 | Federally-Regulated Commercial & Industrial Equipment | 09/23/2019 |  | 02/03/2021
Trane U.S. Inc. | Trane | TWA0724(3,4,W)DA*00A* | TWE0724(3,W)B*A***00 | HRCU-A-CB, Split System: Heat | Heat Pump | 575 | 3 |  | False |  |  | True | Single-Speed | 77000 | 6875 | 11.2 | 10.8 | 12.2 |  | 64000 | 5683 | 3.3 | 3.3 | 38000 | 4949 | 2.25 | Federally-Regulated Commercial & Industrial Equipment | 09/23/2019 |  | 02/03/2021
Trane U.S. Inc. | Trane | TWA0904(3,4)DA*00A* | TWE09041B*A***00 | HRCU-A-CB, Split System: Heat | Heat Pump | 230 | 3 |  | False |  |  | True | Single-Speed | 93000 | 8303 | 11.2 | 10.8 | 12.2 |  | 82000 | 7282 | 3.3 | 3.3 | 51500 | 6708 | 2.25 | Federally-Regulated Commercial & Industrial Equipment | 09/23/2019 |  | 02/03/2021
Trane U.S. Inc. | Trane | TWA0904(3,4,W)AA*00A* | TWE0904(3,W)A*A***00 | HRCU-A-CB, Split System: Heat | Heat Pump | 575 | 3 |  | False |  |  | True | Single-Speed | 86000 | 7610 | 11.3 | 10.8 | 12.4 |  | 79000 | 7016 | 3.3 | 3.3 | 50000 | 6512 | 2.25 | Federally-Regulated Commercial & Industrial Equipment | 09/23/2019 |  | 02/03/2021
Trane U.S. Inc. | Trane | TWA1204(3,4,W)AA*00A* | TWE1204(3,W)A*A***00 | HRCU-A-CB, Split System: Heat | Heat Pump | 460 | 3 |  | False |  |  | True | Single-Speed | 123000 | 10884 | 11.3 | 10.8 | 12.4 |  | 120000 | 10657 | 3.3 | 3.3 | 76000 | 9899 | 2.25 | Federally-Regulated Commercial & Industrial Equipment | 09/23/2019 |  | 02/03/2021
Trane U.S. Inc. | Trane | TWA0904(3,4)AA*00A* | TWE09041A*A***00 | HRCU-A-CB, Split System: Heat | Heat Pump | 230 | 3 |  | False |  |  | True | Single-Speed | 86000 | 7610 | 11.3 | 10.8 | 12.4 |  | 79000 | 7016 | 3.3 | 3.3 | 50000 | 6512 | 2.25 | Federally-Regulated Commercial & Industrial Equipment | 09/23/2019 |  | 02/03/2021
Trane U.S. Inc. | Trane | TWA0724(3,4,W)DA*00A* | TWE0724(3,W)B*A***00 | HRCU-A-CB, Split System: Heat | Heat Pump | 460 | 3 |  | False |  |  | True | Single-Speed | 77000 | 6875 | 11.2 | 10.8 | 12.2 |  | 64000 | 5683 | 3.3 | 3.3 | 38000 | 4949 | 2.25 | Federally-Regulated Commercial & Industrial Equipment | 09/23/2019 |  | 02/03/2021
Trane U.S. Inc. | Trane | TWA0724(3,4)AA*00A* | TWE09041A*A***00 | HRCU-A-CB, Split System: Heat | Heat Pump | 208 | 3 |  | False |  |  | True | Single-Speed | 80000 | 7079 | 11.3 | 10.8 | 12.4 |  | 72000 | 6394 | 3.3 | 3.3 | 46000 | 5991 | 2.25 | Federally-Regulated Commercial & Industrial Equipment | 09/23/2019 |  | 02/03/2021
Trane U.S. Inc. | Trane | TWA2404WDA*00A* | TWE2404WB*A***00 | HRCU-A-CB, Split System: Heat | Heat Pump | 575 | 3 |  | False |  |  | True | Single-Speed | 248000 | 24800 | 10 | 9.3 | 10.6 |  | 238000 | 21797 | 3.2 | 3.2 | 148000 | 21158 | 2.05 | Federally-Regulated Commercial & Industrial Equipment | 09/23/2019 |  | 02/03/2021
Trane U.S. Inc. | Trane | TWA1204(3,4)AA*00A* | TWE12041A*A***00 | HRCU-A-CB, Split System: Heat | Heat Pump | 208 | 3 |  | False |  |  | True | Single-Speed | 123000 | 10884 | 11.3 | 10.8 | 12.4 |  | 120000 | 10657 | 3.3 | 3.3 | 76000 | 9899 | 2.25 | Federally-Regulated Commercial & Industrial Equipment | 09/23/2019 |  | 02/03/2021
Trane U.S. Inc. | Trane | TWA0724(3,4,W)AA*00A* | TWE0904(3,W)A*A***00 | HRCU-A-CB, Split System: Heat | Heat Pump | 230 | 3 |  | False |  |  | True | Single-Speed | 80000 | 7079 | 11.3 | 10.8 | 12.4 |  | 72000 | 6394 | 3.3 | 3.3 | 46000 | 5991 | 2.25 | Federally-Regulated Commercial & Industrial Equipment | 09/23/2019 |  | 02/03/2021
Trane U.S. Inc. | Trane | TWA1204(3,4)DA*00A* | TWE12041B*A***00 | HRCU-A-CB, Split System: Heat | Heat Pump | 208 | 3 |  | False |  |  | True | Single-Speed | 118000 | 10535 | 11.2 | 10.8 | 12.2 |  | 112000 | 9946 | 3.3 | 3.3 | 71000 | 9248 | 2.25 | Federally-Regulated Commercial & Industrial Equipment | 09/23/2019 |  | 02/03/2021
Trane U.S. Inc. | Trane | TWA0904(3,4,W)DA*00A* | TWE0904(3,W)B*A***00 | HRCU-A-CB, Split System: Heat | Heat Pump | 460 | 3 |  | False |  |  | True | Single-Speed | 93000 | 8303 | 11.2 | 10.8 | 12.2 |  | 82000 | 7282 | 3.3 | 3.3 | 51500 | 6708 | 2.25 | Federally-Regulated Commercial & Industrial Equipment | 09/23/2019 |  | 02/03/2021
Trane U.S. Inc. | Trane | TWA1204(3,4,W)DA*00A* | TWE1204(3,W)B*A***00 | HRCU-A-CB, Split System: Heat | Heat Pump | 208 | 3 |  | False |  |  | True | Single-Speed | 118000 | 10535 | 11.2 | 10.8 | 12.2 |  | 112000 | 9946 | 3.3 | 3.3 | 71000 | 9248 | 2.25 | Federally-Regulated Commercial & Industrial Equipment | 09/23/2019 |  | 02/03/2021
Trane U.S. Inc. | Trane | TWA0724(3,4,W)AA*00A* | TWE0904(3,W)A*A***00 | HRCU-A-CB, Split System: Heat | Heat Pump | 208 | 3 |  | False |  |  | True | Single-Speed | 80000 | 7079 | 11.3 | 10.8 | 12.4 |  | 72000 | 6394 | 3.3 | 3.3 | 46000 | 5991 | 2.25 | Federally-Regulated Commercial & Industrial Equipment | 09/23/2019 |  | 02/03/2021
Trane U.S. Inc. | Trane | TWA0904(3,4,W)AA*00A* | TWE0904(3,W)A*A***00 | HRCU-A-CB, Split System: Heat | Heat Pump | 230 | 3 |  | False |  |  | True | Single-Speed | 86000 | 7610 | 11.3 | 10.8 | 12.4 |  | 79000 | 7016 | 3.3 | 3.3 | 50000 | 6512 | 2.25 | Federally-Regulated Commercial & Industrial Equipment | 09/23/2019 |  | 02/03/2021
Trane U.S. Inc. | Trane | TWA0724(3,4,W)AA*00A* | TWE0904(3,W)A*A***00 | HRCU-A-CB, Split System: Heat | Heat Pump | 460 | 3 |  | False |  |  | True | Single-Speed | 80000 | 7079 | 11.3 | 10.8 | 12.4 |  | 72000 | 6394 | 3.3 | 3.3 | 46000 | 5991 | 2.25 | Federally-Regulated Commercial & Industrial Equipment | 09/23/2019 |  | 02/03/2021
Trane U.S. Inc. | AMERICAN STANDARD | TWA0724(3,4,W)AA*00A* | TWE0904(3,W)A*A***00 | HRCU-A-CB, Split System: Heat | Heat Pump | 208 | 3 |  | False |  |  | True | Single-Speed | 80000 | 7079 | 11.3 | 10.8 | 12.4 |  | 72000 | 6394 | 3.3 | 3.3 | 46000 | 5991 | 2.25 | Federally-Regulated Commercial & Industrial Equipment | 09/23/2019 |  | 02/03/2021
Trane U.S. Inc. | AMERICAN STANDARD | TWA0724(3,4,W)AA*00A* | TWE0904(3,W)A*A***00 | HRCU-A-CB, Split System: Heat | Heat Pump | 460 | 3 |  | False |  |  | True | Single-Speed | 80000 | 7079 | 11.3 | 10.8 | 12.4 |  | 72000 | 6394 | 3.3 | 3.3 | 46000 | 5991 | 2.25 | Federally-Regulated Commercial & Industrial Equipment | 09/23/2019 |  | 02/03/2021
Trane U.S. Inc. | AMERICAN STANDARD | TWA0724(3,4,W)DA*00A* | TWE0724(3,W)B*A***00 | HRCU-A-CB, Split System: Heat | Heat Pump | 575 | 3 |  | False |  |  | True | Single-Speed | 77000 | 6875 | 11.2 | 10.8 | 12.2 |  | 64000 | 5683 | 3.3 | 3.3 | 38000 | 4949 | 2.25 | Federally-Regulated Commercial & Industrial Equipment | 09/23/2019 |  | 02/03/2021
Trane U.S. Inc. | AMERICAN STANDARD | TWA0724(3,4,W)DA*00A* | TWE0724(3,W)B*A***00 | HRCU-A-CB, Split System: Heat | Heat Pump | 230 | 3 |  | False |  |  | True | Single-Speed | 77000 | 6875 | 11.2 | 10.8 | 12.2 |  | 64000 | 5683 | 3.3 | 3.3 | 38000 | 4949 | 2.25 | Federally-Regulated Commercial & Industrial Equipment | 09/23/2019 |  | 02/03/2021
Trane U.S. Inc. | AMERICAN STANDARD | TWA0904(3,4,W)AA*00A* | TWE0904(3,W)A*A***00 | HRCU-A-CB, Split System: Heat | Heat Pump | 575 | 3 |  | False |  |  | True | Single-Speed | 86000 | 7610 | 11.3 | 10.8 | 12.4 |  | 79000 | 7016 | 3.3 | 3.3 | 50000 | 6512 | 2.25 | Federally-Regulated Commercial & Industrial Equipment | 09/23/2019 |  | 02/03/2021
Trane U.S. Inc. | AMERICAN STANDARD | TWA1204(3,4,W)AA*00A* | TWE1204(3,W)A*A***00 | HRCU-A-CB, Split System: Heat | Heat Pump | 575 | 3 |  | False |  |  | True | Single-Speed | 123000 | 10884 | 11.3 | 10.8 | 12.4 |  | 120000 | 10657 | 3.3 | 3.3 | 76000 | 9899 | 2.25 | Federally-Regulated Commercial & Industrial Equipment | 09/23/2019 |  | 02/03/2021
Trane U.S. Inc. | AMERICAN STANDARD | TWA0904(3,4)DA*00A* | TWE09041B*A***00 | HRCU-A-CB, Split System: Heat | Heat Pump | 208 | 3 |  | False |  |  | True | Single-Speed | 93000 | 8303 | 11.2 | 10.8 | 12.2 |  | 82000 | 7282 | 3.3 | 3.3 | 51500 | 6708 | 2.25 | Federally-Regulated Commercial & Industrial Equipment | 09/23/2019 |  | 02/03/2021
Trane U.S. Inc. | AMERICAN STANDARD | TWA0724(3,4,W)AA*00A* | TWE0904(3,W)A*A***00 | HRCU-A-CB, Split System: Heat | Heat Pump | 575 | 3 |  | False |  |  | True | Single-Speed | 80000 | 7079 | 11.3 | 10.8 | 12.4 |  | 72000 | 6394 | 3.3 | 3.3 | 46000 | 5991 | 2.25 | Federally-Regulated Commercial & Industrial Equipment | 09/23/2019 |  | 02/03/2021
Trane U.S. Inc. | AMERICAN STANDARD | TWA1204(3,4)DA*00A* | TWE12041B*A***00 | HRCU-A-CB, Split System: Heat | Heat Pump | 460 | 3 |  | False |  |  | True | Single-Speed | 118000 | 10535 | 11.2 | 10.8 | 12.2 |  | 112000 | 9946 | 3.3 | 3.3 | 71000 | 9248 | 2.25 | Federally-Regulated Commercial & Industrial Equipment | 09/23/2019 |  | 02/03/2021
Trane U.S. Inc. | AMERICAN STANDARD | TWA1204(3,4)AA*00A* | TWE12041A*A***00 | HRCU-A-CB, Split System: Heat | Heat Pump | 230 | 3 |  | False |  |  | True | Single-Speed | 123000 | 10884 | 11.3 | 10.8 | 12.4 |  | 120000 | 10657 | 3.3 | 3.3 | 76000 | 9899 | 2.25 | Federally-Regulated Commercial & Industrial Equipment | 09/23/2019 |  | 02/03/2021
Trane U.S. Inc. | AMERICAN STANDARD | TWA0904(3,4,W)AA*00A* | TWE0904(3,W)A*A***00 | HRCU-A-CB, Split System: Heat | Heat Pump | 460 | 3 |  | False |  |  | True | Single-Speed | 86000 | 7610 | 11.3 | 10.8 | 12.4 |  | 79000 | 7016 | 3.3 | 3.3 | 50000 | 6512 | 2.25 | Federally-Regulated Commercial & Industrial Equipment | 09/23/2019 |  | 02/03/2021
Trane U.S. Inc. | AMERICAN STANDARD | TWA0904(3,4)AA*00A* | TWE09041A*A***00 | HRCU-A-CB, Split System: Heat | Heat Pump | 208 | 3 |  | False |  |  | True | Single-Speed | 86000 | 7610 | 11.3 | 10.8 | 12.4 |  | 79000 | 7016 | 3.3 | 3.3 | 50000 | 6512 | 2.25 | Federally-Regulated Commercial & Industrial Equipment | 09/23/2019 |  | 02/03/2021
Trane U.S. Inc. | AMERICAN STANDARD | TWA0904(3,4,W)DA*00A* | TWE0904(3,W)B*A***00 | HRCU-A-CB, Split System: Heat | Heat Pump | 575 | 3 |  | False |  |  | True | Single-Speed | 93000 | 8303 | 11.2 | 10.8 | 12.2 |  | 82000 | 7282 | 3.3 | 3.3 | 51500 | 6708 | 2.25 | Federally-Regulated Commercial & Industrial Equipment | 09/23/2019 |  | 02/03/2021
Trane U.S. Inc. | AMERICAN STANDARD | TWA0904(3,4,W)AA*00A* | TWE0904(3,W)A*A***00 | HRCU-A-CB, Split System: Heat | Heat Pump | 208 | 3 |  | False |  |  | True | Single-Speed | 86000 | 7610 | 11.3 | 10.8 | 12.4 |  | 79000 | 7016 | 3.3 | 3.3 | 50000 | 6512 | 2.25 | Federally-Regulated Commercial & Industrial Equipment | 09/23/2019 |  | 02/03/2021
Trane U.S. Inc. | AMERICAN STANDARD | TWA0724(3,4)AA*00A* | TWE09041A*A***00 | HRCU-A-CB, Split System: Heat | Heat Pump | 208 | 3 |  | False |  |  | True | Single-Speed | 80000 | 7079 | 11.3 | 10.8 | 12.4 |  | 72000 | 6394 | 3.3 | 3.3 | 46000 | 5991 | 2.25 | Federally-Regulated Commercial & Industrial Equipment | 09/23/2019 |  | 02/03/2021
Trane U.S. Inc. | AMERICAN STANDARD | TWA1204(3,4,W)AA*00A* | TWE1204(3,W)A*A***00 | HRCU-A-CB, Split System: Heat | Heat Pump | 208 | 3 |  | False |  |  | True | Single-Speed | 123000 | 10884 | 11.3 | 10.8 | 12.4 |  | 120000 | 10657 | 3.3 | 3.3 | 76000 | 9899 | 2.25 | Federally-Regulated Commercial & Industrial Equipment | 09/23/2019 |  | 02/03/2021
Trane U.S. Inc. | AMERICAN STANDARD | TWA0904(3,4,W)DA*00A* | TWE0904(3,W)B*A***00 | HRCU-A-CB, Split System: Heat | Heat Pump | 230 | 3 |  | False |  |  | True | Single-Speed | 93000 | 8303 | 11.2 | 10.8 | 12.2 |  | 82000 | 7282 | 3.3 | 3.3 | 51500 | 6708 | 2.25 | Federally-Regulated Commercial & Industrial Equipment | 09/23/2019 |  | 02/03/2021
Trane U.S. Inc. | AMERICAN STANDARD | TWA1204(3,4,W)DA*00A* | TWE1204(3,W)B*A***00 | HRCU-A-CB, Split System: Heat | Heat Pump | 460 | 3 |  | False |  |  | True | Single-Speed | 118000 | 10535 | 11.2 | 10.8 | 12.2 |  | 112000 | 9946 | 3.3 | 3.3 | 71000 | 9248 | 2.25 | Federally-Regulated Commercial & Industrial Equipment | 09/23/2019 |  | 02/03/2021
Trane U.S. Inc. | AMERICAN STANDARD | TWA1204(3,4,W)AA*00A* | TWE1204(3,W)A*A***00 | HRCU-A-CB, Split System: Heat | Heat Pump | 230 | 3 |  | False |  |  | True | Single-Speed | 123000 | 10884 | 11.3 | 10.8 | 12.4 |  | 120000 | 10657 | 3.3 | 3.3 | 76000 | 9899 | 2.25 | Federally-Regulated Commercial & Industrial Equipment | 09/23/2019 |  | 02/03/2021
Trane U.S. Inc. | AMERICAN STANDARD | TWA1204(3,4,W)DA*00A* | TWE1204(3,W)B*A***00 | HRCU-A-CB, Split System: Heat | Heat Pump | 208 | 3 |  | False |  |  | True | Single-Speed | 118000 | 10535 | 11.2 | 10.8 | 12.2 |  | 112000 | 9946 | 3.3 | 3.3 | 71000 | 9248 | 2.25 | Federally-Regulated Commercial & Industrial Equipment | 09/23/2019 |  | 02/03/2021
Trane U.S. Inc. | AMERICAN STANDARD | TWA0904(3,4)DA*00A* | TWE09041B*A***00 | HRCU-A-CB, Split System: Heat | Heat Pump | 460 | 3 |  | False |  |  | True | Single-Speed | 93000 | 8303 | 11.2 | 10.8 | 12.2 |  | 82000 | 7282 | 3.3 | 3.3 | 51500 | 6708 | 2.25 | Federally-Regulated Commercial & Industrial Equipment | 09/23/2019 |  | 02/03/2021
Trane U.S. Inc. | AMERICAN STANDARD | TWA1204(3,4)AA*00A* | TWE12041A*A***00 | HRCU-A-CB, Split System: Heat | Heat Pump | 460 | 3 |  | False |  |  | True | Single-Speed | 123000 | 10884 | 11.3 | 10.8 | 12.4 |  | 120000 | 10657 | 3.3 | 3.3 | 76000 | 9899 | 2.25 | Federally-Regulated Commercial & Industrial Equipment | 09/23/2019 |  | 02/03/2021
Trane U.S. Inc. | AMERICAN STANDARD | TWA0724(3,4)AA*00A* | TWE09041A*A***00 | HRCU-A-CB, Split System: Heat | Heat Pump | 460 | 3 |  | False |  |  | True | Single-Speed | 80000 | 7079 | 11.3 | 10.8 | 12.4 |  | 72000 | 6394 | 3.3 | 3.3 | 46000 | 5991 | 2.25 | Federally-Regulated Commercial & Industrial Equipment | 09/23/2019 |  | 02/03/2021
Trane U.S. Inc. | AMERICAN STANDARD | TWA0904(3,4,W)DA*00A* | TWE0904(3,W)B*A***00 | HRCU-A-CB, Split System: Heat | Heat Pump | 460 | 3 |  | False |  |  | True | Single-Speed | 93000 | 8303 | 11.2 | 10.8 | 12.2 |  | 82000 | 7282 | 3.3 | 3.3 | 51500 | 6708 | 2.25 | Federally-Regulated Commercial & Industrial Equipment | 09/23/2019 |  | 02/03/2021
Trane U.S. Inc. | AMERICAN STANDARD | TWA0904(3,4)AA*00A* | TWE09041A*A***00 | HRCU-A-CB, Split System: Heat | Heat Pump | 460 | 3 |  | False |  |  | True | Single-Speed | 86000 | 7610 | 11.3 | 10.8 | 12.4 |  | 79000 | 7016 | 3.3 | 3.3 | 50000 | 6512 | 2.25 | Federally-Regulated Commercial & Industrial Equipment | 09/23/2019 |  | 02/03/2021
Trane U.S. Inc. | AMERICAN STANDARD | TWA1804(3,4,W)DA*00A* | TWE1804(3,W)B*A***00 | HRCU-A-CB, Split System: Heat | Heat Pump | 460 | 3 |  | False |  |  | True | Single-Speed | 188000 | 17407 | 10.8 | 10.4 | 11.6 |  | 178000 | 16302 | 3.2 | 3.2 | 117000 | 16726 | 2.05 | Federally-Regulated Commercial & Industrial Equipment | 09/23/2019 |  | 02/03/2021
Trane U.S. Inc. | AMERICAN STANDARD | TWA1804(3,4,W)DA*00A* | TWE1804(3,W)B*A***00 | HRCU-A-CB, Split System: Heat | Heat Pump | 208 | 3 |  | False |  |  | True | Single-Speed | 188000 | 17407 | 10.8 | 10.4 | 11.6 |  | 178000 | 16302 | 3.2 | 3.2 | 117000 | 16726 | 2.05 | Federally-Regulated Commercial & Industrial Equipment | 09/23/2019 |  | 02/03/2021
Trane U.S. Inc. | AMERICAN STANDARD | TWA0724(3,4,W)AA*00A* | TWE0904(3,W)A*A***00 | HRCU-A-CB, Split System: Heat | Heat Pump | 230 | 3 |  | False |  |  | True | Single-Speed | 80000 | 7079 | 11.3 | 10.8 | 12.4 |  | 72000 | 6394 | 3.3 | 3.3 | 46000 | 5991 | 2.25 | Federally-Regulated Commercial & Industrial Equipment | 09/23/2019 |  | 02/03/2021
Trane U.S. Inc. | AMERICAN STANDARD | TWA1204(3,4)DA*00A* | TWE12041B*A***00 | HRCU-A-CB, Split System: Heat | Heat Pump | 230 | 3 |  | False |  |  | True | Single-Speed | 118000 | 10535 | 11.2 | 10.8 | 12.2 |  | 112000 | 9946 | 3.3 | 3.3 | 71000 | 9248 | 2.25 | Federally-Regulated Commercial & Industrial Equipment | 09/23/2019 |  | 02/03/2021
Trane U.S. Inc. | AMERICAN STANDARD | TWA1204(3,4)AA*00A* | TWE12041A*A***00 | HRCU-A-CB, Split System: Heat | Heat Pump | 208 | 3 |  | False |  |  | True | Single-Speed | 123000 | 10884 | 11.3 | 10.8 | 12.4 |  | 120000 | 10657 | 3.3 | 3.3 | 76000 | 9899 | 2.25 | Federally-Regulated Commercial & Industrial Equipment | 09/23/2019 |  | 02/03/2021
Trane U.S. Inc. | AMERICAN STANDARD | TWA0904(3,4)DA*00A* | TWE09041B*A***00 | HRCU-A-CB, Split System: Heat | Heat Pump | 230 | 3 |  | False |  |  | True | Single-Speed | 93000 | 8303 | 11.2 | 10.8 | 12.2 |  | 82000 | 7282 | 3.3 | 3.3 | 51500 | 6708 | 2.25 | Federally-Regulated Commercial & Industrial Equipment | 09/23/2019 |  | 02/03/2021
Trane U.S. Inc. | AMERICAN STANDARD | TWA1204(3,4,W)AA*00A* | TWE1204(3,W)A*A***00 | HRCU-A-CB, Split System: Heat | Heat Pump | 460 | 3 |  | False |  |  | True | Single-Speed | 123000 | 10884 | 11.3 | 10.8 | 12.4 |  | 120000 | 10657 | 3.3 | 3.3 | 76000 | 9899 | 2.25 | Federally-Regulated Commercial & Industrial Equipment | 09/23/2019 |  | 02/03/2021
Trane U.S. Inc. | AMERICAN STANDARD | TWA0904(3,4)AA*00A* | TWE09041A*A***00 | HRCU-A-CB, Split System: Heat | Heat Pump | 230 | 3 |  | False |  |  | True | Single-Speed | 86000 | 7610 | 11.3 | 10.8 | 12.4 |  | 79000 | 7016 | 3.3 | 3.3 | 50000 | 6512 | 2.25 | Federally-Regulated Commercial & Industrial Equipment | 09/23/2019 |  | 02/03/2021
Trane U.S. Inc. | AMERICAN STANDARD | TWA0724(3,4,W)DA*00A* | TWE0724(3,W)B*A***00 | HRCU-A-CB, Split System: Heat | Heat Pump | 460 | 3 |  | False |  |  | True | Single-Speed | 77000 | 6875 | 11.2 | 10.8 | 12.2 |  | 64000 | 5683 | 3.3 | 3.3 | 38000 | 4949 | 2.25 | Federally-Regulated Commercial & Industrial Equipment | 09/23/2019 |  | 02/03/2021
Trane U.S. Inc. | AMERICAN STANDARD | TWA1804(3,4,W)DA*00A* | TWE1804(3,W)B*A***00 | HRCU-A-CB, Split System: Heat | Heat Pump | 575 | 3 |  | False |  |  | True | Single-Speed | 188000 | 17407 | 10.8 | 10.4 | 11.6 |  | 178000 | 16302 | 3.2 | 3.2 | 117000 | 16726 | 2.05 | Federally-Regulated Commercial & Industrial Equipment | 09/23/2019 |  | 02/03/2021
Trane U.S. Inc. | AMERICAN STANDARD | TWA1204(3,4,W)DA*00A* | TWE1204(3,W)B*A***00 | HRCU-A-CB, Split System: Heat | Heat Pump | 230 | 3 |  | False |  |  | True | Single-Speed | 118000 | 10535 | 11.2 | 10.8 | 12.2 |  | 112000 | 9946 | 3.3 | 3.3 | 71000 | 9248 | 2.25 | Federally-Regulated Commercial & Industrial Equipment | 09/23/2019 |  | 02/03/2021
Trane U.S. Inc. | AMERICAN STANDARD | TWA0724(3,4)AA*00A* | TWE09041A*A***00 | HRCU-A-CB, Split System: Heat | Heat Pump | 230 | 3 |  | False |  |  | True | Single-Speed | 80000 | 7079 | 11.3 | 10.8 | 12.4 |  | 72000 | 6394 | 3.3 | 3.3 | 46000 | 5991 | 2.25 | Federally-Regulated Commercial & Industrial Equipment | 09/23/2019 |  | 02/03/2021
Trane U.S. Inc. | AMERICAN STANDARD | TWA2404WDA*00A* | TWE2404WB*A***00 | HRCU-A-CB, Split System: Heat | Heat Pump | 575 | 3 |  | False |  |  | True | Single-Speed | 248000 | 24800 | 10 | 9.3 | 10.6 |  | 238000 | 21797 | 3.2 | 3.2 | 148000 | 21158 | 2.05 | Federally-Regulated Commercial & Industrial Equipment | 09/23/2019 |  | 02/03/2021
Trane U.S. Inc. | AMERICAN STANDARD | TWA1804(3,4,W)DA*00A* | TWE1804(3,W)B*A***00 | HRCU-A-CB, Split System: Heat | Heat Pump | 230 | 3 |  | False |  |  | True | Single-Speed | 188000 | 17407 | 10.8 | 10.4 | 11.6 |  | 178000 | 16302 | 3.2 | 3.2 | 117000 | 16726 | 2.05 | Federally-Regulated Commercial & Industrial Equipment | 09/23/2019 |  | 02/03/2021
Trane U.S. Inc. | AMERICAN STANDARD | TWA1204(3,4,W)DA*00A* | TWE1204(3,W)B*A***00 | HRCU-A-CB, Split System: Heat | Heat Pump | 575 | 3 |  | False |  |  | True | Single-Speed | 118000 | 10535 | 11.2 | 10.8 | 12.2 |  | 112000 | 9946 | 3.3 | 3.3 | 71000 | 9248 | 2.25 | Federally-Regulated Commercial & Industrial Equipment | 09/23/2019 |  | 02/03/2021
Trane U.S. Inc. | AMERICAN STANDARD | TWA0724(3,4,W)DA*00A* | TWE0724(3,W)B*A***00 | HRCU-A-CB, Split System: Heat | Heat Pump | 208 | 3 |  | False |  |  | True | Single-Speed | 77000 | 6875 | 11.2 | 10.8 | 12.2 |  | 64000 | 5683 | 3.3 | 3.3 | 38000 | 4949 | 2.25 | Federally-Regulated Commercial & Industrial Equipment | 09/23/2019 |  | 02/03/2021
Trane U.S. Inc. | AMERICAN STANDARD | TWA0904(3,4,W)DA*00A* | TWE0904(3,W)B*A***00 | HRCU-A-CB, Split System: Heat | Heat Pump | 208 | 3 |  | False |  |  | True | Single-Speed | 93000 | 8303 | 11.2 | 10.8 | 12.2 |  | 82000 | 7282 | 3.3 | 3.3 | 51500 | 6708 | 2.25 | Federally-Regulated Commercial & Industrial Equipment | 09/23/2019 |  | 02/03/2021
Trane U.S. Inc. | AMERICAN STANDARD | TWA0904(3,4,W)AA*00A* | TWE0904(3,W)A*A***00 | HRCU-A-CB, Split System: Heat | Heat Pump | 230 | 3 |  | False |  |  | True | Single-Speed | 86000 | 7610 | 11.3 | 10.8 | 12.4 |  | 79000 | 7016 | 3.3 | 3.3 | 50000 | 6512 | 2.25 | Federally-Regulated Commercial & Industrial Equipment | 09/23/2019 |  | 02/03/2021
Trane U.S. Inc. | AMERICAN STANDARD | TWA1204(3,4)DA*00A* | TWE12041B*A***00 | HRCU-A-CB, Split System: Heat | Heat Pump | 208 | 3 |  | False |  |  | True | Single-Speed | 118000 | 10535 | 11.2 | 10.8 | 12.2 |  | 112000 | 9946 | 3.3 | 3.3 | 71000 | 9248 | 2.25 | Federally-Regulated Commercial & Industrial Equipment | 09/23/2019 |  | 02/03/2021
York International | Coleman | PH-15C00A*(T,W,X)***** | NH-15C00*(X,S)****** | HRCU-A-CB, Split System: Heat | Heat Pump | 208 | 3 |  | False |  |  | True | Single-Speed | 180000 | 16981 | 10.6 | 10.4 | 12 |  | 168000 | 15386 | 3.2 | 3.2 | 104000 | 13252 | 2.3 | Federally-Regulated Commercial & Industrial Equipment | 09/23/2019 |  | 03/17/2021
York International | Coleman | PH-15C00A*(2,4,5)***** | NS-15C00*(5,6)****** | HRCU-A-CB, Split System: Heat | Heat Pump | 575 | 3 |  | False |  |  | True | Single-Speed | 180000 | 16981 | 10.6 | 10.4 | 13.3 |  | 168000 | 15386 | 3.2 | 3.2 | 104000 | 13252 | 2.3 | Federally-Regulated Commercial & Industrial Equipment | 09/23/2019 |  | 03/17/2021
York International | Coleman | PH-15C00A*(2,4,5)***** | NS-15C00*(5,6)****** | HRCU-A-CB, Split System: Heat | Heat Pump | 460 | 3 |  | False |  |  | True | Single-Speed | 180000 | 16981 | 10.6 | 10.4 | 13.3 |  | 168000 | 15386 | 3.2 | 3.2 | 104000 | 13252 | 2.3 | Federally-Regulated Commercial & Industrial Equipment | 09/23/2019 |  | 03/17/2021
York International | Coleman | PH-10C00A*(2,4,5)**** | NS-10C00*(5,6)****** | HRCU-A-CB, Split System: Heat | Heat Pump | 460 | 3 |  | False |  |  | True | Single-Speed | 120000 | 11111 | 10.8 | 10.8 | 13.5 |  | 109000 | 9680 | 3.3 | 3.3 | 63000 | 8206 | 2.25 | Federally-Regulated Commercial & Industrial Equipment | 09/23/2019 |  | 03/17/2021
York International | Coleman | PH-10C00A*(2,4,5)**** | NS-10C00*(5,6)****** | HRCU-A-CB, Split System: Heat | Heat Pump | 230 | 3 |  | False |  |  | True | Single-Speed | 120000 | 11111 | 10.8 | 10.8 | 13.5 |  | 109000 | 9680 | 3.3 | 3.3 | 63000 | 8206 | 2.25 | Federally-Regulated Commercial & Industrial Equipment | 09/23/2019 |  | 03/17/2021
York International | Coleman | PH-15C00A*(T,W,X)***** | NH-15C00*(X,S)****** | HRCU-A-CB, Split System: Heat | Heat Pump | 230 | 3 |  | False |  |  | True | Single-Speed | 180000 | 16981 | 10.6 | 10.4 | 12 |  | 168000 | 15386 | 3.2 | 3.2 | 104000 | 13252 | 2.3 | Federally-Regulated Commercial & Industrial Equipment | 09/23/2019 |  | 03/17/2021
York International | Coleman | PH-15C00A*(T,W,X)***** | NH-15C00*(X,S)****** | HRCU-A-CB, Split System: Heat | Heat Pump | 460 | 3 |  | False |  |  | True | Single-Speed | 180000 | 16981 | 10.6 | 10.4 | 12 |  | 168000 | 15386 | 3.2 | 3.2 | 104000 | 13252 | 2.3 | Federally-Regulated Commercial & Industrial Equipment | 09/23/2019 |  | 03/17/2021
York International | Coleman | PH-10C00A*(2,4,5)**** | NS-10C00*(5,6)****** | HRCU-A-CB, Split System: Heat | Heat Pump | 208 | 3 |  | False |  |  | True | Single-Speed | 120000 | 11111 | 10.8 | 10.8 | 13.5 |  | 109000 | 9680 | 3.3 | 3.3 | 63000 | 8206 | 2.25 | Federally-Regulated Commercial & Industrial Equipment | 09/23/2019 |  | 03/17/2021
York International | Coleman | PH-10C00A*(2,4,5)**** | NS-10C00*(5,6)****** | HRCU-A-CB, Split System: Heat | Heat Pump | 575 | 3 |  | False |  |  | True | Single-Speed | 120000 | 11111 | 10.8 | 10.8 | 13.5 |  | 109000 | 9680 | 3.3 | 3.3 | 63000 | 8206 | 2.25 | Federally-Regulated Commercial & Industrial Equipment | 09/23/2019 |  | 03/17/2021
York International | Coleman | PH-15C00A*(2,4,5)***** | NS-15C00*(5,6)****** | HRCU-A-CB, Split System: Heat | Heat Pump | 208 | 3 |  | False |  |  | True | Single-Speed | 180000 | 16981 | 10.6 | 10.4 | 13.3 |  | 168000 | 15386 | 3.2 | 3.2 | 104000 | 13252 | 2.3 | Federally-Regulated Commercial & Industrial Equipment | 09/23/2019 |  | 03/17/2021
York International | Coleman | PH-15C00A*(T,W,X)***** | NH-15C00*(X,S)****** | HRCU-A-CB, Split System: Heat | Heat Pump | 575 | 3 |  | False |  |  | True | Single-Speed | 180000 | 16981 | 10.6 | 10.4 | 12 |  | 168000 | 15386 | 3.2 | 3.2 | 104000 | 13252 | 2.3 | Federally-Regulated Commercial & Industrial Equipment | 09/23/2019 |  | 03/17/2021
York International | Coleman | PH-15C00A*(2,4,5)***** | NS-15C00*(5,6)****** | HRCU-A-CB, Split System: Heat | Heat Pump | 230 | 3 |  | False |  |  | True | Single-Speed | 180000 | 16981 | 10.6 | 10.4 | 13.3 |  | 168000 | 15386 | 3.2 | 3.2 | 104000 | 13252 | 2.3 | Federally-Regulated Commercial & Industrial Equipment | 09/23/2019 |  | 03/17/2021
York International | TEMPMASTER, UNITARY PRODUCTS GROUP - COMMERCIAL | PHT15C00A*(2,4,5)***** | NHT15C00*(5,6)****** | HRCU-A-CB, Split System: Heat | Heat Pump | 208 | 3 |  | False |  |  | True | Single-Speed | 180000 | 16981 | 10.6 | 10.4 | 12 |  | 168000 | 15386 | 3.2 | 3.2 | 104000 | 13252 | 2.3 | Federally-Regulated Commercial & Industrial Equipment | 04/16/2019 |  | 03/17/2021
York International | TEMPMASTER, UNITARY PRODUCTS GROUP - COMMERCIAL | PHT10C00A*(2,4,5)**** | NST10C00*(5,6)****** | HRCU-A-CB, Split System: Heat | Heat Pump | 230 | 3 |  | False |  |  | True | Single-Speed | 120000 | 11111 | 10.8 | 10.8 | 13.5 |  | 109000 | 9680 | 3.3 | 3.3 | 63000 | 8206 | 2.25 | Federally-Regulated Commercial & Industrial Equipment | 05/17/2019 |  | 03/17/2021
York International | TEMPMASTER, UNITARY PRODUCTS GROUP - COMMERCIAL | PHT10C00A*(2,4,5)**** | NST10C00*(5,6)****** | HRCU-A-CB, Split System: Heat | Heat Pump | 460 | 3 |  | False |  |  | True | Single-Speed | 120000 | 11111 | 10.8 | 10.8 | 13.5 |  | 109000 | 9680 | 3.3 | 3.3 | 63000 | 8206 | 2.25 | Federally-Regulated Commercial & Industrial Equipment | 05/17/2019 |  | 03/17/2021
York International | TEMPMASTER, UNITARY PRODUCTS GROUP - COMMERCIAL | PHT15C00A*(2,4,5)***** | NHT15C00*(5,6)****** | HRCU-A-CB, Split System: Heat | Heat Pump | 575 | 3 |  | False |  |  | True | Single-Speed | 180000 | 16981 | 10.6 | 10.4 | 12 |  | 168000 | 15386 | 3.2 | 3.2 | 104000 | 13252 | 2.3 | Federally-Regulated Commercial & Industrial Equipment | 04/16/2019 |  | 03/17/2021
York International | TEMPMASTER, UNITARY PRODUCTS GROUP - COMMERCIAL | PHT10C00A*(2,4,5)**** | NST10C00*(5,6)****** | HRCU-A-CB, Split System: Heat | Heat Pump | 575 | 3 |  | False |  |  | True | Single-Speed | 120000 | 11111 | 10.8 | 10.8 | 13.5 |  | 109000 | 9680 | 3.3 | 3.3 | 63000 | 8206 | 2.25 | Federally-Regulated Commercial & Industrial Equipment | 05/17/2019 |  | 03/17/2021
York International | TEMPMASTER, UNITARY PRODUCTS GROUP - COMMERCIAL | PHT10C00A*(2,4,5)**** | NST10C00*(5,6)****** | HRCU-A-CB, Split System: Heat | Heat Pump | 208 | 3 |  | False |  |  | True | Single-Speed | 120000 | 11111 | 10.8 | 10.8 | 13.5 |  | 109000 | 9680 | 3.3 | 3.3 | 63000 | 8206 | 2.25 | Federally-Regulated Commercial & Industrial Equipment | 05/17/2019 |  | 03/17/2021
York International | TEMPMASTER, UNITARY PRODUCTS GROUP - COMMERCIAL | PHT15C00A*(2,4,5)***** | NHT15C00*(5,6)****** | HRCU-A-CB, Split System: Heat | Heat Pump | 460 | 3 |  | False |  |  | True | Single-Speed | 180000 | 16981 | 10.6 | 10.4 | 12 |  | 168000 | 15386 | 3.2 | 3.2 | 104000 | 13252 | 2.3 | Federally-Regulated Commercial & Industrial Equipment | 04/16/2019 |  | 03/17/2021
York International | TEMPMASTER, UNITARY PRODUCTS GROUP - COMMERCIAL | PHT15C00A*(2,4,5)***** | NHT15C00*(5,6)****** | HRCU-A-CB, Split System: Heat | Heat Pump | 230 | 3 |  | False |  |  | True | Single-Speed | 180000 | 16981 | 10.6 | 10.4 | 12 |  | 168000 | 15386 | 3.2 | 3.2 | 104000 | 13252 | 2.3 | Federally-Regulated Commercial & Industrial Equipment | 04/16/2019 |  | 03/17/2021
York International | York | PC120C00A*(2,4,5)**** | NL120C00*(5,6)****** | HRCU-A-CB, Split System: Heat | Heat Pump | 460 | 3 |  | False |  |  | True | Single-Speed | 120000 | 11111 | 10.8 | 10.8 | 13.5 |  | 109000 | 9680 | 3.3 | 3.3 | 63000 | 8206 | 2.25 | Federally-Regulated Commercial & Industrial Equipment | 09/23/2019 |  | 03/17/2021
York International | York | PC180C00A*(2,4,5)***** | NL180C00*(5,6)****** | HRCU-A-CB, Split System: Heat | Heat Pump | 230 | 3 |  | False |  |  | True | Single-Speed | 180000 | 16981 | 10.6 | 10.4 | 13.3 |  | 168000 | 15386 | 3.2 | 3.2 | 104000 | 13252 | 2.3 | Federally-Regulated Commercial & Industrial Equipment | 09/23/2019 |  | 03/17/2021
York International | York | PC120C00A*(2,4,5)**** | NL120C00*(5,6)****** | HRCU-A-CB, Split System: Heat | Heat Pump | 230 | 3 |  | False |  |  | True | Single-Speed | 120000 | 11111 | 10.8 | 10.8 | 13.5 |  | 109000 | 9680 | 3.3 | 3.3 | 63000 | 8206 | 2.25 | Federally-Regulated Commercial & Industrial Equipment | 09/23/2019 |  | 03/17/2021
York International | York | PC120C00A*(2,4,5)**** | NL120C00*(5,6)****** | HRCU-A-CB, Split System: Heat | Heat Pump | 208 | 3 |  | False |  |  | True | Single-Speed | 120000 | 11111 | 10.8 | 10.8 | 13.5 |  | 109000 | 9680 | 3.3 | 3.3 | 63000 | 8206 | 2.25 | Federally-Regulated Commercial & Industrial Equipment | 09/23/2019 |  | 03/17/2021
York International | York | PC120C00A*(2,4,5)**** | NL120C00*(5,6)****** | HRCU-A-CB, Split System: Heat | Heat Pump | 575 | 3 |  | False |  |  | True | Single-Speed | 120000 | 11111 | 10.8 | 10.8 | 13.5 |  | 109000 | 9680 | 3.3 | 3.3 | 63000 | 8206 | 2.25 | Federally-Regulated Commercial & Industrial Equipment | 09/23/2019 |  | 03/17/2021
York International | York | PC180C00A*(2,4,5)***** | NL180C00*(5,6)****** | HRCU-A-CB, Split System: Heat | Heat Pump | 208 | 3 |  | False |  |  | True | Single-Speed | 180000 | 16981 | 10.6 | 10.4 | 13.3 |  | 168000 | 15386 | 3.2 | 3.2 | 104000 | 13252 | 2.3 | Federally-Regulated Commercial & Industrial Equipment | 09/23/2019 |  | 03/17/2021
York International | York | PC180C00A*(2,4,5)***** | NL180C00*(5,6)****** | HRCU-A-CB, Split System: Heat | Heat Pump | 460 | 3 |  | False |  |  | True | Single-Speed | 180000 | 16981 | 10.6 | 10.4 | 13.3 |  | 168000 | 15386 | 3.2 | 3.2 | 104000 | 13252 | 2.3 | Federally-Regulated Commercial & Industrial Equipment | 09/23/2019 |  | 03/17/2021
York International | York | PC180C00A*(2,4,5)***** | NL180C00*(5,6)****** | HRCU-A-CB, Split System: Heat | Heat Pump | 575 | 3 |  | False |  |  | True | Single-Speed | 180000 | 16981 | 10.6 | 10.4 | 13.3 |  | 168000 | 15386 | 3.2 | 3.2 | 104000 | 13252 | 2.3 | Federally-Regulated Commercial & Industrial Equipment | 09/23/2019 |  | 03/17/2021
York International | PREDATOR | PC180C00A*(2,4,5)***** | NC180C00*(5,6)****** | HRCU-A-CB, Split System: Heat | Heat Pump | 208 | 3 |  | False |  |  | True | Single-Speed | 180000 | 16981 | 10.6 | 10.4 | 12 |  | 168000 | 15386 | 3.2 | 3.2 | 104000 | 13252 | 2.3 | Federally-Regulated Commercial & Industrial Equipment | 09/23/2019 |  | 03/17/2021
York International | PREDATOR | PC180C00A*(2,4,5)***** | NC180C00*(5,6)****** | HRCU-A-CB, Split System: Heat | Heat Pump | 230 | 3 |  | False |  |  | True | Single-Speed | 180000 | 16981 | 10.6 | 10.4 | 12 |  | 168000 | 15386 | 3.2 | 3.2 | 104000 | 13252 | 2.3 | Federally-Regulated Commercial & Industrial Equipment | 09/23/2019 |  | 03/17/2021
York International | PREDATOR | PC180C00A*(2,4,5)***** | NC180C00*(5,6)****** | HRCU-A-CB, Split System: Heat | Heat Pump | 460 | 3 |  | False |  |  | True | Single-Speed | 180000 | 16981 | 10.6 | 10.4 | 12 |  | 168000 | 15386 | 3.2 | 3.2 | 104000 | 13252 | 2.3 | Federally-Regulated Commercial & Industrial Equipment | 09/23/2019 |  | 03/17/2021
York International | PREDATOR | PC180C00A*(2,4,5)***** | NC180C00*(5,6)****** | HRCU-A-CB, Split System: Heat | Heat Pump | 575 | 3 |  | False |  |  | True | Single-Speed | 180000 | 16981 | 10.6 | 10.4 | 12 |  | 168000 | 15386 | 3.2 | 3.2 | 104000 | 13252 | 2.3 | Federally-Regulated Commercial & Industrial Equipment | 09/23/2019 |  | 03/17/2021
York International | CHAMPION, UNITARY PRODUCTS GROUP - COMMERCIAL | PH-15C00A*(T,W,X)***** | NH-15C00*(X,S)****** | HRCU-A-CB, Split System: Heat | Heat Pump | 230 | 3 |  | False |  |  | True | Single-Speed | 180000 | 16981 | 10.6 | 10.4 | 12 |  | 168000 | 15386 | 3.2 | 3.2 | 104000 | 13252 | 2.3 | Federally-Regulated Commercial & Industrial Equipment | 04/16/2019 |  | 03/17/2021
York International | CHAMPION, UNITARY PRODUCTS GROUP - COMMERCIAL | PH-15C00A*(T,W,X)***** | NH-15C00*(X,S)****** | HRCU-A-CB, Split System: Heat | Heat Pump | 460 | 3 |  | False |  |  | True | Single-Speed | 180000 | 16981 | 10.6 | 10.4 | 12 |  | 168000 | 15386 | 3.2 | 3.2 | 104000 | 13252 | 2.3 | Federally-Regulated Commercial & Industrial Equipment | 04/16/2019 |  | 03/17/2021
York International | CHAMPION, UNITARY PRODUCTS GROUP - COMMERCIAL | PH-10C00A*(2,4,5)**** | NS-10C00*(5,6)****** | HRCU-A-CB, Split System: Heat | Heat Pump | 575 | 3 |  | False |  |  | True | Single-Speed | 120000 | 11111 | 10.8 | 10.8 | 13.5 |  | 109000 | 9680 | 3.3 | 3.3 | 63000 | 8206 | 2.25 | Federally-Regulated Commercial & Industrial Equipment | 05/17/2019 |  | 03/17/2021
York International | CHAMPION, UNITARY PRODUCTS GROUP - COMMERCIAL | PH-10C00A*(2,4,5)**** | NS-10C00*(5,6)****** | HRCU-A-CB, Split System: Heat | Heat Pump | 230 | 3 |  | False |  |  | True | Single-Speed | 120000 | 11111 | 10.8 | 10.8 | 13.5 |  | 109000 | 9680 | 3.3 | 3.3 | 63000 | 8206 | 2.25 | Federally-Regulated Commercial & Industrial Equipment | 05/17/2019 |  | 03/17/2021
York International | CHAMPION, UNITARY PRODUCTS GROUP - COMMERCIAL | PH-15C00A*(T,W,X)***** | NH-15C00*(X,S)****** | HRCU-A-CB, Split System: Heat | Heat Pump | 575 | 3 |  | False |  |  | True | Single-Speed | 180000 | 16981 | 10.6 | 10.4 | 12 |  | 168000 | 15386 | 3.2 | 3.2 | 104000 | 13252 | 2.3 | Federally-Regulated Commercial & Industrial Equipment | 04/16/2019 |  | 03/17/2021
York International | CHAMPION, UNITARY PRODUCTS GROUP - COMMERCIAL | PH-15C00A*(2,4,5)***** | NS-15C00*(5,6)****** | HRCU-A-CB, Split System: Heat | Heat Pump | 575 | 3 |  | False |  |  | True | Single-Speed | 180000 | 16981 | 10.6 | 10.4 | 13.3 |  | 168000 | 15386 | 3.2 | 3.2 | 104000 | 13252 | 2.3 | Federally-Regulated Commercial & Industrial Equipment | 04/16/2019 |  | 03/17/2021
York International | CHAMPION, UNITARY PRODUCTS GROUP - COMMERCIAL | PH-15C00A*(2,4,5)***** | NS-15C00*(5,6)****** | HRCU-A-CB, Split System: Heat | Heat Pump | 208 | 3 |  | False |  |  | True | Single-Speed | 180000 | 16981 | 10.6 | 10.4 | 13.3 |  | 168000 | 15386 | 3.2 | 3.2 | 104000 | 13252 | 2.3 | Federally-Regulated Commercial & Industrial Equipment | 04/16/2019 |  | 03/17/2021
York International | CHAMPION, UNITARY PRODUCTS GROUP - COMMERCIAL | PH-15C00A*(2,4,5)***** | NS-15C00*(5,6)****** | HRCU-A-CB, Split System: Heat | Heat Pump | 460 | 3 |  | False |  |  | True | Single-Speed | 180000 | 16981 | 10.6 | 10.4 | 13.3 |  | 168000 | 15386 | 3.2 | 3.2 | 104000 | 13252 | 2.3 | Federally-Regulated Commercial & Industrial Equipment | 04/16/2019 |  | 03/17/2021
York International | CHAMPION, UNITARY PRODUCTS GROUP - COMMERCIAL | PH-15C00A*(T,W,X)***** | NH-15C00*(X,S)****** | HRCU-A-CB, Split System: Heat | Heat Pump | 208 | 3 |  | False |  |  | True | Single-Speed | 180000 | 16981 | 10.6 | 10.4 | 12 |  | 168000 | 15386 | 3.2 | 3.2 | 104000 | 13252 | 2.3 | Federally-Regulated Commercial & Industrial Equipment | 04/16/2019 |  | 03/17/2021
York International | CHAMPION, UNITARY PRODUCTS GROUP - COMMERCIAL | PH-10C00A*(2,4,5)**** | NS-10C00*(5,6)****** | HRCU-A-CB, Split System: Heat | Heat Pump | 208 | 3 |  | False |  |  | True | Single-Speed | 120000 | 11111 | 10.8 | 10.8 | 13.5 |  | 109000 | 9680 | 3.3 | 3.3 | 63000 | 8206 | 2.25 | Federally-Regulated Commercial & Industrial Equipment | 05/17/2019 |  | 03/17/2021
York International | CHAMPION, UNITARY PRODUCTS GROUP - COMMERCIAL | PH-10C00A*(2,4,5)**** | NS-10C00*(5,6)****** | HRCU-A-CB, Split System: Heat | Heat Pump | 460 | 3 |  | False |  |  | True | Single-Speed | 120000 | 11111 | 10.8 | 10.8 | 13.5 |  | 109000 | 9680 | 3.3 | 3.3 | 63000 | 8206 | 2.25 | Federally-Regulated Commercial & Industrial Equipment | 05/17/2019 |  | 03/17/2021
York International | CHAMPION, UNITARY PRODUCTS GROUP - COMMERCIAL | PH-15C00A*(2,4,5)***** | NS-15C00*(5,6)****** | HRCU-A-CB, Split System: Heat | Heat Pump | 230 | 3 |  | False |  |  | True | Single-Speed | 180000 | 16981 | 10.6 | 10.4 | 13.3 |  | 168000 | 15386 | 3.2 | 3.2 | 104000 | 13252 | 2.3 | Federally-Regulated Commercial & Industrial Equipment | 04/16/2019 |  | 03/17/2021
York International | FRASER - JOHNSTON | PH-15C00A*(T,W,X)***** | NH-15C00*(X,S)****** | HRCU-A-CB, Split System: Heat | Heat Pump | 575 | 3 |  | False |  |  | True | Single-Speed | 180000 | 16981 | 10.6 | 10.4 | 12 |  | 168000 | 15386 | 3.2 | 3.2 | 104000 | 13252 | 2.3 | Federally-Regulated Commercial & Industrial Equipment | 09/23/2019 |  | 03/17/2021
York International | FRASER - JOHNSTON | PH-15C00A*(2,4,5)***** | NS-15C00*(5,6)****** | HRCU-A-CB, Split System: Heat | Heat Pump | 460 | 3 |  | False |  |  | True | Single-Speed | 180000 | 16981 | 10.6 | 10.4 | 13.3 |  | 168000 | 15386 | 3.2 | 3.2 | 104000 | 13252 | 2.3 | Federally-Regulated Commercial & Industrial Equipment | 09/23/2019 |  | 03/17/2021
York International | FRASER - JOHNSTON | PH-10C00A*(2,4,5)**** | NS-10C00*(5,6)****** | HRCU-A-CB, Split System: Heat | Heat Pump | 208 | 3 |  | False |  |  | True | Single-Speed | 120000 | 11111 | 10.8 | 10.8 | 13.5 |  | 109000 | 9680 | 3.3 | 3.3 | 63000 | 8206 | 2.25 | Federally-Regulated Commercial & Industrial Equipment | 09/23/2019 |  | 03/17/2021
York International | FRASER - JOHNSTON | PH-10C00A*(2,4,5)**** | NS-10C00*(5,6)****** | HRCU-A-CB, Split System: Heat | Heat Pump | 230 | 3 |  | False |  |  | True | Single-Speed | 120000 | 11111 | 10.8 | 10.8 | 13.5 |  | 109000 | 9680 | 3.3 | 3.3 | 63000 | 8206 | 2.25 | Federally-Regulated Commercial & Industrial Equipment | 09/23/2019 |  | 03/17/2021
York International | FRASER - JOHNSTON | PH-15C00A*(2,4,5)***** | NS-15C00*(5,6)****** | HRCU-A-CB, Split System: Heat | Heat Pump | 208 | 3 |  | False |  |  | True | Single-Speed | 180000 | 16981 | 10.6 | 10.4 | 13.3 |  | 168000 | 15386 | 3.2 | 3.2 | 104000 | 13252 | 2.3 | Federally-Regulated Commercial & Industrial Equipment | 09/23/2019 |  | 03/17/2021
York International | FRASER - JOHNSTON | PH-15C00A*(T,W,X)***** | NH-15C00*(X,S)****** | HRCU-A-CB, Split System: Heat | Heat Pump | 208 | 3 |  | False |  |  | True | Single-Speed | 180000 | 16981 | 10.6 | 10.4 | 12 |  | 168000 | 15386 | 3.2 | 3.2 | 104000 | 13252 | 2.3 | Federally-Regulated Commercial & Industrial Equipment | 09/23/2019 |  | 03/17/2021
York International | FRASER - JOHNSTON | PH-15C00A*(T,W,X)***** | NH-15C00*(X,S)****** | HRCU-A-CB, Split System: Heat | Heat Pump | 460 | 3 |  | False |  |  | True | Single-Speed | 180000 | 16981 | 10.6 | 10.4 | 12 |  | 168000 | 15386 | 3.2 | 3.2 | 104000 | 13252 | 2.3 | Federally-Regulated Commercial & Industrial Equipment | 09/23/2019 |  | 03/17/2021
York International | FRASER - JOHNSTON | PH-10C00A*(2,4,5)**** | NS-10C00*(5,6)****** | HRCU-A-CB, Split System: Heat | Heat Pump | 575 | 3 |  | False |  |  | True | Single-Speed | 120000 | 11111 | 10.8 | 10.8 | 13.5 |  | 109000 | 9680 | 3.3 | 3.3 | 63000 | 8206 | 2.25 | Federally-Regulated Commercial & Industrial Equipment | 09/23/2019 |  | 03/17/2021
York International | FRASER - JOHNSTON | PH-15C00A*(2,4,5)***** | NS-15C00*(5,6)****** | HRCU-A-CB, Split System: Heat | Heat Pump | 575 | 3 |  | False |  |  | True | Single-Speed | 180000 | 16981 | 10.6 | 10.4 | 13.3 |  | 168000 | 15386 | 3.2 | 3.2 | 104000 | 13252 | 2.3 | Federally-Regulated Commercial & Industrial Equipment | 09/23/2019 |  | 03/17/2021
York International | FRASER - JOHNSTON | PH-10C00A*(2,4,5)**** | NS-10C00*(5,6)****** | HRCU-A-CB, Split System: Heat | Heat Pump | 460 | 3 |  | False |  |  | True | Single-Speed | 120000 | 11111 | 10.8 | 10.8 | 13.5 |  | 109000 | 9680 | 3.3 | 3.3 | 63000 | 8206 | 2.25 | Federally-Regulated Commercial & Industrial Equipment | 09/23/2019 |  | 03/17/2021
York International | FRASER - JOHNSTON | PH-15C00A*(2,4,5)***** | NS-15C00*(5,6)****** | HRCU-A-CB, Split System: Heat | Heat Pump | 230 | 3 |  | False |  |  | True | Single-Speed | 180000 | 16981 | 10.6 | 10.4 | 13.3 |  | 168000 | 15386 | 3.2 | 3.2 | 104000 | 13252 | 2.3 | Federally-Regulated Commercial & Industrial Equipment | 09/23/2019 |  | 03/17/2021
York International | FRASER - JOHNSTON | PH-15C00A*(T,W,X)***** | NH-15C00*(X,S)****** | HRCU-A-CB, Split System: Heat | Heat Pump | 230 | 3 |  | False |  |  | True | Single-Speed | 180000 | 16981 | 10.6 | 10.4 | 12 |  | 168000 | 15386 | 3.2 | 3.2 | 104000 | 13252 | 2.3 | Federally-Regulated Commercial & Industrial Equipment | 09/23/2019 |  | 03/17/2021
York International | SERIES 10 | J15PCC00A*(2,4,5)***** | J15NCC00*(5,6)****** | HRCU-A-CB, Split System: Heat | Heat Pump | 575 | 3 |  | False |  |  | True | Single-Speed | 180000 | 16981 | 10.6 | 10.4 | 12 |  | 168000 | 15386 | 3.2 | 3.2 | 104000 | 13252 | 2.3 | Federally-Regulated Commercial & Industrial Equipment | 09/23/2019 |  | 03/17/2021
York International | SERIES 10 | J15PCC00A*(2,4,5)***** | J15NCC00*(5,6)****** | HRCU-A-CB, Split System: Heat | Heat Pump | 230 | 3 |  | False |  |  | True | Single-Speed | 180000 | 16981 | 10.6 | 10.4 | 12 |  | 168000 | 15386 | 3.2 | 3.2 | 104000 | 13252 | 2.3 | Federally-Regulated Commercial & Industrial Equipment | 09/23/2019 |  | 03/17/2021
York International | SERIES 10 | J15PCC00A*(2,4,5)***** | J15NCC00*(5,6)****** | HRCU-A-CB, Split System: Heat | Heat Pump | 460 | 3 |  | False |  |  | True | Single-Speed | 180000 | 16981 | 10.6 | 10.4 | 12 |  | 168000 | 15386 | 3.2 | 3.2 | 104000 | 13252 | 2.3 | Federally-Regulated Commercial & Industrial Equipment | 09/23/2019 |  | 03/17/2021
York International | SERIES 10 | J15PCC00A*(2,4,5)***** | J15NCC00*(5,6)****** | HRCU-A-CB, Split System: Heat | Heat Pump | 208 | 3 |  | False |  |  | True | Single-Speed | 180000 | 16981 | 10.6 | 10.4 | 12 |  | 168000 | 15386 | 3.2 | 3.2 | 104000 | 13252 | 2.3 | Federally-Regulated Commercial & Industrial Equipment | 09/23/2019 |  | 03/17/2021
York International | Luxaire | PH-15C00A*(T,W,X)***** | NH-15C00*(X,S)****** | HRCU-A-CB, Split System: Heat | Heat Pump | 575 | 3 |  | False |  |  | True | Single-Speed | 180000 | 16981 | 10.6 | 10.4 | 12 |  | 168000 | 15386 | 3.2 | 3.2 | 104000 | 13252 | 2.3 | Federally-Regulated Commercial & Industrial Equipment | 09/23/2019 |  | 03/17/2021
York International | Luxaire | PH-10C00A*(2,4,5)**** | NS-10C00*(5,6)****** | HRCU-A-CB, Split System: Heat | Heat Pump | 575 | 3 |  | False |  |  | True | Single-Speed | 120000 | 11111 | 10.8 | 10.8 | 13.5 |  | 109000 | 9680 | 3.3 | 3.3 | 63000 | 8206 | 2.25 | Federally-Regulated Commercial & Industrial Equipment | 09/23/2019 |  | 03/17/2021
York International | Luxaire | PH-10C00A*(2,4,5)**** | NS-10C00*(5,6)****** | HRCU-A-CB, Split System: Heat | Heat Pump | 230 | 3 |  | False |  |  | True | Single-Speed | 120000 | 11111 | 10.8 | 10.8 | 13.5 |  | 109000 | 9680 | 3.3 | 3.3 | 63000 | 8206 | 2.25 | Federally-Regulated Commercial & Industrial Equipment | 09/23/2019 |  | 03/17/2021
York International | Luxaire | PH-15C00A*(T,W,X)***** | NH-15C00*(X,S)****** | HRCU-A-CB, Split System: Heat | Heat Pump | 208 | 3 |  | False |  |  | True | Single-Speed | 180000 | 16981 | 10.6 | 10.4 | 12 |  | 168000 | 15386 | 3.2 | 3.2 | 104000 | 13252 | 2.3 | Federally-Regulated Commercial & Industrial Equipment | 09/23/2019 |  | 03/17/2021
York International | Luxaire | PH-10C00A*(2,4,5)**** | NS-10C00*(5,6)****** | HRCU-A-CB, Split System: Heat | Heat Pump | 460 | 3 |  | False |  |  | True | Single-Speed | 120000 | 11111 | 10.8 | 10.8 | 13.5 |  | 109000 | 9680 | 3.3 | 3.3 | 63000 | 8206 | 2.25 | Federally-Regulated Commercial & Industrial Equipment | 09/23/2019 |  | 03/17/2021
York International | Luxaire | PH-15C00A*(T,W,X)***** | NH-15C00*(X,S)****** | HRCU-A-CB, Split System: Heat | Heat Pump | 460 | 3 |  | False |  |  | True | Single-Speed | 180000 | 16981 | 10.6 | 10.4 | 12 |  | 168000 | 15386 | 3.2 | 3.2 | 104000 | 13252 | 2.3 | Federally-Regulated Commercial & Industrial Equipment | 09/23/2019 |  | 03/17/2021
York International | Luxaire | PH-15C00A*(2,4,5)***** | NS-15C00*(5,6)****** | HRCU-A-CB, Split System: Heat | Heat Pump | 575 | 3 |  | False |  |  | True | Single-Speed | 180000 | 16981 | 10.6 | 10.4 | 13.3 |  | 168000 | 15386 | 3.2 | 3.2 | 104000 | 13252 | 2.3 | Federally-Regulated Commercial & Industrial Equipment | 09/23/2019 |  | 03/17/2021
York International | Luxaire | PH-10C00A*(2,4,5)**** | NS-10C00*(5,6)****** | HRCU-A-CB, Split System: Heat | Heat Pump | 208 | 3 |  | False |  |  | True | Single-Speed | 120000 | 11111 | 10.8 | 10.8 | 13.5 |  | 109000 | 9680 | 3.3 | 3.3 | 63000 | 8206 | 2.25 | Federally-Regulated Commercial & Industrial Equipment | 09/23/2019 |  | 03/17/2021
York International | Luxaire | PH-15C00A*(2,4,5)***** | NS-15C00*(5,6)****** | HRCU-A-CB, Split System: Heat | Heat Pump | 460 | 3 |  | False |  |  | True | Single-Speed | 180000 | 16981 | 10.6 | 10.4 | 13.3 |  | 168000 | 15386 | 3.2 | 3.2 | 104000 | 13252 | 2.3 | Federally-Regulated Commercial & Industrial Equipment | 09/23/2019 |  | 03/17/2021
York International | Luxaire | PH-15C00A*(2,4,5)***** | NS-15C00*(5,6)****** | HRCU-A-CB, Split System: Heat | Heat Pump | 208 | 3 |  | False |  |  | True | Single-Speed | 180000 | 16981 | 10.6 | 10.4 | 13.3 |  | 168000 | 15386 | 3.2 | 3.2 | 104000 | 13252 | 2.3 | Federally-Regulated Commercial & Industrial Equipment | 09/23/2019 |  | 03/17/2021
York International | Luxaire | PH-15C00A*(T,W,X)***** | NH-15C00*(X,S)****** | HRCU-A-CB, Split System: Heat | Heat Pump | 230 | 3 |  | False |  |  | True | Single-Speed | 180000 | 16981 | 10.6 | 10.4 | 12 |  | 168000 | 15386 | 3.2 | 3.2 | 104000 | 13252 | 2.3 | Federally-Regulated Commercial & Industrial Equipment | 09/23/2019 |  | 03/17/2021
York International | Luxaire | PH-15C00A*(2,4,5)***** | NS-15C00*(5,6)****** | HRCU-A-CB, Split System: Heat | Heat Pump | 230 | 3 |  | False |  |  | True | Single-Speed | 180000 | 16981 | 10.6 | 10.4 | 13.3 |  | 168000 | 15386 | 3.2 | 3.2 | 104000 | 13252 | 2.3 | Federally-Regulated Commercial & Industrial Equipment | 09/23/2019 |  | 03/17/2021
York International | Johnson Controls | J15PCC00A*(2,4,5)***** | J15NLC00*(5,6)****** | HRCU-A-CB, Split System: Heat | Heat Pump | 208 | 3 |  | False |  |  | True | Single-Speed | 180000 | 16981 | 10.6 | 10.4 | 13.3 |  | 168000 | 15386 | 3.2 | 3.2 | 104000 | 13252 | 2.3 | Federally-Regulated Commercial & Industrial Equipment | 09/23/2019 |  | 03/17/2021
York International | Johnson Controls | J15PCC00A*(2,4,5)***** | J15NLC00*(5,6)****** | HRCU-A-CB, Split System: Heat | Heat Pump | 230 | 3 |  | False |  |  | True | Single-Speed | 180000 | 16981 | 10.6 | 10.4 | 13.3 |  | 168000 | 15386 | 3.2 | 3.2 | 104000 | 13252 | 2.3 | Federally-Regulated Commercial & Industrial Equipment | 09/23/2019 |  | 03/17/2021
York International | Johnson Controls | J10PCC00A*(2,4,5)**** | J10NLC00*(5,6)****** | HRCU-A-CB, Split System: Heat | Heat Pump | 575 | 3 |  | False |  |  | True | Single-Speed | 120000 | 11111 | 10.8 | 10.8 | 13.5 |  | 109000 | 9680 | 3.3 | 3.3 | 63000 | 8206 | 2.25 | Federally-Regulated Commercial & Industrial Equipment | 09/23/2019 |  | 03/17/2021
York International | Johnson Controls | J10PCC00A*(2,4,5)**** | J10NLC00*(5,6)****** | HRCU-A-CB, Split System: Heat | Heat Pump | 460 | 3 |  | False |  |  | True | Single-Speed | 120000 | 11111 | 10.8 | 10.8 | 13.5 |  | 109000 | 9680 | 3.3 | 3.3 | 63000 | 8206 | 2.25 | Federally-Regulated Commercial & Industrial Equipment | 09/23/2019 |  | 03/17/2021
York International | Johnson Controls | J10PCC00A*(2,4,5)**** | J10NLC00*(5,6)****** | HRCU-A-CB, Split System: Heat | Heat Pump | 230 | 3 |  | False |  |  | True | Single-Speed | 120000 | 11111 | 10.8 | 10.8 | 13.5 |  | 109000 | 9680 | 3.3 | 3.3 | 63000 | 8206 | 2.25 | Federally-Regulated Commercial & Industrial Equipment | 09/23/2019 |  | 03/17/2021
York International | Johnson Controls | J15PCC00A*(2,4,5)***** | J15NLC00*(5,6)****** | HRCU-A-CB, Split System: Heat | Heat Pump | 460 | 3 |  | False |  |  | True | Single-Speed | 180000 | 16981 | 10.6 | 10.4 | 13.3 |  | 168000 | 15386 | 3.2 | 3.2 | 104000 | 13252 | 2.3 | Federally-Regulated Commercial & Industrial Equipment | 09/23/2019 |  | 03/17/2021
York International | Johnson Controls | J15PCC00A*(2,4,5)***** | J15NLC00*(5,6)****** | HRCU-A-CB, Split System: Heat | Heat Pump | 575 | 3 |  | False |  |  | True | Single-Speed | 180000 | 16981 | 10.6 | 10.4 | 13.3 |  | 168000 | 15386 | 3.2 | 3.2 | 104000 | 13252 | 2.3 | Federally-Regulated Commercial & Industrial Equipment | 09/23/2019 |  | 03/17/2021
York International | Johnson Controls | J10PCC00A*(2,4,5)**** | J10NLC00*(5,6)****** | HRCU-A-CB, Split System: Heat | Heat Pump | 208 | 3 |  | False |  |  | True | Single-Speed | 120000 | 11111 | 10.8 | 10.8 | 13.5 |  | 109000 | 9680 | 3.3 | 3.3 | 63000 | 8206 | 2.25 | Federally-Regulated Commercial & Industrial Equipment | 09/23/2019 |  | 03/17/2021
Carrier Corp. - Syracuse | Tempstar | CHS121(H,L,S)(A,B)* | FHS120(M,S)**A0* | HRCU-A-CB, Split System: Heat | Heat Pump | 230 | 3 |  | False |  |  | True | Single-Speed | 112000 | 10181 | 11 | 10.8 | 12 |  | 106000 | 9413 | 3.3 | 3.3 | 70000 | 8548 | 2.4 | Federally-Regulated Commercial & Industrial Equipment | 03/14/2019 |  | 04/14/2021
Carrier Corp. - Syracuse | Tempstar | CHS121(H,L,S)(A,B)* | FHS120(M,S)**A0* | HRCU-A-CB, Split System: Heat | Heat Pump | 460 | 3 |  | False |  |  | True | Single-Speed | 112000 | 10181 | 11 | 10.8 | 12 |  | 106000 | 9413 | 3.3 | 3.3 | 70000 | 8548 | 2.4 | Federally-Regulated Commercial & Industrial Equipment | 03/14/2019 |  | 04/14/2021
Carrier Corp. - Syracuse | Tempstar | CHS121(H,L,S)(A,B)* | FHS120(M,S)**A0* | HRCU-A-CB, Split System: Heat | Heat Pump | 575 | 3 |  | False |  |  | True | Single-Speed | 112000 | 10181 | 11 | 10.8 | 12 |  | 106000 | 9413 | 3.3 | 3.3 | 70000 | 8548 | 2.4 | Federally-Regulated Commercial & Industrial Equipment | 03/14/2019 |  | 04/14/2021
Carrier Corp. - Syracuse | Tempstar | CHS121(H,L,S)(A,B)* | FHS120(M,S)**A0* | HRCU-A-CB, Split System: Heat | Heat Pump | 208 | 3 |  | False |  |  | True | Single-Speed | 112000 | 10181 | 11 | 10.8 | 12 |  | 106000 | 9413 | 3.3 | 3.3 | 70000 | 8548 | 2.4 | Federally-Regulated Commercial & Industrial Equipment | 03/14/2019 |  | 04/14/2021
Carrier Corp. - Syracuse | Tempstar | RHS181(H,L,S)*****(A,B)C* |  | HSP-A, Single-Package Heat Pum | Heat Pump | 575 | 3 | False |  |  |  | False | Single-Speed | 172000 | 15925 | 10.8 | 10.4 | 11.5 |  | 166000 | 14742 | 3.3 | 3.2 | 103000 | 12577 | 2.4 | Federally-Regulated Commercial & Industrial Equipment | 03/06/2019 |  | 04/14/2021
Carrier Corp. - Syracuse | Bryant Heating & Cooling Systems | 575J(P,E,T)12(A,B)* | 524J(E,T)12H0* | HRCU-A-CB, Split System: Heat | Heat Pump | 208 | 3 |  | False |  |  | False | Single-Speed | 112000 | 10181 | 11 | 10.8 | 12 |  | 106000 | 9413 | 3.3 | 3.3 | 66000 | 8059 | 2.4 | Federally-Regulated Commercial & Industrial Equipment | 03/06/2019 |  | 04/14/2021
Carrier Corp. - Syracuse | Bryant Heating & Cooling Systems | 575J(P,E,T)12(A,B)* | 524J(E,T)12H0* | HRCU-A-CB, Split System: Heat | Heat Pump | 575 | 3 |  | False |  |  | False | Single-Speed | 112000 | 10181 | 11 | 10.8 | 12 |  | 106000 | 9413 | 3.3 | 3.3 | 66000 | 8059 | 2.4 | Federally-Regulated Commercial & Industrial Equipment | 03/06/2019 |  | 04/14/2021
Carrier Corp. - Syracuse | Bryant Heating & Cooling Systems | 575J(P,E,T)12(A,B)* | 524J(E,T)12H0* | HRCU-A-CB, Split System: Heat | Heat Pump | 230 | 3 |  | False |  |  | False | Single-Speed | 112000 | 10181 | 11 | 10.8 | 12 |  | 106000 | 9413 | 3.3 | 3.3 | 66000 | 8059 | 2.4 | Federally-Regulated Commercial & Industrial Equipment | 03/06/2019 |  | 04/14/2021
Carrier Corp. - Syracuse | Bryant Heating & Cooling Systems | 548JE17*****(1,2,3)***(A,B)C |  | HSP-A, Single-Package Heat Pum | Heat Pump | 460 | 3 | False |  |  |  | False | Single-Speed | 172000 | 15925 | 10.8 | 10.4 | 11.5 |  | 166000 | 14742 | 3.3 | 3.2 | 103000 | 12577 | 2.4 | Federally-Regulated Commercial & Industrial Equipment | 03/06/2019 |  | 04/14/2021
Carrier Corp. - Syracuse | Bryant Heating & Cooling Systems | 548JT17*****(1,2,3)***(A,B)C |  | HSP-A, Single-Package Heat Pum | Heat Pump | 575 | 3 | False |  |  |  | False | Single-Speed | 172000 | 15925 | 10.8 | 10.4 | 11.5 |  | 166000 | 14742 | 3.3 | 3.2 | 103000 | 12577 | 2.4 | Federally-Regulated Commercial & Industrial Equipment | 03/06/2019 |  | 04/14/2021
Carrier Corp. - Syracuse | Bryant Heating & Cooling Systems | 548JP17*****(1,2,3)***(A,B)C |  | HSP-A, Single-Package Heat Pum | Heat Pump | 230 | 3 | False |  |  |  | False | Single-Speed | 172000 | 15925 | 10.8 | 10.4 | 11.5 |  | 166000 | 14742 | 3.3 | 3.2 | 103000 | 12577 | 2.4 | Federally-Regulated Commercial & Industrial Equipment | 03/06/2019 |  | 04/14/2021
Carrier Corp. - Syracuse | Bryant Heating & Cooling Systems | 548JP17*****(5,6,7)***(A,B)C |  | HSP-A, Single-Package Heat Pum | Heat Pump | 230 | 3 | False |  |  |  | False | Single-Speed | 172000 | 16074 | 10.7 | 10.4 | 11.5 |  | 166000 | 14742 | 3.3 | 3.2 | 103000 | 12577 | 2.4 | Federally-Regulated Commercial & Industrial Equipment | 03/06/2019 |  | 04/14/2021
Carrier Corp. - Syracuse | Bryant Heating & Cooling Systems | 548JP17*****(1,2,3)***(A,B)C |  | HSP-A, Single-Package Heat Pum | Heat Pump | 208 | 3 | False |  |  |  | False | Single-Speed | 172000 | 15925 | 10.8 | 10.4 | 11.5 |  | 166000 | 14742 | 3.3 | 3.2 | 103000 | 12577 | 2.4 | Federally-Regulated Commercial & Industrial Equipment | 03/06/2019 |  | 04/14/2021
Carrier Corp. - Syracuse | Bryant Heating & Cooling Systems | 575J(P,E,T)12(A,B)* | 524J(E,T)12H0* | HRCU-A-CB, Split System: Heat | Heat Pump | 460 | 3 |  | False |  |  | False | Single-Speed | 112000 | 10181 | 11 | 10.8 | 12 |  | 106000 | 9413 | 3.3 | 3.3 | 66000 | 8059 | 2.4 | Federally-Regulated Commercial & Industrial Equipment | 03/06/2019 |  | 04/14/2021
Trane U.S. Inc. | Trane | TWA2404(3,4)DA*00AR* | TWE240E(3,4,W)R*B* | HRCU-A-CB, Split System: Heat | Heat Pump | 208 | 3 |  | False |  |  | True | Single-Speed | 248000 | 24800 | 10 | 9.3 | 10.6 |  | 238000 | 21797 | 3.2 | 3.2 | 148000 | 21158 | 2.05 | Federally-Regulated Commercial & Industrial Equipment | 05/02/2019 |  | 04/14/2021
Carrier Corp. - Syracuse | Heil | CHS121(H,L,S)(A,B)* | FHS120(M,S)**A0* | HRCU-A-CB, Split System: Heat | Heat Pump | 230 | 3 |  | False |  |  | True | Single-Speed | 112000 | 10181 | 11 | 10.8 | 12 |  | 106000 | 9413 | 3.3 | 3.3 | 70000 | 8548 | 2.4 | Federally-Regulated Commercial & Industrial Equipment | 03/14/2019 |  | 04/14/2021
Carrier Corp. - Syracuse | Heil | RHS181(H,L,S)*****(A,B)C* |  | HSP-A, Single-Package Heat Pum | Heat Pump | 575 | 3 | False |  |  |  | False | Single-Speed | 172000 | 15925 | 10.8 | 10.4 | 11.5 |  | 166000 | 14742 | 3.3 | 3.2 | 103000 | 12577 | 2.4 | Federally-Regulated Commercial & Industrial Equipment | 03/06/2019 |  | 04/14/2021
Carrier Corp. - Syracuse | Heil | CHS121(H,L,S)(A,B)* | FHS120(M,S)**A0* | HRCU-A-CB, Split System: Heat | Heat Pump | 208 | 3 |  | False |  |  | True | Single-Speed | 112000 | 10181 | 11 | 10.8 | 12 |  | 106000 | 9413 | 3.3 | 3.3 | 70000 | 8548 | 2.4 | Federally-Regulated Commercial & Industrial Equipment | 03/14/2019 |  | 04/14/2021
Carrier Corp. - Syracuse | Heil | CHS121(H,L,S)(A,B)* | FHS120(M,S)**A0* | HRCU-A-CB, Split System: Heat | Heat Pump | 460 | 3 |  | False |  |  | True | Single-Speed | 112000 | 10181 | 11 | 10.8 | 12 |  | 106000 | 9413 | 3.3 | 3.3 | 70000 | 8548 | 2.4 | Federally-Regulated Commercial & Industrial Equipment | 03/14/2019 |  | 04/14/2021
Carrier Corp. - Syracuse | Heil | CHS121(H,L,S)(A,B)* | FHS120(M,S)**A0* | HRCU-A-CB, Split System: Heat | Heat Pump | 575 | 3 |  | False |  |  | True | Single-Speed | 112000 | 10181 | 11 | 10.8 | 12 |  | 106000 | 9413 | 3.3 | 3.3 | 70000 | 8548 | 2.4 | Federally-Regulated Commercial & Industrial Equipment | 03/14/2019 |  | 04/14/2021
Carrier Corp. - Syracuse | Comfortmaker | CHS121(H,L,S)(A,B)* | FHS120(M,S)**A0* | HRCU-A-CB, Split System: Heat | Heat Pump | 230 | 3 |  | False |  |  | True | Single-Speed | 112000 | 10181 | 11 | 10.8 | 12 |  | 106000 | 9413 | 3.3 | 3.3 | 70000 | 8548 | 2.4 | Federally-Regulated Commercial & Industrial Equipment | 03/14/2019 |  | 04/14/2021
Carrier Corp. - Syracuse | Comfortmaker | CHS121(H,L,S)(A,B)* | FHS120(M,S)**A0* | HRCU-A-CB, Split System: Heat | Heat Pump | 208 | 3 |  | False |  |  | True | Single-Speed | 112000 | 10181 | 11 | 10.8 | 12 |  | 106000 | 9413 | 3.3 | 3.3 | 70000 | 8548 | 2.4 | Federally-Regulated Commercial & Industrial Equipment | 03/14/2019 |  | 04/14/2021
Carrier Corp. - Syracuse | Comfortmaker | CHS121(H,L,S)(A,B)* | FHS120(M,S)**A0* | HRCU-A-CB, Split System: Heat | Heat Pump | 460 | 3 |  | False |  |  | True | Single-Speed | 112000 | 10181 | 11 | 10.8 | 12 |  | 106000 | 9413 | 3.3 | 3.3 | 70000 | 8548 | 2.4 | Federally-Regulated Commercial & Industrial Equipment | 03/14/2019 |  | 04/14/2021
Carrier Corp. - Syracuse | Comfortmaker | CHS121(H,L,S)(A,B)* | FHS120(M,S)**A0* | HRCU-A-CB, Split System: Heat | Heat Pump | 575 | 3 |  | False |  |  | True | Single-Speed | 112000 | 10181 | 11 | 10.8 | 12 |  | 106000 | 9413 | 3.3 | 3.3 | 70000 | 8548 | 2.4 | Federally-Regulated Commercial & Industrial Equipment | 03/14/2019 |  | 04/14/2021
Carrier Corp. - Syracuse | Comfortmaker | RHS181(H,L,S)*****(A,B)C* |  | HSP-A, Single-Package Heat Pum | Heat Pump | 575 | 3 | False |  |  |  | False | Single-Speed | 172000 | 15925 | 10.8 | 10.4 | 11.5 |  | 166000 | 14742 | 3.3 | 3.2 | 103000 | 12577 | 2.4 | Federally-Regulated Commercial & Industrial Equipment | 03/06/2019 |  | 04/14/2021
Carrier Corp. - Syracuse | CARRIER CORPORATION | 50TCQ*17*(1,2,3)*5C***(A,C)* |  | HSP-A, Single-Package Heat Pum | Heat Pump | 230 | 3 | False |  |  |  | True | Single-Speed | 172000 | 15925 | 10.8 | 10.4 |  |  | 166000 | 14742 | 3.3 | 3.2 | 103000 | 12577 | 2.4 | Federally-Regulated Commercial & Industrial Equipment | 11/23/2015 |  | 04/14/2021
Carrier Corp. - Syracuse | CARRIER CORPORATION | 50TCQ*17*(5,6,7)*1C***(A,C)* |  | HSP-A, Single-Package Heat Pum | Heat Pump | 575 | 3 | False |  |  |  | True | Single-Speed | 172000 | 16074 | 10.7 | 10.4 |  |  | 166000 | 14742 | 3.3 | 3.2 | 103000 | 12577 | 2.4 | Federally-Regulated Commercial & Industrial Equipment | 11/23/2015 |  | 04/14/2021
Carrier Corp. - Syracuse | CARRIER CORPORATION | 50TCQ*17*(1,2,3)*5C***(D,F)* |  | HSP-A, Single-Package Heat Pum | Heat Pump | 208 | 3 | False |  |  |  | True | Single-Speed | 172000 | 15925 | 10.8 | 10.4 |  |  | 166000 | 14742 | 3.3 | 3.2 | 103000 | 12577 | 2.4 | Federally-Regulated Commercial & Industrial Equipment | 11/23/2015 |  | 04/14/2021
Carrier Corp. - Syracuse | CARRIER CORPORATION | 50TCQ*17*(5,6,7)*1C***(D,F)* |  | HSP-A, Single-Package Heat Pum | Heat Pump | 575 | 3 | False |  |  |  | True | Single-Speed | 172000 | 16074 | 10.7 | 10.4 |  |  | 166000 | 14742 | 3.3 | 3.2 | 103000 | 12577 | 2.4 | Federally-Regulated Commercial & Industrial Equipment | 11/23/2015 |  | 04/14/2021
Carrier Corp. - Syracuse | CARRIER CORPORATION | 50TCQ*17*(1,2,3)*1C***(A,C)* |  | HSP-A, Single-Package Heat Pum | Heat Pump | 575 | 3 | False |  |  |  | True | Single-Speed | 172000 | 15925 | 10.8 | 10.4 |  |  | 166000 | 14742 | 3.3 | 3.2 | 103000 | 12577 | 2.4 | Federally-Regulated Commercial & Industrial Equipment | 11/23/2015 |  | 04/14/2021
Carrier Corp. - Syracuse | CARRIER CORPORATION | 50TCQ*17*(5,6,7)*5C***(A,C)* |  | HSP-A, Single-Package Heat Pum | Heat Pump | 230 | 3 | False |  |  |  | True | Single-Speed | 172000 | 16074 | 10.7 | 10.4 |  |  | 166000 | 14742 | 3.3 | 3.2 | 103000 | 12577 | 2.4 | Federally-Regulated Commercial & Industrial Equipment | 11/23/2015 |  | 04/14/2021
Carrier Corp. - Syracuse | CARRIER CORPORATION | 50TCQ*17*(5,6,7)*6C***(A,C)* |  | HSP-A, Single-Package Heat Pum | Heat Pump | 460 | 3 | False |  |  |  | True | Single-Speed | 172000 | 16074 | 10.7 | 10.4 |  |  | 166000 | 14742 | 3.3 | 3.2 | 103000 | 12577 | 2.4 | Federally-Regulated Commercial & Industrial Equipment | 11/23/2015 |  | 04/14/2021
Carrier Corp. - Syracuse | CARRIER CORPORATION | 50TCQ*17*(1,2,3)*5C***(A,C)* |  | HSP-A, Single-Package Heat Pum | Heat Pump | 208 | 3 | False |  |  |  | True | Single-Speed | 172000 | 15925 | 10.8 | 10.4 |  |  | 166000 | 14742 | 3.3 | 3.2 | 103000 | 12577 | 2.4 | Federally-Regulated Commercial & Industrial Equipment | 11/23/2015 |  | 04/14/2021
Carrier Corp. - Syracuse | CARRIER CORPORATION | 50TCQ*17*(1,2,3)*6C***(A,C)* |  | HSP-A, Single-Package Heat Pum | Heat Pump | 460 | 3 | False |  |  |  | True | Single-Speed | 172000 | 15925 | 10.8 | 10.4 |  |  | 166000 | 14742 | 3.3 | 3.2 | 103000 | 12577 | 2.4 | Federally-Regulated Commercial & Industrial Equipment | 11/23/2015 |  | 04/14/2021
Carrier Corp. - Syracuse | CARRIER CORPORATION | 50TCQ*17*(1,2,3)*1C***(D,F)* |  | HSP-A, Single-Package Heat Pum | Heat Pump | 575 | 3 | False |  |  |  | True | Single-Speed | 172000 | 15925 | 10.8 | 10.4 |  |  | 166000 | 14742 | 3.3 | 3.2 | 103000 | 12577 | 2.4 | Federally-Regulated Commercial & Industrial Equipment | 11/23/2015 |  | 04/14/2021
Carrier Corp. - Syracuse | CARRIER CORPORATION | 50TCQ*17*(5,6,7)*5C***(D,F)* |  | HSP-A, Single-Package Heat Pum | Heat Pump | 230 | 3 | False |  |  |  | True | Single-Speed | 172000 | 16074 | 10.7 | 10.4 |  |  | 166000 | 14742 | 3.3 | 3.2 | 103000 | 12577 | 2.4 | Federally-Regulated Commercial & Industrial Equipment | 11/23/2015 |  | 04/14/2021
Carrier Corp. - Syracuse | CARRIER CORPORATION | 50TCQ*17*(5,6,7)*5C***(D,F)* |  | HSP-A, Single-Package Heat Pum | Heat Pump | 208 | 3 | False |  |  |  | True | Single-Speed | 172000 | 16074 | 10.7 | 10.4 |  |  | 166000 | 14742 | 3.3 | 3.2 | 103000 | 12577 | 2.4 | Federally-Regulated Commercial & Industrial Equipment | 11/23/2015 |  | 04/14/2021
Carrier Corp. - Syracuse | CARRIER CORPORATION | 50TCQ*17*(1,2,3)*6C***(D,F)* |  | HSP-A, Single-Package Heat Pum | Heat Pump | 460 | 3 | False |  |  |  | True | Single-Speed | 172000 | 15925 | 10.8 | 10.4 |  |  | 166000 | 14742 | 3.3 | 3.2 | 103000 | 12577 | 2.4 | Federally-Regulated Commercial & Industrial Equipment | 11/23/2015 |  | 04/14/2021
Carrier Corp. - Syracuse | CARRIER CORPORATION | 50TCQ*17*(5,6,7)*6C***(D,F)* |  | HSP-A, Single-Package Heat Pum | Heat Pump | 460 | 3 | False |  |  |  | True | Single-Speed | 172000 | 16074 | 10.7 | 10.4 |  |  | 166000 | 14742 | 3.3 | 3.2 | 103000 | 12577 | 2.4 | Federally-Regulated Commercial & Industrial Equipment | 11/23/2015 |  | 04/14/2021
Carrier Corp. - Syracuse | CARRIER CORPORATION | 50TCQ*17*(5,6,7)*5C***(A,C)* |  | HSP-A, Single-Package Heat Pum | Heat Pump | 208 | 3 | False |  |  |  | True | Single-Speed | 172000 | 16074 | 10.7 | 10.4 |  |  | 166000 | 14742 | 3.3 | 3.2 | 103000 | 12577 | 2.4 | Federally-Regulated Commercial & Industrial Equipment | 11/23/2015 |  | 04/14/2021
Carrier Corp. - Syracuse | CARRIER CORPORATION | 50TCQ*17*(1,2,3)*5C***(D,F)* |  | HSP-A, Single-Package Heat Pum | Heat Pump | 230 | 3 | False |  |  |  | True | Single-Speed | 172000 | 15925 | 10.8 | 10.4 |  |  | 166000 | 14742 | 3.3 | 3.2 | 103000 | 12577 | 2.4 | Federally-Regulated Commercial & Industrial Equipment | 11/23/2015 |  | 04/14/2021
Carrier Corp. - Syracuse | ICP Commercial | CHS121(H,L,S)(A,B)* | FHS120(M,S)**A0* | HRCU-A-CB, Split System: Heat | Heat Pump | 230 | 3 |  | False |  |  | False | Single-Speed | 112000 | 10181 | 11 | 10.8 | 12 |  | 106000 | 9413 | 3.3 | 3.3 | 66000 | 8059 | 2.4 | Federally-Regulated Commercial & Industrial Equipment | 03/06/2019 |  | 04/14/2021
Carrier Corp. - Syracuse | ICP Commercial | CHS121(H,L,S)(A,B)* | FHS120(M,S)**A0* | HRCU-A-CB, Split System: Heat | Heat Pump | 460 | 3 |  | False |  |  | False | Single-Speed | 112000 | 10181 | 11 | 10.8 | 12 |  | 106000 | 9413 | 3.3 | 3.3 | 66000 | 8059 | 2.4 | Federally-Regulated Commercial & Industrial Equipment | 03/06/2019 |  | 04/14/2021
Carrier Corp. - Syracuse | ICP Commercial | CHS121(H,L,S)(A,B)* | FHS120(M,S)**A0* | HRCU-A-CB, Split System: Heat | Heat Pump | 575 | 3 |  | False |  |  | False | Single-Speed | 112000 | 10181 | 11 | 10.8 | 12 |  | 106000 | 9413 | 3.3 | 3.3 | 66000 | 8059 | 2.4 | Federally-Regulated Commercial & Industrial Equipment | 03/06/2019 |  | 04/14/2021
Carrier Corp. - Syracuse | ICP Commercial | CHS121(H,L,S)(A,B)* | FHS120(M,S)**A0* | HRCU-A-CB, Split System: Heat | Heat Pump | 208 | 3 |  | False |  |  | False | Single-Speed | 112000 | 10181 | 11 | 10.8 | 12 |  | 106000 | 9413 | 3.3 | 3.3 | 66000 | 8059 | 2.4 | Federally-Regulated Commercial & Industrial Equipment | 03/06/2019 |  | 04/14/2021
Carrier Corp. - Syracuse | ICP Commercial | RHS181(H,L,S)*****(A,B)C* |  | HSP-A, Single-Package Heat Pum | Heat Pump | 575 | 3 | False |  |  |  | False | Single-Speed | 172000 | 15925 | 10.8 | 10.4 | 11.5 |  | 166000 | 14742 | 3.3 | 3.2 | 103000 | 12577 | 2.4 | Federally-Regulated Commercial & Industrial Equipment | 03/06/2019 |  | 04/14/2021
Carrier Corp. - Syracuse | Day & Night | CHS121(H,L,S)(A,B)* | FHS120(M,S)**A0* | HRCU-A-CB, Split System: Heat | Heat Pump | 230 | 3 |  | False |  |  | True | Single-Speed | 112000 | 10181 | 11 | 10.8 | 12 |  | 106000 | 9413 | 3.3 | 3.3 | 70000 | 8548 | 2.4 | Federally-Regulated Commercial & Industrial Equipment | 03/14/2019 |  | 04/14/2021
Carrier Corp. - Syracuse | Day & Night | CHS121(H,L,S)(A,B)* | FHS120(M,S)**A0* | HRCU-A-CB, Split System: Heat | Heat Pump | 208 | 3 |  | False |  |  | True | Single-Speed | 112000 | 10181 | 11 | 10.8 | 12 |  | 106000 | 9413 | 3.3 | 3.3 | 70000 | 8548 | 2.4 | Federally-Regulated Commercial & Industrial Equipment | 03/14/2019 |  | 04/14/2021
Carrier Corp. - Syracuse | Day & Night | RHS181(H,L,S)*****(A,B)C* |  | HSP-A, Single-Package Heat Pum | Heat Pump | 575 | 3 | False |  |  |  | False | Single-Speed | 172000 | 15925 | 10.8 | 10.4 | 11.5 |  | 166000 | 14742 | 3.3 | 3.2 | 103000 | 12577 | 2.4 | Federally-Regulated Commercial & Industrial Equipment | 03/06/2019 |  | 04/14/2021
Carrier Corp. - Syracuse | Day & Night | CHS121(H,L,S)(A,B)* | FHS120(M,S)**A0* | HRCU-A-CB, Split System: Heat | Heat Pump | 460 | 3 |  | False |  |  | True | Single-Speed | 112000 | 10181 | 11 | 10.8 | 12 |  | 106000 | 9413 | 3.3 | 3.3 | 70000 | 8548 | 2.4 | Federally-Regulated Commercial & Industrial Equipment | 03/14/2019 |  | 04/14/2021
Carrier Corp. - Syracuse | Day & Night | CHS121(H,L,S)(A,B)* | FHS120(M,S)**A0* | HRCU-A-CB, Split System: Heat | Heat Pump | 575 | 3 |  | False |  |  | True | Single-Speed | 112000 | 10181 | 11 | 10.8 | 12 |  | 106000 | 9413 | 3.3 | 3.3 | 70000 | 8548 | 2.4 | Federally-Regulated Commercial & Industrial Equipment | 03/14/2019 |  | 04/14/2021
Carrier Corp. - Syracuse | Airquest | CHS121(H,L,S)(A,B)* | FHS120(M,S)**A0* | HRCU-A-CB, Split System: Heat | Heat Pump | 208 | 3 |  | False |  |  | True | Single-Speed | 112000 | 10181 | 11 | 10.8 |  |  | 106000 | 9413 | 3.3 | 3.3 | 70000 | 8548 | 2.4 | Federally-Regulated Commercial & Industrial Equipment | 02/24/2016 |  | 04/14/2021
Carrier Corp. - Syracuse | Arcoaire | RHS181(H,L,S)*****(A,B)C* |  | HSP-A, Single-Package Heat Pum | Heat Pump | 575 | 3 | False |  |  |  | False | Single-Speed | 172000 | 15925 | 10.8 | 10.4 | 11.5 |  | 166000 | 14742 | 3.3 | 3.2 | 103000 | 12577 | 2.4 | Federally-Regulated Commercial & Industrial Equipment | 03/06/2019 |  | 04/14/2021
Carrier Corp. - Syracuse | Arcoaire | CHS121(H,L,S)(A,B)* | FHS120(M,S)**A0* | HRCU-A-CB, Split System: Heat | Heat Pump | 460 | 3 |  | False |  |  | True | Single-Speed | 112000 | 10181 | 11 | 10.8 | 12 |  | 106000 | 9413 | 3.3 | 3.3 | 70000 | 8548 | 2.4 | Federally-Regulated Commercial & Industrial Equipment | 03/14/2019 |  | 04/14/2021
Carrier Corp. - Syracuse | Arcoaire | CHS121(H,L,S)(A,B)* | FHS120(M,S)**A0* | HRCU-A-CB, Split System: Heat | Heat Pump | 575 | 3 |  | False |  |  | True | Single-Speed | 112000 | 10181 | 11 | 10.8 | 12 |  | 106000 | 9413 | 3.3 | 3.3 | 70000 | 8548 | 2.4 | Federally-Regulated Commercial & Industrial Equipment | 03/14/2019 |  | 04/14/2021
Carrier Corp. - Syracuse | Arcoaire | CHS121(H,L,S)(A,B)* | FHS120(M,S)**A0* | HRCU-A-CB, Split System: Heat | Heat Pump | 230 | 3 |  | False |  |  | True | Single-Speed | 112000 | 10181 | 11 | 10.8 | 12 |  | 106000 | 9413 | 3.3 | 3.3 | 70000 | 8548 | 2.4 | Federally-Regulated Commercial & Industrial Equipment | 03/14/2019 |  | 04/14/2021
Carrier Corp. - Syracuse | Arcoaire | CHS121(H,L,S)(A,B)* | FHS120(M,S)**A0* | HRCU-A-CB, Split System: Heat | Heat Pump | 208 | 3 |  | False |  |  | True | Single-Speed | 112000 | 10181 | 11 | 10.8 | 12 |  | 106000 | 9413 | 3.3 | 3.3 | 70000 | 8548 | 2.4 | Federally-Regulated Commercial & Industrial Equipment | 03/14/2019 |  | 04/14/2021
Carrier Corp. - Syracuse | Keeprite | RHS181(H,L,S)*****(A,B)C* |  | HSP-A, Single-Package Heat Pum | Heat Pump | 575 | 3 | False |  |  |  | False | Single-Speed | 172000 | 15925 | 10.8 | 10.4 | 11.5 |  | 166000 | 14742 | 3.3 | 3.2 | 103000 | 12577 | 2.4 | Federally-Regulated Commercial & Industrial Equipment | 03/06/2019 |  | 04/14/2021
Carrier Corp. - Syracuse | Keeprite | CHS121(H,L,S)(A,B)* | FHS120(M,S)**A0* | HRCU-A-CB, Split System: Heat | Heat Pump | 230 | 3 |  | False |  |  | False | Single-Speed | 112000 | 10181 | 11 | 10.8 | 12 |  | 106000 | 9413 | 3.3 | 3.3 | 66000 | 8059 | 2.4 | Federally-Regulated Commercial & Industrial Equipment | 03/06/2019 |  | 04/14/2021
Carrier Corp. - Syracuse | Keeprite | CHS121(H,L,S)(A,B)* | FHS120(M,S)**A0* | HRCU-A-CB, Split System: Heat | Heat Pump | 575 | 3 |  | False |  |  | False | Single-Speed | 112000 | 10181 | 11 | 10.8 | 12 |  | 106000 | 9413 | 3.3 | 3.3 | 66000 | 8059 | 2.4 | Federally-Regulated Commercial & Industrial Equipment | 03/06/2019 |  | 04/14/2021
Carrier Corp. - Syracuse | Keeprite | CHS121(H,L,S)(A,B)* | FHS120(M,S)**A0* | HRCU-A-CB, Split System: Heat | Heat Pump | 460 | 3 |  | False |  |  | False | Single-Speed | 112000 | 10181 | 11 | 10.8 | 12 |  | 106000 | 9413 | 3.3 | 3.3 | 66000 | 8059 | 2.4 | Federally-Regulated Commercial & Industrial Equipment | 03/06/2019 |  | 04/14/2021
Carrier Corp. - Syracuse | Keeprite | CHS121(H,L,S)(A,B)* | FHS120(M,S)**A0* | HRCU-A-CB, Split System: Heat | Heat Pump | 208 | 3 |  | False |  |  | False | Single-Speed | 112000 | 10181 | 11 | 10.8 | 12 |  | 106000 | 9413 | 3.3 | 3.3 | 66000 | 8059 | 2.4 | Federally-Regulated Commercial & Industrial Equipment | 03/06/2019 |  | 04/14/2021
Trane U.S. Inc. | Trane | TWA1204(3,4,W)DA*00AR* | TWE120E(3,4,W)R*B* | HRCU-A-CB, Split System: Heat | Heat Pump | 460 | 3 |  | False |  |  | True | Single-Speed | 118000 | 10535 | 11.2 | 10.8 | 12.2 |  | 112000 | 9946 | 3.3 | 3.3 | 71000 | 9248 | 2.25 | Federally-Regulated Commercial & Industrial Equipment | 05/02/2019 |  | 04/14/2021
Trane U.S. Inc. | Trane | TWA2404(3,4)DA*00AR* | TWE240E(3,4,W)R*B* | HRCU-A-CB, Split System: Heat | Heat Pump | 230 | 3 |  | False |  |  | True | Single-Speed | 248000 | 24800 | 10 | 9.3 | 10.6 |  | 238000 | 21797 | 3.2 | 3.2 | 148000 | 21158 | 2.05 | Federally-Regulated Commercial & Industrial Equipment | 05/02/2019 |  | 04/14/2021
Trane U.S. Inc. | Trane | TWA2404(3,4)DA*00AR* | TWE240E(3,4,W)R*B* | HRCU-A-CB, Split System: Heat | Heat Pump | 460 | 3 |  | False |  |  | True | Single-Speed | 248000 | 24800 | 10 | 9.3 | 10.6 |  | 238000 | 21797 | 3.2 | 3.2 | 148000 | 21158 | 2.05 | Federally-Regulated Commercial & Industrial Equipment | 05/02/2019 |  | 04/14/2021
Trane U.S. Inc. | Trane | TWA0724(3,4,W)DA*00AR* | TWE073E(3,4,W)R*A* | HRCU-A-CB, Split System: Heat | Heat Pump | 208 | 3 |  | False |  |  | True | Single-Speed | 77000 | 6875 | 11.2 | 10.8 | 12.2 |  | 64000 | 5683 | 3.3 | 3.3 | 38000 | 4949 | 2.25 | Federally-Regulated Commercial & Industrial Equipment | 05/02/2019 |  | 04/14/2021
Trane U.S. Inc. | Trane | TWA1804(3,4,W)DA*00AR* | TWE180E(3,4,W)R*B* | HRCU-A-CB, Split System: Heat | Heat Pump | 460 | 3 |  | False |  |  | True | Single-Speed | 188000 | 17407 | 10.8 | 10.4 | 11.6 |  | 178000 | 16302 | 3.2 | 3.2 | 117000 | 16726 | 2.05 | Federally-Regulated Commercial & Industrial Equipment | 05/02/2019 |  | 04/14/2021
Trane U.S. Inc. | Trane | TWA1204(3,4,W)DA*00AR* | TWE120E(3,4,W)R*B* | HRCU-A-CB, Split System: Heat | Heat Pump | 575 | 3 |  | False |  |  | True | Single-Speed | 118000 | 10535 | 11.2 | 10.8 | 12.2 |  | 112000 | 9946 | 3.3 | 3.3 | 71000 | 9248 | 2.25 | Federally-Regulated Commercial & Industrial Equipment | 05/02/2019 |  | 04/14/2021
Trane U.S. Inc. | Trane | TWA1804(3,4,W)DA*00AR* | TWE180E(3,4,W)R*B* | HRCU-A-CB, Split System: Heat | Heat Pump | 208 | 3 |  | False |  |  | True | Single-Speed | 188000 | 17407 | 10.8 | 10.4 | 11.6 |  | 178000 | 16302 | 3.2 | 3.2 | 117000 | 16726 | 2.05 | Federally-Regulated Commercial & Industrial Equipment | 05/02/2019 |  | 04/14/2021
Trane U.S. Inc. | Trane | TWA0724(3,4,W)DA*00AR* | TWE073E(3,4,W)R*A* | HRCU-A-CB, Split System: Heat | Heat Pump | 575 | 3 |  | False |  |  | True | Single-Speed | 77000 | 6875 | 11.2 | 10.8 | 12.2 |  | 64000 | 5683 | 3.3 | 3.3 | 38000 | 4949 | 2.25 | Federally-Regulated Commercial & Industrial Equipment | 05/02/2019 |  | 04/14/2021
Trane U.S. Inc. | Trane | TWA1804(3,4,W)DA*00AR* | TWE180E(3,4,W)R*B* | HRCU-A-CB, Split System: Heat | Heat Pump | 230 | 3 |  | False |  |  | True | Single-Speed | 188000 | 17407 | 10.8 | 10.4 | 11.6 |  | 178000 | 16302 | 3.2 | 3.2 | 117000 | 16726 | 2.05 | Federally-Regulated Commercial & Industrial Equipment | 05/02/2019 |  | 04/14/2021
Trane U.S. Inc. | Trane | TWA0724(3,4,W)DA*00AR* | TWE073E(3,4,W)R*A* | HRCU-A-CB, Split System: Heat | Heat Pump | 230 | 3 |  | False |  |  | True | Single-Speed | 77000 | 6875 | 11.2 | 10.8 | 12.2 |  | 64000 | 5683 | 3.3 | 3.3 | 38000 | 4949 | 2.25 | Federally-Regulated Commercial & Industrial Equipment | 05/02/2019 |  | 04/14/2021
Trane U.S. Inc. | Trane | TWA1204(3,4,W)DA*00AR* | TWE120E(3,4,W)R*B* | HRCU-A-CB, Split System: Heat | Heat Pump | 230 | 3 |  | False |  |  | True | Single-Speed | 118000 | 10535 | 11.2 | 10.8 | 12.2 |  | 112000 | 9946 | 3.3 | 3.3 | 71000 | 9248 | 2.25 | Federally-Regulated Commercial & Industrial Equipment | 05/02/2019 |  | 04/14/2021
Trane U.S. Inc. | Trane | TWA1804(3,4,W)DA*00AR* | TWE180E(3,4,W)R*B* | HRCU-A-CB, Split System: Heat | Heat Pump | 575 | 3 |  | False |  |  | True | Single-Speed | 188000 | 17407 | 10.8 | 10.4 | 11.6 |  | 178000 | 16302 | 3.2 | 3.2 | 117000 | 16726 | 2.05 | Federally-Regulated Commercial & Industrial Equipment | 05/02/2019 |  | 04/14/2021
Trane U.S. Inc. | Trane | TWA1204(3,4,W)DA*00AR* | TWE120E(3,4,W)R*B* | HRCU-A-CB, Split System: Heat | Heat Pump | 208 | 3 |  | False |  |  | True | Single-Speed | 118000 | 10535 | 11.2 | 10.8 | 12.2 |  | 112000 | 9946 | 3.3 | 3.3 | 71000 | 9248 | 2.25 | Federally-Regulated Commercial & Industrial Equipment | 05/02/2019 |  | 04/14/2021
Trane U.S. Inc. | Trane | TWA0724(3,4,W)DA*00AR* | TWE073E(3,4,W)R*A* | HRCU-A-CB, Split System: Heat | Heat Pump | 460 | 3 |  | False |  |  | True | Single-Speed | 77000 | 6875 | 11.2 | 10.8 | 12.2 |  | 64000 | 5683 | 3.3 | 3.3 | 38000 | 4949 | 2.25 | Federally-Regulated Commercial & Industrial Equipment | 05/02/2019 |  | 04/14/2021
Trane U.S. Inc. | Trane | WHC092HW*0A***7 |  | HSP-A, Single-Package Heat Pum | Heat Pump | 575 | 3 | False |  |  |  | True | Multiple-Speed | 95000 | 8050 | 11.8 | 10.8 | 16 |  | 87000 | 7326 | 3.48 | 3.3 | 49000 | 6382 | 2.25 | Federally-Regulated Commercial & Industrial Equipment | 07/19/2019 |  | 07/31/2021
Trane U.S. Inc. | Trane | DHC102HW*(L,M,H,X,Y,Z)A***E |  | HSP-A, Single-Package Heat Pum | Both Heat Pump and Electric Re | 575 | 3 | False |  |  |  | True | Multiple-Speed | 104000 | 8813 |  |  | 16.5 |  | 93000 | 7550 | 3.61 | 3.3 | 57000 | 7424 | 2.25 | Federally-Regulated Commercial & Industrial Equipment | 01/28/2020 |  | 07/31/2021
Lennox Industries Inc. | T-SERIES | ELP120S4ST*Y,G,J | ELA120S4D-*Y,G,J | HRCU-A-CB, Split System: Heat | Heat Pump | 575 | 3 |  | False |  |  | True | Dual-Speed | 115000 | 10454 | 11 | 10.8 | 13.6 |  | 114000 | 10124 | 3.3 | 3.3 | 70000 | 9117 | 2.25 | Federally-Regulated Commercial & Industrial Equipment | 09/23/2019 |  | 07/31/2021
Lennox Industries Inc. | T-SERIES | ELP090S4ST*Y,G,J | ELA090S4D-*Y,G,J | HRCU-A-CB, Split System: Heat | Heat Pump | 230 | 3 |  | False |  |  | True | Dual-Speed | 89000 | 8090 | 11 | 10.8 | 13.6 |  | 88000 | 7815 | 3.3 | 3.3 | 50000 | 6512 | 2.25 | Federally-Regulated Commercial & Industrial Equipment | 09/23/2019 |  | 07/31/2021
Lennox Industries Inc. | T-SERIES | ELP120S4ST*Y,G,J | ELA120S4D-*Y,G,J | HRCU-A-CB, Split System: Heat | Heat Pump | 230 | 3 |  | False |  |  | True | Dual-Speed | 115000 | 10454 | 11 | 10.8 | 13.6 |  | 114000 | 10124 | 3.3 | 3.3 | 70000 | 9117 | 2.25 | Federally-Regulated Commercial & Industrial Equipment | 09/23/2019 |  | 07/31/2021
Lennox Industries Inc. | T-SERIES | ELP120S4ST*Y,G,J | ELA120S4D-*Y,G,J | HRCU-A-CB, Split System: Heat | Heat Pump | 208 | 3 |  | False |  |  | True | Dual-Speed | 115000 | 10454 | 11 | 10.8 | 13.6 |  | 114000 | 10124 | 3.3 | 3.3 | 70000 | 9117 | 2.25 | Federally-Regulated Commercial & Industrial Equipment | 09/23/2019 |  | 07/31/2021
Lennox Industries Inc. | T-SERIES | ELP090S4ST*Y,G,J | ELA090S4D-*Y,G,J | HRCU-A-CB, Split System: Heat | Heat Pump | 460 | 3 |  | False |  |  | True | Dual-Speed | 89000 | 8090 | 11 | 10.8 | 13.6 |  | 88000 | 7815 | 3.3 | 3.3 | 50000 | 6512 | 2.25 | Federally-Regulated Commercial & Industrial Equipment | 09/23/2019 |  | 07/31/2021
Lennox Industries Inc. | T-SERIES | ELP090S4ST*Y,G,J | ELA090S4D-*Y,G,J | HRCU-A-CB, Split System: Heat | Heat Pump | 575 | 3 |  | False |  |  | True | Dual-Speed | 89000 | 8090 | 11 | 10.8 | 13.6 |  | 88000 | 7815 | 3.3 | 3.3 | 50000 | 6512 | 2.25 | Federally-Regulated Commercial & Industrial Equipment | 09/23/2019 |  | 07/31/2021
Lennox Industries Inc. | T-SERIES | ELP090S4ST*Y,G,J | ELA090S4D-*Y,G,J | HRCU-A-CB, Split System: Heat | Heat Pump | 208 | 3 |  | False |  |  | True | Dual-Speed | 89000 | 8090 | 11 | 10.8 | 13.6 |  | 88000 | 7815 | 3.3 | 3.3 | 50000 | 6512 | 2.25 | Federally-Regulated Commercial & Industrial Equipment | 09/23/2019 |  | 07/31/2021
Lennox Industries Inc. | T-SERIES | ELP120S4ST*Y,G,J | ELA120S4D-*Y,G,J | HRCU-A-CB, Split System: Heat | Heat Pump | 460 | 3 |  | False |  |  | True | Dual-Speed | 115000 | 10454 | 11 | 10.8 | 13.6 |  | 114000 | 10124 | 3.3 | 3.3 | 70000 | 9117 | 2.25 | Federally-Regulated Commercial & Industrial Equipment | 09/23/2019 |  | 07/31/2021
Lennox Industries Inc. | Lennox | ZHA102S4M**Y,G,J |  | HSP-A, Single-Package Heat Pum | Heat Pump | 230 | 3 | False |  |  |  | False | Single-Speed | 100000 | 9090 | 11 | 10.8 | 12.5 |  | 100000 | 8881 | 3.3 | 3.3 | 55000 | 7164 | 2.25 | Federally-Regulated Commercial & Industrial Equipment | 09/23/2019 |  | 07/31/2021
Lennox Industries Inc. | Lennox | ZHA102S4M**Y,G,J |  | HSP-A, Single-Package Heat Pum | Heat Pump | 208 | 3 | False |  |  |  | False | Single-Speed | 100000 | 9090 | 11 | 10.8 | 12.5 |  | 100000 | 8881 | 3.3 | 3.3 | 55000 | 7164 | 2.25 | Federally-Regulated Commercial & Industrial Equipment | 09/23/2019 |  | 07/31/2021
Lennox Industries Inc. | Lennox | ZHA092S4M**Y,G,J |  | HSP-A, Single-Package Heat Pum | Heat Pump | 460 | 3 | False |  |  |  | False | Single-Speed | 87000 | 7909 | 11 | 10.8 | 12.5 |  | 89000 | 7904 | 3.3 | 3.3 | 53000 | 6903 | 2.25 | Federally-Regulated Commercial & Industrial Equipment | 09/23/2019 |  | 07/31/2021
Lennox Industries Inc. | Lennox | ZHA092S4M**Y,G,J |  | HSP-A, Single-Package Heat Pum | Heat Pump | 208 | 3 | False |  |  |  | False | Single-Speed | 87000 | 7909 | 11 | 10.8 | 12.5 |  | 89000 | 7904 | 3.3 | 3.3 | 53000 | 6903 | 2.25 | Federally-Regulated Commercial & Industrial Equipment | 09/23/2019 |  | 07/31/2021
Lennox Industries Inc. | Lennox | ZHA102S4M**Y,G,J |  | HSP-A, Single-Package Heat Pum | Heat Pump | 460 | 3 | False |  |  |  | False | Single-Speed | 100000 | 9090 | 11 | 10.8 | 12.5 |  | 100000 | 8881 | 3.3 | 3.3 | 55000 | 7164 | 2.25 | Federally-Regulated Commercial & Industrial Equipment | 09/23/2019 |  | 07/31/2021
Lennox Industries Inc. | Lennox | ZHA092S4M**Y,G,J |  | HSP-A, Single-Package Heat Pum | Heat Pump | 230 | 3 | False |  |  |  | False | Single-Speed | 87000 | 7909 | 11 | 10.8 | 12.5 |  | 89000 | 7904 | 3.3 | 3.3 | 53000 | 6903 | 2.25 | Federally-Regulated Commercial & Industrial Equipment | 09/23/2019 |  | 07/31/2021
Lennox Industries Inc. | Lennox | ZHA102S4M**Y,G,J |  | HSP-A, Single-Package Heat Pum | Heat Pump | 575 | 3 | False |  |  |  | False | Single-Speed | 100000 | 9090 | 11 | 10.8 | 12.5 |  | 100000 | 8881 | 3.3 | 3.3 | 55000 | 7164 | 2.25 | Federally-Regulated Commercial & Industrial Equipment | 09/23/2019 |  | 07/31/2021
Lennox Industries Inc. | Lennox | ZHA092S4M**Y,G,J |  | HSP-A, Single-Package Heat Pum | Heat Pump | 575 | 3 | False |  |  |  | False | Single-Speed | 87000 | 7909 | 11 | 10.8 | 12.5 |  | 89000 | 7904 | 3.3 | 3.3 | 53000 | 6903 | 2.25 | Federally-Regulated Commercial & Industrial Equipment | 09/23/2019 |  | 07/31/2021
Trane U.S. Inc. | Trane | DHC092H(3,4)*(L,M,H,X,Y,Z)A***6 |  | HSP-A, Single-Package Heat Pum | Both Heat Pump and Electric Re | 460 | 3 | False |  |  |  | True | Multiple-Speed | 95000 | 8050 | 11.8 | 11 | 16.5 |  | 87000 | 7284 | 3.5 | 3.3 | 49000 | 6382 | 2.25 | Federally-Regulated Commercial & Industrial Equipment | 09/23/2019 |  | 07/31/2021
Trane U.S. Inc. | AMERICAN STANDARD | DHC120H(3,4)*(L,M,H,X,Y,Z)A |  | HSP-A, Single-Package Heat Pum | Both Heat Pump and Electric Re | 208 | 3 | False |  |  |  | True | Multiple-Speed | 121000 | 10521 | 11.5 | 11 | 15.5 |  | 118000 | 9526 | 3.63 | 3.3 | 61000 | 7945 | 2.25 | Federally-Regulated Commercial & Industrial Equipment | 09/23/2019 |  | 07/31/2021
York International | CHAMPION, UNITARY PRODUCTS GROUP - COMMERCIAL | PJ-20C00A*(2,4,5)***** | NW-20C00*(5,6)****** | HRCU-A-CB, Split System: Heat | Heat Pump | 230 | 3 |  | False |  |  | True | Single-Speed | 230000 | 21698 | 10.6 | 10.4 | 13.3 |  | 220000 | 19538 | 3.3 | 3.2 | 130000 | 17318 | 2.2 | Federally-Regulated Commercial & Industrial Equipment | 04/16/2019 |  | 07/31/2021
York International | CHAMPION, UNITARY PRODUCTS GROUP - COMMERCIAL | PJ-15C00A*(2,4,5)***** | NW-15C00*(5,6)****** | HRCU-A-CB, Split System: Heat | Heat Pump | 230 | 3 |  | False |  |  | True | Single-Speed | 174000 | 16415 | 10.6 | 10.4 | 14 |  | 160000 | 13791 | 3.4 | 3.2 | 100000 | 13025 | 2.25 | Federally-Regulated Commercial & Industrial Equipment | 05/17/2019 |  | 07/31/2021
York International | CHAMPION, UNITARY PRODUCTS GROUP - COMMERCIAL | PJ-20C00A*(2,4,5)***** | NW-20C00*(5,6)****** | HRCU-A-CB, Split System: Heat | Heat Pump | 460 | 3 |  | False |  |  | True | Single-Speed | 230000 | 21698 | 10.6 | 10.4 | 13.3 |  | 220000 | 19538 | 3.3 | 3.2 | 130000 | 17318 | 2.2 | Federally-Regulated Commercial & Industrial Equipment | 04/16/2019 |  | 07/31/2021
York International | CHAMPION, UNITARY PRODUCTS GROUP - COMMERCIAL | PJ-20C00A*(T,W,X)***** | NJ-20C00*(X,S)****** | HRCU-A-CB, Split System: Heat | Heat Pump | 575 | 3 |  | False |  |  | True | Single-Speed | 230000 | 21698 | 10.6 | 10.4 | 11.7 |  | 220000 | 19538 | 3.3 | 3.2 | 124000 | 16518 | 2.2 | Federally-Regulated Commercial & Industrial Equipment | 04/16/2019 |  | 07/31/2021
York International | CHAMPION, UNITARY PRODUCTS GROUP - COMMERCIAL | PJ-15C00A*(T,W,X)***** | NJ-15C00*(X,S)****** | HRCU-A-CB, Split System: Heat | Heat Pump | 230 | 3 |  | False |  |  | True | Single-Speed | 174000 | 16415 | 10.6 | 10.4 | 11.6 |  | 160000 | 13791 | 3.4 | 3.2 | 100000 | 13025 | 2.25 | Federally-Regulated Commercial & Industrial Equipment | 05/17/2019 |  | 07/31/2021
York International | CHAMPION, UNITARY PRODUCTS GROUP - COMMERCIAL | PH-07C00A*(2,4,5)***** | NS-07C00*(5,6)****** | HRCU-A-CB, Split System: Heat | Heat Pump | 230 | 3 |  | False |  |  | True | Single-Speed | 89000 | 8090 | 11 | 10.8 | 12.4 |  | 82000 | 7282 | 3.3 | 3.3 | 49000 | 6243 | 2.3 | Federally-Regulated Commercial & Industrial Equipment | 04/16/2019 |  | 07/31/2021
York International | CHAMPION, UNITARY PRODUCTS GROUP - COMMERCIAL | PJ-20C00A*(T,W,X)***** | NJ-20C00*(X,S)****** | HRCU-A-CB, Split System: Heat | Heat Pump | 460 | 3 |  | False |  |  | True | Single-Speed | 230000 | 21698 | 10.6 | 10.4 | 11.7 |  | 220000 | 19538 | 3.3 | 3.2 | 124000 | 16518 | 2.2 | Federally-Regulated Commercial & Industrial Equipment | 04/16/2019 |  | 07/31/2021
York International | CHAMPION, UNITARY PRODUCTS GROUP - COMMERCIAL | PJ-15C00A*(T,W,X)***** | NJ-15C00*(X,S)****** | HRCU-A-CB, Split System: Heat | Heat Pump | 208 | 3 |  | False |  |  | True | Single-Speed | 174000 | 16415 | 10.6 | 10.4 | 11.6 |  | 160000 | 13791 | 3.4 | 3.2 | 100000 | 13025 | 2.25 | Federally-Regulated Commercial & Industrial Equipment | 05/17/2019 |  | 07/31/2021
York International | CHAMPION, UNITARY PRODUCTS GROUP - COMMERCIAL | PH-07C00A*(2,4,5)***** | NS-07C00*(5,6)****** | HRCU-A-CB, Split System: Heat | Heat Pump | 575 | 3 |  | False |  |  | True | Single-Speed | 89000 | 8090 | 11 | 10.8 | 12.4 |  | 82000 | 7282 | 3.3 | 3.3 | 49000 | 6243 | 2.3 | Federally-Regulated Commercial & Industrial Equipment | 04/16/2019 |  | 07/31/2021
York International | CHAMPION, UNITARY PRODUCTS GROUP - COMMERCIAL | PH-07C00A*(2,4,5)***** | NS-07C00*(5,6)****** | HRCU-A-CB, Split System: Heat | Heat Pump | 460 | 3 |  | False |  |  | True | Single-Speed | 89000 | 8090 | 11 | 10.8 | 12.4 |  | 82000 | 7282 | 3.3 | 3.3 | 49000 | 6243 | 2.3 | Federally-Regulated Commercial & Industrial Equipment | 04/16/2019 |  | 07/31/2021
York International | CHAMPION, UNITARY PRODUCTS GROUP - COMMERCIAL | PJ-20C00A*(T,W,X)***** | NJ-20C00*(X,S)****** | HRCU-A-CB, Split System: Heat | Heat Pump | 208 | 3 |  | False |  |  | True | Single-Speed | 230000 | 21698 | 10.6 | 10.4 | 11.7 |  | 220000 | 19538 | 3.3 | 3.2 | 124000 | 16518 | 2.2 | Federally-Regulated Commercial & Industrial Equipment | 04/16/2019 |  | 07/31/2021
York International | CHAMPION, UNITARY PRODUCTS GROUP - COMMERCIAL | PJ-15C00A*(2,4,5)***** | NW-15C00*(5,6)****** | HRCU-A-CB, Split System: Heat | Heat Pump | 460 | 3 |  | False |  |  | True | Single-Speed | 174000 | 16415 | 10.6 | 10.4 | 14 |  | 160000 | 13791 | 3.4 | 3.2 | 100000 | 13025 | 2.25 | Federally-Regulated Commercial & Industrial Equipment | 05/17/2019 |  | 07/31/2021
York International | CHAMPION, UNITARY PRODUCTS GROUP - COMMERCIAL | PJ-15C00A*(T,W,X)***** | NJ-15C00*(X,S)****** | HRCU-A-CB, Split System: Heat | Heat Pump | 460 | 3 |  | False |  |  | True | Single-Speed | 174000 | 16415 | 10.6 | 10.4 | 11.6 |  | 160000 | 13791 | 3.4 | 3.2 | 100000 | 13025 | 2.25 | Federally-Regulated Commercial & Industrial Equipment | 05/17/2019 |  | 07/31/2021
York International | CHAMPION, UNITARY PRODUCTS GROUP - COMMERCIAL | PJ-15C00A*(2,4,5)***** | NW-15C00*(5,6)****** | HRCU-A-CB, Split System: Heat | Heat Pump | 575 | 3 |  | False |  |  | True | Single-Speed | 174000 | 16415 | 10.6 | 10.4 | 14 |  | 160000 | 13791 | 3.4 | 3.2 | 100000 | 13025 | 2.25 | Federally-Regulated Commercial & Industrial Equipment | 05/17/2019 |  | 07/31/2021
York International | CHAMPION, UNITARY PRODUCTS GROUP - COMMERCIAL | PJ-20C00A*(T,W,X)***** | NJ-20C00*(X,S)****** | HRCU-A-CB, Split System: Heat | Heat Pump | 230 | 3 |  | False |  |  | True | Single-Speed | 230000 | 21698 | 10.6 | 10.4 | 11.7 |  | 220000 | 19538 | 3.3 | 3.2 | 124000 | 16518 | 2.2 | Federally-Regulated Commercial & Industrial Equipment | 04/16/2019 |  | 07/31/2021
York International | CHAMPION, UNITARY PRODUCTS GROUP - COMMERCIAL | PJ-20C00A*(2,4,5)***** | NW-20C00*(5,6)****** | HRCU-A-CB, Split System: Heat | Heat Pump | 575 | 3 |  | False |  |  | True | Single-Speed | 230000 | 21698 | 10.6 | 10.4 | 13.3 |  | 220000 | 19538 | 3.3 | 3.2 | 130000 | 17318 | 2.2 | Federally-Regulated Commercial & Industrial Equipment | 04/16/2019 |  | 07/31/2021
York International | CHAMPION, UNITARY PRODUCTS GROUP - COMMERCIAL | PJ-20C00A*(2,4,5)***** | NW-20C00*(5,6)****** | HRCU-A-CB, Split System: Heat | Heat Pump | 208 | 3 |  | False |  |  | True | Single-Speed | 230000 | 21698 | 10.6 | 10.4 | 13.3 |  | 220000 | 19538 | 3.3 | 3.2 | 130000 | 17318 | 2.2 | Federally-Regulated Commercial & Industrial Equipment | 04/16/2019 |  | 07/31/2021
York International | CHAMPION, UNITARY PRODUCTS GROUP - COMMERCIAL | PJ-15C00A*(2,4,5)***** | NW-15C00*(5,6)****** | HRCU-A-CB, Split System: Heat | Heat Pump | 208 | 3 |  | False |  |  | True | Single-Speed | 174000 | 16415 | 10.6 | 10.4 | 14 |  | 160000 | 13791 | 3.4 | 3.2 | 100000 | 13025 | 2.25 | Federally-Regulated Commercial & Industrial Equipment | 05/17/2019 |  | 07/31/2021
York International | CHAMPION, UNITARY PRODUCTS GROUP - COMMERCIAL | PJ-15C00A*(T,W,X)***** | NJ-15C00*(X,S)****** | HRCU-A-CB, Split System: Heat | Heat Pump | 575 | 3 |  | False |  |  | True | Single-Speed | 174000 | 16415 | 10.6 | 10.4 | 11.6 |  | 160000 | 13791 | 3.4 | 3.2 | 100000 | 13025 | 2.25 | Federally-Regulated Commercial & Industrial Equipment | 05/17/2019 |  | 07/31/2021
York International | CHAMPION, UNITARY PRODUCTS GROUP - COMMERCIAL | PH-07C00A*(2,4,5)***** | NS-07C00*(5,6)****** | HRCU-A-CB, Split System: Heat | Heat Pump | 208 | 3 |  | False |  |  | True | Single-Speed | 89000 | 8090 | 11 | 10.8 | 12.4 |  | 82000 | 7282 | 3.3 | 3.3 | 49000 | 6243 | 2.3 | Federally-Regulated Commercial & Industrial Equipment | 04/16/2019 |  | 07/31/2021
Trane U.S. Inc. | Trane | WS(D,H)240E(3,4,W)R0****0 |  | HSP-A, Single-Package Heat Pum | Heat Pump | 575 | 3 | False |  |  |  | False | Single-Speed | 240000 | 24742 |  |  | 11.5 |  | 210000 | 19233 | 3.2 | 3.2 | 120000 | 16747 | 2.1 | Federally-Regulated Commercial & Industrial Equipment | 04/21/2020 | 200089034 | 07/31/2021
Trane U.S. Inc. | Trane | WS(D,H)240E(3,4,W)R0****0 |  | HSP-A, Single-Package Heat Pum | Heat Pump | 460 | 3 | False |  |  |  | False | Single-Speed | 240000 | 24742 |  |  | 11.5 |  | 210000 | 19233 | 3.2 | 3.2 | 120000 | 16747 | 2.1 | Federally-Regulated Commercial & Industrial Equipment | 04/21/2020 | 200089034 | 07/31/2021
Trane U.S. Inc. | Trane | WS(D,H)240E(3,4,W)R0****0 |  | HSP-A, Single-Package Heat Pum | Heat Pump | 230 | 3 | False |  |  |  | False | Single-Speed | 240000 | 24742 |  |  | 11.5 |  | 210000 | 19233 | 3.2 | 3.2 | 120000 | 16747 | 2.1 | Federally-Regulated Commercial & Industrial Equipment | 04/21/2020 | 200089034 | 07/31/2021
Trane U.S. Inc. | Trane | WSC120H(3,4,W)*0A |  | HSP-A, Single-Package Heat Pum | Heat Pump | 575 | 3 | False |  |  |  | True | Dual-Speed | 115000 | 10454 | 11 | 10.8 | 12.2 |  | 106000 | 9137 | 3.4 | 3.3 | 58500 | 7619 | 2.25 | Federally-Regulated Commercial & Industrial Equipment | 09/23/2019 |  | 07/31/2021
York International | York | PD180C00A*(2,4,5)***** | NM180C00*(5,6)****** | HRCU-A-CB, Split System: Heat | Heat Pump | 230 | 3 |  | False |  |  | True | Single-Speed | 174000 | 16415 | 10.6 | 10.4 | 14 |  | 160000 | 13791 | 3.4 | 3.2 | 100000 | 13025 | 2.25 | Federally-Regulated Commercial & Industrial Equipment | 09/23/2019 |  | 07/31/2021
York International | York | PD240C00A*(2,4,5)***** | NM240C00*(5,6)****** | HRCU-A-CB, Split System: Heat | Heat Pump | 575 | 3 |  | False |  |  | True | Single-Speed | 230000 | 21698 | 10.6 | 10.4 | 13.3 |  | 220000 | 19538 | 3.3 | 3.2 | 130000 | 17318 | 2.2 | Federally-Regulated Commercial & Industrial Equipment | 09/23/2019 |  | 07/31/2021
York International | York | PD240C00A*(2,4,5)***** | NM240C00*(5,6)****** | HRCU-A-CB, Split System: Heat | Heat Pump | 460 | 3 |  | False |  |  | True | Single-Speed | 230000 | 21698 | 10.6 | 10.4 | 13.3 |  | 220000 | 19538 | 3.3 | 3.2 | 130000 | 17318 | 2.2 | Federally-Regulated Commercial & Industrial Equipment | 09/23/2019 |  | 07/31/2021
York International | York | PC090C00A*(2,4,5)***** | NL090C00*(5,6)****** | HRCU-A-CB, Split System: Heat | Heat Pump | 230 | 3 |  | False |  |  | True | Single-Speed | 89000 | 8090 | 11 | 10.8 | 12.4 |  | 82000 | 7282 | 3.3 | 3.3 | 49000 | 6243 | 2.3 | Federally-Regulated Commercial & Industrial Equipment | 09/23/2019 |  | 07/31/2021
York International | York | PD180C00A*(2,4,5)***** | NM180C00*(5,6)****** | HRCU-A-CB, Split System: Heat | Heat Pump | 460 | 3 |  | False |  |  | True | Single-Speed | 174000 | 16415 | 10.6 | 10.4 | 14 |  | 160000 | 13791 | 3.4 | 3.2 | 100000 | 13025 | 2.25 | Federally-Regulated Commercial & Industrial Equipment | 09/23/2019 |  | 07/31/2021
York International | York | PC090C00A*(2,4,5)***** | NL090C00*(5,6)****** | HRCU-A-CB, Split System: Heat | Heat Pump | 460 | 3 |  | False |  |  | True | Single-Speed | 89000 | 8090 | 11 | 10.8 | 12.4 |  | 82000 | 7282 | 3.3 | 3.3 | 49000 | 6243 | 2.3 | Federally-Regulated Commercial & Industrial Equipment | 09/23/2019 |  | 07/31/2021
York International | York | PD240C00A*(2,4,5)***** | NM240C00*(5,6)****** | HRCU-A-CB, Split System: Heat | Heat Pump | 208 | 3 |  | False |  |  | True | Single-Speed | 230000 | 21698 | 10.6 | 10.4 | 13.3 |  | 220000 | 19538 | 3.3 | 3.2 | 130000 | 17318 | 2.2 | Federally-Regulated Commercial & Industrial Equipment | 09/23/2019 |  | 07/31/2021
York International | York | PC090C00A*(2,4,5)***** | NL090C00*(5,6)****** | HRCU-A-CB, Split System: Heat | Heat Pump | 208 | 3 |  | False |  |  | True | Single-Speed | 89000 | 8090 | 11 | 10.8 | 12.4 |  | 82000 | 7282 | 3.3 | 3.3 | 49000 | 6243 | 2.3 | Federally-Regulated Commercial & Industrial Equipment | 09/23/2019 |  | 07/31/2021
York International | York | PC090C00A*(2,4,5)***** | NL090C00*(5,6)****** | HRCU-A-CB, Split System: Heat | Heat Pump | 575 | 3 |  | False |  |  | True | Single-Speed | 89000 | 8090 | 11 | 10.8 | 12.4 |  | 82000 | 7282 | 3.3 | 3.3 | 49000 | 6243 | 2.3 | Federally-Regulated Commercial & Industrial Equipment | 09/23/2019 |  | 07/31/2021
York International | York | PD180C00A*(2,4,5)***** | NM180C00*(5,6)****** | HRCU-A-CB, Split System: Heat | Heat Pump | 208 | 3 |  | False |  |  | True | Single-Speed | 174000 | 16415 | 10.6 | 10.4 | 14 |  | 160000 | 13791 | 3.4 | 3.2 | 100000 | 13025 | 2.25 | Federally-Regulated Commercial & Industrial Equipment | 09/23/2019 |  | 07/31/2021
York International | York | PD180C00A*(2,4,5)***** | NM180C00*(5,6)****** | HRCU-A-CB, Split System: Heat | Heat Pump | 575 | 3 |  | False |  |  | True | Single-Speed | 174000 | 16415 | 10.6 | 10.4 | 14 |  | 160000 | 13791 | 3.4 | 3.2 | 100000 | 13025 | 2.25 | Federally-Regulated Commercial & Industrial Equipment | 09/23/2019 |  | 07/31/2021
York International | York | PD240C00A*(2,4,5)***** | NM240C00*(5,6)****** | HRCU-A-CB, Split System: Heat | Heat Pump | 230 | 3 |  | False |  |  | True | Single-Speed | 230000 | 21698 | 10.6 | 10.4 | 13.3 |  | 220000 | 19538 | 3.3 | 3.2 | 130000 | 17318 | 2.2 | Federally-Regulated Commercial & Industrial Equipment | 09/23/2019 |  | 07/31/2021
York International | Evcon | PJ-15C00A*(T,W,X)***** | NJ-15C00*(X,S)****** | HRCU-A-CB, Split System: Heat | Heat Pump | 460 | 3 |  | False |  |  | True | Single-Speed | 174000 | 16415 | 10.6 | 10.4 | 11.6 |  | 160000 | 13791 | 3.4 | 3.2 | 100000 | 13025 | 2.25 | Federally-Regulated Commercial & Industrial Equipment | 09/23/2019 |  | 07/31/2021
York International | Evcon | PJ-15C00A*(T,W,X)***** | NJ-15C00*(X,S)****** | HRCU-A-CB, Split System: Heat | Heat Pump | 230 | 3 |  | False |  |  | True | Single-Speed | 174000 | 16415 | 10.6 | 10.4 | 11.6 |  | 160000 | 13791 | 3.4 | 3.2 | 100000 | 13025 | 2.25 | Federally-Regulated Commercial & Industrial Equipment | 09/23/2019 |  | 07/31/2021
York International | Evcon | PJ-20C00A*(T,W,X)***** | NJ-20C00*(X,S)****** | HRCU-A-CB, Split System: Heat | Heat Pump | 575 | 3 |  | False |  |  | True | Single-Speed | 230000 | 21698 | 10.6 | 10.4 | 11.7 |  | 220000 | 19538 | 3.3 | 3.2 | 124000 | 16518 | 2.2 | Federally-Regulated Commercial & Industrial Equipment | 09/23/2019 |  | 07/31/2021
York International | Evcon | PJ-20C00A*(T,W,X)***** | NJ-20C00*(X,S)****** | HRCU-A-CB, Split System: Heat | Heat Pump | 230 | 3 |  | False |  |  | True | Single-Speed | 230000 | 21698 | 10.6 | 10.4 | 11.7 |  | 220000 | 19538 | 3.3 | 3.2 | 124000 | 16518 | 2.2 | Federally-Regulated Commercial & Industrial Equipment | 09/23/2019 |  | 07/31/2021
York International | Evcon | PJ-15C00A*(T,W,X)***** | NJ-15C00*(X,S)****** | HRCU-A-CB, Split System: Heat | Heat Pump | 208 | 3 |  | False |  |  | True | Single-Speed | 174000 | 16415 | 10.6 | 10.4 | 11.6 |  | 160000 | 13791 | 3.4 | 3.2 | 100000 | 13025 | 2.25 | Federally-Regulated Commercial & Industrial Equipment | 09/23/2019 |  | 07/31/2021
York International | Evcon | PJ-15C00A*(T,W,X)***** | NJ-15C00*(X,S)****** | HRCU-A-CB, Split System: Heat | Heat Pump | 575 | 3 |  | False |  |  | True | Single-Speed | 174000 | 16415 | 10.6 | 10.4 | 11.6 |  | 160000 | 13791 | 3.4 | 3.2 | 100000 | 13025 | 2.25 | Federally-Regulated Commercial & Industrial Equipment | 09/23/2019 |  | 07/31/2021
York International | Evcon | PJ-20C00A*(T,W,X)***** | NJ-20C00*(X,S)****** | HRCU-A-CB, Split System: Heat | Heat Pump | 208 | 3 |  | False |  |  | True | Single-Speed | 230000 | 21698 | 10.6 | 10.4 | 11.7 |  | 220000 | 19538 | 3.3 | 3.2 | 124000 | 16518 | 2.2 | Federally-Regulated Commercial & Industrial Equipment | 09/23/2019 |  | 07/31/2021
York International | Evcon | PJ-20C00A*(T,W,X)***** | NJ-20C00*(X,S)****** | HRCU-A-CB, Split System: Heat | Heat Pump | 460 | 3 |  | False |  |  | True | Single-Speed | 230000 | 21698 | 10.6 | 10.4 | 11.7 |  | 220000 | 19538 | 3.3 | 3.2 | 124000 | 16518 | 2.2 | Federally-Regulated Commercial & Industrial Equipment | 09/23/2019 |  | 07/31/2021
York International | PREDATOR | PD180C00A*(2,4,5)***** | ND180C00*(5,6)****** | HRCU-A-CB, Split System: Heat | Heat Pump | 460 | 3 |  | False |  |  | True | Single-Speed | 174000 | 16415 | 10.6 | 10.4 | 11.6 |  | 160000 | 13791 | 3.4 | 3.2 | 100000 | 13025 | 2.25 | Federally-Regulated Commercial & Industrial Equipment | 09/23/2019 |  | 07/31/2021
York International | PREDATOR | PD180C00A*(2,4,5)***** | ND180C00*(5,6)****** | HRCU-A-CB, Split System: Heat | Heat Pump | 230 | 3 |  | False |  |  | True | Single-Speed | 174000 | 16415 | 10.6 | 10.4 | 11.6 |  | 160000 | 13791 | 3.4 | 3.2 | 100000 | 13025 | 2.25 | Federally-Regulated Commercial & Industrial Equipment | 09/23/2019 |  | 07/31/2021
York International | PREDATOR | PD180C00A*(2,4,5)***** | ND180C00*(5,6)****** | HRCU-A-CB, Split System: Heat | Heat Pump | 208 | 3 |  | False |  |  | True | Single-Speed | 174000 | 16415 | 10.6 | 10.4 | 11.6 |  | 160000 | 13791 | 3.4 | 3.2 | 100000 | 13025 | 2.25 | Federally-Regulated Commercial & Industrial Equipment | 09/23/2019 |  | 07/31/2021
York International | PREDATOR | PD180C00A*(2,4,5)***** | ND180C00*(5,6)****** | HRCU-A-CB, Split System: Heat | Heat Pump | 575 | 3 |  | False |  |  | True | Single-Speed | 174000 | 16415 | 10.6 | 10.4 | 11.6 |  | 160000 | 13791 | 3.4 | 3.2 | 100000 | 13025 | 2.25 | Federally-Regulated Commercial & Industrial Equipment | 09/23/2019 |  | 07/31/2021
Trane U.S. Inc. | AMERICAN STANDARD | WHC074HW*(C,G,K,N)A***E |  | HSP-A, Single-Package Heat Pum | Both Heat Pump and Electric Re | 575 | 3 | False |  |  |  | True | Multiple-Speed | 78000 | 6446 |  |  | 16.5 |  | 75000 | 6316 | 3.48 | 3.3 | 40000 | 5210 | 2.25 | Federally-Regulated Commercial & Industrial Equipment | 01/28/2020 |  | 07/31/2021
Lennox Industries Inc. | Allied Commercial | ZHA102S4M**Y,G,J |  | HSP-A, Single-Package Heat Pum | Heat Pump | 575 | 3 | False |  |  |  | False | Single-Speed | 100000 | 9090 | 11 | 10.8 | 12.5 |  | 100000 | 8881 | 3.3 | 3.3 | 55000 | 7164 | 2.25 | Federally-Regulated Commercial & Industrial Equipment | 09/23/2019 |  | 07/31/2021
Lennox Industries Inc. | Allied Commercial | ZHA092S4M**Y,G,J |  | HSP-A, Single-Package Heat Pum | Heat Pump | 230 | 3 | False |  |  |  | False | Single-Speed | 87000 | 7909 | 11 | 10.8 | 12.5 |  | 89000 | 7904 | 3.3 | 3.3 | 53000 | 6903 | 2.25 | Federally-Regulated Commercial & Industrial Equipment | 09/23/2019 |  | 07/31/2021
Lennox Industries Inc. | Allied Commercial | ZHA092S4M**Y,G,J |  | HSP-A, Single-Package Heat Pum | Heat Pump | 575 | 3 | False |  |  |  | False | Single-Speed | 87000 | 7909 | 11 | 10.8 | 12.5 |  | 89000 | 7904 | 3.3 | 3.3 | 53000 | 6903 | 2.25 | Federally-Regulated Commercial & Industrial Equipment | 09/23/2019 |  | 07/31/2021
Lennox Industries Inc. | Allied Commercial | ZHA102S4M**Y,G,J |  | HSP-A, Single-Package Heat Pum | Heat Pump | 208 | 3 | False |  |  |  | False | Single-Speed | 100000 | 9090 | 11 | 10.8 | 12.5 |  | 100000 | 8881 | 3.3 | 3.3 | 55000 | 7164 | 2.25 | Federally-Regulated Commercial & Industrial Equipment | 09/23/2019 |  | 07/31/2021
Lennox Industries Inc. | Allied Commercial | ZHA102S4M**Y,G,J |  | HSP-A, Single-Package Heat Pum | Heat Pump | 460 | 3 | False |  |  |  | False | Single-Speed | 100000 | 9090 | 11 | 10.8 | 12.5 |  | 100000 | 8881 | 3.3 | 3.3 | 55000 | 7164 | 2.25 | Federally-Regulated Commercial & Industrial Equipment | 09/23/2019 |  | 07/31/2021
Lennox Industries Inc. | Allied Commercial | ZHA092S4M**Y,G,J |  | HSP-A, Single-Package Heat Pum | Heat Pump | 208 | 3 | False |  |  |  | False | Single-Speed | 87000 | 7909 | 11 | 10.8 | 12.5 |  | 89000 | 7904 | 3.3 | 3.3 | 53000 | 6903 | 2.25 | Federally-Regulated Commercial & Industrial Equipment | 09/23/2019 |  | 07/31/2021
Lennox Industries Inc. | Allied Commercial | ZHA092S4M**Y,G,J |  | HSP-A, Single-Package Heat Pum | Heat Pump | 460 | 3 | False |  |  |  | False | Single-Speed | 87000 | 7909 | 11 | 10.8 | 12.5 |  | 89000 | 7904 | 3.3 | 3.3 | 53000 | 6903 | 2.25 | Federally-Regulated Commercial & Industrial Equipment | 09/23/2019 |  | 07/31/2021
Lennox Industries Inc. | Allied Commercial | ZHA102S4M**Y,G,J |  | HSP-A, Single-Package Heat Pum | Heat Pump | 230 | 3 | False |  |  |  | False | Single-Speed | 100000 | 9090 | 11 | 10.8 | 12.5 |  | 100000 | 8881 | 3.3 | 3.3 | 55000 | 7164 | 2.25 | Federally-Regulated Commercial & Industrial Equipment | 09/23/2019 |  | 07/31/2021
Trane U.S. Inc. | Trane | WHC074H(3,4)*(C,G,K,N)A |  | HSP-A, Single-Package Heat Pum | Both Heat Pump and Electric Re | 230 | 3 | False |  |  |  | True | Multiple-Speed | 78000 | 6446 | 12.1 | 11 | 15.5 |  | 75000 | 6280 | 3.5 | 3.3 | 40000 | 5210 | 2.25 | Federally-Regulated Commercial & Industrial Equipment | 09/23/2019 |  | 07/31/2021
Trane U.S. Inc. | Trane | WHC074H(3,4)*(C,G,K,N)A |  | HSP-A, Single-Package Heat Pum | Both Heat Pump and Electric Re | 460 | 3 | False |  |  |  | True | Multiple-Speed | 78000 | 6446 | 12.1 | 11 | 15.5 |  | 75000 | 6280 | 3.5 | 3.3 | 40000 | 5210 | 2.25 | Federally-Regulated Commercial & Industrial Equipment | 09/23/2019 |  | 07/31/2021
Trane U.S. Inc. | Trane | WHC102H(3,4)*(C,G,K,N)A |  | HSP-A, Single-Package Heat Pum | Both Heat Pump and Electric Re | 460 | 3 | False |  |  |  | True | Multiple-Speed | 104000 | 8666 | 12 | 11 | 15.5 |  | 93000 | 7508 | 3.63 | 3.3 | 57000 | 7424 | 2.25 | Federally-Regulated Commercial & Industrial Equipment | 09/23/2019 |  | 07/31/2021
Trane U.S. Inc. | Trane | WSC120H(3,4,W)*(G,K,N,P)A***6 |  | HSP-A, Single-Package Heat Pum | Both Heat Pump and Electric Re | 230 | 3 | False |  |  |  | True | Dual-Speed | 115000 | 10454 | 11 | 11 | 13.4 |  | 106000 | 9137 | 3.4 | 3.3 | 58500 | 7619 | 2.25 | Federally-Regulated Commercial & Industrial Equipment | 09/23/2019 |  | 07/31/2021
Trane U.S. Inc. | Trane | WSC120H(3,4,W)*(G,K,N,P)A***6 |  | HSP-A, Single-Package Heat Pum | Both Heat Pump and Electric Re | 575 | 3 | False |  |  |  | True | Dual-Speed | 115000 | 10454 | 11 | 11 | 13.4 |  | 106000 | 9137 | 3.4 | 3.3 | 58500 | 7619 | 2.25 | Federally-Regulated Commercial & Industrial Equipment | 09/23/2019 |  | 07/31/2021
Trane U.S. Inc. | Trane | WSC120H(3,4,W)*(G,K,N,P)A***6 |  | HSP-A, Single-Package Heat Pum | Both Heat Pump and Electric Re | 208 | 3 | False |  |  |  | True | Dual-Speed | 115000 | 10454 | 11 | 11 | 13.4 |  | 106000 | 9137 | 3.4 | 3.3 | 58500 | 7619 | 2.25 | Federally-Regulated Commercial & Industrial Equipment | 09/23/2019 |  | 07/31/2021
Trane U.S. Inc. | Trane | WSC120H(3,4,W)*(G,K,N,P)A***6 |  | HSP-A, Single-Package Heat Pum | Both Heat Pump and Electric Re | 460 | 3 | False |  |  |  | True | Dual-Speed | 115000 | 10454 | 11 | 11 | 13.4 |  | 106000 | 9137 | 3.4 | 3.3 | 58500 | 7619 | 2.25 | Federally-Regulated Commercial & Industrial Equipment | 09/23/2019 |  | 07/31/2021
Trane U.S. Inc. | AMERICAN STANDARD | WHC092H(3,4)*(C,G,K,N)A***7 |  | HSP-A, Single-Package Heat Pum | Both Heat Pump and Electric Re | 208 | 3 | False |  |  |  | True | Multiple-Speed | 95000 | 8050 | 11.8 | 11 | 16 |  | 87000 | 7284 | 3.5 | 3.3 | 49000 | 6382 | 2.25 | Federally-Regulated Commercial & Industrial Equipment | 09/23/2019 |  | 07/31/2021
Trane U.S. Inc. | Trane | WHC074H(3,4)*0A |  | HSP-A, Single-Package Heat Pum | Heat Pump | 230 | 3 | False |  |  |  | True | Multiple-Speed | 78000 | 6446 | 12.1 | 10.8 | 15.5 |  | 75000 | 6280 | 3.5 | 3.3 | 40000 | 5210 | 2.25 | Federally-Regulated Commercial & Industrial Equipment | 09/23/2019 |  | 07/31/2021
Trane U.S. Inc. | Trane | WHC074H(3,4)*0A |  | HSP-A, Single-Package Heat Pum | Heat Pump | 208 | 3 | False |  |  |  | True | Multiple-Speed | 78000 | 6446 | 12.1 | 10.8 | 15.5 |  | 75000 | 6280 | 3.5 | 3.3 | 40000 | 5210 | 2.25 | Federally-Regulated Commercial & Industrial Equipment | 09/23/2019 |  | 07/31/2021
Trane U.S. Inc. | Trane | WHC074H(3,4)*0A |  | HSP-A, Single-Package Heat Pum | Heat Pump | 460 | 3 | False |  |  |  | True | Multiple-Speed | 78000 | 6446 | 12.1 | 10.8 | 15.5 |  | 75000 | 6280 | 3.5 | 3.3 | 40000 | 5210 | 2.25 | Federally-Regulated Commercial & Industrial Equipment | 09/23/2019 |  | 07/31/2021
Trane U.S. Inc. | AMERICAN STANDARD | WSC072H(3,4,W)*(G,K,N)A |  | HSP-A, Single-Package Heat Pum | Both Heat Pump and Electric Re | 575 | 3 | False |  |  |  | True | Single-Speed | 75000 | 6578 | 11.4 | 11 | 13 |  | 71000 | 5945 | 3.5 | 3.3 | 39000 | 4969 | 2.3 | Federally-Regulated Commercial & Industrial Equipment | 09/23/2019 |  | 07/31/2021
York International | Coleman | PJ-15C00A*(2,4,5)***** | NW-15C00*(5,6)****** | HRCU-A-CB, Split System: Heat | Heat Pump | 575 | 3 |  | False |  |  | True | Single-Speed | 174000 | 16415 | 10.6 | 10.4 | 14 |  | 160000 | 13791 | 3.4 | 3.2 | 100000 | 13025 | 2.25 | Federally-Regulated Commercial & Industrial Equipment | 09/23/2019 |  | 07/31/2021
York International | Coleman | PH-07C00A*(2,4,5)***** | NS-07C00*(5,6)****** | HRCU-A-CB, Split System: Heat | Heat Pump | 230 | 3 |  | False |  |  | True | Single-Speed | 89000 | 8090 | 11 | 10.8 | 12.4 |  | 82000 | 7282 | 3.3 | 3.3 | 49000 | 6243 | 2.3 | Federally-Regulated Commercial & Industrial Equipment | 09/23/2019 |  | 07/31/2021
York International | Coleman | PJ-20C00A*(2,4,5)***** | NW-20C00*(5,6)****** | HRCU-A-CB, Split System: Heat | Heat Pump | 575 | 3 |  | False |  |  | True | Single-Speed | 230000 | 21698 | 10.6 | 10.4 | 13.3 |  | 220000 | 19538 | 3.3 | 3.2 | 130000 | 17318 | 2.2 | Federally-Regulated Commercial & Industrial Equipment | 09/23/2019 |  | 07/31/2021
York International | Coleman | PJ-15C00A*(2,4,5)***** | NW-15C00*(5,6)****** | HRCU-A-CB, Split System: Heat | Heat Pump | 460 | 3 |  | False |  |  | True | Single-Speed | 174000 | 16415 | 10.6 | 10.4 | 14 |  | 160000 | 13791 | 3.4 | 3.2 | 100000 | 13025 | 2.25 | Federally-Regulated Commercial & Industrial Equipment | 09/23/2019 |  | 07/31/2021
York International | Coleman | PJ-15C00A*(2,4,5)***** | NW-15C00*(5,6)****** | HRCU-A-CB, Split System: Heat | Heat Pump | 230 | 3 |  | False |  |  | True | Single-Speed | 174000 | 16415 | 10.6 | 10.4 | 14 |  | 160000 | 13791 | 3.4 | 3.2 | 100000 | 13025 | 2.25 | Federally-Regulated Commercial & Industrial Equipment | 09/23/2019 |  | 07/31/2021
York International | Coleman | PJ-20C00A*(2,4,5)***** | NW-20C00*(5,6)****** | HRCU-A-CB, Split System: Heat | Heat Pump | 460 | 3 |  | False |  |  | True | Single-Speed | 230000 | 21698 | 10.6 | 10.4 | 13.3 |  | 220000 | 19538 | 3.3 | 3.2 | 130000 | 17318 | 2.2 | Federally-Regulated Commercial & Industrial Equipment | 09/23/2019 |  | 07/31/2021
York International | Coleman | PJ-15C00A*(T,W,X)***** | NJ-15C00*(X,S)****** | HRCU-A-CB, Split System: Heat | Heat Pump | 230 | 3 |  | False |  |  | True | Single-Speed | 174000 | 16415 | 10.6 | 10.4 | 11.6 |  | 160000 | 13791 | 3.4 | 3.2 | 100000 | 13025 | 2.25 | Federally-Regulated Commercial & Industrial Equipment | 09/23/2019 |  | 07/31/2021
York International | Coleman | PJ-20C00A*(2,4,5)***** | NW-20C00*(5,6)****** | HRCU-A-CB, Split System: Heat | Heat Pump | 208 | 3 |  | False |  |  | True | Single-Speed | 230000 | 21698 | 10.6 | 10.4 | 13.3 |  | 220000 | 19538 | 3.3 | 3.2 | 130000 | 17318 | 2.2 | Federally-Regulated Commercial & Industrial Equipment | 09/23/2019 |  | 07/31/2021
York International | Coleman | PJ-15C00A*(2,4,5)***** | NW-15C00*(5,6)****** | HRCU-A-CB, Split System: Heat | Heat Pump | 208 | 3 |  | False |  |  | True | Single-Speed | 174000 | 16415 | 10.6 | 10.4 | 14 |  | 160000 | 13791 | 3.4 | 3.2 | 100000 | 13025 | 2.25 | Federally-Regulated Commercial & Industrial Equipment | 09/23/2019 |  | 07/31/2021
York International | Coleman | PH-07C00A*(2,4,5)***** | NS-07C00*(5,6)****** | HRCU-A-CB, Split System: Heat | Heat Pump | 575 | 3 |  | False |  |  | True | Single-Speed | 89000 | 8090 | 11 | 10.8 | 12.4 |  | 82000 | 7282 | 3.3 | 3.3 | 49000 | 6243 | 2.3 | Federally-Regulated Commercial & Industrial Equipment | 09/23/2019 |  | 07/31/2021
York International | Coleman | PH-07C00A*(2,4,5)***** | NS-07C00*(5,6)****** | HRCU-A-CB, Split System: Heat | Heat Pump | 460 | 3 |  | False |  |  | True | Single-Speed | 89000 | 8090 | 11 | 10.8 | 12.4 |  | 82000 | 7282 | 3.3 | 3.3 | 49000 | 6243 | 2.3 | Federally-Regulated Commercial & Industrial Equipment | 09/23/2019 |  | 07/31/2021
York International | Coleman | PH-07C00A*(2,4,5)***** | NS-07C00*(5,6)****** | HRCU-A-CB, Split System: Heat | Heat Pump | 208 | 3 |  | False |  |  | True | Single-Speed | 89000 | 8090 | 11 | 10.8 | 12.4 |  | 82000 | 7282 | 3.3 | 3.3 | 49000 | 6243 | 2.3 | Federally-Regulated Commercial & Industrial Equipment | 09/23/2019 |  | 07/31/2021
York International | Coleman | PJ-15C00A*(T,W,X)***** | NJ-15C00*(X,S)****** | HRCU-A-CB, Split System: Heat | Heat Pump | 460 | 3 |  | False |  |  | True | Single-Speed | 174000 | 16415 | 10.6 | 10.4 | 11.6 |  | 160000 | 13791 | 3.4 | 3.2 | 100000 | 13025 | 2.25 | Federally-Regulated Commercial & Industrial Equipment | 09/23/2019 |  | 07/31/2021
York International | Coleman | PJ-15C00A*(T,W,X)***** | NJ-15C00*(X,S)****** | HRCU-A-CB, Split System: Heat | Heat Pump | 208 | 3 |  | False |  |  | True | Single-Speed | 174000 | 16415 | 10.6 | 10.4 | 11.6 |  | 160000 | 13791 | 3.4 | 3.2 | 100000 | 13025 | 2.25 | Federally-Regulated Commercial & Industrial Equipment | 09/23/2019 |  | 07/31/2021
York International | Coleman | PJ-20C00A*(T,W,X)***** | NJ-20C00*(X,S)****** | HRCU-A-CB, Split System: Heat | Heat Pump | 230 | 3 |  | False |  |  | True | Single-Speed | 230000 | 21698 | 10.6 | 10.4 | 11.7 |  | 220000 | 19538 | 3.3 | 3.2 | 124000 | 16518 | 2.2 | Federally-Regulated Commercial & Industrial Equipment | 09/23/2019 |  | 07/31/2021
York International | Coleman | PJ-20C00A*(T,W,X)***** | NJ-20C00*(X,S)****** | HRCU-A-CB, Split System: Heat | Heat Pump | 575 | 3 |  | False |  |  | True | Single-Speed | 230000 | 21698 | 10.6 | 10.4 | 11.7 |  | 220000 | 19538 | 3.3 | 3.2 | 124000 | 16518 | 2.2 | Federally-Regulated Commercial & Industrial Equipment | 09/23/2019 |  | 07/31/2021
York International | Coleman | PJ-20C00A*(T,W,X)***** | NJ-20C00*(X,S)****** | HRCU-A-CB, Split System: Heat | Heat Pump | 460 | 3 |  | False |  |  | True | Single-Speed | 230000 | 21698 | 10.6 | 10.4 | 11.7 |  | 220000 | 19538 | 3.3 | 3.2 | 124000 | 16518 | 2.2 | Federally-Regulated Commercial & Industrial Equipment | 09/23/2019 |  | 07/31/2021
York International | Coleman | PJ-15C00A*(T,W,X)***** | NJ-15C00*(X,S)****** | HRCU-A-CB, Split System: Heat | Heat Pump | 575 | 3 |  | False |  |  | True | Single-Speed | 174000 | 16415 | 10.6 | 10.4 | 11.6 |  | 160000 | 13791 | 3.4 | 3.2 | 100000 | 13025 | 2.25 | Federally-Regulated Commercial & Industrial Equipment | 09/23/2019 |  | 07/31/2021
York International | Coleman | PJ-20C00A*(T,W,X)***** | NJ-20C00*(X,S)****** | HRCU-A-CB, Split System: Heat | Heat Pump | 208 | 3 |  | False |  |  | True | Single-Speed | 230000 | 21698 | 10.6 | 10.4 | 11.7 |  | 220000 | 19538 | 3.3 | 3.2 | 124000 | 16518 | 2.2 | Federally-Regulated Commercial & Industrial Equipment | 09/23/2019 |  | 07/31/2021
York International | Coleman | PJ-20C00A*(2,4,5)***** | NW-20C00*(5,6)****** | HRCU-A-CB, Split System: Heat | Heat Pump | 230 | 3 |  | False |  |  | True | Single-Speed | 230000 | 21698 | 10.6 | 10.4 | 13.3 |  | 220000 | 19538 | 3.3 | 3.2 | 130000 | 17318 | 2.2 | Federally-Regulated Commercial & Industrial Equipment | 09/23/2019 |  | 07/31/2021
York International | SERIES 20 | J12PDC00A*(2,4,5)***** | J15NDC00*(5,6)****** | HRCU-A-CB, Split System: Heat | Heat Pump | 230 | 3 |  | False |  |  | True | Single-Speed | 174000 | 16415 | 10.6 | 10.4 | 11.6 |  | 160000 | 13791 | 3.4 | 3.2 | 100000 | 13025 | 2.25 | Federally-Regulated Commercial & Industrial Equipment | 09/23/2019 |  | 07/31/2021
York International | SERIES 20 | J20PDC00A*(2,4,5)***** | J20NDC00*(5,6)****** | HRCU-A-CB, Split System: Heat | Heat Pump | 208 | 3 |  | False |  |  | True | Single-Speed | 230000 | 21698 | 10.6 | 10.4 | 11.7 |  | 220000 | 19538 | 3.3 | 3.2 | 124000 | 16518 | 2.2 | Federally-Regulated Commercial & Industrial Equipment | 09/23/2019 |  | 07/31/2021
York International | SERIES 20 | J12PDC00A*(2,4,5)***** | J15NDC00*(5,6)****** | HRCU-A-CB, Split System: Heat | Heat Pump | 208 | 3 |  | False |  |  | True | Single-Speed | 174000 | 16415 | 10.6 | 10.4 | 11.6 |  | 160000 | 13791 | 3.4 | 3.2 | 100000 | 13025 | 2.25 | Federally-Regulated Commercial & Industrial Equipment | 09/23/2019 |  | 07/31/2021
York International | SERIES 20 | J12PDC00A*(2,4,5)***** | J15NDC00*(5,6)****** | HRCU-A-CB, Split System: Heat | Heat Pump | 460 | 3 |  | False |  |  | True | Single-Speed | 174000 | 16415 | 10.6 | 10.4 | 11.6 |  | 160000 | 13791 | 3.4 | 3.2 | 100000 | 13025 | 2.25 | Federally-Regulated Commercial & Industrial Equipment | 09/23/2019 |  | 07/31/2021
York International | SERIES 20 | J20PDC00A*(2,4,5)***** | J20NDC00*(5,6)****** | HRCU-A-CB, Split System: Heat | Heat Pump | 460 | 3 |  | False |  |  | True | Single-Speed | 230000 | 21698 | 10.6 | 10.4 | 11.7 |  | 220000 | 19538 | 3.3 | 3.2 | 124000 | 16518 | 2.2 | Federally-Regulated Commercial & Industrial Equipment | 09/23/2019 |  | 07/31/2021
York International | SERIES 20 | J20PDC00A*(2,4,5)***** | J20NDC00*(5,6)****** | HRCU-A-CB, Split System: Heat | Heat Pump | 575 | 3 |  | False |  |  | True | Single-Speed | 230000 | 21698 | 10.6 | 10.4 | 11.7 |  | 220000 | 19538 | 3.3 | 3.2 | 124000 | 16518 | 2.2 | Federally-Regulated Commercial & Industrial Equipment | 09/23/2019 |  | 07/31/2021
York International | SERIES 20 | J20PDC00A*(2,4,5)***** | J20NDC00*(5,6)****** | HRCU-A-CB, Split System: Heat | Heat Pump | 230 | 3 |  | False |  |  | True | Single-Speed | 230000 | 21698 | 10.6 | 10.4 | 11.7 |  | 220000 | 19538 | 3.3 | 3.2 | 124000 | 16518 | 2.2 | Federally-Regulated Commercial & Industrial Equipment | 09/23/2019 |  | 07/31/2021
York International | SERIES 20 | J12PDC00A*(2,4,5)***** | J15NDC00*(5,6)****** | HRCU-A-CB, Split System: Heat | Heat Pump | 575 | 3 |  | False |  |  | True | Single-Speed | 174000 | 16415 | 10.6 | 10.4 | 11.6 |  | 160000 | 13791 | 3.4 | 3.2 | 100000 | 13025 | 2.25 | Federally-Regulated Commercial & Industrial Equipment | 09/23/2019 |  | 07/31/2021
York International | FRASER - JOHNSTON | PH-07C00A*(2,4,5)***** | NS-07C00*(5,6)****** | HRCU-A-CB, Split System: Heat | Heat Pump | 208 | 3 |  | False |  |  | True | Single-Speed | 89000 | 8090 | 11 | 10.8 | 12.4 |  | 82000 | 7282 | 3.3 | 3.3 | 49000 | 6243 | 2.3 | Federally-Regulated Commercial & Industrial Equipment | 09/23/2019 |  | 07/31/2021
York International | FRASER - JOHNSTON | PJ-20C00A*(2,4,5)***** | NW-20C00*(5,6)****** | HRCU-A-CB, Split System: Heat | Heat Pump | 208 | 3 |  | False |  |  | True | Single-Speed | 230000 | 21698 | 10.6 | 10.4 | 13.3 |  | 220000 | 19538 | 3.3 | 3.2 | 130000 | 17318 | 2.2 | Federally-Regulated Commercial & Industrial Equipment | 09/23/2019 |  | 07/31/2021
York International | FRASER - JOHNSTON | PJ-15C00A*(T,W,X)***** | NJ-15C00*(X,S)****** | HRCU-A-CB, Split System: Heat | Heat Pump | 460 | 3 |  | False |  |  | True | Single-Speed | 174000 | 16415 | 10.6 | 10.4 | 11.6 |  | 160000 | 13791 | 3.4 | 3.2 | 100000 | 13025 | 2.25 | Federally-Regulated Commercial & Industrial Equipment | 09/23/2019 |  | 07/31/2021
York International | FRASER - JOHNSTON | PJ-15C00A*(2,4,5)***** | NW-15C00*(5,6)****** | HRCU-A-CB, Split System: Heat | Heat Pump | 575 | 3 |  | False |  |  | True | Single-Speed | 174000 | 16415 | 10.6 | 10.4 | 14 |  | 160000 | 13791 | 3.4 | 3.2 | 100000 | 13025 | 2.25 | Federally-Regulated Commercial & Industrial Equipment | 09/23/2019 |  | 07/31/2021
York International | FRASER - JOHNSTON | PJ-20C00A*(2,4,5)***** | NW-20C00*(5,6)****** | HRCU-A-CB, Split System: Heat | Heat Pump | 230 | 3 |  | False |  |  | True | Single-Speed | 230000 | 21698 | 10.6 | 10.4 | 13.3 |  | 220000 | 19538 | 3.3 | 3.2 | 130000 | 17318 | 2.2 | Federally-Regulated Commercial & Industrial Equipment | 09/23/2019 |  | 07/31/2021
York International | FRASER - JOHNSTON | PJ-20C00A*(T,W,X)***** | NJ-20C00*(X,S)****** | HRCU-A-CB, Split System: Heat | Heat Pump | 208 | 3 |  | False |  |  | True | Single-Speed | 230000 | 21698 | 10.6 | 10.4 | 11.7 |  | 220000 | 19538 | 3.3 | 3.2 | 124000 | 16518 | 2.2 | Federally-Regulated Commercial & Industrial Equipment | 09/23/2019 |  | 07/31/2021
York International | FRASER - JOHNSTON | PJ-20C00A*(2,4,5)***** | NW-20C00*(5,6)****** | HRCU-A-CB, Split System: Heat | Heat Pump | 575 | 3 |  | False |  |  | True | Single-Speed | 230000 | 21698 | 10.6 | 10.4 | 13.3 |  | 220000 | 19538 | 3.3 | 3.2 | 130000 | 17318 | 2.2 | Federally-Regulated Commercial & Industrial Equipment | 09/23/2019 |  | 07/31/2021
York International | FRASER - JOHNSTON | PJ-20C00A*(T,W,X)***** | NJ-20C00*(X,S)****** | HRCU-A-CB, Split System: Heat | Heat Pump | 230 | 3 |  | False |  |  | True | Single-Speed | 230000 | 21698 | 10.6 | 10.4 | 11.7 |  | 220000 | 19538 | 3.3 | 3.2 | 124000 | 16518 | 2.2 | Federally-Regulated Commercial & Industrial Equipment | 09/23/2019 |  | 07/31/2021
York International | FRASER - JOHNSTON | PH-07C00A*(2,4,5)***** | NS-07C00*(5,6)****** | HRCU-A-CB, Split System: Heat | Heat Pump | 460 | 3 |  | False |  |  | True | Single-Speed | 89000 | 8090 | 11 | 10.8 | 12.4 |  | 82000 | 7282 | 3.3 | 3.3 | 49000 | 6243 | 2.3 | Federally-Regulated Commercial & Industrial Equipment | 09/23/2019 |  | 07/31/2021
York International | FRASER - JOHNSTON | PJ-15C00A*(T,W,X)***** | NJ-15C00*(X,S)****** | HRCU-A-CB, Split System: Heat | Heat Pump | 230 | 3 |  | False |  |  | True | Single-Speed | 174000 | 16415 | 10.6 | 10.4 | 11.6 |  | 160000 | 13791 | 3.4 | 3.2 | 100000 | 13025 | 2.25 | Federally-Regulated Commercial & Industrial Equipment | 09/23/2019 |  | 07/31/2021
York International | FRASER - JOHNSTON | PH-07C00A*(2,4,5)***** | NS-07C00*(5,6)****** | HRCU-A-CB, Split System: Heat | Heat Pump | 575 | 3 |  | False |  |  | True | Single-Speed | 89000 | 8090 | 11 | 10.8 | 12.4 |  | 82000 | 7282 | 3.3 | 3.3 | 49000 | 6243 | 2.3 | Federally-Regulated Commercial & Industrial Equipment | 09/23/2019 |  | 07/31/2021
York International | FRASER - JOHNSTON | PJ-15C00A*(T,W,X)***** | NJ-15C00*(X,S)****** | HRCU-A-CB, Split System: Heat | Heat Pump | 208 | 3 |  | False |  |  | True | Single-Speed | 174000 | 16415 | 10.6 | 10.4 | 11.6 |  | 160000 | 13791 | 3.4 | 3.2 | 100000 | 13025 | 2.25 | Federally-Regulated Commercial & Industrial Equipment | 09/23/2019 |  | 07/31/2021
York International | FRASER - JOHNSTON | PJ-15C00A*(2,4,5)***** | NW-15C00*(5,6)****** | HRCU-A-CB, Split System: Heat | Heat Pump | 208 | 3 |  | False |  |  | True | Single-Speed | 174000 | 16415 | 10.6 | 10.4 | 14 |  | 160000 | 13791 | 3.4 | 3.2 | 100000 | 13025 | 2.25 | Federally-Regulated Commercial & Industrial Equipment | 09/23/2019 |  | 07/31/2021
York International | FRASER - JOHNSTON | PJ-20C00A*(T,W,X)***** | NJ-20C00*(X,S)****** | HRCU-A-CB, Split System: Heat | Heat Pump | 575 | 3 |  | False |  |  | True | Single-Speed | 230000 | 21698 | 10.6 | 10.4 | 11.7 |  | 220000 | 19538 | 3.3 | 3.2 | 124000 | 16518 | 2.2 | Federally-Regulated Commercial & Industrial Equipment | 09/23/2019 |  | 07/31/2021
York International | FRASER - JOHNSTON | PJ-15C00A*(T,W,X)***** | NJ-15C00*(X,S)****** | HRCU-A-CB, Split System: Heat | Heat Pump | 575 | 3 |  | False |  |  | True | Single-Speed | 174000 | 16415 | 10.6 | 10.4 | 11.6 |  | 160000 | 13791 | 3.4 | 3.2 | 100000 | 13025 | 2.25 | Federally-Regulated Commercial & Industrial Equipment | 09/23/2019 |  | 07/31/2021
York International | FRASER - JOHNSTON | PJ-15C00A*(2,4,5)***** | NW-15C00*(5,6)****** | HRCU-A-CB, Split System: Heat | Heat Pump | 460 | 3 |  | False |  |  | True | Single-Speed | 174000 | 16415 | 10.6 | 10.4 | 14 |  | 160000 | 13791 | 3.4 | 3.2 | 100000 | 13025 | 2.25 | Federally-Regulated Commercial & Industrial Equipment | 09/23/2019 |  | 07/31/2021
York International | FRASER - JOHNSTON | PJ-15C00A*(2,4,5)***** | NW-15C00*(5,6)****** | HRCU-A-CB, Split System: Heat | Heat Pump | 230 | 3 |  | False |  |  | True | Single-Speed | 174000 | 16415 | 10.6 | 10.4 | 14 |  | 160000 | 13791 | 3.4 | 3.2 | 100000 | 13025 | 2.25 | Federally-Regulated Commercial & Industrial Equipment | 09/23/2019 |  | 07/31/2021
York International | FRASER - JOHNSTON | PH-07C00A*(2,4,5)***** | NS-07C00*(5,6)****** | HRCU-A-CB, Split System: Heat | Heat Pump | 230 | 3 |  | False |  |  | True | Single-Speed | 89000 | 8090 | 11 | 10.8 | 12.4 |  | 82000 | 7282 | 3.3 | 3.3 | 49000 | 6243 | 2.3 | Federally-Regulated Commercial & Industrial Equipment | 09/23/2019 |  | 07/31/2021
York International | FRASER - JOHNSTON | PJ-20C00A*(T,W,X)***** | NJ-20C00*(X,S)****** | HRCU-A-CB, Split System: Heat | Heat Pump | 460 | 3 |  | False |  |  | True | Single-Speed | 230000 | 21698 | 10.6 | 10.4 | 11.7 |  | 220000 | 19538 | 3.3 | 3.2 | 124000 | 16518 | 2.2 | Federally-Regulated Commercial & Industrial Equipment | 09/23/2019 |  | 07/31/2021
York International | FRASER - JOHNSTON | PJ-20C00A*(2,4,5)***** | NW-20C00*(5,6)****** | HRCU-A-CB, Split System: Heat | Heat Pump | 460 | 3 |  | False |  |  | True | Single-Speed | 230000 | 21698 | 10.6 | 10.4 | 13.3 |  | 220000 | 19538 | 3.3 | 3.2 | 130000 | 17318 | 2.2 | Federally-Regulated Commercial & Industrial Equipment | 09/23/2019 |  | 07/31/2021
York International | SERIES 10 | J15PDC00A*(2,4,5)***** | J15NDC00*(5,6)****** | HRCU-A-CB, Split System: Heat | Heat Pump | 230 | 3 |  | False |  |  | True | Single-Speed | 174000 | 16415 | 10.6 | 10.4 | 11.6 |  | 160000 | 13791 | 3.4 | 3.2 | 100000 | 13025 | 2.25 | Federally-Regulated Commercial & Industrial Equipment | 09/23/2019 |  | 07/31/2021
York International | SERIES 10 | J15PDC00A*(2,4,5)***** | J15NDC00*(5,6)****** | HRCU-A-CB, Split System: Heat | Heat Pump | 575 | 3 |  | False |  |  | True | Single-Speed | 174000 | 16415 | 10.6 | 10.4 | 11.6 |  | 160000 | 13791 | 3.4 | 3.2 | 100000 | 13025 | 2.25 | Federally-Regulated Commercial & Industrial Equipment | 09/23/2019 |  | 07/31/2021
York International | SERIES 10 | J15PDC00A*(2,4,5)***** | J15NDC00*(5,6)****** | HRCU-A-CB, Split System: Heat | Heat Pump | 460 | 3 |  | False |  |  | True | Single-Speed | 174000 | 16415 | 10.6 | 10.4 | 11.6 |  | 160000 | 13791 | 3.4 | 3.2 | 100000 | 13025 | 2.25 | Federally-Regulated Commercial & Industrial Equipment | 09/23/2019 |  | 07/31/2021
York International | SERIES 10 | J10PDC00A*(2,4,5)***** | J20NDC00*(5,6)****** | HRCU-A-CB, Split System: Heat | Heat Pump | 230 | 3 |  | False |  |  | True | Single-Speed | 230000 | 21698 | 10.6 | 10.4 | 11.7 |  | 220000 | 19538 | 3.3 | 3.2 | 124000 | 16518 | 2.2 | Federally-Regulated Commercial & Industrial Equipment | 09/23/2019 |  | 07/31/2021
York International | SERIES 10 | J10PDC00A*(2,4,5)***** | J20NDC00*(5,6)****** | HRCU-A-CB, Split System: Heat | Heat Pump | 460 | 3 |  | False |  |  | True | Single-Speed | 230000 | 21698 | 10.6 | 10.4 | 11.7 |  | 220000 | 19538 | 3.3 | 3.2 | 124000 | 16518 | 2.2 | Federally-Regulated Commercial & Industrial Equipment | 09/23/2019 |  | 07/31/2021
York International | SERIES 10 | J10PDC00A*(2,4,5)***** | J20NDC00*(5,6)****** | HRCU-A-CB, Split System: Heat | Heat Pump | 575 | 3 |  | False |  |  | True | Single-Speed | 230000 | 21698 | 10.6 | 10.4 | 11.7 |  | 220000 | 19538 | 3.3 | 3.2 | 124000 | 16518 | 2.2 | Federally-Regulated Commercial & Industrial Equipment | 09/23/2019 |  | 07/31/2021
York International | SERIES 10 | J15PDC00A*(2,4,5)***** | J15NDC00*(5,6)****** | HRCU-A-CB, Split System: Heat | Heat Pump | 208 | 3 |  | False |  |  | True | Single-Speed | 174000 | 16415 | 10.6 | 10.4 | 11.6 |  | 160000 | 13791 | 3.4 | 3.2 | 100000 | 13025 | 2.25 | Federally-Regulated Commercial & Industrial Equipment | 09/23/2019 |  | 07/31/2021
York International | SERIES 10 | J10PDC00A*(2,4,5)***** | J20NDC00*(5,6)****** | HRCU-A-CB, Split System: Heat | Heat Pump | 208 | 3 |  | False |  |  | True | Single-Speed | 230000 | 21698 | 10.6 | 10.4 | 11.7 |  | 220000 | 19538 | 3.3 | 3.2 | 124000 | 16518 | 2.2 | Federally-Regulated Commercial & Industrial Equipment | 09/23/2019 |  | 07/31/2021
Lennox Industries Inc. | K-SERIES | KHA102S4M*1Y,G,J |  | HSP-A, Single-Package Heat Pum | Both Heat Pump and Electric Re | 230 | 3 | False |  |  |  | True | Single-Speed | 100000 | 9090 | 11 | 11 | 12.5 |  | 100000 | 8881 | 3.3 | 3.3 | 55000 | 7164 | 2.25 | Federally-Regulated Commercial & Industrial Equipment | 09/23/2019 |  | 07/31/2021
Lennox Industries Inc. | K-SERIES | KHA120S4M*1Y,G,J |  | HSP-A, Single-Package Heat Pum | Both Heat Pump and Electric Re | 230 | 3 | False |  |  |  | True | Single-Speed | 118000 | 10727 | 11 | 11 | 12.5 |  | 115000 | 10213 | 3.3 | 3.3 | 70000 | 9910 | 2.07 | Federally-Regulated Commercial & Industrial Equipment | 09/23/2019 |  | 07/31/2021
Lennox Industries Inc. | K-SERIES | KHA240S4M*1Y,G,J |  | HSP-A, Single-Package Heat Pum | Heat Pump | 230 | 3 | False |  |  |  | True | Single-Speed | 214000 | 20188 | 10.6 | 10.4 | 13 |  | 220000 | 20148 | 3.2 | 3.2 | 124000 | 17727 | 2.05 | Federally-Regulated Commercial & Industrial Equipment | 09/23/2019 |  | 07/31/2021
Lennox Industries Inc. | K-SERIES | KHA092S4M*1Y,G,J |  | HSP-A, Single-Package Heat Pum | Both Heat Pump and Electric Re | 575 | 3 | False |  |  |  | True | Single-Speed | 89000 | 8090 | 11 | 11 | 12.5 |  | 89000 | 7904 | 3.3 | 3.3 | 53000 | 6903 | 2.25 | Federally-Regulated Commercial & Industrial Equipment | 09/23/2019 |  | 07/31/2021
Lennox Industries Inc. | K-SERIES | KHA150S4M*1Y,G,J |  | HSP-A, Single-Package Heat Pum | Both Heat Pump and Electric Re | 230 | 3 | False |  |  |  | True | Single-Speed | 138000 | 13018 | 10.6 | 10.6 | 12 |  | 138000 | 12638 | 3.2 | 3.2 | 82000 | 11722 | 2.05 | Federally-Regulated Commercial & Industrial Equipment | 09/23/2019 |  | 07/31/2021
Lennox Industries Inc. | K-SERIES | KHA180S4M*1Y,G,J |  | HSP-A, Single-Package Heat Pum | Heat Pump | 575 | 3 | False |  |  |  | True | Single-Speed | 174000 | 16415 | 10.6 | 10.4 | 13.2 |  | 178000 | 16302 | 3.2 | 3.2 | 100000 | 14296 | 2.05 | Federally-Regulated Commercial & Industrial Equipment | 09/23/2019 |  | 07/31/2021
Lennox Industries Inc. | K-SERIES | KHA072S4B**Y,G,J |  | HSP-A, Single-Package Heat Pum | Both Heat Pump and Electric Re | 460 | 3 | False |  |  |  | True | Single-Speed | 69000 | 6272 | 11 | 11 | 12.2 |  | 70000 | 6216 | 3.3 | 3.3 | 40000 | 5210 | 2.25 | Federally-Regulated Commercial & Industrial Equipment | 09/23/2019 |  | 07/31/2021
Lennox Industries Inc. | K-SERIES | KHA240S4M*1Y,G,J |  | HSP-A, Single-Package Heat Pum | Heat Pump | 460 | 3 | False |  |  |  | True | Single-Speed | 214000 | 20188 | 10.6 | 10.4 | 13 |  | 220000 | 20148 | 3.2 | 3.2 | 124000 | 17727 | 2.05 | Federally-Regulated Commercial & Industrial Equipment | 09/23/2019 |  | 07/31/2021
Lennox Industries Inc. | K-SERIES | KHA092S4M*1Y,G,J |  | HSP-A, Single-Package Heat Pum | Both Heat Pump and Electric Re | 460 | 3 | False |  |  |  | True | Single-Speed | 89000 | 8090 | 11 | 11 | 12.5 |  | 89000 | 7904 | 3.3 | 3.3 | 53000 | 6903 | 2.25 | Federally-Regulated Commercial & Industrial Equipment | 09/23/2019 |  | 07/31/2021
Lennox Industries Inc. | K-SERIES | KHA180S4M*1Y,G,J |  | HSP-A, Single-Package Heat Pum | Heat Pump | 208 | 3 | False |  |  |  | True | Single-Speed | 174000 | 16415 | 10.6 | 10.4 | 13.2 |  | 178000 | 16302 | 3.2 | 3.2 | 100000 | 14296 | 2.05 | Federally-Regulated Commercial & Industrial Equipment | 09/23/2019 |  | 07/31/2021
Lennox Industries Inc. | K-SERIES | KHA120S4M*1Y,G,J |  | HSP-A, Single-Package Heat Pum | Both Heat Pump and Electric Re | 460 | 3 | False |  |  |  | True | Single-Speed | 118000 | 10727 | 11 | 11 | 12.5 |  | 115000 | 10213 | 3.3 | 3.3 | 70000 | 9910 | 2.07 | Federally-Regulated Commercial & Industrial Equipment | 09/23/2019 |  | 07/31/2021
Lennox Industries Inc. | K-SERIES | KHA240S4M*1Y,G,J |  | HSP-A, Single-Package Heat Pum | Heat Pump | 208 | 3 | False |  |  |  | True | Single-Speed | 214000 | 20188 | 10.6 | 10.4 | 13 |  | 220000 | 20148 | 3.2 | 3.2 | 124000 | 17727 | 2.05 | Federally-Regulated Commercial & Industrial Equipment | 09/23/2019 |  | 07/31/2021
Lennox Industries Inc. | K-SERIES | KHA072S4B**Y,G,J |  | HSP-A, Single-Package Heat Pum | Both Heat Pump and Electric Re | 575 | 3 | False |  |  |  | True | Single-Speed | 69000 | 6272 | 11 | 11 | 12.2 |  | 70000 | 6216 | 3.3 | 3.3 | 40000 | 5210 | 2.25 | Federally-Regulated Commercial & Industrial Equipment | 09/23/2019 |  | 07/31/2021
Lennox Industries Inc. | K-SERIES | KHA092S4M*1Y,G,J |  | HSP-A, Single-Package Heat Pum | Both Heat Pump and Electric Re | 208 | 3 | False |  |  |  | True | Single-Speed | 89000 | 8090 | 11 | 11 | 12.5 |  | 89000 | 7904 | 3.3 | 3.3 | 53000 | 6903 | 2.25 | Federally-Regulated Commercial & Industrial Equipment | 09/23/2019 |  | 07/31/2021
Lennox Industries Inc. | K-SERIES | KHA180S4M*1Y,G,J |  | HSP-A, Single-Package Heat Pum | Heat Pump | 230 | 3 | False |  |  |  | True | Single-Speed | 174000 | 16415 | 10.6 | 10.4 | 13.2 |  | 178000 | 16302 | 3.2 | 3.2 | 100000 | 14296 | 2.05 | Federally-Regulated Commercial & Industrial Equipment | 09/23/2019 |  | 07/31/2021
Lennox Industries Inc. | K-SERIES | KDB092H4B*1Y,G,J |  | HSP-A, Single-Package Heat Pum | Heat Pump | 230 | 3 | False |  |  |  | True | Single-Speed | 89000 | 7355 |  |  | 12.9 |  | 86000 | 7001 | 3.6 | 3.3 | 47500 | 6270 | 2.22 | Federally-Regulated Commercial & Industrial Equipment | 05/06/2020 | 202977999 | 07/31/2021
Lennox Industries Inc. | K-SERIES | KDB092H4B*1Y,G,J |  | HSP-A, Single-Package Heat Pum | Heat Pump | 460 | 3 | False |  |  |  | True | Single-Speed | 89000 | 7355 |  |  | 12.9 |  | 86000 | 7001 | 3.6 | 3.3 | 47500 | 6270 | 2.22 | Federally-Regulated Commercial & Industrial Equipment | 05/06/2020 | 202977999 | 07/31/2021
Lennox Industries Inc. | K-SERIES | KHA102S4M*1Y,G,J |  | HSP-A, Single-Package Heat Pum | Both Heat Pump and Electric Re | 208 | 3 | False |  |  |  | True | Single-Speed | 100000 | 9090 | 11 | 11 | 12.5 |  | 100000 | 8881 | 3.3 | 3.3 | 55000 | 7164 | 2.25 | Federally-Regulated Commercial & Industrial Equipment | 09/23/2019 |  | 07/31/2021
Lennox Industries Inc. | K-SERIES | KHA240S4M*1Y,G,J |  | HSP-A, Single-Package Heat Pum | Heat Pump | 575 | 3 | False |  |  |  | True | Single-Speed | 214000 | 20188 | 10.6 | 10.4 | 13 |  | 220000 | 20148 | 3.2 | 3.2 | 124000 | 17727 | 2.05 | Federally-Regulated Commercial & Industrial Equipment | 09/23/2019 |  | 07/31/2021
Lennox Industries Inc. | K-SERIES | KDB092H4B*1Y,G,J |  | HSP-A, Single-Package Heat Pum | Heat Pump | 208 | 3 | False |  |  |  | True | Single-Speed | 89000 | 7355 |  |  | 12.9 |  | 86000 | 7001 | 3.6 | 3.3 | 47500 | 6270 | 2.22 | Federally-Regulated Commercial & Industrial Equipment | 05/06/2020 | 202977999 | 07/31/2021
Lennox Industries Inc. | K-SERIES | KHA072S4B**Y,G,J |  | HSP-A, Single-Package Heat Pum | Both Heat Pump and Electric Re | 208 | 3 | False |  |  |  | True | Single-Speed | 69000 | 6272 | 11 | 11 | 12.2 |  | 70000 | 6216 | 3.3 | 3.3 | 40000 | 5210 | 2.25 | Federally-Regulated Commercial & Industrial Equipment | 09/23/2019 |  | 07/31/2021
Lennox Industries Inc. | K-SERIES | KHA102S4M*1Y,G,J |  | HSP-A, Single-Package Heat Pum | Both Heat Pump and Electric Re | 460 | 3 | False |  |  |  | True | Single-Speed | 100000 | 9090 | 11 | 11 | 12.5 |  | 100000 | 8881 | 3.3 | 3.3 | 55000 | 7164 | 2.25 | Federally-Regulated Commercial & Industrial Equipment | 09/23/2019 |  | 07/31/2021
Lennox Industries Inc. | K-SERIES | KHA092S4M*1Y,G,J |  | HSP-A, Single-Package Heat Pum | Both Heat Pump and Electric Re | 230 | 3 | False |  |  |  | True | Single-Speed | 89000 | 8090 | 11 | 11 | 12.5 |  | 89000 | 7904 | 3.3 | 3.3 | 53000 | 6903 | 2.25 | Federally-Regulated Commercial & Industrial Equipment | 09/23/2019 |  | 07/31/2021
Lennox Industries Inc. | K-SERIES | KHA120S4M*1Y,G,J |  | HSP-A, Single-Package Heat Pum | Both Heat Pump and Electric Re | 575 | 3 | False |  |  |  | True | Single-Speed | 118000 | 10727 | 11 | 11 | 12.5 |  | 115000 | 10213 | 3.3 | 3.3 | 70000 | 9910 | 2.07 | Federally-Regulated Commercial & Industrial Equipment | 09/23/2019 |  | 07/31/2021
Lennox Industries Inc. | K-SERIES | KDB092H4B*1Y,G,J |  | HSP-A, Single-Package Heat Pum | Heat Pump | 575 | 3 | False |  |  |  | True | Single-Speed | 89000 | 7355 |  |  | 12.9 |  | 86000 | 7001 | 3.6 | 3.3 | 47500 | 6270 | 2.22 | Federally-Regulated Commercial & Industrial Equipment | 05/06/2020 | 202977999 | 07/31/2021
Lennox Industries Inc. | K-SERIES | KHA150S4M*1Y,G,J |  | HSP-A, Single-Package Heat Pum | Both Heat Pump and Electric Re | 575 | 3 | False |  |  |  | True | Single-Speed | 138000 | 13018 | 10.6 | 10.6 | 12 |  | 138000 | 12638 | 3.2 | 3.2 | 82000 | 11722 | 2.05 | Federally-Regulated Commercial & Industrial Equipment | 09/23/2019 |  | 07/31/2021
Lennox Industries Inc. | K-SERIES | KHA072S4B**Y,G,J |  | HSP-A, Single-Package Heat Pum | Both Heat Pump and Electric Re | 230 | 3 | False |  |  |  | True | Single-Speed | 69000 | 6272 | 11 | 11 | 12.2 |  | 70000 | 6216 | 3.3 | 3.3 | 40000 | 5210 | 2.25 | Federally-Regulated Commercial & Industrial Equipment | 09/23/2019 |  | 07/31/2021
Lennox Industries Inc. | K-SERIES | KHA150S4M*1Y,G,J |  | HSP-A, Single-Package Heat Pum | Both Heat Pump and Electric Re | 208 | 3 | False |  |  |  | True | Single-Speed | 138000 | 13018 | 10.6 | 10.6 | 12 |  | 138000 | 12638 | 3.2 | 3.2 | 82000 | 11722 | 2.05 | Federally-Regulated Commercial & Industrial Equipment | 09/23/2019 |  | 07/31/2021
Lennox Industries Inc. | K-SERIES | KHA150S4M*1Y,G,J |  | HSP-A, Single-Package Heat Pum | Both Heat Pump and Electric Re | 460 | 3 | False |  |  |  | True | Single-Speed | 138000 | 13018 | 10.6 | 10.6 | 12 |  | 138000 | 12638 | 3.2 | 3.2 | 82000 | 11722 | 2.05 | Federally-Regulated Commercial & Industrial Equipment | 09/23/2019 |  | 07/31/2021
Lennox Industries Inc. | K-SERIES | KHA180S4M*1Y,G,J |  | HSP-A, Single-Package Heat Pum | Heat Pump | 460 | 3 | False |  |  |  | True | Single-Speed | 174000 | 16415 | 10.6 | 10.4 | 13.2 |  | 178000 | 16302 | 3.2 | 3.2 | 100000 | 14296 | 2.05 | Federally-Regulated Commercial & Industrial Equipment | 09/23/2019 |  | 07/31/2021
Lennox Industries Inc. | K-SERIES | KHA120S4M*1Y,G,J |  | HSP-A, Single-Package Heat Pum | Both Heat Pump and Electric Re | 208 | 3 | False |  |  |  | True | Single-Speed | 118000 | 10727 | 11 | 11 | 12.5 |  | 115000 | 10213 | 3.3 | 3.3 | 70000 | 9910 | 2.07 | Federally-Regulated Commercial & Industrial Equipment | 09/23/2019 |  | 07/31/2021
Lennox Industries Inc. | K-SERIES | KHA102S4M*1Y,G,J |  | HSP-A, Single-Package Heat Pum | Both Heat Pump and Electric Re | 575 | 3 | False |  |  |  | True | Single-Speed | 100000 | 9090 | 11 | 11 | 12.5 |  | 100000 | 8881 | 3.3 | 3.3 | 55000 | 7164 | 2.25 | Federally-Regulated Commercial & Industrial Equipment | 09/23/2019 |  | 07/31/2021
Lennox Industries Inc. | Z-SERIES | ZHB072S4B**Y,G,J |  | HSP-A, Single-Package Heat Pum | Heat Pump | 208 | 3 | False |  |  |  | True | Single-Speed | 69000 | 6272 | 11 | 10.8 | 12.2 |  | 70000 | 6216 | 3.3 | 3.3 | 40000 | 5210 | 2.25 | Federally-Regulated Commercial & Industrial Equipment | 09/23/2019 |  | 07/31/2021
Lennox Industries Inc. | Z-SERIES | ZHA102S4M**Y,G,J |  | HSP-A, Single-Package Heat Pum | Heat Pump | 208 | 3 | False |  |  |  | False | Single-Speed | 100000 | 9090 | 11 | 10.8 | 12.5 |  | 100000 | 8881 | 3.3 | 3.3 | 55000 | 7164 | 2.25 | Federally-Regulated Commercial & Industrial Equipment | 09/23/2019 |  | 07/31/2021
Lennox Industries Inc. | Z-SERIES | ZHA102S4M**Y,G,J |  | HSP-A, Single-Package Heat Pum | Heat Pump | 230 | 3 | False |  |  |  | False | Single-Speed | 100000 | 9090 | 11 | 10.8 | 12.5 |  | 100000 | 8881 | 3.3 | 3.3 | 55000 | 7164 | 2.25 | Federally-Regulated Commercial & Industrial Equipment | 09/23/2019 |  | 07/31/2021
Lennox Industries Inc. | Z-SERIES | ZHA102S4B**Y,G,J |  | HSP-A, Single-Package Heat Pum | Heat Pump | 208 | 3 | False |  |  |  | False | Single-Speed | 100000 | 9090 | 11 | 10.8 | 12.2 |  | 100000 | 8881 | 3.3 | 3.3 | 55000 | 7164 | 2.25 | Federally-Regulated Commercial & Industrial Equipment | 09/23/2019 |  | 07/31/2021
Lennox Industries Inc. | Z-SERIES | ZHA092S4M**Y,G,J |  | HSP-A, Single-Package Heat Pum | Heat Pump | 460 | 3 | False |  |  |  | False | Single-Speed | 87000 | 7909 | 11 | 10.8 | 12.5 |  | 89000 | 7904 | 3.3 | 3.3 | 53000 | 6903 | 2.25 | Federally-Regulated Commercial & Industrial Equipment | 09/23/2019 |  | 07/31/2021
Lennox Industries Inc. | Z-SERIES | ZHA102S4M**Y,G,J |  | HSP-A, Single-Package Heat Pum | Heat Pump | 460 | 3 | False |  |  |  | False | Single-Speed | 100000 | 9090 | 11 | 10.8 | 12.5 |  | 100000 | 8881 | 3.3 | 3.3 | 55000 | 7164 | 2.25 | Federally-Regulated Commercial & Industrial Equipment | 09/23/2019 |  | 07/31/2021
Lennox Industries Inc. | Z-SERIES | ZHA092S4B**Y,G,J |  | HSP-A, Single-Package Heat Pum | Heat Pump | 460 | 3 | False |  |  |  | False | Single-Speed | 87000 | 7909 | 11 | 10.8 | 12.2 |  | 89000 | 7904 | 3.3 | 3.3 | 53000 | 6903 | 2.25 | Federally-Regulated Commercial & Industrial Equipment | 09/23/2019 |  | 07/31/2021
Lennox Industries Inc. | Z-SERIES | ZHA092S4M**Y,G,J |  | HSP-A, Single-Package Heat Pum | Heat Pump | 208 | 3 | False |  |  |  | False | Single-Speed | 87000 | 7909 | 11 | 10.8 | 12.5 |  | 89000 | 7904 | 3.3 | 3.3 | 53000 | 6903 | 2.25 | Federally-Regulated Commercial & Industrial Equipment | 09/23/2019 |  | 07/31/2021
Lennox Industries Inc. | Z-SERIES | ZHA092S4B**Y,G,J |  | HSP-A, Single-Package Heat Pum | Heat Pump | 230 | 3 | False |  |  |  | False | Single-Speed | 87000 | 7909 | 11 | 10.8 | 12.2 |  | 89000 | 7904 | 3.3 | 3.3 | 53000 | 6903 | 2.25 | Federally-Regulated Commercial & Industrial Equipment | 09/23/2019 |  | 07/31/2021
Lennox Industries Inc. | Z-SERIES | ZHA092S4B**Y,G,J |  | HSP-A, Single-Package Heat Pum | Heat Pump | 208 | 3 | False |  |  |  | False | Single-Speed | 87000 | 7909 | 11 | 10.8 | 12.2 |  | 89000 | 7904 | 3.3 | 3.3 | 53000 | 6903 | 2.25 | Federally-Regulated Commercial & Industrial Equipment | 09/23/2019 |  | 07/31/2021
Lennox Industries Inc. | Z-SERIES | ZHA102S4B**Y,G,J |  | HSP-A, Single-Package Heat Pum | Heat Pump | 230 | 3 | False |  |  |  | False | Single-Speed | 100000 | 9090 | 11 | 10.8 | 12.2 |  | 100000 | 8881 | 3.3 | 3.3 | 55000 | 7164 | 2.25 | Federally-Regulated Commercial & Industrial Equipment | 09/23/2019 |  | 07/31/2021
Lennox Industries Inc. | Z-SERIES | ZHA102S4B**Y,G,J |  | HSP-A, Single-Package Heat Pum | Heat Pump | 575 | 3 | False |  |  |  | False | Single-Speed | 100000 | 9090 | 11 | 10.8 | 12.2 |  | 100000 | 8881 | 3.3 | 3.3 | 55000 | 7164 | 2.25 | Federally-Regulated Commercial & Industrial Equipment | 09/23/2019 |  | 07/31/2021
Lennox Industries Inc. | Z-SERIES | ZHB072S4B**Y,G,J |  | HSP-A, Single-Package Heat Pum | Heat Pump | 575 | 3 | False |  |  |  | True | Single-Speed | 69000 | 6272 | 11 | 10.8 | 12.2 |  | 70000 | 6216 | 3.3 | 3.3 | 40000 | 5210 | 2.25 | Federally-Regulated Commercial & Industrial Equipment | 09/23/2019 |  | 07/31/2021
Lennox Industries Inc. | Z-SERIES | ZHA092S4M**Y,G,J |  | HSP-A, Single-Package Heat Pum | Heat Pump | 230 | 3 | False |  |  |  | False | Single-Speed | 87000 | 7909 | 11 | 10.8 | 12.5 |  | 89000 | 7904 | 3.3 | 3.3 | 53000 | 6903 | 2.25 | Federally-Regulated Commercial & Industrial Equipment | 09/23/2019 |  | 07/31/2021
Lennox Industries Inc. | Z-SERIES | ZHA102S4B**Y,G,J |  | HSP-A, Single-Package Heat Pum | Heat Pump | 460 | 3 | False |  |  |  | False | Single-Speed | 100000 | 9090 | 11 | 10.8 | 12.2 |  | 100000 | 8881 | 3.3 | 3.3 | 55000 | 7164 | 2.25 | Federally-Regulated Commercial & Industrial Equipment | 09/23/2019 |  | 07/31/2021
Lennox Industries Inc. | Z-SERIES | ZHB072S4B**Y,G,J |  | HSP-A, Single-Package Heat Pum | Heat Pump | 230 | 3 | False |  |  |  | True | Single-Speed | 69000 | 6272 | 11 | 10.8 | 12.2 |  | 70000 | 6216 | 3.3 | 3.3 | 40000 | 5210 | 2.25 | Federally-Regulated Commercial & Industrial Equipment | 09/23/2019 |  | 07/31/2021
Lennox Industries Inc. | Z-SERIES | ZHA092S4B**Y,G,J |  | HSP-A, Single-Package Heat Pum | Heat Pump | 575 | 3 | False |  |  |  | False | Single-Speed | 87000 | 7909 | 11 | 10.8 | 12.2 |  | 89000 | 7904 | 3.3 | 3.3 | 53000 | 6903 | 2.25 | Federally-Regulated Commercial & Industrial Equipment | 09/23/2019 |  | 07/31/2021
Lennox Industries Inc. | Z-SERIES | ZHB072S4B**Y,G,J |  | HSP-A, Single-Package Heat Pum | Heat Pump | 460 | 3 | False |  |  |  | True | Single-Speed | 69000 | 6272 | 11 | 10.8 | 12.2 |  | 70000 | 6216 | 3.3 | 3.3 | 40000 | 5210 | 2.25 | Federally-Regulated Commercial & Industrial Equipment | 09/23/2019 |  | 07/31/2021
Lennox Industries Inc. | Z-SERIES | ZHA102S4M**Y,G,J |  | HSP-A, Single-Package Heat Pum | Heat Pump | 575 | 3 | False |  |  |  | False | Single-Speed | 100000 | 9090 | 11 | 10.8 | 12.5 |  | 100000 | 8881 | 3.3 | 3.3 | 55000 | 7164 | 2.25 | Federally-Regulated Commercial & Industrial Equipment | 09/23/2019 |  | 07/31/2021
Lennox Industries Inc. | Z-SERIES | ZHA092S4M**Y,G,J |  | HSP-A, Single-Package Heat Pum | Heat Pump | 575 | 3 | False |  |  |  | False | Single-Speed | 87000 | 7909 | 11 | 10.8 | 12.5 |  | 89000 | 7904 | 3.3 | 3.3 | 53000 | 6903 | 2.25 | Federally-Regulated Commercial & Industrial Equipment | 09/23/2019 |  | 07/31/2021
York International | Johnson Controls | J07PCC00A*(2,4,5)***** | J07NLC00*(5,6)****** | HRCU-A-CB, Split System: Heat | Heat Pump | 208 | 3 |  | False |  |  | True | Single-Speed | 89000 | 8090 | 11 | 10.8 | 12.4 |  | 82000 | 7282 | 3.3 | 3.3 | 49000 | 6243 | 2.3 | Federally-Regulated Commercial & Industrial Equipment | 09/23/2019 |  | 07/31/2021
York International | Johnson Controls | J07PCC00A*(2,4,5)***** | J07NLC00*(5,6)****** | HRCU-A-CB, Split System: Heat | Heat Pump | 575 | 3 |  | False |  |  | True | Single-Speed | 89000 | 8090 | 11 | 10.8 | 12.4 |  | 82000 | 7282 | 3.3 | 3.3 | 49000 | 6243 | 2.3 | Federally-Regulated Commercial & Industrial Equipment | 09/23/2019 |  | 07/31/2021
York International | Johnson Controls | J15PDC00A*(2,4,5)***** | J15NMC00*(5,6)****** | HRCU-A-CB, Split System: Heat | Heat Pump | 208 | 3 |  | False |  |  | True | Single-Speed | 174000 | 16415 | 10.6 | 10.4 | 14 |  | 160000 | 13791 | 3.4 | 3.2 | 100000 | 13025 | 2.25 | Federally-Regulated Commercial & Industrial Equipment | 09/23/2019 |  | 07/31/2021
York International | Johnson Controls | J15PDC00A*(2,4,5)***** | J15NMC00*(5,6)****** | HRCU-A-CB, Split System: Heat | Heat Pump | 230 | 3 |  | False |  |  | True | Single-Speed | 174000 | 16415 | 10.6 | 10.4 | 14 |  | 160000 | 13791 | 3.4 | 3.2 | 100000 | 13025 | 2.25 | Federally-Regulated Commercial & Industrial Equipment | 09/23/2019 |  | 07/31/2021
York International | Johnson Controls | J07PCC00A*(2,4,5)***** | J07NLC00*(5,6)****** | HRCU-A-CB, Split System: Heat | Heat Pump | 460 | 3 |  | False |  |  | True | Single-Speed | 89000 | 8090 | 11 | 10.8 | 12.4 |  | 82000 | 7282 | 3.3 | 3.3 | 49000 | 6243 | 2.3 | Federally-Regulated Commercial & Industrial Equipment | 09/23/2019 |  | 07/31/2021
York International | Johnson Controls | J07PCC00A*(2,4,5)***** | J07NLC00*(5,6)****** | HRCU-A-CB, Split System: Heat | Heat Pump | 230 | 3 |  | False |  |  | True | Single-Speed | 89000 | 8090 | 11 | 10.8 | 12.4 |  | 82000 | 7282 | 3.3 | 3.3 | 49000 | 6243 | 2.3 | Federally-Regulated Commercial & Industrial Equipment | 09/23/2019 |  | 07/31/2021
York International | Johnson Controls | J15PDC00A*(2,4,5)***** | J15NMC00*(5,6)****** | HRCU-A-CB, Split System: Heat | Heat Pump | 460 | 3 |  | False |  |  | True | Single-Speed | 174000 | 16415 | 10.6 | 10.4 | 14 |  | 160000 | 13791 | 3.4 | 3.2 | 100000 | 13025 | 2.25 | Federally-Regulated Commercial & Industrial Equipment | 09/23/2019 |  | 07/31/2021
York International | Johnson Controls | J15PDC00A*(2,4,5)***** | J15NMC00*(5,6)****** | HRCU-A-CB, Split System: Heat | Heat Pump | 575 | 3 |  | False |  |  | True | Single-Speed | 174000 | 16415 | 10.6 | 10.4 | 14 |  | 160000 | 13791 | 3.4 | 3.2 | 100000 | 13025 | 2.25 | Federally-Regulated Commercial & Industrial Equipment | 09/23/2019 |  | 07/31/2021
York International | Luxaire | PJ-20C00A*(T,W,X)***** | NJ-20C00*(X,S)****** | HRCU-A-CB, Split System: Heat | Heat Pump | 575 | 3 |  | False |  |  | True | Single-Speed | 230000 | 21698 | 10.6 | 10.4 | 11.7 |  | 220000 | 19538 | 3.3 | 3.2 | 124000 | 16518 | 2.2 | Federally-Regulated Commercial & Industrial Equipment | 09/23/2019 |  | 07/31/2021
York International | Luxaire | PJ-15C00A*(T,W,X)***** | NJ-15C00*(X,S)****** | HRCU-A-CB, Split System: Heat | Heat Pump | 460 | 3 |  | False |  |  | True | Single-Speed | 174000 | 16415 | 10.6 | 10.4 | 11.6 |  | 160000 | 13791 | 3.4 | 3.2 | 100000 | 13025 | 2.25 | Federally-Regulated Commercial & Industrial Equipment | 09/23/2019 |  | 07/31/2021
York International | Luxaire | PJ-20C00A*(T,W,X)***** | NJ-20C00*(X,S)****** | HRCU-A-CB, Split System: Heat | Heat Pump | 208 | 3 |  | False |  |  | True | Single-Speed | 230000 | 21698 | 10.6 | 10.4 | 11.7 |  | 220000 | 19538 | 3.3 | 3.2 | 124000 | 16518 | 2.2 | Federally-Regulated Commercial & Industrial Equipment | 09/23/2019 |  | 07/31/2021
York International | Luxaire | PH-07C00A*(2,4,5)***** | NS-07C00*(5,6)****** | HRCU-A-CB, Split System: Heat | Heat Pump | 230 | 3 |  | False |  |  | True | Single-Speed | 89000 | 8090 | 11 | 10.8 | 12.4 |  | 82000 | 7282 | 3.3 | 3.3 | 49000 | 6243 | 2.3 | Federally-Regulated Commercial & Industrial Equipment | 09/23/2019 |  | 07/31/2021
York International | Luxaire | PJ-20C00A*(2,4,5)***** | NW-20C00*(5,6)****** | HRCU-A-CB, Split System: Heat | Heat Pump | 460 | 3 |  | False |  |  | True | Single-Speed | 230000 | 21698 | 10.6 | 10.4 | 13.3 |  | 220000 | 19538 | 3.3 | 3.2 | 130000 | 17318 | 2.2 | Federally-Regulated Commercial & Industrial Equipment | 09/23/2019 |  | 07/31/2021
York International | Luxaire | PH-07C00A*(2,4,5)***** | NS-07C00*(5,6)****** | HRCU-A-CB, Split System: Heat | Heat Pump | 460 | 3 |  | False |  |  | True | Single-Speed | 89000 | 8090 | 11 | 10.8 | 12.4 |  | 82000 | 7282 | 3.3 | 3.3 | 49000 | 6243 | 2.3 | Federally-Regulated Commercial & Industrial Equipment | 09/23/2019 |  | 07/31/2021
York International | Luxaire | PJ-15C00A*(2,4,5)***** | NW-15C00*(5,6)****** | HRCU-A-CB, Split System: Heat | Heat Pump | 460 | 3 |  | False |  |  | True | Single-Speed | 174000 | 16415 | 10.6 | 10.4 | 14 |  | 160000 | 13791 | 3.4 | 3.2 | 100000 | 13025 | 2.25 | Federally-Regulated Commercial & Industrial Equipment | 09/23/2019 |  | 07/31/2021
York International | Luxaire | PJ-15C00A*(T,W,X)***** | NJ-15C00*(X,S)****** | HRCU-A-CB, Split System: Heat | Heat Pump | 208 | 3 |  | False |  |  | True | Single-Speed | 174000 | 16415 | 10.6 | 10.4 | 11.6 |  | 160000 | 13791 | 3.4 | 3.2 | 100000 | 13025 | 2.25 | Federally-Regulated Commercial & Industrial Equipment | 09/23/2019 |  | 07/31/2021
York International | Luxaire | PJ-15C00A*(2,4,5)***** | NW-15C00*(5,6)****** | HRCU-A-CB, Split System: Heat | Heat Pump | 230 | 3 |  | False |  |  | True | Single-Speed | 174000 | 16415 | 10.6 | 10.4 | 14 |  | 160000 | 13791 | 3.4 | 3.2 | 100000 | 13025 | 2.25 | Federally-Regulated Commercial & Industrial Equipment | 09/23/2019 |  | 07/31/2021
York International | Luxaire | PJ-15C00A*(T,W,X)***** | NJ-15C00*(X,S)****** | HRCU-A-CB, Split System: Heat | Heat Pump | 230 | 3 |  | False |  |  | True | Single-Speed | 174000 | 16415 | 10.6 | 10.4 | 11.6 |  | 160000 | 13791 | 3.4 | 3.2 | 100000 | 13025 | 2.25 | Federally-Regulated Commercial & Industrial Equipment | 09/23/2019 |  | 07/31/2021
York International | Luxaire | PJ-20C00A*(2,4,5)***** | NW-20C00*(5,6)****** | HRCU-A-CB, Split System: Heat | Heat Pump | 208 | 3 |  | False |  |  | True | Single-Speed | 230000 | 21698 | 10.6 | 10.4 | 13.3 |  | 220000 | 19538 | 3.3 | 3.2 | 130000 | 17318 | 2.2 | Federally-Regulated Commercial & Industrial Equipment | 09/23/2019 |  | 07/31/2021
York International | Luxaire | PH-07C00A*(2,4,5)***** | NS-07C00*(5,6)****** | HRCU-A-CB, Split System: Heat | Heat Pump | 208 | 3 |  | False |  |  | True | Single-Speed | 89000 | 8090 | 11 | 10.8 | 12.4 |  | 82000 | 7282 | 3.3 | 3.3 | 49000 | 6243 | 2.3 | Federally-Regulated Commercial & Industrial Equipment | 09/23/2019 |  | 07/31/2021
York International | Luxaire | PH-07C00A*(2,4,5)***** | NS-07C00*(5,6)****** | HRCU-A-CB, Split System: Heat | Heat Pump | 575 | 3 |  | False |  |  | True | Single-Speed | 89000 | 8090 | 11 | 10.8 | 12.4 |  | 82000 | 7282 | 3.3 | 3.3 | 49000 | 6243 | 2.3 | Federally-Regulated Commercial & Industrial Equipment | 09/23/2019 |  | 07/31/2021
York International | Luxaire | PJ-15C00A*(2,4,5)***** | NW-15C00*(5,6)****** | HRCU-A-CB, Split System: Heat | Heat Pump | 575 | 3 |  | False |  |  | True | Single-Speed | 174000 | 16415 | 10.6 | 10.4 | 14 |  | 160000 | 13791 | 3.4 | 3.2 | 100000 | 13025 | 2.25 | Federally-Regulated Commercial & Industrial Equipment | 09/23/2019 |  | 07/31/2021
York International | Luxaire | PJ-20C00A*(T,W,X)***** | NJ-20C00*(X,S)****** | HRCU-A-CB, Split System: Heat | Heat Pump | 230 | 3 |  | False |  |  | True | Single-Speed | 230000 | 21698 | 10.6 | 10.4 | 11.7 |  | 220000 | 19538 | 3.3 | 3.2 | 124000 | 16518 | 2.2 | Federally-Regulated Commercial & Industrial Equipment | 09/23/2019 |  | 07/31/2021
York International | Luxaire | PJ-20C00A*(2,4,5)***** | NW-20C00*(5,6)****** | HRCU-A-CB, Split System: Heat | Heat Pump | 575 | 3 |  | False |  |  | True | Single-Speed | 230000 | 21698 | 10.6 | 10.4 | 13.3 |  | 220000 | 19538 | 3.3 | 3.2 | 130000 | 17318 | 2.2 | Federally-Regulated Commercial & Industrial Equipment | 09/23/2019 |  | 07/31/2021
York International | Luxaire | PJ-20C00A*(2,4,5)***** | NW-20C00*(5,6)****** | HRCU-A-CB, Split System: Heat | Heat Pump | 230 | 3 |  | False |  |  | True | Single-Speed | 230000 | 21698 | 10.6 | 10.4 | 13.3 |  | 220000 | 19538 | 3.3 | 3.2 | 130000 | 17318 | 2.2 | Federally-Regulated Commercial & Industrial Equipment | 09/23/2019 |  | 07/31/2021
York International | Luxaire | PJ-15C00A*(T,W,X)***** | NJ-15C00*(X,S)****** | HRCU-A-CB, Split System: Heat | Heat Pump | 575 | 3 |  | False |  |  | True | Single-Speed | 174000 | 16415 | 10.6 | 10.4 | 11.6 |  | 160000 | 13791 | 3.4 | 3.2 | 100000 | 13025 | 2.25 | Federally-Regulated Commercial & Industrial Equipment | 09/23/2019 |  | 07/31/2021
York International | Luxaire | PJ-15C00A*(2,4,5)***** | NW-15C00*(5,6)****** | HRCU-A-CB, Split System: Heat | Heat Pump | 208 | 3 |  | False |  |  | True | Single-Speed | 174000 | 16415 | 10.6 | 10.4 | 14 |  | 160000 | 13791 | 3.4 | 3.2 | 100000 | 13025 | 2.25 | Federally-Regulated Commercial & Industrial Equipment | 09/23/2019 |  | 07/31/2021
York International | Luxaire | PJ-20C00A*(T,W,X)***** | NJ-20C00*(X,S)****** | HRCU-A-CB, Split System: Heat | Heat Pump | 460 | 3 |  | False |  |  | True | Single-Speed | 230000 | 21698 | 10.6 | 10.4 | 11.7 |  | 220000 | 19538 | 3.3 | 3.2 | 124000 | 16518 | 2.2 | Federally-Regulated Commercial & Industrial Equipment | 09/23/2019 |  | 07/31/2021
York International | TEMPMASTER, UNITARY PRODUCTS GROUP - COMMERCIAL | PJT20C00A*(2,4,5)***** | NJT20C00*(5,6)****** | HRCU-A-CB, Split System: Heat | Heat Pump | 230 | 3 |  | False |  |  | True | Single-Speed | 230000 | 21698 | 10.6 | 10.4 | 11.7 |  | 220000 | 19538 | 3.3 | 3.2 | 124000 | 16518 | 2.2 | Federally-Regulated Commercial & Industrial Equipment | 04/16/2019 |  | 07/31/2021
York International | TEMPMASTER, UNITARY PRODUCTS GROUP - COMMERCIAL | PJT15C00A*(2,4,5)***** | NJT15C00*(5,6)****** | HRCU-A-CB, Split System: Heat | Heat Pump | 208 | 3 |  | False |  |  | True | Single-Speed | 174000 | 16415 | 10.6 | 10.4 | 11.6 |  | 160000 | 13791 | 3.4 | 3.2 | 100000 | 13025 | 2.25 | Federally-Regulated Commercial & Industrial Equipment | 05/17/2019 |  | 07/31/2021
York International | TEMPMASTER, UNITARY PRODUCTS GROUP - COMMERCIAL | PJT20C00A*(2,4,5)***** | NJT20C00*(5,6)****** | HRCU-A-CB, Split System: Heat | Heat Pump | 208 | 3 |  | False |  |  | True | Single-Speed | 230000 | 21698 | 10.6 | 10.4 | 11.7 |  | 220000 | 19538 | 3.3 | 3.2 | 124000 | 16518 | 2.2 | Federally-Regulated Commercial & Industrial Equipment | 04/16/2019 |  | 07/31/2021
York International | TEMPMASTER, UNITARY PRODUCTS GROUP - COMMERCIAL | PJT20C00A*(2,4,5)***** | NJT20C00*(5,6)****** | HRCU-A-CB, Split System: Heat | Heat Pump | 575 | 3 |  | False |  |  | True | Single-Speed | 230000 | 21698 | 10.6 | 10.4 | 11.7 |  | 220000 | 19538 | 3.3 | 3.2 | 124000 | 16518 | 2.2 | Federally-Regulated Commercial & Industrial Equipment | 04/16/2019 |  | 07/31/2021
York International | TEMPMASTER, UNITARY PRODUCTS GROUP - COMMERCIAL | PJT15C00A*(2,4,5)***** | NJT15C00*(5,6)****** | HRCU-A-CB, Split System: Heat | Heat Pump | 230 | 3 |  | False |  |  | True | Single-Speed | 174000 | 16415 | 10.6 | 10.4 | 11.6 |  | 160000 | 13791 | 3.4 | 3.2 | 100000 | 13025 | 2.25 | Federally-Regulated Commercial & Industrial Equipment | 05/17/2019 |  | 07/31/2021
York International | TEMPMASTER, UNITARY PRODUCTS GROUP - COMMERCIAL | PJT15C00A*(2,4,5)***** | NJT15C00*(5,6)****** | HRCU-A-CB, Split System: Heat | Heat Pump | 575 | 3 |  | False |  |  | True | Single-Speed | 174000 | 16415 | 10.6 | 10.4 | 11.6 |  | 160000 | 13791 | 3.4 | 3.2 | 100000 | 13025 | 2.25 | Federally-Regulated Commercial & Industrial Equipment | 05/17/2019 |  | 07/31/2021
York International | TEMPMASTER, UNITARY PRODUCTS GROUP - COMMERCIAL | PJT15C00A*(2,4,5)***** | NJT15C00*(5,6)****** | HRCU-A-CB, Split System: Heat | Heat Pump | 460 | 3 |  | False |  |  | True | Single-Speed | 174000 | 16415 | 10.6 | 10.4 | 11.6 |  | 160000 | 13791 | 3.4 | 3.2 | 100000 | 13025 | 2.25 | Federally-Regulated Commercial & Industrial Equipment | 05/17/2019 |  | 07/31/2021
York International | TEMPMASTER, UNITARY PRODUCTS GROUP - COMMERCIAL | PJT20C00A*(2,4,5)***** | NJT20C00*(5,6)****** | HRCU-A-CB, Split System: Heat | Heat Pump | 460 | 3 |  | False |  |  | True | Single-Speed | 230000 | 21698 | 10.6 | 10.4 | 11.7 |  | 220000 | 19538 | 3.3 | 3.2 | 124000 | 16518 | 2.2 | Federally-Regulated Commercial & Industrial Equipment | 04/16/2019 |  | 07/31/2021
Carrier Corp. - Syracuse | Bryant Heating & Cooling Systems | 575J(P,E,T)08(A,B)* | 524J(P,E,T)08H2* | HRCU-A-CB, Split System: Heat | Heat Pump | 230 | 3 |  | False |  |  | True | Single-Speed | 88000 | 8000 | 11 | 10.8 | 12.4 |  | 86000 | 7637 | 3.3 | 3.3 | 51000 | 6227 | 2.4 | Federally-Regulated Commercial & Industrial Equipment | 04/15/2019 |  | 09/15/2021
Carrier Corp. - Syracuse | Bryant Heating & Cooling Systems | 575J(P,E,T)08(A,B)* | 524J(P,E,T)08H2* | HRCU-A-CB, Split System: Heat | Heat Pump | 460 | 3 |  | False |  |  | True | Single-Speed | 88000 | 8000 | 11 | 10.8 | 12.4 |  | 86000 | 7637 | 3.3 | 3.3 | 51000 | 6227 | 2.4 | Federally-Regulated Commercial & Industrial Equipment | 04/15/2019 |  | 09/15/2021
Carrier Corp. - Syracuse | Bryant Heating & Cooling Systems | 575J(P,E,T)08(A,B)* | 524J(P,E,T)08H2* | HRCU-A-CB, Split System: Heat | Heat Pump | 208 | 3 |  | False |  |  | True | Single-Speed | 88000 | 8000 | 11 | 10.8 | 12.4 |  | 86000 | 7637 | 3.3 | 3.3 | 51000 | 6227 | 2.4 | Federally-Regulated Commercial & Industrial Equipment | 04/15/2019 |  | 09/15/2021
Carrier Corp. - Syracuse | Bryant Heating & Cooling Systems | 575J(P,E,T)08(A,B)* | 524J(P,E,T)08H2* | HRCU-A-CB, Split System: Heat | Heat Pump | 575 | 3 |  | False |  |  | True | Single-Speed | 88000 | 8000 | 11 | 10.8 | 12.4 |  | 86000 | 7637 | 3.3 | 3.3 | 51000 | 6227 | 2.4 | Federally-Regulated Commercial & Industrial Equipment | 04/15/2019 |  | 09/15/2021
Carrier Corp. - Syracuse | Airquest | CHS091(H,L,S)(A,B)* | FHS091(H,L,S)**A2* | HRCU-A-CB, Split System: Heat | Heat Pump | 460 | 3 |  | False |  |  | True | Single-Speed | 88000 | 8000 | 11 | 10.8 | 12.4 |  | 86000 | 7637 | 3.3 | 3.3 | 51000 | 6227 | 2.4 | Federally-Regulated Commercial & Industrial Equipment | 09/30/2019 |  | 09/15/2021
Carrier Corp. - Syracuse | Airquest | CHS091(H,L,S)(A,B)* | FHS091(H,L,S)**A2* | HRCU-A-CB, Split System: Heat | Heat Pump | 208 | 3 |  | False |  |  | True | Single-Speed | 88000 | 8000 | 11 | 10.8 | 12.4 |  | 86000 | 7637 | 3.3 | 3.3 | 51000 | 6227 | 2.4 | Federally-Regulated Commercial & Industrial Equipment | 09/30/2019 |  | 09/15/2021
Carrier Corp. - Syracuse | Airquest | CHS091(H,L,S)(A,B)* | FHS091(H,L,S)**A2* | HRCU-A-CB, Split System: Heat | Heat Pump | 230 | 3 |  | False |  |  | True | Single-Speed | 88000 | 8000 | 11 | 10.8 | 12.4 |  | 86000 | 7637 | 3.3 | 3.3 | 51000 | 6227 | 2.4 | Federally-Regulated Commercial & Industrial Equipment | 09/30/2019 |  | 09/15/2021
Carrier Corp. - Syracuse | Airquest | CHS091(H,L,S)(A,B)* | FHS091(H,L,S)**A2* | HRCU-A-CB, Split System: Heat | Heat Pump | 575 | 3 |  | False |  |  | True | Single-Speed | 88000 | 8000 | 11 | 10.8 | 12.4 |  | 86000 | 7637 | 3.3 | 3.3 | 51000 | 6227 | 2.4 | Federally-Regulated Commercial & Industrial Equipment | 09/30/2019 |  | 09/15/2021
Carrier Corp. - Syracuse | ICP Commercial | CHS091(H,L,S)(A,B)* | FHS091(H,L,S)**A2* | HRCU-A-CB, Split System: Heat | Heat Pump | 230 | 3 |  | False |  |  | True | Single-Speed | 88000 | 8000 | 11 | 10.8 | 12.4 |  | 86000 | 7637 | 3.3 | 3.3 | 51000 | 6227 | 2.4 | Federally-Regulated Commercial & Industrial Equipment | 09/30/2019 |  | 09/15/2021
Carrier Corp. - Syracuse | ICP Commercial | CHS091(H,L,S)(A,B)* | FHS091(H,L,S)**A2* | HRCU-A-CB, Split System: Heat | Heat Pump | 460 | 3 |  | False |  |  | True | Single-Speed | 88000 | 8000 | 11 | 10.8 | 12.4 |  | 86000 | 7637 | 3.3 | 3.3 | 51000 | 6227 | 2.4 | Federally-Regulated Commercial & Industrial Equipment | 09/30/2019 |  | 09/15/2021
Carrier Corp. - Syracuse | ICP Commercial | CHS091(H,L,S)(A,B)* | FHS091(H,L,S)**A2* | HRCU-A-CB, Split System: Heat | Heat Pump | 575 | 3 |  | False |  |  | True | Single-Speed | 88000 | 8000 | 11 | 10.8 | 12.4 |  | 86000 | 7637 | 3.3 | 3.3 | 51000 | 6227 | 2.4 | Federally-Regulated Commercial & Industrial Equipment | 09/30/2019 |  | 09/15/2021
Carrier Corp. - Syracuse | ICP Commercial | CHS091(H,L,S)(A,B)* | FHS091(H,L,S)**A2* | HRCU-A-CB, Split System: Heat | Heat Pump | 208 | 3 |  | False |  |  | True | Single-Speed | 88000 | 8000 | 11 | 10.8 | 12.4 |  | 86000 | 7637 | 3.3 | 3.3 | 51000 | 6227 | 2.4 | Federally-Regulated Commercial & Industrial Equipment | 09/30/2019 |  | 09/15/2021
Carrier Corp. - Syracuse | Day & Night | CHS091(H,L,S)(A,B)* | FHS091(H,L,S)**A2* | HRCU-A-CB, Split System: Heat | Heat Pump | 208 | 3 |  | False |  |  | True | Single-Speed | 88000 | 8000 | 11 | 10.8 | 12.4 |  | 86000 | 7637 | 3.3 | 3.3 | 51000 | 6227 | 2.4 | Federally-Regulated Commercial & Industrial Equipment | 09/30/2019 |  | 09/15/2021
Carrier Corp. - Syracuse | Day & Night | CHS091(H,L,S)(A,B)* | FHS091(H,L,S)**A2* | HRCU-A-CB, Split System: Heat | Heat Pump | 575 | 3 |  | False |  |  | True | Single-Speed | 88000 | 8000 | 11 | 10.8 | 12.4 |  | 86000 | 7637 | 3.3 | 3.3 | 51000 | 6227 | 2.4 | Federally-Regulated Commercial & Industrial Equipment | 09/30/2019 |  | 09/15/2021
Carrier Corp. - Syracuse | Day & Night | CHS091(H,L,S)(A,B)* | FHS091(H,L,S)**A2* | HRCU-A-CB, Split System: Heat | Heat Pump | 460 | 3 |  | False |  |  | True | Single-Speed | 88000 | 8000 | 11 | 10.8 | 12.4 |  | 86000 | 7637 | 3.3 | 3.3 | 51000 | 6227 | 2.4 | Federally-Regulated Commercial & Industrial Equipment | 09/30/2019 |  | 09/15/2021
Carrier Corp. - Syracuse | Day & Night | CHS091(H,L,S)(A,B)* | FHS091(H,L,S)**A2* | HRCU-A-CB, Split System: Heat | Heat Pump | 230 | 3 |  | False |  |  | True | Single-Speed | 88000 | 8000 | 11 | 10.8 | 12.4 |  | 86000 | 7637 | 3.3 | 3.3 | 51000 | 6227 | 2.4 | Federally-Regulated Commercial & Industrial Equipment | 09/30/2019 |  | 09/15/2021
Carrier Corp. - Syracuse | Heil | CHS091(H,L,S)(A,B)* | FHS091(H,L,S)**A2* | HRCU-A-CB, Split System: Heat | Heat Pump | 575 | 3 |  | False |  |  | True | Single-Speed | 88000 | 8000 | 11 | 10.8 | 12.4 |  | 86000 | 7637 | 3.3 | 3.3 | 51000 | 6227 | 2.4 | Federally-Regulated Commercial & Industrial Equipment | 09/23/2019 |  | 09/15/2021
Carrier Corp. - Syracuse | Heil | CHS091(H,L,S)(A,B)* | FHS091(H,L,S)**A2* | HRCU-A-CB, Split System: Heat | Heat Pump | 208 | 3 |  | False |  |  | True | Single-Speed | 88000 | 8000 | 11 | 10.8 | 12.4 |  | 86000 | 7637 | 3.3 | 3.3 | 51000 | 6227 | 2.4 | Federally-Regulated Commercial & Industrial Equipment | 09/23/2019 |  | 09/15/2021
Carrier Corp. - Syracuse | Heil | CHS091(H,L,S)(A,B)* | FHS091(H,L,S)**A2* | HRCU-A-CB, Split System: Heat | Heat Pump | 230 | 3 |  | False |  |  | True | Single-Speed | 88000 | 8000 | 11 | 10.8 | 12.4 |  | 86000 | 7637 | 3.3 | 3.3 | 51000 | 6227 | 2.4 | Federally-Regulated Commercial & Industrial Equipment | 09/23/2019 |  | 09/15/2021
Carrier Corp. - Syracuse | Heil | CHS091(H,L,S)(A,B)* | FHS091(H,L,S)**A2* | HRCU-A-CB, Split System: Heat | Heat Pump | 460 | 3 |  | False |  |  | True | Single-Speed | 88000 | 8000 | 11 | 10.8 | 12.4 |  | 86000 | 7637 | 3.3 | 3.3 | 51000 | 6227 | 2.4 | Federally-Regulated Commercial & Industrial Equipment | 09/23/2019 |  | 09/15/2021
Carrier Corp. - Syracuse | Comfortmaker | CHS091(H,L,S)(A,B)* | FHS091(H,L,S)**A2* | HRCU-A-CB, Split System: Heat | Heat Pump | 208 | 3 |  | False |  |  | True | Single-Speed | 88000 | 8000 | 11 | 10.8 | 12.4 |  | 86000 | 7637 | 3.3 | 3.3 | 51000 | 6227 | 2.4 | Federally-Regulated Commercial & Industrial Equipment | 09/30/2019 |  | 09/15/2021
Carrier Corp. - Syracuse | Comfortmaker | CHS091(H,L,S)(A,B)* | FHS091(H,L,S)**A2* | HRCU-A-CB, Split System: Heat | Heat Pump | 460 | 3 |  | False |  |  | True | Single-Speed | 88000 | 8000 | 11 | 10.8 | 12.4 |  | 86000 | 7637 | 3.3 | 3.3 | 51000 | 6227 | 2.4 | Federally-Regulated Commercial & Industrial Equipment | 09/30/2019 |  | 09/15/2021
Carrier Corp. - Syracuse | Comfortmaker | CHS091(H,L,S)(A,B)* | FHS091(H,L,S)**A2* | HRCU-A-CB, Split System: Heat | Heat Pump | 230 | 3 |  | False |  |  | True | Single-Speed | 88000 | 8000 | 11 | 10.8 | 12.4 |  | 86000 | 7637 | 3.3 | 3.3 | 51000 | 6227 | 2.4 | Federally-Regulated Commercial & Industrial Equipment | 09/30/2019 |  | 09/15/2021
Carrier Corp. - Syracuse | Comfortmaker | CHS091(H,L,S)(A,B)* | FHS091(H,L,S)**A2* | HRCU-A-CB, Split System: Heat | Heat Pump | 575 | 3 |  | False |  |  | True | Single-Speed | 88000 | 8000 | 11 | 10.8 | 12.4 |  | 86000 | 7637 | 3.3 | 3.3 | 51000 | 6227 | 2.4 | Federally-Regulated Commercial & Industrial Equipment | 09/30/2019 |  | 09/15/2021
Carrier Corp. - Syracuse | Tempstar | CHS091(H,L,S)(A,B)* | FHS091(H,L,S)**A2* | HRCU-A-CB, Split System: Heat | Heat Pump | 230 | 3 |  | False |  |  | True | Single-Speed | 88000 | 8000 | 11 | 10.8 | 12.4 |  | 86000 | 7637 | 3.3 | 3.3 | 51000 | 6227 | 2.4 | Federally-Regulated Commercial & Industrial Equipment | 09/30/2019 |  | 09/15/2021
Carrier Corp. - Syracuse | Tempstar | CHS091(H,L,S)(A,B)* | FHS091(H,L,S)**A2* | HRCU-A-CB, Split System: Heat | Heat Pump | 460 | 3 |  | False |  |  | True | Single-Speed | 88000 | 8000 | 11 | 10.8 | 12.4 |  | 86000 | 7637 | 3.3 | 3.3 | 51000 | 6227 | 2.4 | Federally-Regulated Commercial & Industrial Equipment | 09/30/2019 |  | 09/15/2021
Carrier Corp. - Syracuse | Tempstar | CHS091(H,L,S)(A,B)* | FHS091(H,L,S)**A2* | HRCU-A-CB, Split System: Heat | Heat Pump | 575 | 3 |  | False |  |  | True | Single-Speed | 88000 | 8000 | 11 | 10.8 | 12.4 |  | 86000 | 7637 | 3.3 | 3.3 | 51000 | 6227 | 2.4 | Federally-Regulated Commercial & Industrial Equipment | 09/30/2019 |  | 09/15/2021
Carrier Corp. - Syracuse | Tempstar | CHS091(H,L,S)(A,B)* | FHS091(H,L,S)**A2* | HRCU-A-CB, Split System: Heat | Heat Pump | 208 | 3 |  | False |  |  | True | Single-Speed | 88000 | 8000 | 11 | 10.8 | 12.4 |  | 86000 | 7637 | 3.3 | 3.3 | 51000 | 6227 | 2.4 | Federally-Regulated Commercial & Industrial Equipment | 09/30/2019 |  | 09/15/2021
Carrier Corp. - Syracuse | Arcoaire | CHS091(H,L,S)(A,B)* | FHS091(H,L,S)**A2* | HRCU-A-CB, Split System: Heat | Heat Pump | 575 | 3 |  | False |  |  | True | Single-Speed | 88000 | 8000 | 11 | 10.8 | 12.4 |  | 86000 | 7637 | 3.3 | 3.3 | 51000 | 6227 | 2.4 | Federally-Regulated Commercial & Industrial Equipment | 09/30/2019 |  | 09/15/2021
Carrier Corp. - Syracuse | Arcoaire | CHS091(H,L,S)(A,B)* | FHS091(H,L,S)**A2* | HRCU-A-CB, Split System: Heat | Heat Pump | 460 | 3 |  | False |  |  | True | Single-Speed | 88000 | 8000 | 11 | 10.8 | 12.4 |  | 86000 | 7637 | 3.3 | 3.3 | 51000 | 6227 | 2.4 | Federally-Regulated Commercial & Industrial Equipment | 09/30/2019 |  | 09/15/2021
Carrier Corp. - Syracuse | Arcoaire | CHS091(H,L,S)(A,B)* | FHS091(H,L,S)**A2* | HRCU-A-CB, Split System: Heat | Heat Pump | 230 | 3 |  | False |  |  | True | Single-Speed | 88000 | 8000 | 11 | 10.8 | 12.4 |  | 86000 | 7637 | 3.3 | 3.3 | 51000 | 6227 | 2.4 | Federally-Regulated Commercial & Industrial Equipment | 09/30/2019 |  | 09/15/2021
Carrier Corp. - Syracuse | Arcoaire | CHS091(H,L,S)(A,B)* | FHS091(H,L,S)**A2* | HRCU-A-CB, Split System: Heat | Heat Pump | 208 | 3 |  | False |  |  | True | Single-Speed | 88000 | 8000 | 11 | 10.8 | 12.4 |  | 86000 | 7637 | 3.3 | 3.3 | 51000 | 6227 | 2.4 | Federally-Regulated Commercial & Industrial Equipment | 09/30/2019 |  | 09/15/2021
Carrier Corp. - Syracuse | Keeprite | CHS091(H,L,S)(A,B)* | FHS091(H,L,S)**A2* | HRCU-A-CB, Split System: Heat | Heat Pump | 230 | 3 |  | False |  |  | True | Single-Speed | 88000 | 8000 | 11 | 10.8 | 12.4 |  | 86000 | 7637 | 3.3 | 3.3 | 51000 | 6227 | 2.4 | Federally-Regulated Commercial & Industrial Equipment | 09/30/2019 |  | 09/15/2021
Carrier Corp. - Syracuse | Keeprite | CHS091(H,L,S)(A,B)* | FHS091(H,L,S)**A2* | HRCU-A-CB, Split System: Heat | Heat Pump | 460 | 3 |  | False |  |  | True | Single-Speed | 88000 | 8000 | 11 | 10.8 | 12.4 |  | 86000 | 7637 | 3.3 | 3.3 | 51000 | 6227 | 2.4 | Federally-Regulated Commercial & Industrial Equipment | 09/30/2019 |  | 09/15/2021
Carrier Corp. - Syracuse | Keeprite | CHS091(H,L,S)(A,B)* | FHS091(H,L,S)**A2* | HRCU-A-CB, Split System: Heat | Heat Pump | 208 | 3 |  | False |  |  | True | Single-Speed | 88000 | 8000 | 11 | 10.8 | 12.4 |  | 86000 | 7637 | 3.3 | 3.3 | 51000 | 6227 | 2.4 | Federally-Regulated Commercial & Industrial Equipment | 09/30/2019 |  | 09/15/2021
Carrier Corp. - Syracuse | Keeprite | CHS091(H,L,S)(A,B)* | FHS091(H,L,S)**A2* | HRCU-A-CB, Split System: Heat | Heat Pump | 575 | 3 |  | False |  |  | True | Single-Speed | 88000 | 8000 | 11 | 10.8 | 12.4 |  | 86000 | 7637 | 3.3 | 3.3 | 51000 | 6227 | 2.4 | Federally-Regulated Commercial & Industrial Equipment | 09/30/2019 |  | 09/15/2021
Nordyne, LLC | Reznor | T6BQ120-D | B6TM120-D | HRCU-A-CB, Split System: Heat | Heat Pump | 460 | 3 |  | False |  |  | True | Dual-Speed | 116000 | 10545 | 11 | 10.8 | 12.7 |  | 110000 | 9769 | 3.3 | 3.3 | 70000 | 8548 | 2.4 | Federally-Regulated Commercial & Industrial Equipment | 05/31/2019 |  | 10/13/2021
Nordyne, LLC | Reznor | T6BQ120-C | B6TM120-C | HRCU-A-CB, Split System: Heat | Heat Pump | 230 | 3 |  | False |  |  | True | Dual-Speed | 116000 | 10545 | 11 | 10.8 | 12.7 |  | 110000 | 9769 | 3.3 | 3.3 | 70000 | 8548 | 2.4 | Federally-Regulated Commercial & Industrial Equipment | 09/23/2019 |  | 10/13/2021
Nordyne, LLC | Reznor | T6BQ090-D | B6TM090-D | HRCU-A-CB, Split System: Heat | Heat Pump | 460 | 3 |  | False |  |  | True | Dual-Speed | 90000 | 8181 | 11 | 10.8 | 12.7 |  | 86000 | 7637 | 3.3 | 3.3 | 54000 | 6594 | 2.4 | Federally-Regulated Commercial & Industrial Equipment | 05/31/2019 |  | 10/13/2021
Nordyne, LLC | Reznor | T6BQ090-C | B6TM090-C | HRCU-A-CB, Split System: Heat | Heat Pump | 208 | 3 |  | False |  |  | True | Dual-Speed | 90000 | 8181 | 11 | 10.8 | 12.7 |  | 86000 | 7637 | 3.3 | 3.3 | 54000 | 6594 | 2.4 | Federally-Regulated Commercial & Industrial Equipment | 09/23/2019 |  | 10/13/2021
Nordyne, LLC | Reznor | T6BQ120-C | B6TM120-C | HRCU-A-CB, Split System: Heat | Heat Pump | 208 | 3 |  | False |  |  | True | Dual-Speed | 116000 | 10545 | 11 | 10.8 | 12.7 |  | 110000 | 9769 | 3.3 | 3.3 | 70000 | 8548 | 2.4 | Federally-Regulated Commercial & Industrial Equipment | 09/23/2019 |  | 10/13/2021
Nordyne, LLC | Reznor | T6BQ090-C | B6TM090-C | HRCU-A-CB, Split System: Heat | Heat Pump | 230 | 3 |  | False |  |  | True | Dual-Speed | 90000 | 8181 | 11 | 10.8 | 12.7 |  | 86000 | 7637 | 3.3 | 3.3 | 54000 | 6594 | 2.4 | Federally-Regulated Commercial & Industrial Equipment | 09/23/2019 |  | 10/13/2021
Nordyne, LLC | Mammoth | T6BQ090-D | B6TM090-D | HRCU-A-CB, Split System: Heat | Heat Pump | 460 | 3 |  | False |  |  | True | Dual-Speed | 90000 | 8181 | 11 | 10.8 | 12.7 |  | 86000 | 7637 | 3.3 | 3.3 | 54000 | 6594 | 2.4 | Federally-Regulated Commercial & Industrial Equipment | 05/31/2019 |  | 10/13/2021
Nordyne, LLC | Mammoth | T6BQ090-C | B6TM090-C | HRCU-A-CB, Split System: Heat | Heat Pump | 208 | 3 |  | False |  |  | True | Dual-Speed | 90000 | 8181 | 11 | 10.8 | 12.7 |  | 86000 | 7637 | 3.3 | 3.3 | 54000 | 6594 | 2.4 | Federally-Regulated Commercial & Industrial Equipment | 09/23/2019 |  | 10/13/2021
Nordyne, LLC | Mammoth | T6BQ090-C | B6TM090-C | HRCU-A-CB, Split System: Heat | Heat Pump | 230 | 3 |  | False |  |  | True | Dual-Speed | 90000 | 8181 | 11 | 10.8 | 12.7 |  | 86000 | 7637 | 3.3 | 3.3 | 54000 | 6594 | 2.4 | Federally-Regulated Commercial & Industrial Equipment | 09/23/2019 |  | 10/13/2021
Nordyne, LLC | Mammoth | T6BQ120-C | B6TM120-C | HRCU-A-CB, Split System: Heat | Heat Pump | 230 | 3 |  | False |  |  | True | Dual-Speed | 116000 | 10545 | 11 | 10.8 | 12.7 |  | 110000 | 9769 | 3.3 | 3.3 | 70000 | 8548 | 2.4 | Federally-Regulated Commercial & Industrial Equipment | 09/23/2019 |  | 10/13/2021
Nordyne, LLC | Mammoth | T6BQ120-C | B6TM120-C | HRCU-A-CB, Split System: Heat | Heat Pump | 208 | 3 |  | False |  |  | True | Dual-Speed | 116000 | 10545 | 11 | 10.8 | 12.7 |  | 110000 | 9769 | 3.3 | 3.3 | 70000 | 8548 | 2.4 | Federally-Regulated Commercial & Industrial Equipment | 09/23/2019 |  | 10/13/2021
Nordyne, LLC | Mammoth | T6BQ120-D | B6TM120-D | HRCU-A-CB, Split System: Heat | Heat Pump | 460 | 3 |  | False |  |  | True | Dual-Speed | 116000 | 10545 | 11 | 10.8 | 12.7 |  | 110000 | 9769 | 3.3 | 3.3 | 70000 | 8548 | 2.4 | Federally-Regulated Commercial & Industrial Equipment | 05/31/2019 |  | 10/13/2021
Trane U.S. Inc. | AMERICAN STANDARD | TWA2404(3,4,W)DA*00AR* | TWE2404(3,4,W)B*A***00 | HRCU-A-CB, Split System: Heat | Heat Pump | 208 | 3 |  | False |  |  | True | Single-Speed | 248000 | 24800 | 10 | 9.3 | 10.6 |  | 238000 | 21797 | 3.2 | 3.2 | 148000 | 21158 | 2.05 | Federally-Regulated Commercial & Industrial Equipment | 09/23/2019 |  | 12/15/2021
Trane U.S. Inc. | AMERICAN STANDARD | TWA1804(3,4,W)DA*00AR* | TWE1804(3,4,W)B*A***B0 | HRCU-A-CB, Split System: Heat | Heat Pump | 230 | 3 |  | False |  |  | True | Single-Speed | 188000 | 17407 | 10.8 | 10.4 | 12.7 |  | 178000 | 16302 | 3.2 | 3.2 | 117000 | 16726 | 2.05 | Federally-Regulated Commercial & Industrial Equipment | 09/23/2019 |  | 12/15/2021
Trane U.S. Inc. | AMERICAN STANDARD | TWA0904(3,4,W)DA*00AR* | TWE0904(3,4,W)B*A***B0 | HRCU-A-CB, Split System: Heat | Heat Pump | 230 | 3 |  | False |  |  | True | Single-Speed | 93000 | 8303 | 11.2 | 10.8 | 13.3 |  | 82000 | 7282 | 3.3 | 3.3 | 51500 | 6708 | 2.25 | Federally-Regulated Commercial & Industrial Equipment | 09/23/2019 |  | 12/15/2021
Trane U.S. Inc. | AMERICAN STANDARD | TWA2404(3,4)DA*00AR* | TWE2404(3,4)B*A***B0 | HRCU-A-CB, Split System: Heat | Heat Pump | 208 | 3 |  | False |  |  | True | Single-Speed | 248000 | 24800 | 10 | 9.3 | 11.7 |  | 238000 | 21797 | 3.2 | 3.2 | 148000 | 21158 | 2.05 | Federally-Regulated Commercial & Industrial Equipment | 09/23/2019 |  | 12/15/2021
Trane U.S. Inc. | AMERICAN STANDARD | TWA1204(3,4,W)DA*00AR* | TWE1204(3,4,W)B*A***B0 | HRCU-A-CB, Split System: Heat | Heat Pump | 208 | 3 |  | False |  |  | True | Single-Speed | 118000 | 10535 | 11.2 | 10.8 | 13.3 |  | 112000 | 9946 | 3.3 | 3.3 | 71000 | 9248 | 2.25 | Federally-Regulated Commercial & Industrial Equipment | 09/23/2019 |  | 12/15/2021
Trane U.S. Inc. | AMERICAN STANDARD | TWA0904(3,4,W)DA*00AR* | TWE0904(3,4,W)B*A***B0 | HRCU-A-CB, Split System: Heat | Heat Pump | 208 | 3 |  | False |  |  | True | Single-Speed | 93000 | 8303 | 11.2 | 10.8 | 13.3 |  | 82000 | 7282 | 3.3 | 3.3 | 51500 | 6708 | 2.25 | Federally-Regulated Commercial & Industrial Equipment | 09/23/2019 |  | 12/15/2021
Trane U.S. Inc. | AMERICAN STANDARD | TWA0724(3,4,W)DA*00AR* | TWE0724(3,4,W)B*A***B0 | HRCU-A-CB, Split System: Heat | Heat Pump | 208 | 3 |  | False |  |  | True | Single-Speed | 77000 | 6875 | 11.2 | 10.8 | 13.3 |  | 64000 | 5683 | 3.3 | 3.3 | 38000 | 4949 | 2.25 | Federally-Regulated Commercial & Industrial Equipment | 09/23/2019 |  | 12/15/2021
Trane U.S. Inc. | AMERICAN STANDARD | TWA2404(3,4,W)DA*00AR* | TWE2404(3,4,W)B*A***00 | HRCU-A-CB, Split System: Heat | Heat Pump | 460 | 3 |  | False |  |  | True | Single-Speed | 248000 | 24800 | 10 | 9.3 | 10.6 |  | 238000 | 21797 | 3.2 | 3.2 | 148000 | 21158 | 2.05 | Federally-Regulated Commercial & Industrial Equipment | 09/23/2019 |  | 12/15/2021
Trane U.S. Inc. | AMERICAN STANDARD | TWA1204(3,4,W)DA*00AR* | TWE1204(3,4,W)B*A***B0 | HRCU-A-CB, Split System: Heat | Heat Pump | 460 | 3 |  | False |  |  | True | Single-Speed | 118000 | 10535 | 11.2 | 10.8 | 13.3 |  | 112000 | 9946 | 3.3 | 3.3 | 71000 | 9248 | 2.25 | Federally-Regulated Commercial & Industrial Equipment | 09/23/2019 |  | 12/15/2021
Trane U.S. Inc. | AMERICAN STANDARD | TWA1204(3,4,W)DA*00AR* | TWE1204(3,4,W)B*A***B0 | HRCU-A-CB, Split System: Heat | Heat Pump | 575 | 3 |  | False |  |  | True | Single-Speed | 118000 | 10535 | 11.2 | 10.8 | 13.3 |  | 112000 | 9946 | 3.3 | 3.3 | 71000 | 9248 | 2.25 | Federally-Regulated Commercial & Industrial Equipment | 09/23/2019 |  | 12/15/2021
Trane U.S. Inc. | AMERICAN STANDARD | TWA0904(3,4,W)DA*00AR* | TWE0904(3,4,W)B*A***B0 | HRCU-A-CB, Split System: Heat | Heat Pump | 460 | 3 |  | False |  |  | True | Single-Speed | 93000 | 8303 | 11.2 | 10.8 | 13.3 |  | 82000 | 7282 | 3.3 | 3.3 | 51500 | 6708 | 2.25 | Federally-Regulated Commercial & Industrial Equipment | 09/23/2019 |  | 12/15/2021
Trane U.S. Inc. | AMERICAN STANDARD | TWA2404(3,4,W)DA*00AR* | TWE2404(3,4,W)B*A***00 | HRCU-A-CB, Split System: Heat | Heat Pump | 230 | 3 |  | False |  |  | True | Single-Speed | 248000 | 24800 | 10 | 9.3 | 10.6 |  | 238000 | 21797 | 3.2 | 3.2 | 148000 | 21158 | 2.05 | Federally-Regulated Commercial & Industrial Equipment | 09/23/2019 |  | 12/15/2021
Trane U.S. Inc. | AMERICAN STANDARD | TWA1804(3,4,W)DA*00AR* | TWE1804(3,4,W)B*A***B0 | HRCU-A-CB, Split System: Heat | Heat Pump | 208 | 3 |  | False |  |  | True | Single-Speed | 188000 | 17407 | 10.8 | 10.4 | 12.7 |  | 178000 | 16302 | 3.2 | 3.2 | 117000 | 16726 | 2.05 | Federally-Regulated Commercial & Industrial Equipment | 09/23/2019 |  | 12/15/2021
Trane U.S. Inc. | AMERICAN STANDARD | TWA1804(3,4,W)DA*00AR* | TWE1804(3,4,W)B*A***B0 | HRCU-A-CB, Split System: Heat | Heat Pump | 460 | 3 |  | False |  |  | True | Single-Speed | 188000 | 17407 | 10.8 | 10.4 | 12.7 |  | 178000 | 16302 | 3.2 | 3.2 | 117000 | 16726 | 2.05 | Federally-Regulated Commercial & Industrial Equipment | 09/23/2019 |  | 12/15/2021
Trane U.S. Inc. | AMERICAN STANDARD | TWA0724(3,4,W)DA*00AR* | TWE0724(3,4,W)B*A***B0 | HRCU-A-CB, Split System: Heat | Heat Pump | 460 | 3 |  | False |  |  | True | Single-Speed | 77000 | 6875 | 11.2 | 10.8 | 13.3 |  | 64000 | 5683 | 3.3 | 3.3 | 38000 | 4949 | 2.25 | Federally-Regulated Commercial & Industrial Equipment | 09/23/2019 |  | 12/15/2021
Trane U.S. Inc. | AMERICAN STANDARD | TWA0724(3,4,W)DA*00AR* | TWE0724(3,4,W)B*A***B0 | HRCU-A-CB, Split System: Heat | Heat Pump | 575 | 3 |  | False |  |  | True | Single-Speed | 77000 | 6875 | 11.2 | 10.8 | 13.3 |  | 64000 | 5683 | 3.3 | 3.3 | 38000 | 4949 | 2.25 | Federally-Regulated Commercial & Industrial Equipment | 09/23/2019 |  | 12/15/2021
Trane U.S. Inc. | AMERICAN STANDARD | TWA0904(3,4,W)DA*00AR* | TWE0904(3,4,W)B*A***B0 | HRCU-A-CB, Split System: Heat | Heat Pump | 575 | 3 |  | False |  |  | True | Single-Speed | 93000 | 8303 | 11.2 | 10.8 | 13.3 |  | 82000 | 7282 | 3.3 | 3.3 | 51500 | 6708 | 2.25 | Federally-Regulated Commercial & Industrial Equipment | 09/23/2019 |  | 12/15/2021
Trane U.S. Inc. | AMERICAN STANDARD | TWA1204(3,4,W)DA*00AR* | TWE1204(3,4,W)B*A***B0 | HRCU-A-CB, Split System: Heat | Heat Pump | 230 | 3 |  | False |  |  | True | Single-Speed | 118000 | 10535 | 11.2 | 10.8 | 13.3 |  | 112000 | 9946 | 3.3 | 3.3 | 71000 | 9248 | 2.25 | Federally-Regulated Commercial & Industrial Equipment | 09/23/2019 |  | 12/15/2021
Trane U.S. Inc. | AMERICAN STANDARD | TWA0724(3,4,W)DA*00AR* | TWE0724(3,4,W)B*A***B0 | HRCU-A-CB, Split System: Heat | Heat Pump | 230 | 3 |  | False |  |  | True | Single-Speed | 77000 | 6875 | 11.2 | 10.8 | 13.3 |  | 64000 | 5683 | 3.3 | 3.3 | 38000 | 4949 | 2.25 | Federally-Regulated Commercial & Industrial Equipment | 09/23/2019 |  | 12/15/2021
Trane U.S. Inc. | AMERICAN STANDARD | TWA2404(3,4,W)DA*00AR* | TWE2404(3,4,W)B*A***00 | HRCU-A-CB, Split System: Heat | Heat Pump | 575 | 3 |  | False |  |  | True | Single-Speed | 248000 | 24800 | 10 | 9.3 | 10.6 |  | 238000 | 21797 | 3.2 | 3.2 | 148000 | 21158 | 2.05 | Federally-Regulated Commercial & Industrial Equipment | 09/23/2019 |  | 12/15/2021
Trane U.S. Inc. | AMERICAN STANDARD | TWA2404(3,4)DA*00AR* | TWE2404(3,4)B*A***B0 | HRCU-A-CB, Split System: Heat | Heat Pump | 230 | 3 |  | False |  |  | True | Single-Speed | 248000 | 24800 | 10 | 9.3 | 11.7 |  | 238000 | 21797 | 3.2 | 3.2 | 148000 | 21158 | 2.05 | Federally-Regulated Commercial & Industrial Equipment | 09/23/2019 |  | 12/15/2021
Trane U.S. Inc. | AMERICAN STANDARD | TWA2404(3,4)DA*00AR* | TWE2404(3,4)B*A***B0 | HRCU-A-CB, Split System: Heat | Heat Pump | 460 | 3 |  | False |  |  | True | Single-Speed | 248000 | 24800 | 10 | 9.3 | 11.7 |  | 238000 | 21797 | 3.2 | 3.2 | 148000 | 21158 | 2.05 | Federally-Regulated Commercial & Industrial Equipment | 09/23/2019 |  | 12/15/2021
Trane U.S. Inc. | AMERICAN STANDARD | TWA1804(3,4,W)DA*00AR* | TWE1804(3,4,W)B*A***B0 | HRCU-A-CB, Split System: Heat | Heat Pump | 575 | 3 |  | False |  |  | True | Single-Speed | 188000 | 17407 | 10.8 | 10.4 | 12.7 |  | 178000 | 16302 | 3.2 | 3.2 | 117000 | 16726 | 2.05 | Federally-Regulated Commercial & Industrial Equipment | 09/23/2019 |  | 12/15/2021
Trane U.S. Inc. | Trane | TWA0724(3,4,W)DA*00AR* | TWE0724(3,4,W)B*A***B0 | HRCU-A-CB, Split System: Heat | Heat Pump | 230 | 3 |  | False |  |  | True | Single-Speed | 77000 | 6875 | 11.2 | 10.8 | 13.3 |  | 64000 | 5683 | 3.3 | 3.3 | 38000 | 4949 | 2.25 | Federally-Regulated Commercial & Industrial Equipment | 09/23/2019 |  | 12/15/2021
Trane U.S. Inc. | Trane | TWA0904(3,4,W)DA*00AR* | TWE0904(3,4,W)B*A***B0 | HRCU-A-CB, Split System: Heat | Heat Pump | 208 | 3 |  | False |  |  | True | Single-Speed | 93000 | 8303 | 11.2 | 10.8 | 13.3 |  | 82000 | 7282 | 3.3 | 3.3 | 51500 | 6708 | 2.25 | Federally-Regulated Commercial & Industrial Equipment | 09/23/2019 |  | 12/15/2021
Trane U.S. Inc. | Trane | TWA2404(3,4,W)DA*00AR* | TWE2404(3,4,W)B*A***00 | HRCU-A-CB, Split System: Heat | Heat Pump | 208 | 3 |  | False |  |  | True | Single-Speed | 248000 | 24800 | 10 | 9.3 | 10.6 |  | 238000 | 21797 | 3.2 | 3.2 | 148000 | 21158 | 2.05 | Federally-Regulated Commercial & Industrial Equipment | 09/23/2019 |  | 12/15/2021
Trane U.S. Inc. | Trane | TWA0724(3,4,W)DA*00AR* | TWE0724(3,4,W)B*A***B0 | HRCU-A-CB, Split System: Heat | Heat Pump | 460 | 3 |  | False |  |  | True | Single-Speed | 77000 | 6875 | 11.2 | 10.8 | 13.3 |  | 64000 | 5683 | 3.3 | 3.3 | 38000 | 4949 | 2.25 | Federally-Regulated Commercial & Industrial Equipment | 09/23/2019 |  | 12/15/2021
Trane U.S. Inc. | Trane | TWA2404(3,4,W)DA*00AR* | TWE2404(3,4,W)B*A***00 | HRCU-A-CB, Split System: Heat | Heat Pump | 230 | 3 |  | False |  |  | True | Single-Speed | 248000 | 24800 | 10 | 9.3 | 10.6 |  | 238000 | 21797 | 3.2 | 3.2 | 148000 | 21158 | 2.05 | Federally-Regulated Commercial & Industrial Equipment | 09/23/2019 |  | 12/15/2021
Trane U.S. Inc. | Trane | TWA1204(3,4,W)DA*00AR* | TWE1204(3,4,W)B*A***B0 | HRCU-A-CB, Split System: Heat | Heat Pump | 575 | 3 |  | False |  |  | True | Single-Speed | 118000 | 10535 | 11.2 | 10.8 | 13.3 |  | 112000 | 9946 | 3.3 | 3.3 | 71000 | 9248 | 2.25 | Federally-Regulated Commercial & Industrial Equipment | 09/23/2019 |  | 12/15/2021
Trane U.S. Inc. | Trane | TWA1804(3,4,W)DA*00AR* | TWE1804(3,4,W)B*A***B0 | HRCU-A-CB, Split System: Heat | Heat Pump | 230 | 3 |  | False |  |  | True | Single-Speed | 188000 | 17407 | 10.8 | 10.4 | 12.7 |  | 178000 | 16302 | 3.2 | 3.2 | 117000 | 16726 | 2.05 | Federally-Regulated Commercial & Industrial Equipment | 09/23/2019 |  | 12/15/2021
Trane U.S. Inc. | Trane | TWA1804(3,4,W)DA*00AR* | TWE1804(3,4,W)B*A***B0 | HRCU-A-CB, Split System: Heat | Heat Pump | 460 | 3 |  | False |  |  | True | Single-Speed | 188000 | 17407 | 10.8 | 10.4 | 12.7 |  | 178000 | 16302 | 3.2 | 3.2 | 117000 | 16726 | 2.05 | Federally-Regulated Commercial & Industrial Equipment | 09/23/2019 |  | 12/15/2021
Trane U.S. Inc. | Trane | TWA2404(3,4)DA*00AR* | TWE2404(3,4)B*A***B0 | HRCU-A-CB, Split System: Heat | Heat Pump | 460 | 3 |  | False |  |  | True | Single-Speed | 248000 | 24800 | 10 | 9.3 | 11.7 |  | 238000 | 21797 | 3.2 | 3.2 | 148000 | 21158 | 2.05 | Federally-Regulated Commercial & Industrial Equipment | 09/23/2019 |  | 12/15/2021
Trane U.S. Inc. | Trane | TWA2404(3,4,W)DA*00AR* | TWE2404(3,4,W)B*A***00 | HRCU-A-CB, Split System: Heat | Heat Pump | 575 | 3 |  | False |  |  | True | Single-Speed | 248000 | 24800 | 10 | 9.3 | 10.6 |  | 238000 | 21797 | 3.2 | 3.2 | 148000 | 21158 | 2.05 | Federally-Regulated Commercial & Industrial Equipment | 09/23/2019 |  | 12/15/2021
Trane U.S. Inc. | Trane | TWA0724(3,4,W)DA*00AR* | TWE0724(3,4,W)B*A***B0 | HRCU-A-CB, Split System: Heat | Heat Pump | 208 | 3 |  | False |  |  | True | Single-Speed | 77000 | 6875 | 11.2 | 10.8 | 13.3 |  | 64000 | 5683 | 3.3 | 3.3 | 38000 | 4949 | 2.25 | Federally-Regulated Commercial & Industrial Equipment | 09/23/2019 |  | 12/15/2021
Trane U.S. Inc. | Trane | TWA0904(3,4,W)DA*00AR* | TWE0904(3,4,W)B*A***B0 | HRCU-A-CB, Split System: Heat | Heat Pump | 575 | 3 |  | False |  |  | True | Single-Speed | 93000 | 8303 | 11.2 | 10.8 | 13.3 |  | 82000 | 7282 | 3.3 | 3.3 | 51500 | 6708 | 2.25 | Federally-Regulated Commercial & Industrial Equipment | 09/23/2019 |  | 12/15/2021
Trane U.S. Inc. | Trane | TWA0724(3,4,W)DA*00AR* | TWE0724(3,4,W)B*A***B0 | HRCU-A-CB, Split System: Heat | Heat Pump | 575 | 3 |  | False |  |  | True | Single-Speed | 77000 | 6875 | 11.2 | 10.8 | 13.3 |  | 64000 | 5683 | 3.3 | 3.3 | 38000 | 4949 | 2.25 | Federally-Regulated Commercial & Industrial Equipment | 09/23/2019 |  | 12/15/2021
Trane U.S. Inc. | Trane | TWA2404(3,4,W)DA*00AR* | TWE2404(3,4,W)B*A***00 | HRCU-A-CB, Split System: Heat | Heat Pump | 460 | 3 |  | False |  |  | True | Single-Speed | 248000 | 24800 | 10 | 9.3 | 10.6 |  | 238000 | 21797 | 3.2 | 3.2 | 148000 | 21158 | 2.05 | Federally-Regulated Commercial & Industrial Equipment | 09/23/2019 |  | 12/15/2021
Trane U.S. Inc. | Trane | TWA1204(3,4,W)DA*00AR* | TWE1204(3,4,W)B*A***B0 | HRCU-A-CB, Split System: Heat | Heat Pump | 230 | 3 |  | False |  |  | True | Single-Speed | 118000 | 10535 | 11.2 | 10.8 | 13.3 |  | 112000 | 9946 | 3.3 | 3.3 | 71000 | 9248 | 2.25 | Federally-Regulated Commercial & Industrial Equipment | 09/23/2019 |  | 12/15/2021
Trane U.S. Inc. | Trane | TWA0904(3,4,W)DA*00AR* | TWE0904(3,4,W)B*A***B0 | HRCU-A-CB, Split System: Heat | Heat Pump | 460 | 3 |  | False |  |  | True | Single-Speed | 93000 | 8303 | 11.2 | 10.8 | 13.3 |  | 82000 | 7282 | 3.3 | 3.3 | 51500 | 6708 | 2.25 | Federally-Regulated Commercial & Industrial Equipment | 09/23/2019 |  | 12/15/2021
Trane U.S. Inc. | Trane | TWA0904(3,4,W)DA*00AR* | TWE0904(3,4,W)B*A***B0 | HRCU-A-CB, Split System: Heat | Heat Pump | 230 | 3 |  | False |  |  | True | Single-Speed | 93000 | 8303 | 11.2 | 10.8 | 13.3 |  | 82000 | 7282 | 3.3 | 3.3 | 51500 | 6708 | 2.25 | Federally-Regulated Commercial & Industrial Equipment | 09/23/2019 |  | 12/15/2021
Trane U.S. Inc. | Trane | TWA1204(3,4,W)DA*00AR* | TWE1204(3,4,W)B*A***B0 | HRCU-A-CB, Split System: Heat | Heat Pump | 460 | 3 |  | False |  |  | True | Single-Speed | 118000 | 10535 | 11.2 | 10.8 | 13.3 |  | 112000 | 9946 | 3.3 | 3.3 | 71000 | 9248 | 2.25 | Federally-Regulated Commercial & Industrial Equipment | 09/23/2019 |  | 12/15/2021
Trane U.S. Inc. | Trane | TWA2404(3,4)DA*00AR* | TWE2404(3,4)B*A***B0 | HRCU-A-CB, Split System: Heat | Heat Pump | 230 | 3 |  | False |  |  | True | Single-Speed | 248000 | 24800 | 10 | 9.3 | 11.7 |  | 238000 | 21797 | 3.2 | 3.2 | 148000 | 21158 | 2.05 | Federally-Regulated Commercial & Industrial Equipment | 09/23/2019 |  | 12/15/2021
Trane U.S. Inc. | Trane | TWA1204(3,4,W)DA*00AR* | TWE1204(3,4,W)B*A***B0 | HRCU-A-CB, Split System: Heat | Heat Pump | 208 | 3 |  | False |  |  | True | Single-Speed | 118000 | 10535 | 11.2 | 10.8 | 13.3 |  | 112000 | 9946 | 3.3 | 3.3 | 71000 | 9248 | 2.25 | Federally-Regulated Commercial & Industrial Equipment | 09/23/2019 |  | 12/15/2021
Trane U.S. Inc. | Trane | TWA1804(3,4,W)DA*00AR* | TWE1804(3,4,W)B*A***B0 | HRCU-A-CB, Split System: Heat | Heat Pump | 208 | 3 |  | False |  |  | True | Single-Speed | 188000 | 17407 | 10.8 | 10.4 | 12.7 |  | 178000 | 16302 | 3.2 | 3.2 | 117000 | 16726 | 2.05 | Federally-Regulated Commercial & Industrial Equipment | 09/23/2019 |  | 12/15/2021
Trane U.S. Inc. | Trane | TWA2404(3,4)DA*00AR* | TWE2404(3,4)B*A***B0 | HRCU-A-CB, Split System: Heat | Heat Pump | 208 | 3 |  | False |  |  | True | Single-Speed | 248000 | 24800 | 10 | 9.3 | 11.7 |  | 238000 | 21797 | 3.2 | 3.2 | 148000 | 21158 | 2.05 | Federally-Regulated Commercial & Industrial Equipment | 09/23/2019 |  | 12/15/2021
Trane U.S. Inc. | Trane | TWA1804(3,4,W)DA*00AR* | TWE1804(3,4,W)B*A***B0 | HRCU-A-CB, Split System: Heat | Heat Pump | 575 | 3 |  | False |  |  | True | Single-Speed | 188000 | 17407 | 10.8 | 10.4 | 12.7 |  | 178000 | 16302 | 3.2 | 3.2 | 117000 | 16726 | 2.05 | Federally-Regulated Commercial & Industrial Equipment | 09/23/2019 |  | 12/15/2021
Daikin Comfort Technologies Manufacturing, L.P. | Daikin | DCH072****V***A* |  | HSP-A, Single-Package Heat Pum | Both Heat Pump and Electric Re | 208 | 3 | False |  |  |  | True | Dual-Speed | 69000 | 6160 | 11.2 | 11 |  |  | 69000 | 5465 | 3.7 | 3.3 | 38000 | 4842 | 2.3 | Federally-Regulated Commercial & Industrial Equipment | 09/14/2016 |  | 09/02/2022
Daikin Comfort Technologies Manufacturing, L.P. | Daikin | DCH072****V***A* |  | HSP-A, Single-Package Heat Pum | Both Heat Pump and Electric Re | 460 | 3 | False |  |  |  | True | Dual-Speed | 69000 | 6160 | 11.2 | 11 |  |  | 69000 | 5465 | 3.7 | 3.3 | 38000 | 4842 | 2.3 | Federally-Regulated Commercial & Industrial Equipment | 09/14/2016 |  | 09/02/2022
Daikin Comfort Technologies Manufacturing, L.P. | Daikin | DCH072****V***A* |  | HSP-A, Single-Package Heat Pum | Both Heat Pump and Electric Re | 230 | 3 | False |  |  |  | True | Dual-Speed | 69000 | 6160 | 11.2 | 11 |  |  | 69000 | 5465 | 3.7 | 3.3 | 38000 | 4842 | 2.3 | Federally-Regulated Commercial & Industrial Equipment | 09/14/2016 |  | 09/02/2022
Daikin Comfort Technologies Manufacturing, L.P. | Daikin | DCH072****V***A* |  | HSP-A, Single-Package Heat Pum | Both Heat Pump and Electric Re | 575 | 3 | False |  |  |  | True | Dual-Speed | 69000 | 6160 | 11.2 | 11 |  |  | 69000 | 5465 | 3.7 | 3.3 | 38000 | 4842 | 2.3 | Federally-Regulated Commercial & Industrial Equipment | 09/14/2016 |  | 09/02/2022
Carrier Corp. - Syracuse | Airquest | CHS091(H,L,S)(G,H)* | FHS091(H,L,S)A*A2* | HRCU-A-CB, Split System: Heat | Heat Pump | 575 | 3 |  | False |  |  | True | Single-Speed | 88000 | 8000 | 11 | 10.8 | 12.7 |  | 87000 | 7726 | 3.3 | 3.3 | 52000 | 6349 | 2.4 | Federally-Regulated Commercial & Industrial Equipment | 09/30/2019 |  | 01/17/2023
Carrier Corp. - Syracuse | Airquest | RHH073(H,L,S)*****AA |  | HSP-A, Single-Package Heat Pum | Heat Pump | 230 | 3 | False |  |  |  | True | Dual-Speed | 70000 | 5833 | 12 | 10.8 | 14 |  | 69000 | 5947 | 3.4 | 3.3 | 38000 | 4640 | 2.4 | Federally-Regulated Commercial & Industrial Equipment | 09/30/2019 |  | 01/17/2023
Carrier Corp. - Syracuse | Airquest | CHS121(H,L,S)(G,H)* | FHS120(H,L,S)**A2* | HRCU-A-CB, Split System: Heat | Heat Pump | 575 | 3 |  | False |  |  | True | Single-Speed | 112000 | 10181 | 11 | 10.8 | 13.8 |  | 106000 | 9413 | 3.3 | 3.3 | 66000 | 8059 | 2.4 | Federally-Regulated Commercial & Industrial Equipment | 09/30/2019 |  | 01/17/2023
Carrier Corp. - Syracuse | Airquest | RHH073(H,L,S)*****TA |  | HSP-A, Single-Package Heat Pum | Heat Pump | 208 | 3 | False |  |  |  | True | Dual-Speed | 70000 | 5833 | 12 | 10.8 | 15.6 |  | 69000 | 5947 | 3.4 | 3.3 | 38000 | 4640 | 2.4 | Federally-Regulated Commercial & Industrial Equipment | 09/30/2019 |  | 01/17/2023
Carrier Corp. - Syracuse | Airquest | RHS(120,121)(H,L,S)******TA |  | HSP-A, Single-Package Heat Pum | Heat Pump | 460 | 3 | False |  |  |  | False | Single-Speed | 116000 | 10545 | 11 | 10.8 | 12.5 |  | 116000 | 9999 | 3.4 | 3.3 | 63000 | 8206 | 2.25 | Federally-Regulated Commercial & Industrial Equipment | 09/30/2019 |  | 01/17/2023
Carrier Corp. - Syracuse | Airquest | RHS(120,121)(H,L,S)******TA |  | HSP-A, Single-Package Heat Pum | Heat Pump | 208 | 3 | False |  |  |  | False | Single-Speed | 116000 | 10545 | 11 | 10.8 | 12.5 |  | 116000 | 9999 | 3.4 | 3.3 | 63000 | 8206 | 2.25 | Federally-Regulated Commercial & Industrial Equipment | 09/30/2019 |  | 01/17/2023
Carrier Corp. - Syracuse | Airquest | RHH102(H,L,S)******AA |  | HSP-A, Single-Package Heat Pum | Heat Pump | 460 | 3 | False |  |  |  | True | Single-Speed | 100000 | 8333 | 12 | 10.8 | 12.5 |  | 100000 | 8619 | 3.4 | 3.3 | 56000 | 7262 | 2.26 | Federally-Regulated Commercial & Industrial Equipment | 09/30/2019 |  | 01/17/2023
Carrier Corp. - Syracuse | Airquest | CHS072(H,L,S)(A,B)** | FHS072(M,S,K)**A0** | HRCU-A-CB, Split System: Heat | Heat Pump | 575 | 3 |  | False |  |  | True | Single-Speed | 70000 | 6363 | 11 | 10.8 | 12.6 |  | 65000 | 5772 | 3.3 | 3.3 | 39000 | 4762 | 2.4 | Federally-Regulated Commercial & Industrial Equipment | 09/30/2019 |  | 01/17/2023
Carrier Corp. - Syracuse | Airquest | RHS243(H,L,S)*****TA* |  | HSP-A, Single-Package Heat Pum | Heat Pump | 575 | 3 | False |  |  |  | True | Single-Speed | 232000 | 21886 | 10.6 | 10.4 | 12 |  | 220000 | 19538 | 3.3 | 3.2 | 136000 | 17329 | 2.3 | Federally-Regulated Commercial & Industrial Equipment | 08/06/2019 |  | 01/17/2023
Carrier Corp. - Syracuse | Airquest | CHS072(H,L,S)(G,H)* | FHS072(H,L,S)A*A2* | HRCU-A-CB, Split System: Heat | Heat Pump | 460 | 3 |  | False |  |  | True | Single-Speed | 70000 | 5982 | 11.7 | 10.8 | 13.8 |  | 66000 | 5861 | 3.3 | 3.3 | 39000 | 4762 | 2.4 | Federally-Regulated Commercial & Industrial Equipment | 09/30/2019 |  | 01/17/2023
Carrier Corp. - Syracuse | Airquest | RHS183(H,L,S)*****TC* |  | HSP-A, Single-Package Heat Pum | Heat Pump | 575 | 3 | False |  |  |  | True | Single-Speed | 172000 | 16074 | 10.7 | 10.4 | 12 |  | 166000 | 14742 | 3.3 | 3.2 | 103000 | 12577 | 2.4 | Federally-Regulated Commercial & Industrial Equipment | 08/06/2019 |  | 01/17/2023
Carrier Corp. - Syracuse | Airquest | CHS180(H,L,S)(D,E)* | FHS180(H,L,S)**A2* | HRCU-A-CB, Split System: Heat | Heat Pump | 460 | 3 |  | False |  |  | True | Single-Speed | 178000 | 16792 | 10.6 | 10.4 | 12.5 |  | 178000 | 15343 | 3.4 | 3.2 | 108000 | 13188 | 2.4 | Federally-Regulated Commercial & Industrial Equipment | 09/30/2019 |  | 01/17/2023
Carrier Corp. - Syracuse | Airquest | RHS(120,121)(H,L,S)******TA |  | HSP-A, Single-Package Heat Pum | Heat Pump | 230 | 3 | False |  |  |  | False | Single-Speed | 116000 | 10545 | 11 | 10.8 | 12.5 |  | 116000 | 9999 | 3.4 | 3.3 | 63000 | 8206 | 2.25 | Federally-Regulated Commercial & Industrial Equipment | 09/30/2019 |  | 01/17/2023
Carrier Corp. - Syracuse | Airquest | CHS240(H,L,S)(D,E)* | FHS240(H,L,S)**A2* | HRCU-A-CB, Split System: Heat | Heat Pump | 208 | 3 |  | False |  |  | True | Single-Speed | 222000 | 20747 | 10.7 | 10.4 | 12.5 |  | 214000 | 17919 | 3.5 | 3.2 | 130000 | 15874 | 2.4 | Federally-Regulated Commercial & Industrial Equipment | 09/30/2019 |  | 01/17/2023
Carrier Corp. - Syracuse | Airquest | CHS121(H,L,S)(G,H)* | FHS120(H,L,S)**A2* | HRCU-A-CB, Split System: Heat | Heat Pump | 460 | 3 |  | False |  |  | True | Single-Speed | 112000 | 10181 | 11 | 10.8 | 13.8 |  | 106000 | 9413 | 3.3 | 3.3 | 66000 | 8059 | 2.4 | Federally-Regulated Commercial & Industrial Equipment | 09/30/2019 |  | 01/17/2023
Carrier Corp. - Syracuse | Airquest | RHS150(H,L,S)******TA |  | HSP-A, Single-Package Heat Pum | Heat Pump | 575 | 3 | False |  |  |  | False | Single-Speed | 142000 | 13396 | 10.6 | 10.4 | 12 |  | 142000 | 13005 | 3.2 | 3.2 | 76000 | 10865 | 2.05 | Federally-Regulated Commercial & Industrial Equipment | 09/30/2019 |  | 01/17/2023
Carrier Corp. - Syracuse | Airquest | CHS091(H,L,S)(A,B)* | FHS091(M,S,K)**A0* | HRCU-A-CB, Split System: Heat | Heat Pump | 460 | 3 |  | False |  |  | True | Single-Speed | 88000 | 8000 | 11 | 10.8 | 12.2 |  | 86000 | 7637 | 3.3 | 3.3 | 51000 | 6227 | 2.4 | Federally-Regulated Commercial & Industrial Equipment | 09/30/2019 |  | 01/17/2023
Carrier Corp. - Syracuse | Airquest | CHS091(H,L,S)(G,H)* | FHS091(H,L,S)A*A2* | HRCU-A-CB, Split System: Heat | Heat Pump | 460 | 3 |  | False |  |  | True | Single-Speed | 88000 | 8000 | 11 | 10.8 | 12.7 |  | 87000 | 7726 | 3.3 | 3.3 | 52000 | 6349 | 2.4 | Federally-Regulated Commercial & Industrial Equipment | 09/30/2019 |  | 01/17/2023
Carrier Corp. - Syracuse | Airquest | RHH090(H,L,S)******AA |  | HSP-A, Single-Package Heat Pum | Heat Pump | 575 | 3 | False |  |  |  | True | Single-Speed | 90000 | 7438 | 12.1 | 10.8 | 12.9 |  | 84000 | 7033 | 3.5 | 3.3 | 47000 | 5739 | 2.4 | Federally-Regulated Commercial & Industrial Equipment | 09/30/2019 |  | 01/17/2023
Carrier Corp. - Syracuse | Airquest | CHS121(H,L,S)(G,H)* | FHS120(H,L,S)**A2* | HRCU-A-CB, Split System: Heat | Heat Pump | 208 | 3 |  | False |  |  | True | Single-Speed | 112000 | 10181 | 11 | 10.8 | 13.8 |  | 106000 | 9413 | 3.3 | 3.3 | 66000 | 8059 | 2.4 | Federally-Regulated Commercial & Industrial Equipment | 09/30/2019 |  | 01/17/2023
Carrier Corp. - Syracuse | Airquest | RHS090(L,S)******TA |  | HSP-A, Single-Package Heat Pum | Heat Pump | 460 | 3 | False |  |  |  | False | Single-Speed | 88000 | 7857 | 11.2 | 10.8 | 12.5 |  | 86000 | 7413 | 3.4 | 3.3 | 44000 | 5731 | 2.25 | Federally-Regulated Commercial & Industrial Equipment | 07/19/2019 |  | 01/17/2023
Carrier Corp. - Syracuse | Airquest | RHS102(L,S)******TA |  | HSP-A, Single-Package Heat Pum | Heat Pump | 575 | 3 | False |  |  |  | False | Single-Speed | 99000 | 8839 | 11.2 | 10.8 | 12.5 |  | 96000 | 8525 | 3.3 | 3.3 | 54500 | 7098 | 2.25 | Federally-Regulated Commercial & Industrial Equipment | 07/19/2019 |  | 01/17/2023
Carrier Corp. - Syracuse | Airquest | CHS072(H,L,S)(A,B)** | FHS072(M,S,K)**A0** | HRCU-A-CB, Split System: Heat | Heat Pump | 208 | 3 |  | False |  |  | True | Single-Speed | 70000 | 6363 | 11 | 10.8 | 12.6 |  | 65000 | 5772 | 3.3 | 3.3 | 39000 | 4762 | 2.4 | Federally-Regulated Commercial & Industrial Equipment | 09/30/2019 |  | 01/17/2023
Carrier Corp. - Syracuse | Airquest | RHH090(H,L,S)******AA |  | HSP-A, Single-Package Heat Pum | Heat Pump | 460 | 3 | False |  |  |  | True | Single-Speed | 90000 | 7438 | 12.1 | 10.8 | 12.9 |  | 84000 | 7033 | 3.5 | 3.3 | 47000 | 5739 | 2.4 | Federally-Regulated Commercial & Industrial Equipment | 09/30/2019 |  | 01/17/2023
Carrier Corp. - Syracuse | Airquest | CHS091(H,L,S)(A,B)* | FHS091(M,S,K)**A0* | HRCU-A-CB, Split System: Heat | Heat Pump | 575 | 3 |  | False |  |  | True | Single-Speed | 88000 | 8000 | 11 | 10.8 | 12.2 |  | 86000 | 7637 | 3.3 | 3.3 | 51000 | 6227 | 2.4 | Federally-Regulated Commercial & Industrial Equipment | 09/30/2019 |  | 01/17/2023
Carrier Corp. - Syracuse | Airquest | CHS180(H,L,S)(D,E)* | FHS180(H,L,S)**A2* | HRCU-A-CB, Split System: Heat | Heat Pump | 575 | 3 |  | False |  |  | True | Single-Speed | 178000 | 16792 | 10.6 | 10.4 | 12.5 |  | 178000 | 15343 | 3.4 | 3.2 | 108000 | 13188 | 2.4 | Federally-Regulated Commercial & Industrial Equipment | 09/30/2019 |  | 01/17/2023
Carrier Corp. - Syracuse | Airquest | CHS072(H,L,S)(G,H)* | FHS072(H,L,S)A*A2* | HRCU-A-CB, Split System: Heat | Heat Pump | 208 | 3 |  | False |  |  | True | Single-Speed | 70000 | 5982 | 11.7 | 10.8 | 13.8 |  | 66000 | 5861 | 3.3 | 3.3 | 39000 | 4762 | 2.4 | Federally-Regulated Commercial & Industrial Equipment | 09/30/2019 |  | 01/17/2023
Carrier Corp. - Syracuse | Airquest | CHS091(H,L,S)(G,H)* | FHS091(H,L,S)A*A2* | HRCU-A-CB, Split System: Heat | Heat Pump | 208 | 3 |  | False |  |  | True | Single-Speed | 88000 | 8000 | 11 | 10.8 | 12.7 |  | 87000 | 7726 | 3.3 | 3.3 | 52000 | 6349 | 2.4 | Federally-Regulated Commercial & Industrial Equipment | 09/30/2019 |  | 01/17/2023
Carrier Corp. - Syracuse | Airquest | RHH102(H,L,S)******TA |  | HSP-A, Single-Package Heat Pum | Heat Pump | 575 | 3 | False |  |  |  | True | Single-Speed | 100000 | 8333 | 12 | 10.8 | 12.9 |  | 100000 | 8619 | 3.4 | 3.3 | 56000 | 7262 | 2.26 | Federally-Regulated Commercial & Industrial Equipment | 09/30/2019 |  | 01/17/2023
Carrier Corp. - Syracuse | Airquest | RHH102(H,L,S)******TA |  | HSP-A, Single-Package Heat Pum | Heat Pump | 460 | 3 | False |  |  |  | True | Single-Speed | 100000 | 8333 | 12 | 10.8 | 12.9 |  | 100000 | 8619 | 3.4 | 3.3 | 56000 | 7262 | 2.26 | Federally-Regulated Commercial & Industrial Equipment | 09/30/2019 |  | 01/17/2023
Carrier Corp. - Syracuse | Airquest | RHH102(H,L,S)******AA |  | HSP-A, Single-Package Heat Pum | Heat Pump | 208 | 3 | False |  |  |  | True | Single-Speed | 100000 | 8333 | 12 | 10.8 | 12.5 |  | 100000 | 8619 | 3.4 | 3.3 | 56000 | 7262 | 2.26 | Federally-Regulated Commercial & Industrial Equipment | 09/30/2019 |  | 01/17/2023
Carrier Corp. - Syracuse | Airquest | RHS102H******TA |  | HSP-A, Single-Package Heat Pum | Heat Pump | 208 | 3 | False |  |  |  | False | Single-Speed | 98000 | 8750 | 11.2 | 10.8 | 12.5 |  | 94000 | 8348 | 3.3 | 3.3 | 53000 | 6903 | 2.25 | Federally-Regulated Commercial & Industrial Equipment | 09/30/2019 |  | 01/17/2023
Carrier Corp. - Syracuse | Airquest | RHH102(H,L,S)******AA |  | HSP-A, Single-Package Heat Pum | Heat Pump | 575 | 3 | False |  |  |  | True | Single-Speed | 100000 | 8333 | 12 | 10.8 | 12.5 |  | 100000 | 8619 | 3.4 | 3.3 | 56000 | 7262 | 2.26 | Federally-Regulated Commercial & Industrial Equipment | 09/30/2019 |  | 01/17/2023
Carrier Corp. - Syracuse | Airquest | RHS150(H,L,S)******TA |  | HSP-A, Single-Package Heat Pum | Heat Pump | 230 | 3 | False |  |  |  | False | Single-Speed | 142000 | 13396 | 10.6 | 10.4 | 12 |  | 142000 | 13005 | 3.2 | 3.2 | 76000 | 10865 | 2.05 | Federally-Regulated Commercial & Industrial Equipment | 09/30/2019 |  | 01/17/2023
Carrier Corp. - Syracuse | Airquest | RHH073(H,L,S)*****AA |  | HSP-A, Single-Package Heat Pum | Heat Pump | 460 | 3 | False |  |  |  | True | Dual-Speed | 70000 | 5833 | 12 | 10.8 | 14 |  | 69000 | 5947 | 3.4 | 3.3 | 38000 | 4640 | 2.4 | Federally-Regulated Commercial & Industrial Equipment | 09/30/2019 |  | 01/17/2023
Carrier Corp. - Syracuse | Airquest | CHS072(H,L,S)(G,H)* | FHS072(H,L,S)A*A2* | HRCU-A-CB, Split System: Heat | Heat Pump | 575 | 3 |  | False |  |  | True | Single-Speed | 70000 | 5982 | 11.7 | 10.8 | 13.8 |  | 66000 | 5861 | 3.3 | 3.3 | 39000 | 4762 | 2.4 | Federally-Regulated Commercial & Industrial Equipment | 09/30/2019 |  | 01/17/2023
Carrier Corp. - Syracuse | Airquest | RHH090(H,L,S)******TA |  | HSP-A, Single-Package Heat Pum | Heat Pump | 460 | 3 | False |  |  |  | True | Single-Speed | 90000 | 7438 | 12.1 | 10.8 | 13.7 |  | 84000 | 7033 | 3.5 | 3.3 | 47000 | 5739 | 2.4 | Federally-Regulated Commercial & Industrial Equipment | 09/30/2019 |  | 01/17/2023
Carrier Corp. - Syracuse | Airquest | RHH090(H,L,S)******AA |  | HSP-A, Single-Package Heat Pum | Heat Pump | 208 | 3 | False |  |  |  | True | Single-Speed | 90000 | 7438 | 12.1 | 10.8 | 12.9 |  | 84000 | 7033 | 3.5 | 3.3 | 47000 | 5739 | 2.4 | Federally-Regulated Commercial & Industrial Equipment | 09/30/2019 |  | 01/17/2023
Carrier Corp. - Syracuse | Airquest | RHS090H******TA |  | HSP-A, Single-Package Heat Pum | Heat Pump | 230 | 3 | False |  |  |  | False | Single-Speed | 88000 | 7857 | 11.2 | 10.8 | 12.5 |  | 86000 | 7413 | 3.4 | 3.3 | 44000 | 5731 | 2.25 | Federally-Regulated Commercial & Industrial Equipment | 09/30/2019 |  | 01/17/2023
Carrier Corp. - Syracuse | Airquest | CHS180(H,L,S)(D,E)* | FHS180(H,L,S)**A2* | HRCU-A-CB, Split System: Heat | Heat Pump | 230 | 3 |  | False |  |  | True | Single-Speed | 178000 | 16792 | 10.6 | 10.4 | 12.5 |  | 178000 | 15343 | 3.4 | 3.2 | 108000 | 13188 | 2.4 | Federally-Regulated Commercial & Industrial Equipment | 09/30/2019 |  | 01/17/2023
Carrier Corp. - Syracuse | Airquest | CHS072(H,L,S)(A,B)** | FHS072(M,S,K)**A0** | HRCU-A-CB, Split System: Heat | Heat Pump | 230 | 3 |  | False |  |  | True | Single-Speed | 70000 | 6363 | 11 | 10.8 | 12.6 |  | 65000 | 5772 | 3.3 | 3.3 | 39000 | 4762 | 2.4 | Federally-Regulated Commercial & Industrial Equipment | 09/30/2019 |  | 01/17/2023
Carrier Corp. - Syracuse | Airquest | CHS091(H,L,S)(A,B)* | FHS091(M,S,K)**A0* | HRCU-A-CB, Split System: Heat | Heat Pump | 230 | 3 |  | False |  |  | True | Single-Speed | 88000 | 8000 | 11 | 10.8 | 12.2 |  | 86000 | 7637 | 3.3 | 3.3 | 51000 | 6227 | 2.4 | Federally-Regulated Commercial & Industrial Equipment | 09/30/2019 |  | 01/17/2023
Carrier Corp. - Syracuse | Airquest | RHS090H******TA |  | HSP-A, Single-Package Heat Pum | Heat Pump | 208 | 3 | False |  |  |  | False | Single-Speed | 87000 | 7767 | 11.2 | 10.8 | 12.5 |  | 86000 | 7413 | 3.4 | 3.3 | 44000 | 5731 | 2.25 | Federally-Regulated Commercial & Industrial Equipment | 09/30/2019 |  | 01/17/2023
Carrier Corp. - Syracuse | Airquest | RHS(120,121)(H,L,S)******TA |  | HSP-A, Single-Package Heat Pum | Heat Pump | 575 | 3 | False |  |  |  | False | Single-Speed | 116000 | 10545 | 11 | 10.8 | 12.5 |  | 116000 | 9999 | 3.4 | 3.3 | 63000 | 8206 | 2.25 | Federally-Regulated Commercial & Industrial Equipment | 09/30/2019 |  | 01/17/2023
Carrier Corp. - Syracuse | Airquest | CHS072(H,L,S)(G,H)* | FHS072(H,L,S)A*A2* | HRCU-A-CB, Split System: Heat | Heat Pump | 230 | 3 |  | False |  |  | True | Single-Speed | 70000 | 5982 | 11.7 | 10.8 | 13.8 |  | 66000 | 5861 | 3.3 | 3.3 | 39000 | 4762 | 2.4 | Federally-Regulated Commercial & Industrial Equipment | 09/30/2019 |  | 01/17/2023
Carrier Corp. - Syracuse | Airquest | RHH102(H,L,S)******TA |  | HSP-A, Single-Package Heat Pum | Heat Pump | 230 | 3 | False |  |  |  | True | Single-Speed | 100000 | 8333 | 12 | 10.8 | 12.9 |  | 100000 | 8619 | 3.4 | 3.3 | 56000 | 7262 | 2.26 | Federally-Regulated Commercial & Industrial Equipment | 09/30/2019 |  | 01/17/2023
Carrier Corp. - Syracuse | Airquest | RHH090(H,L,S)******TA |  | HSP-A, Single-Package Heat Pum | Heat Pump | 575 | 3 | False |  |  |  | True | Single-Speed | 90000 | 7438 | 12.1 | 10.8 | 13.7 |  | 84000 | 7033 | 3.5 | 3.3 | 47000 | 5739 | 2.4 | Federally-Regulated Commercial & Industrial Equipment | 09/30/2019 |  | 01/17/2023
Carrier Corp. - Syracuse | Airquest | RHS150(H,L,S)******TA |  | HSP-A, Single-Package Heat Pum | Heat Pump | 460 | 3 | False |  |  |  | False | Single-Speed | 142000 | 13396 | 10.6 | 10.4 | 12 |  | 142000 | 13005 | 3.2 | 3.2 | 76000 | 10865 | 2.05 | Federally-Regulated Commercial & Industrial Equipment | 09/30/2019 |  | 01/17/2023
Carrier Corp. - Syracuse | Airquest | RHH090(H,L,S)******TA |  | HSP-A, Single-Package Heat Pum | Heat Pump | 230 | 3 | False |  |  |  | True | Single-Speed | 90000 | 7438 | 12.1 | 10.8 | 13.7 |  | 84000 | 7033 | 3.5 | 3.3 | 47000 | 5739 | 2.4 | Federally-Regulated Commercial & Industrial Equipment | 09/30/2019 |  | 01/17/2023
Carrier Corp. - Syracuse | Airquest | RHH073(H,L,S)*****TA |  | HSP-A, Single-Package Heat Pum | Heat Pump | 230 | 3 | False |  |  |  | True | Dual-Speed | 70000 | 5833 | 12 | 10.8 | 15.6 |  | 69000 | 5947 | 3.4 | 3.3 | 38000 | 4640 | 2.4 | Federally-Regulated Commercial & Industrial Equipment | 09/30/2019 |  | 01/17/2023
Carrier Corp. - Syracuse | Airquest | RHH073(H,L,S)*****TA |  | HSP-A, Single-Package Heat Pum | Heat Pump | 460 | 3 | False |  |  |  | True | Dual-Speed | 70000 | 5833 | 12 | 10.8 | 15.6 |  | 69000 | 5947 | 3.4 | 3.3 | 38000 | 4640 | 2.4 | Federally-Regulated Commercial & Industrial Equipment | 09/30/2019 |  | 01/17/2023
Carrier Corp. - Syracuse | Airquest | RHH102(H,L,S)******TA |  | HSP-A, Single-Package Heat Pum | Heat Pump | 208 | 3 | False |  |  |  | True | Single-Speed | 100000 | 8333 | 12 | 10.8 | 12.9 |  | 100000 | 8619 | 3.4 | 3.3 | 56000 | 7262 | 2.26 | Federally-Regulated Commercial & Industrial Equipment | 09/30/2019 |  | 01/17/2023
Carrier Corp. - Syracuse | Airquest | CHS180(H,L,S)(D,E)* | FHS180(H,L,S)**A2* | HRCU-A-CB, Split System: Heat | Heat Pump | 208 | 3 |  | False |  |  | True | Single-Speed | 178000 | 16792 | 10.6 | 10.4 | 12.5 |  | 178000 | 15343 | 3.4 | 3.2 | 108000 | 13188 | 2.4 | Federally-Regulated Commercial & Industrial Equipment | 09/30/2019 |  | 01/17/2023
Carrier Corp. - Syracuse | Airquest | CHS240(H,L,S)(D,E)* | FHS240(H,L,S)**A2* | HRCU-A-CB, Split System: Heat | Heat Pump | 575 | 3 |  | False |  |  | True | Single-Speed | 222000 | 20747 | 10.7 | 10.4 | 12.5 |  | 214000 | 17919 | 3.5 | 3.2 | 130000 | 15874 | 2.4 | Federally-Regulated Commercial & Industrial Equipment | 09/30/2019 |  | 01/17/2023
Carrier Corp. - Syracuse | Airquest | CHS121(H,L,S)(G,H)* | FHS120(H,L,S)**A2* | HRCU-A-CB, Split System: Heat | Heat Pump | 230 | 3 |  | False |  |  | True | Single-Speed | 112000 | 10181 | 11 | 10.8 | 13.8 |  | 106000 | 9413 | 3.3 | 3.3 | 66000 | 8059 | 2.4 | Federally-Regulated Commercial & Industrial Equipment | 09/30/2019 |  | 01/17/2023
Carrier Corp. - Syracuse | Airquest | RHS090(L,S)******TA |  | HSP-A, Single-Package Heat Pum | Heat Pump | 575 | 3 | False |  |  |  | False | Single-Speed | 88000 | 7857 | 11.2 | 10.8 | 12.5 |  | 86000 | 7413 | 3.4 | 3.3 | 44000 | 5731 | 2.25 | Federally-Regulated Commercial & Industrial Equipment | 07/19/2019 |  | 01/17/2023
Carrier Corp. - Syracuse | Airquest | RHH073(H,L,S)*****AA |  | HSP-A, Single-Package Heat Pum | Heat Pump | 208 | 3 | False |  |  |  | True | Dual-Speed | 70000 | 5833 | 12 | 10.8 | 14 |  | 69000 | 5947 | 3.4 | 3.3 | 38000 | 4640 | 2.4 | Federally-Regulated Commercial & Industrial Equipment | 09/30/2019 |  | 01/17/2023
Carrier Corp. - Syracuse | Airquest | RHS240(H,L,S)*****TA* |  | HSP-A, Single-Package Heat Pum | Heat Pump | 575 | 3 | False |  |  |  | True | Single-Speed | 232000 | 21886 | 10.6 | 10.4 | 12 |  | 220000 | 19538 | 3.3 | 3.2 | 136000 | 17329 | 2.3 | Federally-Regulated Commercial & Industrial Equipment | 08/06/2019 |  | 01/17/2023
Carrier Corp. - Syracuse | Airquest | RHS150(H,L,S)******TA |  | HSP-A, Single-Package Heat Pum | Heat Pump | 208 | 3 | False |  |  |  | False | Single-Speed | 142000 | 13396 | 10.6 | 10.4 | 12 |  | 142000 | 13005 | 3.2 | 3.2 | 76000 | 10865 | 2.05 | Federally-Regulated Commercial & Industrial Equipment | 09/30/2019 |  | 01/17/2023
Carrier Corp. - Syracuse | Airquest | CHS240(H,L,S)(D,E)* | FHS240(H,L,S)**A2* | HRCU-A-CB, Split System: Heat | Heat Pump | 230 | 3 |  | False |  |  | True | Single-Speed | 222000 | 20747 | 10.7 | 10.4 | 12.5 |  | 214000 | 17919 | 3.5 | 3.2 | 130000 | 15874 | 2.4 | Federally-Regulated Commercial & Industrial Equipment | 09/30/2019 |  | 01/17/2023
Carrier Corp. - Syracuse | Airquest | RHH090(H,L,S)******TA |  | HSP-A, Single-Package Heat Pum | Heat Pump | 208 | 3 | False |  |  |  | True | Single-Speed | 90000 | 7438 | 12.1 | 10.8 | 13.7 |  | 84000 | 7033 | 3.5 | 3.3 | 47000 | 5739 | 2.4 | Federally-Regulated Commercial & Industrial Equipment | 09/30/2019 |  | 01/17/2023
Carrier Corp. - Syracuse | Airquest | RHS181(H,L,S)*****TC* |  | HSP-A, Single-Package Heat Pum | Heat Pump | 575 | 3 | False |  |  |  | True | Single-Speed | 172000 | 15925 | 10.8 | 10.4 | 12 |  | 166000 | 14742 | 3.3 | 3.2 | 103000 | 12577 | 2.4 | Federally-Regulated Commercial & Industrial Equipment | 08/06/2019 |  | 01/17/2023
Carrier Corp. - Syracuse | Airquest | CHS091(H,L,S)(A,B)* | FHS091(M,S,K)**A0* | HRCU-A-CB, Split System: Heat | Heat Pump | 208 | 3 |  | False |  |  | True | Single-Speed | 88000 | 8000 | 11 | 10.8 | 12.2 |  | 86000 | 7637 | 3.3 | 3.3 | 51000 | 6227 | 2.4 | Federally-Regulated Commercial & Industrial Equipment | 09/30/2019 |  | 01/17/2023
Carrier Corp. - Syracuse | Airquest | CHS240(H,L,S)(D,E)* | FHS240(H,L,S)**A2* | HRCU-A-CB, Split System: Heat | Heat Pump | 460 | 3 |  | False |  |  | True | Single-Speed | 222000 | 20747 | 10.7 | 10.4 | 12.5 |  | 214000 | 17919 | 3.5 | 3.2 | 130000 | 15874 | 2.4 | Federally-Regulated Commercial & Industrial Equipment | 09/30/2019 |  | 01/17/2023
Carrier Corp. - Syracuse | Airquest | RHS102(L,S)******TA |  | HSP-A, Single-Package Heat Pum | Heat Pump | 460 | 3 | False |  |  |  | False | Single-Speed | 99000 | 8839 | 11.2 | 10.8 | 12.5 |  | 96000 | 8525 | 3.3 | 3.3 | 54500 | 7098 | 2.25 | Federally-Regulated Commercial & Industrial Equipment | 07/19/2019 |  | 01/17/2023
Carrier Corp. - Syracuse | Airquest | CHS072(H,L,S)(A,B)** | FHS072(M,S,K)**A0** | HRCU-A-CB, Split System: Heat | Heat Pump | 460 | 3 |  | False |  |  | True | Single-Speed | 70000 | 6363 | 11 | 10.8 | 12.6 |  | 65000 | 5772 | 3.3 | 3.3 | 39000 | 4762 | 2.4 | Federally-Regulated Commercial & Industrial Equipment | 09/30/2019 |  | 01/17/2023
Carrier Corp. - Syracuse | Airquest | RHH073(H,L,S)*****AA |  | HSP-A, Single-Package Heat Pum | Heat Pump | 575 | 3 | False |  |  |  | True | Dual-Speed | 70000 | 5833 | 12 | 10.8 | 14 |  | 69000 | 5947 | 3.4 | 3.3 | 38000 | 4640 | 2.4 | Federally-Regulated Commercial & Industrial Equipment | 09/30/2019 |  | 01/17/2023
Carrier Corp. - Syracuse | Airquest | RHH090(H,L,S)******AA |  | HSP-A, Single-Package Heat Pum | Heat Pump | 230 | 3 | False |  |  |  | True | Single-Speed | 90000 | 7438 | 12.1 | 10.8 | 12.9 |  | 84000 | 7033 | 3.5 | 3.3 | 47000 | 5739 | 2.4 | Federally-Regulated Commercial & Industrial Equipment | 09/30/2019 |  | 01/17/2023
Carrier Corp. - Syracuse | Airquest | RHH073(H,L,S)*****TA |  | HSP-A, Single-Package Heat Pum | Heat Pump | 575 | 3 | False |  |  |  | True | Dual-Speed | 70000 | 5833 | 12 | 10.8 | 15.6 |  | 69000 | 5947 | 3.4 | 3.3 | 38000 | 4640 | 2.4 | Federally-Regulated Commercial & Industrial Equipment | 09/30/2019 |  | 01/17/2023
Carrier Corp. - Syracuse | Airquest | CHS091(H,L,S)(G,H)* | FHS091(H,L,S)A*A2* | HRCU-A-CB, Split System: Heat | Heat Pump | 230 | 3 |  | False |  |  | True | Single-Speed | 88000 | 8000 | 11 | 10.8 | 12.7 |  | 87000 | 7726 | 3.3 | 3.3 | 52000 | 6349 | 2.4 | Federally-Regulated Commercial & Industrial Equipment | 09/30/2019 |  | 01/17/2023
Carrier Corp. - Syracuse | Airquest | RHH102(H,L,S)******AA |  | HSP-A, Single-Package Heat Pum | Heat Pump | 230 | 3 | False |  |  |  | True | Single-Speed | 100000 | 8333 | 12 | 10.8 | 12.5 |  | 100000 | 8619 | 3.4 | 3.3 | 56000 | 7262 | 2.26 | Federally-Regulated Commercial & Industrial Equipment | 09/30/2019 |  | 01/17/2023
Carrier Corp. - Syracuse | Day & Night | CHS091(H,L,S)(A,B)* | FHS091(M,S,K)**A0* | HRCU-A-CB, Split System: Heat | Heat Pump | 208 | 3 |  | False |  |  | True | Single-Speed | 88000 | 8000 | 11 | 10.8 | 12.2 |  | 86000 | 7637 | 3.3 | 3.3 | 51000 | 6227 | 2.4 | Federally-Regulated Commercial & Industrial Equipment | 09/30/2019 |  | 01/17/2023
Carrier Corp. - Syracuse | Day & Night | RHH090(H,L,S)******TA |  | HSP-A, Single-Package Heat Pum | Heat Pump | 460 | 3 | False |  |  |  | True | Single-Speed | 90000 | 7438 | 12.1 | 10.8 | 13.7 |  | 84000 | 7033 | 3.5 | 3.3 | 47000 | 5739 | 2.4 | Federally-Regulated Commercial & Industrial Equipment | 09/30/2019 |  | 01/17/2023
Carrier Corp. - Syracuse | Day & Night | RHH090(H,L,S)******AA |  | HSP-A, Single-Package Heat Pum | Heat Pump | 208 | 3 | False |  |  |  | True | Single-Speed | 90000 | 7438 | 12.1 | 10.8 | 12.9 |  | 84000 | 7033 | 3.5 | 3.3 | 47000 | 5739 | 2.4 | Federally-Regulated Commercial & Industrial Equipment | 09/30/2019 |  | 01/17/2023
Carrier Corp. - Syracuse | Day & Night | RHH090(H,L,S)******AA |  | HSP-A, Single-Package Heat Pum | Heat Pump | 460 | 3 | False |  |  |  | True | Single-Speed | 90000 | 7438 | 12.1 | 10.8 | 12.9 |  | 84000 | 7033 | 3.5 | 3.3 | 47000 | 5739 | 2.4 | Federally-Regulated Commercial & Industrial Equipment | 09/30/2019 |  | 01/17/2023
Carrier Corp. - Syracuse | Day & Night | CHS240(H,L,S)(D,E)* | FHS240(H,L,S)**A2* | HRCU-A-CB, Split System: Heat | Heat Pump | 208 | 3 |  | False |  |  | True | Single-Speed | 222000 | 20747 | 10.7 | 10.4 | 12.5 |  | 214000 | 17919 | 3.5 | 3.2 | 130000 | 15874 | 2.4 | Federally-Regulated Commercial & Industrial Equipment | 09/30/2019 |  | 01/17/2023
Carrier Corp. - Syracuse | Day & Night | RHH102(H,L,S)******TA |  | HSP-A, Single-Package Heat Pum | Heat Pump | 208 | 3 | False |  |  |  | True | Single-Speed | 100000 | 8333 | 12 | 10.8 | 12.9 |  | 100000 | 8619 | 3.4 | 3.3 | 56000 | 7262 | 2.26 | Federally-Regulated Commercial & Industrial Equipment | 09/30/2019 |  | 01/17/2023
Carrier Corp. - Syracuse | Day & Night | CHS091(H,L,S)(G,H)* | FHS091(H,L,S)A*A2* | HRCU-A-CB, Split System: Heat | Heat Pump | 208 | 3 |  | False |  |  | True | Single-Speed | 88000 | 8000 | 11 | 10.8 | 12.7 |  | 87000 | 7726 | 3.3 | 3.3 | 52000 | 6349 | 2.4 | Federally-Regulated Commercial & Industrial Equipment | 09/30/2019 |  | 01/17/2023
Carrier Corp. - Syracuse | Day & Night | RHH073(H,L,S)*****AA |  | HSP-A, Single-Package Heat Pum | Heat Pump | 575 | 3 | False |  |  |  | True | Dual-Speed | 70000 | 5833 | 12 | 10.8 | 14 |  | 69000 | 5947 | 3.4 | 3.3 | 38000 | 4640 | 2.4 | Federally-Regulated Commercial & Industrial Equipment | 09/30/2019 |  | 01/17/2023
Carrier Corp. - Syracuse | Day & Night | CHS240(H,L,S)(D,E)* | FHS240(H,L,S)**A2* | HRCU-A-CB, Split System: Heat | Heat Pump | 575 | 3 |  | False |  |  | True | Single-Speed | 222000 | 20747 | 10.7 | 10.4 | 12.5 |  | 214000 | 17919 | 3.5 | 3.2 | 130000 | 15874 | 2.4 | Federally-Regulated Commercial & Industrial Equipment | 09/30/2019 |  | 01/17/2023
Carrier Corp. - Syracuse | Day & Night | RHH090(H,L,S)******AA |  | HSP-A, Single-Package Heat Pum | Heat Pump | 575 | 3 | False |  |  |  | True | Single-Speed | 90000 | 7438 | 12.1 | 10.8 | 12.9 |  | 84000 | 7033 | 3.5 | 3.3 | 47000 | 5739 | 2.4 | Federally-Regulated Commercial & Industrial Equipment | 09/30/2019 |  | 01/17/2023
Carrier Corp. - Syracuse | Day & Night | RHS150(H,L,S)******TA |  | HSP-A, Single-Package Heat Pum | Heat Pump | 460 | 3 | False |  |  |  | False | Single-Speed | 142000 | 13396 | 10.6 | 10.4 | 12 |  | 142000 | 13005 | 3.2 | 3.2 | 76000 | 10865 | 2.05 | Federally-Regulated Commercial & Industrial Equipment | 09/30/2019 |  | 01/17/2023
Carrier Corp. - Syracuse | Day & Night | CHS072(H,L,S)(G,H)* | FHS072(H,L,S)A*A2* | HRCU-A-CB, Split System: Heat | Heat Pump | 230 | 3 |  | False |  |  | True | Single-Speed | 70000 | 5982 | 11.7 | 10.8 | 13.8 |  | 66000 | 5861 | 3.3 | 3.3 | 39000 | 4762 | 2.4 | Federally-Regulated Commercial & Industrial Equipment | 09/30/2019 |  | 01/17/2023
Carrier Corp. - Syracuse | Day & Night | CHS121(H,L,S)(A,B)* | FHS120(H,L,S)**A2* | HRCU-A-CB, Split System: Heat | Heat Pump | 230 | 3 |  | False |  |  | True | Single-Speed | 112000 | 10181 | 11 | 10.8 | 12 |  | 106000 | 9413 | 3.3 | 3.3 | 70000 | 8548 | 2.4 | Federally-Regulated Commercial & Industrial Equipment | 03/14/2019 |  | 01/17/2023
Carrier Corp. - Syracuse | Day & Night | RHS240(H,L,S)*****TA* |  | HSP-A, Single-Package Heat Pum | Heat Pump | 575 | 3 | False |  |  |  | True | Single-Speed | 232000 | 21886 | 10.6 | 10.4 | 12 |  | 220000 | 19538 | 3.3 | 3.2 | 136000 | 17329 | 2.3 | Federally-Regulated Commercial & Industrial Equipment | 08/06/2019 |  | 01/17/2023
Carrier Corp. - Syracuse | Day & Night | RHH073(H,L,S)*****TA |  | HSP-A, Single-Package Heat Pum | Heat Pump | 230 | 3 | False |  |  |  | True | Dual-Speed | 70000 | 5833 | 12 | 10.8 | 15.6 |  | 69000 | 5947 | 3.4 | 3.3 | 38000 | 4640 | 2.4 | Federally-Regulated Commercial & Industrial Equipment | 09/30/2019 |  | 01/17/2023
Carrier Corp. - Syracuse | Day & Night | CHS240(H,L,S)(D,E)* | FHS240(H,L,S)**A2* | HRCU-A-CB, Split System: Heat | Heat Pump | 230 | 3 |  | False |  |  | True | Single-Speed | 222000 | 20747 | 10.7 | 10.4 | 12.5 |  | 214000 | 17919 | 3.5 | 3.2 | 130000 | 15874 | 2.4 | Federally-Regulated Commercial & Industrial Equipment | 09/30/2019 |  | 01/17/2023
Carrier Corp. - Syracuse | Day & Night | CHS121(H,L,S)(A,B)* | FHS120(H,L,S)**A2* | HRCU-A-CB, Split System: Heat | Heat Pump | 575 | 3 |  | False |  |  | True | Single-Speed | 112000 | 10181 | 11 | 10.8 | 12 |  | 106000 | 9413 | 3.3 | 3.3 | 70000 | 8548 | 2.4 | Federally-Regulated Commercial & Industrial Equipment | 03/14/2019 |  | 01/17/2023
Carrier Corp. - Syracuse | Day & Night | RHH090(H,L,S)******AA |  | HSP-A, Single-Package Heat Pum | Heat Pump | 230 | 3 | False |  |  |  | True | Single-Speed | 90000 | 7438 | 12.1 | 10.8 | 12.9 |  | 84000 | 7033 | 3.5 | 3.3 | 47000 | 5739 | 2.4 | Federally-Regulated Commercial & Industrial Equipment | 09/30/2019 |  | 01/17/2023
Carrier Corp. - Syracuse | Day & Night | CHS121(H,L,S)(G,H)* | FHS120(H,L,S)**A2* | HRCU-A-CB, Split System: Heat | Heat Pump | 460 | 3 |  | False |  |  | True | Single-Speed | 112000 | 10181 | 11 | 10.8 | 13.8 |  | 106000 | 9413 | 3.3 | 3.3 | 66000 | 8059 | 2.4 | Federally-Regulated Commercial & Industrial Equipment | 09/30/2019 |  | 01/17/2023
Carrier Corp. - Syracuse | Day & Night | CHS180(H,L,S)(D,E)* | FHS180(H,L,S)**A2* | HRCU-A-CB, Split System: Heat | Heat Pump | 230 | 3 |  | False |  |  | True | Single-Speed | 178000 | 16792 | 10.6 | 10.4 | 12.5 |  | 178000 | 15343 | 3.4 | 3.2 | 108000 | 13188 | 2.4 | Federally-Regulated Commercial & Industrial Equipment | 09/30/2019 |  | 01/17/2023
Carrier Corp. - Syracuse | Day & Night | CHS240(H,L,S)(D,E)* | FHS240(H,L,S)**A2* | HRCU-A-CB, Split System: Heat | Heat Pump | 460 | 3 |  | False |  |  | True | Single-Speed | 222000 | 20747 | 10.7 | 10.4 | 12.5 |  | 214000 | 17919 | 3.5 | 3.2 | 130000 | 15874 | 2.4 | Federally-Regulated Commercial & Industrial Equipment | 09/30/2019 |  | 01/17/2023
Carrier Corp. - Syracuse | Day & Night | RHH073(H,L,S)*****TA |  | HSP-A, Single-Package Heat Pum | Heat Pump | 460 | 3 | False |  |  |  | True | Dual-Speed | 70000 | 5833 | 12 | 10.8 | 15.6 |  | 69000 | 5947 | 3.4 | 3.3 | 38000 | 4640 | 2.4 | Federally-Regulated Commercial & Industrial Equipment | 09/30/2019 |  | 01/17/2023
Carrier Corp. - Syracuse | Day & Night | RHS(120,121)(H,L,S)******TA |  | HSP-A, Single-Package Heat Pum | Heat Pump | 575 | 3 | False |  |  |  | False | Single-Speed | 116000 | 10545 | 11 | 10.8 | 12.5 |  | 116000 | 9999 | 3.4 | 3.3 | 63000 | 8206 | 2.25 | Federally-Regulated Commercial & Industrial Equipment | 09/30/2019 |  | 01/17/2023
Carrier Corp. - Syracuse | Day & Night | CHS091(H,L,S)(G,H)* | FHS091(H,L,S)A*A2* | HRCU-A-CB, Split System: Heat | Heat Pump | 460 | 3 |  | False |  |  | True | Single-Speed | 88000 | 8000 | 11 | 10.8 | 12.7 |  | 87000 | 7726 | 3.3 | 3.3 | 52000 | 6349 | 2.4 | Federally-Regulated Commercial & Industrial Equipment | 09/30/2019 |  | 01/17/2023
Carrier Corp. - Syracuse | Day & Night | CHS072(H,L,S)(G,H)* | FHS072(H,L,S)A*A2* | HRCU-A-CB, Split System: Heat | Heat Pump | 460 | 3 |  | False |  |  | True | Single-Speed | 70000 | 5982 | 11.7 | 10.8 | 13.8 |  | 66000 | 5861 | 3.3 | 3.3 | 39000 | 4762 | 2.4 | Federally-Regulated Commercial & Industrial Equipment | 09/30/2019 |  | 01/17/2023
Carrier Corp. - Syracuse | Day & Night | RHH090(H,L,S)******TA |  | HSP-A, Single-Package Heat Pum | Heat Pump | 208 | 3 | False |  |  |  | True | Single-Speed | 90000 | 7438 | 12.1 | 10.8 | 13.7 |  | 84000 | 7033 | 3.5 | 3.3 | 47000 | 5739 | 2.4 | Federally-Regulated Commercial & Industrial Equipment | 09/30/2019 |  | 01/17/2023
Carrier Corp. - Syracuse | Day & Night | CHS072(H,L,S)(A,B)** | FHS072(M,S,K)**A0** | HRCU-A-CB, Split System: Heat | Heat Pump | 208 | 3 |  | False |  |  | True | Single-Speed | 70000 | 6363 | 11 | 10.8 | 12.6 |  | 65000 | 5772 | 3.3 | 3.3 | 39000 | 4762 | 2.4 | Federally-Regulated Commercial & Industrial Equipment | 09/30/2019 |  | 01/17/2023
Carrier Corp. - Syracuse | Day & Night | CHS091(H,L,S)(A,B)* | FHS091(M,S,K)**A0* | HRCU-A-CB, Split System: Heat | Heat Pump | 230 | 3 |  | False |  |  | True | Single-Speed | 88000 | 8000 | 11 | 10.8 | 12.2 |  | 86000 | 7637 | 3.3 | 3.3 | 51000 | 6227 | 2.4 | Federally-Regulated Commercial & Industrial Equipment | 09/30/2019 |  | 01/17/2023
Carrier Corp. - Syracuse | Day & Night | RHH090(H,L,S)******TA |  | HSP-A, Single-Package Heat Pum | Heat Pump | 575 | 3 | False |  |  |  | True | Single-Speed | 90000 | 7438 | 12.1 | 10.8 | 13.7 |  | 84000 | 7033 | 3.5 | 3.3 | 47000 | 5739 | 2.4 | Federally-Regulated Commercial & Industrial Equipment | 09/30/2019 |  | 01/17/2023
Carrier Corp. - Syracuse | Day & Night | CHS180(H,L,S)(D,E)* | FHS180(H,L,S)**A2* | HRCU-A-CB, Split System: Heat | Heat Pump | 575 | 3 |  | False |  |  | True | Single-Speed | 178000 | 16792 | 10.6 | 10.4 | 12.5 |  | 178000 | 15343 | 3.4 | 3.2 | 108000 | 13188 | 2.4 | Federally-Regulated Commercial & Industrial Equipment | 09/30/2019 |  | 01/17/2023
Carrier Corp. - Syracuse | Day & Night | RHH102(H,L,S)******TA |  | HSP-A, Single-Package Heat Pum | Heat Pump | 575 | 3 | False |  |  |  | True | Single-Speed | 100000 | 8333 | 12 | 10.8 | 12.9 |  | 100000 | 8619 | 3.4 | 3.3 | 56000 | 7262 | 2.26 | Federally-Regulated Commercial & Industrial Equipment | 09/30/2019 |  | 01/17/2023
Carrier Corp. - Syracuse | Day & Night | RHS150(H,L,S)******TA |  | HSP-A, Single-Package Heat Pum | Heat Pump | 208 | 3 | False |  |  |  | False | Single-Speed | 142000 | 13396 | 10.6 | 10.4 | 12 |  | 142000 | 13005 | 3.2 | 3.2 | 76000 | 10865 | 2.05 | Federally-Regulated Commercial & Industrial Equipment | 09/30/2019 |  | 01/17/2023
Carrier Corp. - Syracuse | Day & Night | CHS072(H,L,S)(A,B)** | FHS072(M,S,K)**A0** | HRCU-A-CB, Split System: Heat | Heat Pump | 575 | 3 |  | False |  |  | True | Single-Speed | 70000 | 6363 | 11 | 10.8 | 12.6 |  | 65000 | 5772 | 3.3 | 3.3 | 39000 | 4762 | 2.4 | Federally-Regulated Commercial & Industrial Equipment | 09/30/2019 |  | 01/17/2023
Carrier Corp. - Syracuse | Day & Night | CHS121(H,L,S)(A,B)* | FHS120(H,L,S)**A2* | HRCU-A-CB, Split System: Heat | Heat Pump | 460 | 3 |  | False |  |  | True | Single-Speed | 112000 | 10181 | 11 | 10.8 | 12 |  | 106000 | 9413 | 3.3 | 3.3 | 70000 | 8548 | 2.4 | Federally-Regulated Commercial & Industrial Equipment | 03/14/2019 |  | 01/17/2023
Carrier Corp. - Syracuse | Day & Night | RHH102(H,L,S)******TA |  | HSP-A, Single-Package Heat Pum | Heat Pump | 460 | 3 | False |  |  |  | True | Single-Speed | 100000 | 8333 | 12 | 10.8 | 12.9 |  | 100000 | 8619 | 3.4 | 3.3 | 56000 | 7262 | 2.26 | Federally-Regulated Commercial & Industrial Equipment | 09/30/2019 |  | 01/17/2023
Carrier Corp. - Syracuse | Day & Night | CHS180(H,L,S)(D,E)* | FHS180(H,L,S)**A2* | HRCU-A-CB, Split System: Heat | Heat Pump | 460 | 3 |  | False |  |  | True | Single-Speed | 178000 | 16792 | 10.6 | 10.4 | 12.5 |  | 178000 | 15343 | 3.4 | 3.2 | 108000 | 13188 | 2.4 | Federally-Regulated Commercial & Industrial Equipment | 09/30/2019 |  | 01/17/2023
Carrier Corp. - Syracuse | Day & Night | CHS091(H,L,S)(A,B)* | FHS091(M,S,K)**A0* | HRCU-A-CB, Split System: Heat | Heat Pump | 460 | 3 |  | False |  |  | True | Single-Speed | 88000 | 8000 | 11 | 10.8 | 12.2 |  | 86000 | 7637 | 3.3 | 3.3 | 51000 | 6227 | 2.4 | Federally-Regulated Commercial & Industrial Equipment | 09/30/2019 |  | 01/17/2023
Carrier Corp. - Syracuse | Day & Night | RHS090(L,S)******TA |  | HSP-A, Single-Package Heat Pum | Heat Pump | 460 | 3 | False |  |  |  | False | Single-Speed | 88000 | 7857 | 11.2 | 10.8 | 12.5 |  | 86000 | 7413 | 3.4 | 3.3 | 44000 | 5731 | 2.25 | Federally-Regulated Commercial & Industrial Equipment | 07/19/2019 |  | 01/17/2023
Carrier Corp. - Syracuse | Day & Night | CHS091(H,L,S)(A,B)* | FHS091(M,S,K)**A0* | HRCU-A-CB, Split System: Heat | Heat Pump | 575 | 3 |  | False |  |  | True | Single-Speed | 88000 | 8000 | 11 | 10.8 | 12.2 |  | 86000 | 7637 | 3.3 | 3.3 | 51000 | 6227 | 2.4 | Federally-Regulated Commercial & Industrial Equipment | 09/30/2019 |  | 01/17/2023
Carrier Corp. - Syracuse | Day & Night | CHS072(H,L,S)(G,H)* | FHS072(H,L,S)A*A2* | HRCU-A-CB, Split System: Heat | Heat Pump | 208 | 3 |  | False |  |  | True | Single-Speed | 70000 | 5982 | 11.7 | 10.8 | 13.8 |  | 66000 | 5861 | 3.3 | 3.3 | 39000 | 4762 | 2.4 | Federally-Regulated Commercial & Industrial Equipment | 09/30/2019 |  | 01/17/2023
Carrier Corp. - Syracuse | Day & Night | RHS090H******TA |  | HSP-A, Single-Package Heat Pum | Heat Pump | 230 | 3 | False |  |  |  | False | Single-Speed | 88000 | 7857 | 11.2 | 10.8 | 12.5 |  | 86000 | 7413 | 3.4 | 3.3 | 44000 | 5731 | 2.25 | Federally-Regulated Commercial & Industrial Equipment | 09/30/2019 |  | 01/17/2023
Carrier Corp. - Syracuse | Day & Night | RHH102(H,L,S)******TA |  | HSP-A, Single-Package Heat Pum | Heat Pump | 230 | 3 | False |  |  |  | True | Single-Speed | 100000 | 8333 | 12 | 10.8 | 12.9 |  | 100000 | 8619 | 3.4 | 3.3 | 56000 | 7262 | 2.26 | Federally-Regulated Commercial & Industrial Equipment | 09/30/2019 |  | 01/17/2023
Carrier Corp. - Syracuse | Day & Night | RHH102(H,L,S)******AA |  | HSP-A, Single-Package Heat Pum | Heat Pump | 575 | 3 | False |  |  |  | True | Single-Speed | 100000 | 8333 | 12 | 10.8 | 12.5 |  | 100000 | 8619 | 3.4 | 3.3 | 56000 | 7262 | 2.26 | Federally-Regulated Commercial & Industrial Equipment | 09/30/2019 |  | 01/17/2023
Carrier Corp. - Syracuse | Day & Night | RHH073(H,L,S)*****AA |  | HSP-A, Single-Package Heat Pum | Heat Pump | 460 | 3 | False |  |  |  | True | Dual-Speed | 70000 | 5833 | 12 | 10.8 | 14 |  | 69000 | 5947 | 3.4 | 3.3 | 38000 | 4640 | 2.4 | Federally-Regulated Commercial & Industrial Equipment | 09/30/2019 |  | 01/17/2023
Carrier Corp. - Syracuse | Day & Night | RHS150(H,L,S)******TA |  | HSP-A, Single-Package Heat Pum | Heat Pump | 230 | 3 | False |  |  |  | False | Single-Speed | 142000 | 13396 | 10.6 | 10.4 | 12 |  | 142000 | 13005 | 3.2 | 3.2 | 76000 | 10865 | 2.05 | Federally-Regulated Commercial & Industrial Equipment | 09/30/2019 |  | 01/17/2023
Carrier Corp. - Syracuse | Day & Night | RHS090H******TA |  | HSP-A, Single-Package Heat Pum | Heat Pump | 208 | 3 | False |  |  |  | False | Single-Speed | 87000 | 7767 | 11.2 | 10.8 | 12.5 |  | 86000 | 7413 | 3.4 | 3.3 | 44000 | 5731 | 2.25 | Federally-Regulated Commercial & Industrial Equipment | 09/30/2019 |  | 01/17/2023
Carrier Corp. - Syracuse | Day & Night | RHH102(H,L,S)******AA |  | HSP-A, Single-Package Heat Pum | Heat Pump | 230 | 3 | False |  |  |  | True | Single-Speed | 100000 | 8333 | 12 | 10.8 | 12.5 |  | 100000 | 8619 | 3.4 | 3.3 | 56000 | 7262 | 2.26 | Federally-Regulated Commercial & Industrial Equipment | 09/30/2019 |  | 01/17/2023
Carrier Corp. - Syracuse | Day & Night | CHS121(H,L,S)(G,H)* | FHS120(H,L,S)**A2* | HRCU-A-CB, Split System: Heat | Heat Pump | 208 | 3 |  | False |  |  | True | Single-Speed | 112000 | 10181 | 11 | 10.8 | 13.8 |  | 106000 | 9413 | 3.3 | 3.3 | 66000 | 8059 | 2.4 | Federally-Regulated Commercial & Industrial Equipment | 09/30/2019 |  | 01/17/2023
Carrier Corp. - Syracuse | Day & Night | RHS183(H,L,S)*****TC* |  | HSP-A, Single-Package Heat Pum | Heat Pump | 575 | 3 | False |  |  |  | True | Single-Speed | 172000 | 16074 | 10.7 | 10.4 | 12 |  | 166000 | 14742 | 3.3 | 3.2 | 103000 | 12577 | 2.4 | Federally-Regulated Commercial & Industrial Equipment | 08/06/2019 |  | 01/17/2023
Carrier Corp. - Syracuse | Day & Night | CHS072(H,L,S)(A,B)** | FHS072(M,S,K)**A0** | HRCU-A-CB, Split System: Heat | Heat Pump | 460 | 3 |  | False |  |  | True | Single-Speed | 70000 | 6363 | 11 | 10.8 | 12.6 |  | 65000 | 5772 | 3.3 | 3.3 | 39000 | 4762 | 2.4 | Federally-Regulated Commercial & Industrial Equipment | 09/30/2019 |  | 01/17/2023
Carrier Corp. - Syracuse | Day & Night | RHS150(H,L,S)******TA |  | HSP-A, Single-Package Heat Pum | Heat Pump | 575 | 3 | False |  |  |  | False | Single-Speed | 142000 | 13396 | 10.6 | 10.4 | 12 |  | 142000 | 13005 | 3.2 | 3.2 | 76000 | 10865 | 2.05 | Federally-Regulated Commercial & Industrial Equipment | 09/30/2019 |  | 01/17/2023
Carrier Corp. - Syracuse | Day & Night | RHS090(L,S)******TA |  | HSP-A, Single-Package Heat Pum | Heat Pump | 575 | 3 | False |  |  |  | False | Single-Speed | 88000 | 7857 | 11.2 | 10.8 | 12.5 |  | 86000 | 7413 | 3.4 | 3.3 | 44000 | 5731 | 2.25 | Federally-Regulated Commercial & Industrial Equipment | 07/19/2019 |  | 01/17/2023
Carrier Corp. - Syracuse | Day & Night | RHS102(L,S)******TA |  | HSP-A, Single-Package Heat Pum | Heat Pump | 575 | 3 | False |  |  |  | False | Single-Speed | 99000 | 8839 | 11.2 | 10.8 | 12.5 |  | 96000 | 8525 | 3.3 | 3.3 | 54500 | 7098 | 2.25 | Federally-Regulated Commercial & Industrial Equipment | 07/19/2019 |  | 01/17/2023
Carrier Corp. - Syracuse | Day & Night | RHH073(H,L,S)*****TA |  | HSP-A, Single-Package Heat Pum | Heat Pump | 208 | 3 | False |  |  |  | True | Dual-Speed | 70000 | 5833 | 12 | 10.8 | 15.6 |  | 69000 | 5947 | 3.4 | 3.3 | 38000 | 4640 | 2.4 | Federally-Regulated Commercial & Industrial Equipment | 09/30/2019 |  | 01/17/2023
Carrier Corp. - Syracuse | Day & Night | RHS181(H,L,S)*****TC* |  | HSP-A, Single-Package Heat Pum | Heat Pump | 575 | 3 | False |  |  |  | True | Single-Speed | 172000 | 15925 | 10.8 | 10.4 | 12 |  | 166000 | 14742 | 3.3 | 3.2 | 103000 | 12577 | 2.4 | Federally-Regulated Commercial & Industrial Equipment | 08/06/2019 |  | 01/17/2023
Carrier Corp. - Syracuse | Day & Night | RHH073(H,L,S)*****TA |  | HSP-A, Single-Package Heat Pum | Heat Pump | 575 | 3 | False |  |  |  | True | Dual-Speed | 70000 | 5833 | 12 | 10.8 | 15.6 |  | 69000 | 5947 | 3.4 | 3.3 | 38000 | 4640 | 2.4 | Federally-Regulated Commercial & Industrial Equipment | 09/30/2019 |  | 01/17/2023
Carrier Corp. - Syracuse | Day & Night | CHS072(H,L,S)(G,H)* | FHS072(H,L,S)A*A2* | HRCU-A-CB, Split System: Heat | Heat Pump | 575 | 3 |  | False |  |  | True | Single-Speed | 70000 | 5982 | 11.7 | 10.8 | 13.8 |  | 66000 | 5861 | 3.3 | 3.3 | 39000 | 4762 | 2.4 | Federally-Regulated Commercial & Industrial Equipment | 09/30/2019 |  | 01/17/2023
Carrier Corp. - Syracuse | Day & Night | CHS121(H,L,S)(G,H)* | FHS120(H,L,S)**A2* | HRCU-A-CB, Split System: Heat | Heat Pump | 230 | 3 |  | False |  |  | True | Single-Speed | 112000 | 10181 | 11 | 10.8 | 13.8 |  | 106000 | 9413 | 3.3 | 3.3 | 66000 | 8059 | 2.4 | Federally-Regulated Commercial & Industrial Equipment | 09/30/2019 |  | 01/17/2023
Carrier Corp. - Syracuse | Day & Night | RHS102H******TA |  | HSP-A, Single-Package Heat Pum | Heat Pump | 208 | 3 | False |  |  |  | False | Single-Speed | 98000 | 8750 | 11.2 | 10.8 | 12.5 |  | 94000 | 8348 | 3.3 | 3.3 | 53000 | 6903 | 2.25 | Federally-Regulated Commercial & Industrial Equipment | 09/30/2019 |  | 01/17/2023
Carrier Corp. - Syracuse | Day & Night | CHS091(H,L,S)(G,H)* | FHS091(H,L,S)A*A2* | HRCU-A-CB, Split System: Heat | Heat Pump | 575 | 3 |  | False |  |  | True | Single-Speed | 88000 | 8000 | 11 | 10.8 | 12.7 |  | 87000 | 7726 | 3.3 | 3.3 | 52000 | 6349 | 2.4 | Federally-Regulated Commercial & Industrial Equipment | 09/30/2019 |  | 01/17/2023
Carrier Corp. - Syracuse | Day & Night | RHH090(H,L,S)******TA |  | HSP-A, Single-Package Heat Pum | Heat Pump | 230 | 3 | False |  |  |  | True | Single-Speed | 90000 | 7438 | 12.1 | 10.8 | 13.7 |  | 84000 | 7033 | 3.5 | 3.3 | 47000 | 5739 | 2.4 | Federally-Regulated Commercial & Industrial Equipment | 09/30/2019 |  | 01/17/2023
Carrier Corp. - Syracuse | Day & Night | CHS121(H,L,S)(A,B)* | FHS120(H,L,S)**A2* | HRCU-A-CB, Split System: Heat | Heat Pump | 208 | 3 |  | False |  |  | True | Single-Speed | 112000 | 10181 | 11 | 10.8 | 12 |  | 106000 | 9413 | 3.3 | 3.3 | 70000 | 8548 | 2.4 | Federally-Regulated Commercial & Industrial Equipment | 03/14/2019 |  | 01/17/2023
Carrier Corp. - Syracuse | Day & Night | CHS180(H,L,S)(D,E)* | FHS180(H,L,S)**A2* | HRCU-A-CB, Split System: Heat | Heat Pump | 208 | 3 |  | False |  |  | True | Single-Speed | 178000 | 16792 | 10.6 | 10.4 | 12.5 |  | 178000 | 15343 | 3.4 | 3.2 | 108000 | 13188 | 2.4 | Federally-Regulated Commercial & Industrial Equipment | 09/30/2019 |  | 01/17/2023
Carrier Corp. - Syracuse | Day & Night | RHS243(H,L,S)*****TA* |  | HSP-A, Single-Package Heat Pum | Heat Pump | 575 | 3 | False |  |  |  | True | Single-Speed | 232000 | 21886 | 10.6 | 10.4 | 12 |  | 220000 | 19538 | 3.3 | 3.2 | 136000 | 17329 | 2.3 | Federally-Regulated Commercial & Industrial Equipment | 08/06/2019 |  | 01/17/2023
Carrier Corp. - Syracuse | Day & Night | RHH102(H,L,S)******AA |  | HSP-A, Single-Package Heat Pum | Heat Pump | 460 | 3 | False |  |  |  | True | Single-Speed | 100000 | 8333 | 12 | 10.8 | 12.5 |  | 100000 | 8619 | 3.4 | 3.3 | 56000 | 7262 | 2.26 | Federally-Regulated Commercial & Industrial Equipment | 09/30/2019 |  | 01/17/2023
Carrier Corp. - Syracuse | Day & Night | RHH102(H,L,S)******AA |  | HSP-A, Single-Package Heat Pum | Heat Pump | 208 | 3 | False |  |  |  | True | Single-Speed | 100000 | 8333 | 12 | 10.8 | 12.5 |  | 100000 | 8619 | 3.4 | 3.3 | 56000 | 7262 | 2.26 | Federally-Regulated Commercial & Industrial Equipment | 09/30/2019 |  | 01/17/2023
Carrier Corp. - Syracuse | Day & Night | RHH073(H,L,S)*****AA |  | HSP-A, Single-Package Heat Pum | Heat Pump | 230 | 3 | False |  |  |  | True | Dual-Speed | 70000 | 5833 | 12 | 10.8 | 14 |  | 69000 | 5947 | 3.4 | 3.3 | 38000 | 4640 | 2.4 | Federally-Regulated Commercial & Industrial Equipment | 09/30/2019 |  | 01/17/2023
Carrier Corp. - Syracuse | Day & Night | RHH073(H,L,S)*****AA |  | HSP-A, Single-Package Heat Pum | Heat Pump | 208 | 3 | False |  |  |  | True | Dual-Speed | 70000 | 5833 | 12 | 10.8 | 14 |  | 69000 | 5947 | 3.4 | 3.3 | 38000 | 4640 | 2.4 | Federally-Regulated Commercial & Industrial Equipment | 09/30/2019 |  | 01/17/2023
Carrier Corp. - Syracuse | Day & Night | CHS121(H,L,S)(G,H)* | FHS120(H,L,S)**A2* | HRCU-A-CB, Split System: Heat | Heat Pump | 575 | 3 |  | False |  |  | True | Single-Speed | 112000 | 10181 | 11 | 10.8 | 13.8 |  | 106000 | 9413 | 3.3 | 3.3 | 66000 | 8059 | 2.4 | Federally-Regulated Commercial & Industrial Equipment | 09/30/2019 |  | 01/17/2023
Carrier Corp. - Syracuse | Day & Night | CHS091(H,L,S)(G,H)* | FHS091(H,L,S)A*A2* | HRCU-A-CB, Split System: Heat | Heat Pump | 230 | 3 |  | False |  |  | True | Single-Speed | 88000 | 8000 | 11 | 10.8 | 12.7 |  | 87000 | 7726 | 3.3 | 3.3 | 52000 | 6349 | 2.4 | Federally-Regulated Commercial & Industrial Equipment | 09/30/2019 |  | 01/17/2023
Carrier Corp. - Syracuse | Day & Night | RHS(120,121)(H,L,S)******TA |  | HSP-A, Single-Package Heat Pum | Heat Pump | 208 | 3 | False |  |  |  | False | Single-Speed | 116000 | 10545 | 11 | 10.8 | 12.5 |  | 116000 | 9999 | 3.4 | 3.3 | 63000 | 8206 | 2.25 | Federally-Regulated Commercial & Industrial Equipment | 09/30/2019 |  | 01/17/2023
Carrier Corp. - Syracuse | Day & Night | RHS102(L,S)******TA |  | HSP-A, Single-Package Heat Pum | Heat Pump | 460 | 3 | False |  |  |  | False | Single-Speed | 99000 | 8839 | 11.2 | 10.8 | 12.5 |  | 96000 | 8525 | 3.3 | 3.3 | 54500 | 7098 | 2.25 | Federally-Regulated Commercial & Industrial Equipment | 07/19/2019 |  | 01/17/2023
Carrier Corp. - Syracuse | Day & Night | RHS(120,121)(H,L,S)******TA |  | HSP-A, Single-Package Heat Pum | Heat Pump | 230 | 3 | False |  |  |  | False | Single-Speed | 116000 | 10545 | 11 | 10.8 | 12.5 |  | 116000 | 9999 | 3.4 | 3.3 | 63000 | 8206 | 2.25 | Federally-Regulated Commercial & Industrial Equipment | 09/30/2019 |  | 01/17/2023
Carrier Corp. - Syracuse | Day & Night | CHS072(H,L,S)(A,B)** | FHS072(M,S,K)**A0** | HRCU-A-CB, Split System: Heat | Heat Pump | 230 | 3 |  | False |  |  | True | Single-Speed | 70000 | 6363 | 11 | 10.8 | 12.6 |  | 65000 | 5772 | 3.3 | 3.3 | 39000 | 4762 | 2.4 | Federally-Regulated Commercial & Industrial Equipment | 09/30/2019 |  | 01/17/2023
Carrier Corp. - Syracuse | Day & Night | RHS(120,121)(H,L,S)******TA |  | HSP-A, Single-Package Heat Pum | Heat Pump | 460 | 3 | False |  |  |  | False | Single-Speed | 116000 | 10545 | 11 | 10.8 | 12.5 |  | 116000 | 9999 | 3.4 | 3.3 | 63000 | 8206 | 2.25 | Federally-Regulated Commercial & Industrial Equipment | 09/30/2019 |  | 01/17/2023
Carrier Corp. - Syracuse | Arcoaire | RHS072(H,L,S)******TA |  | HSP-A, Single-Package Heat Pum | Heat Pump | 460 | 3 | False |  |  |  | False | Single-Speed | 69000 | 6216 | 11.1 | 10.8 | 12.7 |  | 66000 | 5526 | 3.5 | 3.3 | 29000 | 3777 | 2.25 | Federally-Regulated Commercial & Industrial Equipment | 09/23/2019 |  | 01/17/2023
Carrier Corp. - Syracuse | Arcoaire | RHS072(H,L,S)******TA |  | HSP-A, Single-Package Heat Pum | Heat Pump | 575 | 3 | False |  |  |  | False | Single-Speed | 69000 | 6216 | 11.1 | 10.8 | 12.7 |  | 66000 | 5526 | 3.5 | 3.3 | 29000 | 3777 | 2.25 | Federally-Regulated Commercial & Industrial Equipment | 09/23/2019 |  | 01/17/2023
Carrier Corp. - Syracuse | Arcoaire | RHS072(H,L,S)******TA |  | HSP-A, Single-Package Heat Pum | Heat Pump | 208 | 3 | False |  |  |  | False | Single-Speed | 69000 | 6216 | 11.1 | 10.8 | 12.7 |  | 66000 | 5526 | 3.5 | 3.3 | 29000 | 3777 | 2.25 | Federally-Regulated Commercial & Industrial Equipment | 09/23/2019 |  | 01/17/2023
Carrier Corp. - Syracuse | Arcoaire | RHS072(H,L,S)******TA |  | HSP-A, Single-Package Heat Pum | Heat Pump | 230 | 3 | False |  |  |  | False | Single-Speed | 69000 | 6216 | 11.1 | 10.8 | 12.7 |  | 66000 | 5526 | 3.5 | 3.3 | 31500 | 4103 | 2.25 | Federally-Regulated Commercial & Industrial Equipment | 09/23/2019 |  | 01/17/2023
Carrier Corp. - Syracuse | Keeprite | RHS072(H,L,S)******TA |  | HSP-A, Single-Package Heat Pum | Heat Pump | 208 | 3 | False |  |  |  | False | Single-Speed | 69000 | 6216 | 11.1 | 10.8 | 12.7 |  | 66000 | 5526 | 3.5 | 3.3 | 29000 | 3777 | 2.25 | Federally-Regulated Commercial & Industrial Equipment | 09/23/2019 |  | 01/17/2023
Carrier Corp. - Syracuse | Keeprite | RHS072(H,L,S)******TA |  | HSP-A, Single-Package Heat Pum | Heat Pump | 575 | 3 | False |  |  |  | False | Single-Speed | 69000 | 6216 | 11.1 | 10.8 | 12.7 |  | 66000 | 5526 | 3.5 | 3.3 | 29000 | 3777 | 2.25 | Federally-Regulated Commercial & Industrial Equipment | 09/23/2019 |  | 01/17/2023
Carrier Corp. - Syracuse | Keeprite | RHS072(H,L,S)******TA |  | HSP-A, Single-Package Heat Pum | Heat Pump | 460 | 3 | False |  |  |  | False | Single-Speed | 69000 | 6216 | 11.1 | 10.8 | 12.7 |  | 66000 | 5526 | 3.5 | 3.3 | 29000 | 3777 | 2.25 | Federally-Regulated Commercial & Industrial Equipment | 09/23/2019 |  | 01/17/2023
Carrier Corp. - Syracuse | Keeprite | RHS072(H,L,S)******TA |  | HSP-A, Single-Package Heat Pum | Heat Pump | 230 | 3 | False |  |  |  | False | Single-Speed | 69000 | 6216 | 11.1 | 10.8 | 12.7 |  | 66000 | 5526 | 3.5 | 3.3 | 31500 | 4103 | 2.25 | Federally-Regulated Commercial & Industrial Equipment | 09/23/2019 |  | 01/17/2023
Carrier Corp. - Syracuse | Heil | RHS072(H,L,S)******TA |  | HSP-A, Single-Package Heat Pum | Heat Pump | 230 | 3 | False |  |  |  | False | Single-Speed | 69000 | 6216 | 11.1 | 10.8 | 12.7 |  | 66000 | 5526 | 3.5 | 3.3 | 31500 | 4103 | 2.25 | Federally-Regulated Commercial & Industrial Equipment | 09/23/2019 |  | 01/17/2023
Carrier Corp. - Syracuse | Heil | RHS072(H,L,S)******TA |  | HSP-A, Single-Package Heat Pum | Heat Pump | 208 | 3 | False |  |  |  | False | Single-Speed | 69000 | 6216 | 11.1 | 10.8 | 12.7 |  | 66000 | 5526 | 3.5 | 3.3 | 29000 | 3777 | 2.25 | Federally-Regulated Commercial & Industrial Equipment | 09/23/2019 |  | 01/17/2023
Carrier Corp. - Syracuse | Heil | RHS072(H,L,S)******TA |  | HSP-A, Single-Package Heat Pum | Heat Pump | 575 | 3 | False |  |  |  | False | Single-Speed | 69000 | 6216 | 11.1 | 10.8 | 12.7 |  | 66000 | 5526 | 3.5 | 3.3 | 29000 | 3777 | 2.25 | Federally-Regulated Commercial & Industrial Equipment | 09/23/2019 |  | 01/17/2023
Carrier Corp. - Syracuse | Heil | RHS072(H,L,S)******TA |  | HSP-A, Single-Package Heat Pum | Heat Pump | 460 | 3 | False |  |  |  | False | Single-Speed | 69000 | 6216 | 11.1 | 10.8 | 12.7 |  | 66000 | 5526 | 3.5 | 3.3 | 29000 | 3777 | 2.25 | Federally-Regulated Commercial & Industrial Equipment | 09/23/2019 |  | 01/17/2023
Carrier Corp. - Syracuse | Airquest | RHS072(H,L,S)******TA |  | HSP-A, Single-Package Heat Pum | Heat Pump | 208 | 3 | False |  |  |  | False | Single-Speed | 69000 | 6216 | 11.1 | 10.8 | 12.7 |  | 66000 | 5526 | 3.5 | 3.3 | 29000 | 3777 | 2.25 | Federally-Regulated Commercial & Industrial Equipment | 09/23/2019 |  | 01/17/2023
Carrier Corp. - Syracuse | Airquest | RHS072(H,L,S)******TA |  | HSP-A, Single-Package Heat Pum | Heat Pump | 460 | 3 | False |  |  |  | False | Single-Speed | 69000 | 6216 | 11.1 | 10.8 | 12.7 |  | 66000 | 5526 | 3.5 | 3.3 | 29000 | 3777 | 2.25 | Federally-Regulated Commercial & Industrial Equipment | 09/23/2019 |  | 01/17/2023
Carrier Corp. - Syracuse | Airquest | RHS072(H,L,S)******TA |  | HSP-A, Single-Package Heat Pum | Heat Pump | 230 | 3 | False |  |  |  | False | Single-Speed | 69000 | 6216 | 11.1 | 10.8 | 12.7 |  | 66000 | 5526 | 3.5 | 3.3 | 31500 | 4103 | 2.25 | Federally-Regulated Commercial & Industrial Equipment | 09/23/2019 |  | 01/17/2023
Carrier Corp. - Syracuse | Airquest | RHS072(H,L,S)******TA |  | HSP-A, Single-Package Heat Pum | Heat Pump | 575 | 3 | False |  |  |  | False | Single-Speed | 69000 | 6216 | 11.1 | 10.8 | 12.7 |  | 66000 | 5526 | 3.5 | 3.3 | 29000 | 3777 | 2.25 | Federally-Regulated Commercial & Industrial Equipment | 09/23/2019 |  | 01/17/2023
Carrier Corp. - Syracuse | Comfortmaker | RHS072(H,L,S)******TA |  | HSP-A, Single-Package Heat Pum | Heat Pump | 230 | 3 | False |  |  |  | False | Single-Speed | 69000 | 6216 | 11.1 | 10.8 | 12.7 |  | 66000 | 5526 | 3.5 | 3.3 | 31500 | 4103 | 2.25 | Federally-Regulated Commercial & Industrial Equipment | 09/23/2019 |  | 01/17/2023
Carrier Corp. - Syracuse | Comfortmaker | RHS072(H,L,S)******TA |  | HSP-A, Single-Package Heat Pum | Heat Pump | 208 | 3 | False |  |  |  | False | Single-Speed | 69000 | 6216 | 11.1 | 10.8 | 12.7 |  | 66000 | 5526 | 3.5 | 3.3 | 29000 | 3777 | 2.25 | Federally-Regulated Commercial & Industrial Equipment | 09/23/2019 |  | 01/17/2023
Carrier Corp. - Syracuse | Comfortmaker | RHS072(H,L,S)******TA |  | HSP-A, Single-Package Heat Pum | Heat Pump | 575 | 3 | False |  |  |  | False | Single-Speed | 69000 | 6216 | 11.1 | 10.8 | 12.7 |  | 66000 | 5526 | 3.5 | 3.3 | 29000 | 3777 | 2.25 | Federally-Regulated Commercial & Industrial Equipment | 09/23/2019 |  | 01/17/2023
Carrier Corp. - Syracuse | Comfortmaker | RHS072(H,L,S)******TA |  | HSP-A, Single-Package Heat Pum | Heat Pump | 460 | 3 | False |  |  |  | False | Single-Speed | 69000 | 6216 | 11.1 | 10.8 | 12.7 |  | 66000 | 5526 | 3.5 | 3.3 | 29000 | 3777 | 2.25 | Federally-Regulated Commercial & Industrial Equipment | 09/23/2019 |  | 01/17/2023
Carrier Corp. - Syracuse | ICP Commercial | RHS072(H,L,S)******TA |  | HSP-A, Single-Package Heat Pum | Heat Pump | 460 | 3 | False |  |  |  | False | Single-Speed | 69000 | 6216 | 11.1 | 10.8 | 12.7 |  | 66000 | 5526 | 3.5 | 3.3 | 29000 | 3777 | 2.25 | Federally-Regulated Commercial & Industrial Equipment | 09/23/2019 |  | 01/17/2023
Carrier Corp. - Syracuse | ICP Commercial | RHS072(H,L,S)******TA |  | HSP-A, Single-Package Heat Pum | Heat Pump | 575 | 3 | False |  |  |  | False | Single-Speed | 69000 | 6216 | 11.1 | 10.8 | 12.7 |  | 66000 | 5526 | 3.5 | 3.3 | 29000 | 3777 | 2.25 | Federally-Regulated Commercial & Industrial Equipment | 09/23/2019 |  | 01/17/2023
Carrier Corp. - Syracuse | ICP Commercial | RHS072(H,L,S)******TA |  | HSP-A, Single-Package Heat Pum | Heat Pump | 230 | 3 | False |  |  |  | False | Single-Speed | 69000 | 6216 | 11.1 | 10.8 | 12.7 |  | 66000 | 5526 | 3.5 | 3.3 | 31500 | 4103 | 2.25 | Federally-Regulated Commercial & Industrial Equipment | 09/23/2019 |  | 01/17/2023
Carrier Corp. - Syracuse | ICP Commercial | RHS072(H,L,S)******TA |  | HSP-A, Single-Package Heat Pum | Heat Pump | 208 | 3 | False |  |  |  | False | Single-Speed | 69000 | 6216 | 11.1 | 10.8 | 12.7 |  | 66000 | 5526 | 3.5 | 3.3 | 29000 | 3777 | 2.25 | Federally-Regulated Commercial & Industrial Equipment | 09/23/2019 |  | 01/17/2023
Carrier Corp. - Syracuse | Bryant Heating & Cooling Systems | 548J(P,E,T)07*********(D,E)A |  | HSP-A, Single-Package Heat Pum | Heat Pump | 575 | 3 | False |  |  |  | False | Single-Speed | 69000 | 6216 | 11.1 | 10.8 | 12.7 |  | 66000 | 5526 | 3.5 | 3.3 | 29000 | 3777 | 2.25 | Federally-Regulated Commercial & Industrial Equipment | 09/23/2019 |  | 01/17/2023
Carrier Corp. - Syracuse | Bryant Heating & Cooling Systems | 548J(P,E,T)07*********(D,E)A |  | HSP-A, Single-Package Heat Pum | Heat Pump | 230 | 3 | False |  |  |  | False | Single-Speed | 69000 | 6216 | 11.1 | 10.8 | 12.7 |  | 66000 | 5526 | 3.5 | 3.3 | 31500 | 4103 | 2.25 | Federally-Regulated Commercial & Industrial Equipment | 09/23/2019 |  | 01/17/2023
Carrier Corp. - Syracuse | Bryant Heating & Cooling Systems | 548J(P,E,T)07*********(D,E)A |  | HSP-A, Single-Package Heat Pum | Heat Pump | 460 | 3 | False |  |  |  | False | Single-Speed | 69000 | 6216 | 11.1 | 10.8 | 12.7 |  | 66000 | 5526 | 3.5 | 3.3 | 29000 | 3777 | 2.25 | Federally-Regulated Commercial & Industrial Equipment | 09/23/2019 |  | 01/17/2023
Carrier Corp. - Syracuse | Bryant Heating & Cooling Systems | 548J(P,E,T)07*********(D,E)A |  | HSP-A, Single-Package Heat Pum | Heat Pump | 208 | 3 | False |  |  |  | False | Single-Speed | 69000 | 6216 | 11.1 | 10.8 | 12.7 |  | 66000 | 5526 | 3.5 | 3.3 | 29000 | 3777 | 2.25 | Federally-Regulated Commercial & Industrial Equipment | 09/23/2019 |  | 01/17/2023
Carrier Corp. - Syracuse | Day & Night | RHS072(H,L,S)******TA |  | HSP-A, Single-Package Heat Pum | Heat Pump | 230 | 3 | False |  |  |  | False | Single-Speed | 69000 | 6216 | 11.1 | 10.8 | 12.7 |  | 66000 | 5526 | 3.5 | 3.3 | 31500 | 4103 | 2.25 | Federally-Regulated Commercial & Industrial Equipment | 09/23/2019 |  | 01/17/2023
Carrier Corp. - Syracuse | Day & Night | RHS072(H,L,S)******TA |  | HSP-A, Single-Package Heat Pum | Heat Pump | 460 | 3 | False |  |  |  | False | Single-Speed | 69000 | 6216 | 11.1 | 10.8 | 12.7 |  | 66000 | 5526 | 3.5 | 3.3 | 29000 | 3777 | 2.25 | Federally-Regulated Commercial & Industrial Equipment | 09/23/2019 |  | 01/17/2023
Carrier Corp. - Syracuse | Day & Night | RHS072(H,L,S)******TA |  | HSP-A, Single-Package Heat Pum | Heat Pump | 208 | 3 | False |  |  |  | False | Single-Speed | 69000 | 6216 | 11.1 | 10.8 | 12.7 |  | 66000 | 5526 | 3.5 | 3.3 | 29000 | 3777 | 2.25 | Federally-Regulated Commercial & Industrial Equipment | 09/23/2019 |  | 01/17/2023
Carrier Corp. - Syracuse | Day & Night | RHS072(H,L,S)******TA |  | HSP-A, Single-Package Heat Pum | Heat Pump | 575 | 3 | False |  |  |  | False | Single-Speed | 69000 | 6216 | 11.1 | 10.8 | 12.7 |  | 66000 | 5526 | 3.5 | 3.3 | 29000 | 3777 | 2.25 | Federally-Regulated Commercial & Industrial Equipment | 09/23/2019 |  | 01/17/2023
Carrier Corp. - Syracuse | Tempstar | RHS072(H,L,S)******TA |  | HSP-A, Single-Package Heat Pum | Heat Pump | 208 | 3 | False |  |  |  | False | Single-Speed | 69000 | 6216 | 11.1 | 10.8 | 12.7 |  | 66000 | 5526 | 3.5 | 3.3 | 29000 | 3777 | 2.25 | Federally-Regulated Commercial & Industrial Equipment | 09/23/2019 |  | 01/17/2023
Carrier Corp. - Syracuse | Tempstar | RHS072(H,L,S)******TA |  | HSP-A, Single-Package Heat Pum | Heat Pump | 230 | 3 | False |  |  |  | False | Single-Speed | 69000 | 6216 | 11.1 | 10.8 | 12.7 |  | 66000 | 5526 | 3.5 | 3.3 | 31500 | 4103 | 2.25 | Federally-Regulated Commercial & Industrial Equipment | 09/23/2019 |  | 01/17/2023
Carrier Corp. - Syracuse | Tempstar | RHS072(H,L,S)******TA |  | HSP-A, Single-Package Heat Pum | Heat Pump | 460 | 3 | False |  |  |  | False | Single-Speed | 69000 | 6216 | 11.1 | 10.8 | 12.7 |  | 66000 | 5526 | 3.5 | 3.3 | 29000 | 3777 | 2.25 | Federally-Regulated Commercial & Industrial Equipment | 09/23/2019 |  | 01/17/2023
Carrier Corp. - Syracuse | Tempstar | RHS072(H,L,S)******TA |  | HSP-A, Single-Package Heat Pum | Heat Pump | 575 | 3 | False |  |  |  | False | Single-Speed | 69000 | 6216 | 11.1 | 10.8 | 12.7 |  | 66000 | 5526 | 3.5 | 3.3 | 29000 | 3777 | 2.25 | Federally-Regulated Commercial & Industrial Equipment | 09/23/2019 |  | 01/17/2023
Carrier Corp. - Syracuse | Keeprite | RHH073(H,L,S)*****AA |  | HSP-A, Single-Package Heat Pum | Heat Pump | 575 | 3 | False |  |  |  | True | Dual-Speed | 70000 | 5833 | 12 | 10.8 | 14 |  | 69000 | 5947 | 3.4 | 3.3 | 38000 | 4640 | 2.4 | Federally-Regulated Commercial & Industrial Equipment | 09/30/2019 |  | 01/17/2023
Carrier Corp. - Syracuse | Keeprite | CHS240(H,L,S)(D,E)* | FHS240(H,L,S)**A2* | HRCU-A-CB, Split System: Heat | Heat Pump | 230 | 3 |  | False |  |  | True | Single-Speed | 222000 | 20747 | 10.7 | 10.4 | 12.5 |  | 214000 | 17919 | 3.5 | 3.2 | 130000 | 15874 | 2.4 | Federally-Regulated Commercial & Industrial Equipment | 09/30/2019 |  | 01/17/2023
Carrier Corp. - Syracuse | Keeprite | RHS(120,121)(H,L,S)******TA |  | HSP-A, Single-Package Heat Pum | Heat Pump | 460 | 3 | False |  |  |  | False | Single-Speed | 116000 | 10545 | 11 | 10.8 | 12.5 |  | 116000 | 9999 | 3.4 | 3.3 | 63000 | 8206 | 2.25 | Federally-Regulated Commercial & Industrial Equipment | 09/30/2019 |  | 01/17/2023
Carrier Corp. - Syracuse | Keeprite | CHS091(H,L,S)(G,H)* | FHS091(H,L,S)A*A2* | HRCU-A-CB, Split System: Heat | Heat Pump | 230 | 3 |  | False |  |  | True | Single-Speed | 88000 | 8000 | 11 | 10.8 | 12.7 |  | 87000 | 7726 | 3.3 | 3.3 | 52000 | 6349 | 2.4 | Federally-Regulated Commercial & Industrial Equipment | 09/30/2019 |  | 01/17/2023
Carrier Corp. - Syracuse | Keeprite | RHS090H******TA |  | HSP-A, Single-Package Heat Pum | Heat Pump | 230 | 3 | False |  |  |  | False | Single-Speed | 88000 | 7857 | 11.2 | 10.8 | 12.5 |  | 86000 | 7413 | 3.4 | 3.3 | 44000 | 5731 | 2.25 | Federally-Regulated Commercial & Industrial Equipment | 09/30/2019 |  | 01/17/2023
Carrier Corp. - Syracuse | Keeprite | RHS102(L,S)******TA |  | HSP-A, Single-Package Heat Pum | Heat Pump | 460 | 3 | False |  |  |  | False | Single-Speed | 99000 | 8839 | 11.2 | 10.8 | 12.5 |  | 96000 | 8525 | 3.3 | 3.3 | 54500 | 7098 | 2.25 | Federally-Regulated Commercial & Industrial Equipment | 07/19/2019 |  | 01/17/2023
Carrier Corp. - Syracuse | Keeprite | RHS(120,121)(H,L,S)******TA |  | HSP-A, Single-Package Heat Pum | Heat Pump | 208 | 3 | False |  |  |  | False | Single-Speed | 116000 | 10545 | 11 | 10.8 | 12.5 |  | 116000 | 9999 | 3.4 | 3.3 | 63000 | 8206 | 2.25 | Federally-Regulated Commercial & Industrial Equipment | 09/30/2019 |  | 01/17/2023
Carrier Corp. - Syracuse | Keeprite | CHS072(H,L,S)(G,H)* | FHS072(H,L,S)A*A2* | HRCU-A-CB, Split System: Heat | Heat Pump | 208 | 3 |  | False |  |  | True | Single-Speed | 70000 | 5982 | 11.7 | 10.8 | 13.8 |  | 66000 | 5861 | 3.3 | 3.3 | 39000 | 4762 | 2.4 | Federally-Regulated Commercial & Industrial Equipment | 09/30/2019 |  | 01/17/2023
Carrier Corp. - Syracuse | Keeprite | RHH090(H,L,S)******TA |  | HSP-A, Single-Package Heat Pum | Heat Pump | 460 | 3 | False |  |  |  | True | Single-Speed | 90000 | 7438 | 12.1 | 10.8 | 13.7 |  | 84000 | 7033 | 3.5 | 3.3 | 47000 | 5739 | 2.4 | Federally-Regulated Commercial & Industrial Equipment | 09/30/2019 |  | 01/17/2023
Carrier Corp. - Syracuse | Keeprite | CHS072(H,L,S)(G,H)* | FHS072(H,L,S)A*A2* | HRCU-A-CB, Split System: Heat | Heat Pump | 230 | 3 |  | False |  |  | True | Single-Speed | 70000 | 5982 | 11.7 | 10.8 | 13.8 |  | 66000 | 5861 | 3.3 | 3.3 | 39000 | 4762 | 2.4 | Federally-Regulated Commercial & Industrial Equipment | 09/30/2019 |  | 01/17/2023
Carrier Corp. - Syracuse | Keeprite | RHH073(H,L,S)*****TA |  | HSP-A, Single-Package Heat Pum | Heat Pump | 230 | 3 | False |  |  |  | True | Dual-Speed | 70000 | 5833 | 12 | 10.8 | 15.6 |  | 69000 | 5947 | 3.4 | 3.3 | 38000 | 4640 | 2.4 | Federally-Regulated Commercial & Industrial Equipment | 09/30/2019 |  | 01/17/2023
Carrier Corp. - Syracuse | Keeprite | CHS121(H,L,S)(G,H)* | FHS120(H,L,S)**A2* | HRCU-A-CB, Split System: Heat | Heat Pump | 208 | 3 |  | False |  |  | True | Single-Speed | 112000 | 10181 | 11 | 10.8 | 13.8 |  | 106000 | 9413 | 3.3 | 3.3 | 66000 | 8059 | 2.4 | Federally-Regulated Commercial & Industrial Equipment | 09/30/2019 |  | 01/17/2023
Carrier Corp. - Syracuse | Keeprite | CHS072(H,L,S)(G,H)* | FHS072(H,L,S)A*A2* | HRCU-A-CB, Split System: Heat | Heat Pump | 575 | 3 |  | False |  |  | True | Single-Speed | 70000 | 5982 | 11.7 | 10.8 | 13.8 |  | 66000 | 5861 | 3.3 | 3.3 | 39000 | 4762 | 2.4 | Federally-Regulated Commercial & Industrial Equipment | 09/30/2019 |  | 01/17/2023
Carrier Corp. - Syracuse | Keeprite | CHS121(H,L,S)(G,H)* | FHS120(H,L,S)**A2* | HRCU-A-CB, Split System: Heat | Heat Pump | 230 | 3 |  | False |  |  | True | Single-Speed | 112000 | 10181 | 11 | 10.8 | 13.8 |  | 106000 | 9413 | 3.3 | 3.3 | 66000 | 8059 | 2.4 | Federally-Regulated Commercial & Industrial Equipment | 09/30/2019 |  | 01/17/2023
Carrier Corp. - Syracuse | Keeprite | CHS121(H,L,S)(A,B)* | FHS120(H,L,S)**A2* | HRCU-A-CB, Split System: Heat | Heat Pump | 460 | 3 |  | False |  |  | False | Single-Speed | 112000 | 10181 | 11 | 10.8 | 12.2 |  | 106000 | 9413 | 3.3 | 3.3 | 66000 | 8059 | 2.4 | Federally-Regulated Commercial & Industrial Equipment | 03/06/2019 |  | 01/17/2023
Carrier Corp. - Syracuse | Keeprite | RHH102(H,L,S)******AA |  | HSP-A, Single-Package Heat Pum | Heat Pump | 208 | 3 | False |  |  |  | True | Single-Speed | 100000 | 8333 | 12 | 10.8 | 12.5 |  | 100000 | 8619 | 3.4 | 3.3 | 56000 | 7262 | 2.26 | Federally-Regulated Commercial & Industrial Equipment | 09/30/2019 |  | 01/17/2023
Carrier Corp. - Syracuse | Keeprite | RHS243(H,L,S)*****TA* |  | HSP-A, Single-Package Heat Pum | Heat Pump | 575 | 3 | False |  |  |  | True | Single-Speed | 232000 | 21886 | 10.6 | 10.4 | 12 |  | 220000 | 19538 | 3.3 | 3.2 | 136000 | 17329 | 2.3 | Federally-Regulated Commercial & Industrial Equipment | 08/06/2019 |  | 01/17/2023
Carrier Corp. - Syracuse | Keeprite | CHS240(H,L,S)(D,E)* | FHS240(H,L,S)**A2* | HRCU-A-CB, Split System: Heat | Heat Pump | 575 | 3 |  | False |  |  | True | Single-Speed | 222000 | 20747 | 10.7 | 10.4 | 12.5 |  | 214000 | 17919 | 3.5 | 3.2 | 130000 | 15874 | 2.4 | Federally-Regulated Commercial & Industrial Equipment | 09/30/2019 |  | 01/17/2023
Carrier Corp. - Syracuse | Keeprite | CHS240(H,L,S)(D,E)* | FHS240(H,L,S)**A2* | HRCU-A-CB, Split System: Heat | Heat Pump | 208 | 3 |  | False |  |  | True | Single-Speed | 222000 | 20747 | 10.7 | 10.4 | 12.5 |  | 214000 | 17919 | 3.5 | 3.2 | 130000 | 15874 | 2.4 | Federally-Regulated Commercial & Industrial Equipment | 09/30/2019 |  | 01/17/2023
Carrier Corp. - Syracuse | Keeprite | RHS102(L,S)******TA |  | HSP-A, Single-Package Heat Pum | Heat Pump | 575 | 3 | False |  |  |  | False | Single-Speed | 99000 | 8839 | 11.2 | 10.8 | 12.5 |  | 96000 | 8525 | 3.3 | 3.3 | 54500 | 7098 | 2.25 | Federally-Regulated Commercial & Industrial Equipment | 07/19/2019 |  | 01/17/2023
Carrier Corp. - Syracuse | Keeprite | RHH073(H,L,S)*****TA |  | HSP-A, Single-Package Heat Pum | Heat Pump | 208 | 3 | False |  |  |  | True | Dual-Speed | 70000 | 5833 | 12 | 10.8 | 15.6 |  | 69000 | 5947 | 3.4 | 3.3 | 38000 | 4640 | 2.4 | Federally-Regulated Commercial & Industrial Equipment | 09/30/2019 |  | 01/17/2023
Carrier Corp. - Syracuse | Keeprite | RHH102(H,L,S)******TA |  | HSP-A, Single-Package Heat Pum | Heat Pump | 575 | 3 | False |  |  |  | True | Single-Speed | 100000 | 8333 | 12 | 10.8 | 12.9 |  | 100000 | 8619 | 3.4 | 3.3 | 56000 | 7262 | 2.26 | Federally-Regulated Commercial & Industrial Equipment | 09/30/2019 |  | 01/17/2023
Carrier Corp. - Syracuse | Keeprite | RHS150(H,L,S)******TA |  | HSP-A, Single-Package Heat Pum | Heat Pump | 230 | 3 | False |  |  |  | False | Single-Speed | 142000 | 13396 | 10.6 | 10.4 | 12 |  | 142000 | 13005 | 3.2 | 3.2 | 76000 | 10865 | 2.05 | Federally-Regulated Commercial & Industrial Equipment | 09/30/2019 |  | 01/17/2023
Carrier Corp. - Syracuse | Keeprite | CHS072(H,L,S)(A,B)** | FHS072(M,S,K)**A0** | HRCU-A-CB, Split System: Heat | Heat Pump | 230 | 3 |  | False |  |  | True | Single-Speed | 70000 | 6363 | 11 | 10.8 | 12.6 |  | 65000 | 5772 | 3.3 | 3.3 | 39000 | 4762 | 2.4 | Federally-Regulated Commercial & Industrial Equipment | 09/30/2019 |  | 01/17/2023
Carrier Corp. - Syracuse | Keeprite | RHH073(H,L,S)*****AA |  | HSP-A, Single-Package Heat Pum | Heat Pump | 230 | 3 | False |  |  |  | True | Dual-Speed | 70000 | 5833 | 12 | 10.8 | 14 |  | 69000 | 5947 | 3.4 | 3.3 | 38000 | 4640 | 2.4 | Federally-Regulated Commercial & Industrial Equipment | 09/30/2019 |  | 01/17/2023
Carrier Corp. - Syracuse | Keeprite | CHS091(H,L,S)(G,H)* | FHS091(H,L,S)A*A2* | HRCU-A-CB, Split System: Heat | Heat Pump | 208 | 3 |  | False |  |  | True | Single-Speed | 88000 | 8000 | 11 | 10.8 | 12.7 |  | 87000 | 7726 | 3.3 | 3.3 | 52000 | 6349 | 2.4 | Federally-Regulated Commercial & Industrial Equipment | 09/30/2019 |  | 01/17/2023
Carrier Corp. - Syracuse | Keeprite | RHH073(H,L,S)*****TA |  | HSP-A, Single-Package Heat Pum | Heat Pump | 575 | 3 | False |  |  |  | True | Dual-Speed | 70000 | 5833 | 12 | 10.8 | 15.6 |  | 69000 | 5947 | 3.4 | 3.3 | 38000 | 4640 | 2.4 | Federally-Regulated Commercial & Industrial Equipment | 09/30/2019 |  | 01/17/2023
Carrier Corp. - Syracuse | Keeprite | RHH102(H,L,S)******AA |  | HSP-A, Single-Package Heat Pum | Heat Pump | 460 | 3 | False |  |  |  | True | Single-Speed | 100000 | 8333 | 12 | 10.8 | 12.5 |  | 100000 | 8619 | 3.4 | 3.3 | 56000 | 7262 | 2.26 | Federally-Regulated Commercial & Industrial Equipment | 09/30/2019 |  | 01/17/2023
Carrier Corp. - Syracuse | Keeprite | CHS091(H,L,S)(A,B)* | FHS091(M,S,K)**A0* | HRCU-A-CB, Split System: Heat | Heat Pump | 208 | 3 |  | False |  |  | True | Single-Speed | 88000 | 8000 | 11 | 10.8 | 12.2 |  | 86000 | 7637 | 3.3 | 3.3 | 51000 | 6227 | 2.4 | Federally-Regulated Commercial & Industrial Equipment | 09/30/2019 |  | 01/17/2023
Carrier Corp. - Syracuse | Keeprite | CHS121(H,L,S)(G,H)* | FHS120(H,L,S)**A2* | HRCU-A-CB, Split System: Heat | Heat Pump | 575 | 3 |  | False |  |  | True | Single-Speed | 112000 | 10181 | 11 | 10.8 | 13.8 |  | 106000 | 9413 | 3.3 | 3.3 | 66000 | 8059 | 2.4 | Federally-Regulated Commercial & Industrial Equipment | 09/30/2019 |  | 01/17/2023
Carrier Corp. - Syracuse | Keeprite | RHS181(H,L,S)*****TC* |  | HSP-A, Single-Package Heat Pum | Heat Pump | 575 | 3 | False |  |  |  | True | Single-Speed | 172000 | 15925 | 10.8 | 10.4 | 12 |  | 166000 | 14742 | 3.3 | 3.2 | 103000 | 12577 | 2.4 | Federally-Regulated Commercial & Industrial Equipment | 08/06/2019 |  | 01/17/2023
Carrier Corp. - Syracuse | Keeprite | RHH073(H,L,S)*****TA |  | HSP-A, Single-Package Heat Pum | Heat Pump | 460 | 3 | False |  |  |  | True | Dual-Speed | 70000 | 5833 | 12 | 10.8 | 15.6 |  | 69000 | 5947 | 3.4 | 3.3 | 38000 | 4640 | 2.4 | Federally-Regulated Commercial & Industrial Equipment | 09/30/2019 |  | 01/17/2023
Carrier Corp. - Syracuse | Keeprite | RHS150(H,L,S)******TA |  | HSP-A, Single-Package Heat Pum | Heat Pump | 575 | 3 | False |  |  |  | False | Single-Speed | 142000 | 13396 | 10.6 | 10.4 | 12 |  | 142000 | 13005 | 3.2 | 3.2 | 76000 | 10865 | 2.05 | Federally-Regulated Commercial & Industrial Equipment | 09/30/2019 |  | 01/17/2023
Carrier Corp. - Syracuse | Keeprite | RHS090(L,S)******TA |  | HSP-A, Single-Package Heat Pum | Heat Pump | 460 | 3 | False |  |  |  | False | Single-Speed | 88000 | 7857 | 11.2 | 10.8 | 12.5 |  | 86000 | 7413 | 3.4 | 3.3 | 44000 | 5731 | 2.25 | Federally-Regulated Commercial & Industrial Equipment | 07/19/2019 |  | 01/17/2023
Carrier Corp. - Syracuse | Keeprite | RHH102(H,L,S)******AA |  | HSP-A, Single-Package Heat Pum | Heat Pump | 575 | 3 | False |  |  |  | True | Single-Speed | 100000 | 8333 | 12 | 10.8 | 12.5 |  | 100000 | 8619 | 3.4 | 3.3 | 56000 | 7262 | 2.26 | Federally-Regulated Commercial & Industrial Equipment | 09/30/2019 |  | 01/17/2023
Carrier Corp. - Syracuse | Keeprite | CHS240(H,L,S)(D,E)* | FHS240(H,L,S)**A2* | HRCU-A-CB, Split System: Heat | Heat Pump | 460 | 3 |  | False |  |  | True | Single-Speed | 222000 | 20747 | 10.7 | 10.4 | 12.5 |  | 214000 | 17919 | 3.5 | 3.2 | 130000 | 15874 | 2.4 | Federally-Regulated Commercial & Industrial Equipment | 09/30/2019 |  | 01/17/2023
Carrier Corp. - Syracuse | Keeprite | CHS121(H,L,S)(A,B)* | FHS120(H,L,S)**A2* | HRCU-A-CB, Split System: Heat | Heat Pump | 208 | 3 |  | False |  |  | False | Single-Speed | 112000 | 10181 | 11 | 10.8 | 12.2 |  | 106000 | 9413 | 3.3 | 3.3 | 66000 | 8059 | 2.4 | Federally-Regulated Commercial & Industrial Equipment | 03/06/2019 |  | 01/17/2023
Carrier Corp. - Syracuse | Keeprite | RHH073(H,L,S)*****AA |  | HSP-A, Single-Package Heat Pum | Heat Pump | 208 | 3 | False |  |  |  | True | Dual-Speed | 70000 | 5833 | 12 | 10.8 | 14 |  | 69000 | 5947 | 3.4 | 3.3 | 38000 | 4640 | 2.4 | Federally-Regulated Commercial & Industrial Equipment | 09/30/2019 |  | 01/17/2023
Carrier Corp. - Syracuse | Keeprite | RHH090(H,L,S)******AA |  | HSP-A, Single-Package Heat Pum | Heat Pump | 460 | 3 | False |  |  |  | True | Single-Speed | 90000 | 7438 | 12.1 | 10.8 | 12.9 |  | 84000 | 7033 | 3.5 | 3.3 | 47000 | 5739 | 2.4 | Federally-Regulated Commercial & Industrial Equipment | 09/30/2019 |  | 01/17/2023
Carrier Corp. - Syracuse | Keeprite | RHS(120,121)(H,L,S)******TA |  | HSP-A, Single-Package Heat Pum | Heat Pump | 230 | 3 | False |  |  |  | False | Single-Speed | 116000 | 10545 | 11 | 10.8 | 12.5 |  | 116000 | 9999 | 3.4 | 3.3 | 63000 | 8206 | 2.25 | Federally-Regulated Commercial & Industrial Equipment | 09/30/2019 |  | 01/17/2023
Carrier Corp. - Syracuse | Keeprite | RHS090H******TA |  | HSP-A, Single-Package Heat Pum | Heat Pump | 208 | 3 | False |  |  |  | False | Single-Speed | 87000 | 7767 | 11.2 | 10.8 | 12.5 |  | 86000 | 7413 | 3.4 | 3.3 | 44000 | 5731 | 2.25 | Federally-Regulated Commercial & Industrial Equipment | 09/30/2019 |  | 01/17/2023
Carrier Corp. - Syracuse | Keeprite | RHH090(H,L,S)******TA |  | HSP-A, Single-Package Heat Pum | Heat Pump | 230 | 3 | False |  |  |  | True | Single-Speed | 90000 | 7438 | 12.1 | 10.8 | 13.7 |  | 84000 | 7033 | 3.5 | 3.3 | 47000 | 5739 | 2.4 | Federally-Regulated Commercial & Industrial Equipment | 09/30/2019 |  | 01/17/2023
Carrier Corp. - Syracuse | Keeprite | RHH102(H,L,S)******TA |  | HSP-A, Single-Package Heat Pum | Heat Pump | 460 | 3 | False |  |  |  | True | Single-Speed | 100000 | 8333 | 12 | 10.8 | 12.9 |  | 100000 | 8619 | 3.4 | 3.3 | 56000 | 7262 | 2.26 | Federally-Regulated Commercial & Industrial Equipment | 09/30/2019 |  | 01/17/2023
Carrier Corp. - Syracuse | Keeprite | RHH090(H,L,S)******TA |  | HSP-A, Single-Package Heat Pum | Heat Pump | 208 | 3 | False |  |  |  | True | Single-Speed | 90000 | 7438 | 12.1 | 10.8 | 13.7 |  | 84000 | 7033 | 3.5 | 3.3 | 47000 | 5739 | 2.4 | Federally-Regulated Commercial & Industrial Equipment | 09/30/2019 |  | 01/17/2023
Carrier Corp. - Syracuse | Keeprite | CHS072(H,L,S)(A,B)** | FHS072(M,S,K)**A0** | HRCU-A-CB, Split System: Heat | Heat Pump | 208 | 3 |  | False |  |  | True | Single-Speed | 70000 | 6363 | 11 | 10.8 | 12.6 |  | 65000 | 5772 | 3.3 | 3.3 | 39000 | 4762 | 2.4 | Federally-Regulated Commercial & Industrial Equipment | 09/30/2019 |  | 01/17/2023
Carrier Corp. - Syracuse | Keeprite | CHS180(H,L,S)(D,E)* | FHS180(H,L,S)**A2* | HRCU-A-CB, Split System: Heat | Heat Pump | 460 | 3 |  | False |  |  | True | Single-Speed | 178000 | 16792 | 10.6 | 10.4 | 12.5 |  | 178000 | 15343 | 3.4 | 3.2 | 108000 | 13188 | 2.4 | Federally-Regulated Commercial & Industrial Equipment | 09/30/2019 |  | 01/17/2023
Carrier Corp. - Syracuse | Keeprite | RHH102(H,L,S)******AA |  | HSP-A, Single-Package Heat Pum | Heat Pump | 230 | 3 | False |  |  |  | True | Single-Speed | 100000 | 8333 | 12 | 10.8 | 12.5 |  | 100000 | 8619 | 3.4 | 3.3 | 56000 | 7262 | 2.26 | Federally-Regulated Commercial & Industrial Equipment | 09/30/2019 |  | 01/17/2023
Carrier Corp. - Syracuse | Keeprite | RHH102(H,L,S)******TA |  | HSP-A, Single-Package Heat Pum | Heat Pump | 230 | 3 | False |  |  |  | True | Single-Speed | 100000 | 8333 | 12 | 10.8 | 12.9 |  | 100000 | 8619 | 3.4 | 3.3 | 56000 | 7262 | 2.26 | Federally-Regulated Commercial & Industrial Equipment | 09/30/2019 |  | 01/17/2023
Carrier Corp. - Syracuse | Keeprite | RHS183(H,L,S)*****TC* |  | HSP-A, Single-Package Heat Pum | Heat Pump | 575 | 3 | False |  |  |  | True | Single-Speed | 172000 | 16074 | 10.7 | 10.4 | 12 |  | 166000 | 14742 | 3.3 | 3.2 | 103000 | 12577 | 2.4 | Federally-Regulated Commercial & Industrial Equipment | 08/06/2019 |  | 01/17/2023
Carrier Corp. - Syracuse | Keeprite | RHH090(H,L,S)******AA |  | HSP-A, Single-Package Heat Pum | Heat Pump | 230 | 3 | False |  |  |  | True | Single-Speed | 90000 | 7438 | 12.1 | 10.8 | 12.9 |  | 84000 | 7033 | 3.5 | 3.3 | 47000 | 5739 | 2.4 | Federally-Regulated Commercial & Industrial Equipment | 09/30/2019 |  | 01/17/2023
Carrier Corp. - Syracuse | Keeprite | CHS072(H,L,S)(A,B)** | FHS072(M,S,K)**A0** | HRCU-A-CB, Split System: Heat | Heat Pump | 575 | 3 |  | False |  |  | True | Single-Speed | 70000 | 6363 | 11 | 10.8 | 12.6 |  | 65000 | 5772 | 3.3 | 3.3 | 39000 | 4762 | 2.4 | Federally-Regulated Commercial & Industrial Equipment | 09/30/2019 |  | 01/17/2023
Carrier Corp. - Syracuse | Keeprite | RHH090(H,L,S)******AA |  | HSP-A, Single-Package Heat Pum | Heat Pump | 575 | 3 | False |  |  |  | True | Single-Speed | 90000 | 7438 | 12.1 | 10.8 | 12.9 |  | 84000 | 7033 | 3.5 | 3.3 | 47000 | 5739 | 2.4 | Federally-Regulated Commercial & Industrial Equipment | 09/30/2019 |  | 01/17/2023
Carrier Corp. - Syracuse | Keeprite | CHS180(H,L,S)(D,E)* | FHS180(H,L,S)**A2* | HRCU-A-CB, Split System: Heat | Heat Pump | 230 | 3 |  | False |  |  | True | Single-Speed | 178000 | 16792 | 10.6 | 10.4 | 12.5 |  | 178000 | 15343 | 3.4 | 3.2 | 108000 | 13188 | 2.4 | Federally-Regulated Commercial & Industrial Equipment | 09/30/2019 |  | 01/17/2023
Carrier Corp. - Syracuse | Keeprite | CHS121(H,L,S)(G,H)* | FHS120(H,L,S)**A2* | HRCU-A-CB, Split System: Heat | Heat Pump | 460 | 3 |  | False |  |  | True | Single-Speed | 112000 | 10181 | 11 | 10.8 | 13.8 |  | 106000 | 9413 | 3.3 | 3.3 | 66000 | 8059 | 2.4 | Federally-Regulated Commercial & Industrial Equipment | 09/30/2019 |  | 01/17/2023
Carrier Corp. - Syracuse | Keeprite | CHS072(H,L,S)(G,H)* | FHS072(H,L,S)A*A2* | HRCU-A-CB, Split System: Heat | Heat Pump | 460 | 3 |  | False |  |  | True | Single-Speed | 70000 | 5982 | 11.7 | 10.8 | 13.8 |  | 66000 | 5861 | 3.3 | 3.3 | 39000 | 4762 | 2.4 | Federally-Regulated Commercial & Industrial Equipment | 09/30/2019 |  | 01/17/2023
Carrier Corp. - Syracuse | Keeprite | RHS102H******TA |  | HSP-A, Single-Package Heat Pum | Heat Pump | 208 | 3 | False |  |  |  | False | Single-Speed | 98000 | 8750 | 11.2 | 10.8 | 12.5 |  | 94000 | 8348 | 3.3 | 3.3 | 53000 | 6903 | 2.25 | Federally-Regulated Commercial & Industrial Equipment | 09/30/2019 |  | 01/17/2023
Carrier Corp. - Syracuse | Keeprite | RHS150(H,L,S)******TA |  | HSP-A, Single-Package Heat Pum | Heat Pump | 208 | 3 | False |  |  |  | False | Single-Speed | 142000 | 13396 | 10.6 | 10.4 | 12 |  | 142000 | 13005 | 3.2 | 3.2 | 76000 | 10865 | 2.05 | Federally-Regulated Commercial & Industrial Equipment | 09/30/2019 |  | 01/17/2023
Carrier Corp. - Syracuse | Keeprite | RHH073(H,L,S)*****AA |  | HSP-A, Single-Package Heat Pum | Heat Pump | 460 | 3 | False |  |  |  | True | Dual-Speed | 70000 | 5833 | 12 | 10.8 | 14 |  | 69000 | 5947 | 3.4 | 3.3 | 38000 | 4640 | 2.4 | Federally-Regulated Commercial & Industrial Equipment | 09/30/2019 |  | 01/17/2023
Carrier Corp. - Syracuse | Keeprite | CHS091(H,L,S)(G,H)* | FHS091(H,L,S)A*A2* | HRCU-A-CB, Split System: Heat | Heat Pump | 575 | 3 |  | False |  |  | True | Single-Speed | 88000 | 8000 | 11 | 10.8 | 12.7 |  | 87000 | 7726 | 3.3 | 3.3 | 52000 | 6349 | 2.4 | Federally-Regulated Commercial & Industrial Equipment | 09/30/2019 |  | 01/17/2023
Carrier Corp. - Syracuse | Keeprite | CHS091(H,L,S)(G,H)* | FHS091(H,L,S)A*A2* | HRCU-A-CB, Split System: Heat | Heat Pump | 460 | 3 |  | False |  |  | True | Single-Speed | 88000 | 8000 | 11 | 10.8 | 12.7 |  | 87000 | 7726 | 3.3 | 3.3 | 52000 | 6349 | 2.4 | Federally-Regulated Commercial & Industrial Equipment | 09/30/2019 |  | 01/17/2023
Carrier Corp. - Syracuse | Keeprite | CHS180(H,L,S)(D,E)* | FHS180(H,L,S)**A2* | HRCU-A-CB, Split System: Heat | Heat Pump | 208 | 3 |  | False |  |  | True | Single-Speed | 178000 | 16792 | 10.6 | 10.4 | 12.5 |  | 178000 | 15343 | 3.4 | 3.2 | 108000 | 13188 | 2.4 | Federally-Regulated Commercial & Industrial Equipment | 09/30/2019 |  | 01/17/2023
Carrier Corp. - Syracuse | Keeprite | RHS150(H,L,S)******TA |  | HSP-A, Single-Package Heat Pum | Heat Pump | 460 | 3 | False |  |  |  | False | Single-Speed | 142000 | 13396 | 10.6 | 10.4 | 12 |  | 142000 | 13005 | 3.2 | 3.2 | 76000 | 10865 | 2.05 | Federally-Regulated Commercial & Industrial Equipment | 09/30/2019 |  | 01/17/2023
Carrier Corp. - Syracuse | Keeprite | CHS091(H,L,S)(A,B)* | FHS091(M,S,K)**A0* | HRCU-A-CB, Split System: Heat | Heat Pump | 460 | 3 |  | False |  |  | True | Single-Speed | 88000 | 8000 | 11 | 10.8 | 12.2 |  | 86000 | 7637 | 3.3 | 3.3 | 51000 | 6227 | 2.4 | Federally-Regulated Commercial & Industrial Equipment | 09/30/2019 |  | 01/17/2023
Carrier Corp. - Syracuse | Keeprite | CHS091(H,L,S)(A,B)* | FHS091(M,S,K)**A0* | HRCU-A-CB, Split System: Heat | Heat Pump | 230 | 3 |  | False |  |  | True | Single-Speed | 88000 | 8000 | 11 | 10.8 | 12.2 |  | 86000 | 7637 | 3.3 | 3.3 | 51000 | 6227 | 2.4 | Federally-Regulated Commercial & Industrial Equipment | 09/30/2019 |  | 01/17/2023
Carrier Corp. - Syracuse | Keeprite | CHS180(H,L,S)(D,E)* | FHS180(H,L,S)**A2* | HRCU-A-CB, Split System: Heat | Heat Pump | 575 | 3 |  | False |  |  | True | Single-Speed | 178000 | 16792 | 10.6 | 10.4 | 12.5 |  | 178000 | 15343 | 3.4 | 3.2 | 108000 | 13188 | 2.4 | Federally-Regulated Commercial & Industrial Equipment | 09/30/2019 |  | 01/17/2023
Carrier Corp. - Syracuse | Keeprite | RHS240(H,L,S)*****TA* |  | HSP-A, Single-Package Heat Pum | Heat Pump | 575 | 3 | False |  |  |  | True | Single-Speed | 232000 | 21886 | 10.6 | 10.4 | 12 |  | 220000 | 19538 | 3.3 | 3.2 | 136000 | 17329 | 2.3 | Federally-Regulated Commercial & Industrial Equipment | 08/06/2019 |  | 01/17/2023
Carrier Corp. - Syracuse | Keeprite | RHS090(L,S)******TA |  | HSP-A, Single-Package Heat Pum | Heat Pump | 575 | 3 | False |  |  |  | False | Single-Speed | 88000 | 7857 | 11.2 | 10.8 | 12.5 |  | 86000 | 7413 | 3.4 | 3.3 | 44000 | 5731 | 2.25 | Federally-Regulated Commercial & Industrial Equipment | 07/19/2019 |  | 01/17/2023
Carrier Corp. - Syracuse | Keeprite | CHS121(H,L,S)(A,B)* | FHS120(H,L,S)**A2* | HRCU-A-CB, Split System: Heat | Heat Pump | 575 | 3 |  | False |  |  | False | Single-Speed | 112000 | 10181 | 11 | 10.8 | 12.2 |  | 106000 | 9413 | 3.3 | 3.3 | 66000 | 8059 | 2.4 | Federally-Regulated Commercial & Industrial Equipment | 03/06/2019 |  | 01/17/2023
Carrier Corp. - Syracuse | Keeprite | CHS121(H,L,S)(A,B)* | FHS120(H,L,S)**A2* | HRCU-A-CB, Split System: Heat | Heat Pump | 230 | 3 |  | False |  |  | False | Single-Speed | 112000 | 10181 | 11 | 10.8 | 12.2 |  | 106000 | 9413 | 3.3 | 3.3 | 66000 | 8059 | 2.4 | Federally-Regulated Commercial & Industrial Equipment | 03/06/2019 |  | 01/17/2023
Carrier Corp. - Syracuse | Keeprite | RHH090(H,L,S)******AA |  | HSP-A, Single-Package Heat Pum | Heat Pump | 208 | 3 | False |  |  |  | True | Single-Speed | 90000 | 7438 | 12.1 | 10.8 | 12.9 |  | 84000 | 7033 | 3.5 | 3.3 | 47000 | 5739 | 2.4 | Federally-Regulated Commercial & Industrial Equipment | 09/30/2019 |  | 01/17/2023
Carrier Corp. - Syracuse | Keeprite | RHH102(H,L,S)******TA |  | HSP-A, Single-Package Heat Pum | Heat Pump | 208 | 3 | False |  |  |  | True | Single-Speed | 100000 | 8333 | 12 | 10.8 | 12.9 |  | 100000 | 8619 | 3.4 | 3.3 | 56000 | 7262 | 2.26 | Federally-Regulated Commercial & Industrial Equipment | 09/30/2019 |  | 01/17/2023
Carrier Corp. - Syracuse | Keeprite | CHS091(H,L,S)(A,B)* | FHS091(M,S,K)**A0* | HRCU-A-CB, Split System: Heat | Heat Pump | 575 | 3 |  | False |  |  | True | Single-Speed | 88000 | 8000 | 11 | 10.8 | 12.2 |  | 86000 | 7637 | 3.3 | 3.3 | 51000 | 6227 | 2.4 | Federally-Regulated Commercial & Industrial Equipment | 09/30/2019 |  | 01/17/2023
Carrier Corp. - Syracuse | Keeprite | RHS(120,121)(H,L,S)******TA |  | HSP-A, Single-Package Heat Pum | Heat Pump | 575 | 3 | False |  |  |  | False | Single-Speed | 116000 | 10545 | 11 | 10.8 | 12.5 |  | 116000 | 9999 | 3.4 | 3.3 | 63000 | 8206 | 2.25 | Federally-Regulated Commercial & Industrial Equipment | 09/30/2019 |  | 01/17/2023
Carrier Corp. - Syracuse | Keeprite | RHH090(H,L,S)******TA |  | HSP-A, Single-Package Heat Pum | Heat Pump | 575 | 3 | False |  |  |  | True | Single-Speed | 90000 | 7438 | 12.1 | 10.8 | 13.7 |  | 84000 | 7033 | 3.5 | 3.3 | 47000 | 5739 | 2.4 | Federally-Regulated Commercial & Industrial Equipment | 09/30/2019 |  | 01/17/2023
Carrier Corp. - Syracuse | Keeprite | CHS072(H,L,S)(A,B)** | FHS072(M,S,K)**A0** | HRCU-A-CB, Split System: Heat | Heat Pump | 460 | 3 |  | False |  |  | True | Single-Speed | 70000 | 6363 | 11 | 10.8 | 12.6 |  | 65000 | 5772 | 3.3 | 3.3 | 39000 | 4762 | 2.4 | Federally-Regulated Commercial & Industrial Equipment | 09/30/2019 |  | 01/17/2023
Carrier Corp. - Syracuse | Heil | RHH102(H,L,S)******TA |  | HSP-A, Single-Package Heat Pum | Heat Pump | 208 | 3 | False |  |  |  | True | Single-Speed | 100000 | 8333 | 12 | 10.8 | 12.9 |  | 100000 | 8619 | 3.4 | 3.3 | 56000 | 7262 | 2.26 | Federally-Regulated Commercial & Industrial Equipment | 09/23/2019 |  | 01/17/2023
Carrier Corp. - Syracuse | Heil | RHH073(H,L,S)*****AA |  | HSP-A, Single-Package Heat Pum | Heat Pump | 460 | 3 | False |  |  |  | True | Dual-Speed | 70000 | 5833 | 12 | 10.8 | 14 |  | 69000 | 5947 | 3.4 | 3.3 | 38000 | 4640 | 2.4 | Federally-Regulated Commercial & Industrial Equipment | 09/23/2019 |  | 01/17/2023
Carrier Corp. - Syracuse | Heil | CHS072(H,L,S)(A,B)** | FHS091(M,S,K)**A0** | HRCU-A-CB, Split System: Heat | Heat Pump | 575 | 3 |  | False |  |  | True | Single-Speed | 72000 | 6000 | 12 | 10.8 | 13.2 |  | 68000 | 5386 | 3.7 | 3.3 | 39000 | 4571 | 2.5 | Federally-Regulated Commercial & Industrial Equipment | 09/23/2019 |  | 01/17/2023
Carrier Corp. - Syracuse | Heil | RHH102(H,L,S)******TA |  | HSP-A, Single-Package Heat Pum | Heat Pump | 230 | 3 | False |  |  |  | True | Single-Speed | 100000 | 8333 | 12 | 10.8 | 12.9 |  | 100000 | 8619 | 3.4 | 3.3 | 56000 | 7262 | 2.26 | Federally-Regulated Commercial & Industrial Equipment | 09/23/2019 |  | 01/17/2023
Carrier Corp. - Syracuse | Heil | CHS121(H,L,S)(G,H)* | FHS120(H,L,S)**A2* | HRCU-A-CB, Split System: Heat | Heat Pump | 208 | 3 |  | False |  |  | True | Single-Speed | 112000 | 10181 | 11 | 10.8 | 13.8 |  | 106000 | 9413 | 3.3 | 3.3 | 66000 | 8059 | 2.4 | Federally-Regulated Commercial & Industrial Equipment | 09/23/2019 |  | 01/17/2023
Carrier Corp. - Syracuse | Heil | RHS(120,121)(H,L,S)******TA |  | HSP-A, Single-Package Heat Pum | Heat Pump | 230 | 3 | False |  |  |  | False | Single-Speed | 116000 | 10545 | 11 | 10.8 | 12.5 |  | 116000 | 9999 | 3.4 | 3.3 | 63000 | 8206 | 2.25 | Federally-Regulated Commercial & Industrial Equipment | 09/23/2019 |  | 01/17/2023
Carrier Corp. - Syracuse | Heil | CHS091(H,L,S)(G,H)* | FHS091(H,L,S)A*A2* | HRCU-A-CB, Split System: Heat | Heat Pump | 230 | 3 |  | False |  |  | True | Single-Speed | 88000 | 8000 | 11 | 10.8 | 12.7 |  | 87000 | 7726 | 3.3 | 3.3 | 52000 | 6349 | 2.4 | Federally-Regulated Commercial & Industrial Equipment | 09/23/2019 |  | 01/17/2023
Carrier Corp. - Syracuse | Heil | RHH102(H,L,S)******AA |  | HSP-A, Single-Package Heat Pum | Heat Pump | 230 | 3 | False |  |  |  | True | Single-Speed | 100000 | 8333 | 12 | 10.8 | 12.5 |  | 100000 | 8619 | 3.4 | 3.3 | 56000 | 7262 | 2.26 | Federally-Regulated Commercial & Industrial Equipment | 09/23/2019 |  | 01/17/2023
Carrier Corp. - Syracuse | Heil | RHS150(H,L,S)******TA |  | HSP-A, Single-Package Heat Pum | Heat Pump | 230 | 3 | False |  |  |  | False | Single-Speed | 142000 | 13396 | 10.6 | 10.4 | 12 |  | 142000 | 13005 | 3.2 | 3.2 | 76000 | 10865 | 2.05 | Federally-Regulated Commercial & Industrial Equipment | 09/23/2019 |  | 01/17/2023
Carrier Corp. - Syracuse | Heil | RHS102(L,S)******TA |  | HSP-A, Single-Package Heat Pum | Heat Pump | 460 | 3 | False |  |  |  | False | Single-Speed | 99000 | 8839 | 11.2 | 10.8 | 12.5 |  | 96000 | 8525 | 3.3 | 3.3 | 54500 | 7098 | 2.25 | Federally-Regulated Commercial & Industrial Equipment | 07/19/2019 |  | 01/17/2023
Carrier Corp. - Syracuse | Heil | RHS102(L,S)******TA |  | HSP-A, Single-Package Heat Pum | Heat Pump | 575 | 3 | False |  |  |  | False | Single-Speed | 99000 | 8839 | 11.2 | 10.8 | 12.5 |  | 96000 | 8525 | 3.3 | 3.3 | 54500 | 7098 | 2.25 | Federally-Regulated Commercial & Industrial Equipment | 07/19/2019 |  | 01/17/2023
Carrier Corp. - Syracuse | Heil | CHS072(H,L,S)(A,B)** | FHS091(M,S,K)**A0** | HRCU-A-CB, Split System: Heat | Heat Pump | 208 | 3 |  | False |  |  | True | Single-Speed | 72000 | 6000 | 12 | 10.8 | 13.2 |  | 68000 | 5386 | 3.7 | 3.3 | 39000 | 4571 | 2.5 | Federally-Regulated Commercial & Industrial Equipment | 09/23/2019 |  | 01/17/2023
Carrier Corp. - Syracuse | Heil | CHS180(H,L,S)(D,E)* | FHS180(H,L,S)**A2* | HRCU-A-CB, Split System: Heat | Heat Pump | 230 | 3 |  | False |  |  | True | Single-Speed | 178000 | 16792 | 10.6 | 10.4 | 12.5 |  | 178000 | 15343 | 3.4 | 3.2 | 108000 | 13188 | 2.4 | Federally-Regulated Commercial & Industrial Equipment | 09/23/2019 |  | 01/17/2023
Carrier Corp. - Syracuse | Heil | CHS072(H,L,S)(G,H)* | FHS072(H,L,S)A*A2* | HRCU-A-CB, Split System: Heat | Heat Pump | 230 | 3 |  | False |  |  | True | Single-Speed | 70000 | 5982 | 11.7 | 10.8 | 13.8 |  | 66000 | 5861 | 3.3 | 3.3 | 39000 | 4762 | 2.4 | Federally-Regulated Commercial & Industrial Equipment | 09/23/2019 |  | 01/17/2023
Carrier Corp. - Syracuse | Heil | RHS243(H,L,S)*****TA* |  | HSP-A, Single-Package Heat Pum | Heat Pump | 575 | 3 | False |  |  |  | True | Single-Speed | 232000 | 21886 | 10.6 | 10.4 | 12 |  | 220000 | 19538 | 3.3 | 3.2 | 136000 | 17329 | 2.3 | Federally-Regulated Commercial & Industrial Equipment | 08/06/2019 |  | 01/17/2023
Carrier Corp. - Syracuse | Heil | RHS090(L,S)******TA |  | HSP-A, Single-Package Heat Pum | Heat Pump | 575 | 3 | False |  |  |  | False | Single-Speed | 88000 | 7857 | 11.2 | 10.8 | 12.5 |  | 86000 | 7413 | 3.4 | 3.3 | 44000 | 5731 | 2.25 | Federally-Regulated Commercial & Industrial Equipment | 07/19/2019 |  | 01/17/2023
Carrier Corp. - Syracuse | Heil | RHS150(H,L,S)******TA |  | HSP-A, Single-Package Heat Pum | Heat Pump | 575 | 3 | False |  |  |  | False | Single-Speed | 142000 | 13396 | 10.6 | 10.4 | 12 |  | 142000 | 13005 | 3.2 | 3.2 | 76000 | 10865 | 2.05 | Federally-Regulated Commercial & Industrial Equipment | 09/23/2019 |  | 01/17/2023
Carrier Corp. - Syracuse | Heil | CHS121(H,L,S)(A,B)* | FHS120(H,L,S)**A2* | HRCU-A-CB, Split System: Heat | Heat Pump | 460 | 3 |  | False |  |  | True | Single-Speed | 112000 | 10181 | 11 | 10.8 | 12 |  | 106000 | 9413 | 3.3 | 3.3 | 70000 | 8548 | 2.4 | Federally-Regulated Commercial & Industrial Equipment | 03/14/2019 |  | 01/17/2023
Carrier Corp. - Syracuse | Heil | CHS072(H,L,S)(G,H)* | FHS072(H,L,S)A*A2* | HRCU-A-CB, Split System: Heat | Heat Pump | 460 | 3 |  | False |  |  | True | Single-Speed | 70000 | 5982 | 11.7 | 10.8 | 13.8 |  | 66000 | 5861 | 3.3 | 3.3 | 39000 | 4762 | 2.4 | Federally-Regulated Commercial & Industrial Equipment | 09/23/2019 |  | 01/17/2023
Carrier Corp. - Syracuse | Heil | CHS091(H,L,S)(A,B)* | FHS091(M,S,K)**A0* | HRCU-A-CB, Split System: Heat | Heat Pump | 208 | 3 |  | False |  |  | True | Single-Speed | 88000 | 8000 | 11 | 10.8 | 12.2 |  | 86000 | 7637 | 3.3 | 3.3 | 51000 | 6227 | 2.4 | Federally-Regulated Commercial & Industrial Equipment | 09/23/2019 |  | 01/17/2023
Carrier Corp. - Syracuse | Heil | CHS091(H,L,S)(A,B)* | FHS091(M,S,K)**A0* | HRCU-A-CB, Split System: Heat | Heat Pump | 575 | 3 |  | False |  |  | True | Single-Speed | 88000 | 8000 | 11 | 10.8 | 12.2 |  | 86000 | 7637 | 3.3 | 3.3 | 51000 | 6227 | 2.4 | Federally-Regulated Commercial & Industrial Equipment | 09/23/2019 |  | 01/17/2023
Carrier Corp. - Syracuse | Heil | RHH102(H,L,S)******TA |  | HSP-A, Single-Package Heat Pum | Heat Pump | 460 | 3 | False |  |  |  | True | Single-Speed | 100000 | 8333 | 12 | 10.8 | 12.9 |  | 100000 | 8619 | 3.4 | 3.3 | 56000 | 7262 | 2.26 | Federally-Regulated Commercial & Industrial Equipment | 09/23/2019 |  | 01/17/2023
Carrier Corp. - Syracuse | Heil | RHH102(H,L,S)******AA |  | HSP-A, Single-Package Heat Pum | Heat Pump | 460 | 3 | False |  |  |  | True | Single-Speed | 100000 | 8333 | 12 | 10.8 | 12.5 |  | 100000 | 8619 | 3.4 | 3.3 | 56000 | 7262 | 2.26 | Federally-Regulated Commercial & Industrial Equipment | 09/23/2019 |  | 01/17/2023
Carrier Corp. - Syracuse | Heil | RHS(120,121)(H,L,S)******TA |  | HSP-A, Single-Package Heat Pum | Heat Pump | 460 | 3 | False |  |  |  | False | Single-Speed | 116000 | 10545 | 11 | 10.8 | 12.5 |  | 116000 | 9999 | 3.4 | 3.3 | 63000 | 8206 | 2.25 | Federally-Regulated Commercial & Industrial Equipment | 09/23/2019 |  | 01/17/2023
Carrier Corp. - Syracuse | Heil | RHH090(H,L,S)******TA |  | HSP-A, Single-Package Heat Pum | Heat Pump | 575 | 3 | False |  |  |  | True | Single-Speed | 90000 | 7438 | 12.1 | 10.8 | 13.7 |  | 84000 | 7033 | 3.5 | 3.3 | 47000 | 5739 | 2.4 | Federally-Regulated Commercial & Industrial Equipment | 09/23/2019 |  | 01/17/2023
Carrier Corp. - Syracuse | Heil | CHS121(H,L,S)(A,B)* | FHS120(H,L,S)**A2* | HRCU-A-CB, Split System: Heat | Heat Pump | 575 | 3 |  | False |  |  | True | Single-Speed | 112000 | 10181 | 11 | 10.8 | 12 |  | 106000 | 9413 | 3.3 | 3.3 | 70000 | 8548 | 2.4 | Federally-Regulated Commercial & Industrial Equipment | 03/14/2019 |  | 01/17/2023
Carrier Corp. - Syracuse | Heil | CHS072(H,L,S)(G,H)* | FHS072(H,L,S)A*A2* | HRCU-A-CB, Split System: Heat | Heat Pump | 208 | 3 |  | False |  |  | True | Single-Speed | 70000 | 5982 | 11.7 | 10.8 | 13.8 |  | 66000 | 5861 | 3.3 | 3.3 | 39000 | 4762 | 2.4 | Federally-Regulated Commercial & Industrial Equipment | 09/23/2019 |  | 01/17/2023
Carrier Corp. - Syracuse | Heil | RHS(120,121)(H,L,S)******TA |  | HSP-A, Single-Package Heat Pum | Heat Pump | 208 | 3 | False |  |  |  | False | Single-Speed | 116000 | 10545 | 11 | 10.8 | 12.5 |  | 116000 | 9999 | 3.4 | 3.3 | 63000 | 8206 | 2.25 | Federally-Regulated Commercial & Industrial Equipment | 09/23/2019 |  | 01/17/2023
Carrier Corp. - Syracuse | Heil | RHH073(H,L,S)*****TA |  | HSP-A, Single-Package Heat Pum | Heat Pump | 460 | 3 | False |  |  |  | True | Dual-Speed | 70000 | 5833 | 12 | 10.8 | 15.6 |  | 69000 | 5947 | 3.4 | 3.3 | 38000 | 4640 | 2.4 | Federally-Regulated Commercial & Industrial Equipment | 09/23/2019 |  | 01/17/2023
Carrier Corp. - Syracuse | Heil | CHS121(H,L,S)(A,B)* | FHS120(H,L,S)**A2* | HRCU-A-CB, Split System: Heat | Heat Pump | 208 | 3 |  | False |  |  | True | Single-Speed | 112000 | 10181 | 11 | 10.8 | 12 |  | 106000 | 9413 | 3.3 | 3.3 | 70000 | 8548 | 2.4 | Federally-Regulated Commercial & Industrial Equipment | 03/14/2019 |  | 01/17/2023
Carrier Corp. - Syracuse | Heil | CHS121(H,L,S)(G,H)* | FHS120(H,L,S)**A2* | HRCU-A-CB, Split System: Heat | Heat Pump | 575 | 3 |  | False |  |  | True | Single-Speed | 112000 | 10181 | 11 | 10.8 | 13.8 |  | 106000 | 9413 | 3.3 | 3.3 | 66000 | 8059 | 2.4 | Federally-Regulated Commercial & Industrial Equipment | 09/23/2019 |  | 01/17/2023
Carrier Corp. - Syracuse | Heil | CHS240(H,L,S)(D,E)* | FHS240(H,L,S)**A2* | HRCU-A-CB, Split System: Heat | Heat Pump | 230 | 3 |  | False |  |  | True | Single-Speed | 222000 | 20747 | 10.7 | 10.4 | 12.5 |  | 214000 | 17919 | 3.5 | 3.2 | 130000 | 15874 | 2.4 | Federally-Regulated Commercial & Industrial Equipment | 09/23/2019 |  | 01/17/2023
Carrier Corp. - Syracuse | Heil | CHS180(H,L,S)(D,E)* | FHS180(H,L,S)**A2* | HRCU-A-CB, Split System: Heat | Heat Pump | 208 | 3 |  | False |  |  | True | Single-Speed | 178000 | 16792 | 10.6 | 10.4 | 12.5 |  | 178000 | 15343 | 3.4 | 3.2 | 108000 | 13188 | 2.4 | Federally-Regulated Commercial & Industrial Equipment | 09/23/2019 |  | 01/17/2023
Carrier Corp. - Syracuse | Heil | CHS240(H,L,S)(D,E)* | FHS240(H,L,S)**A2* | HRCU-A-CB, Split System: Heat | Heat Pump | 208 | 3 |  | False |  |  | True | Single-Speed | 222000 | 20747 | 10.7 | 10.4 | 12.5 |  | 214000 | 17919 | 3.5 | 3.2 | 130000 | 15874 | 2.4 | Federally-Regulated Commercial & Industrial Equipment | 09/23/2019 |  | 01/17/2023
Carrier Corp. - Syracuse | Heil | RHH073(H,L,S)*****AA |  | HSP-A, Single-Package Heat Pum | Heat Pump | 230 | 3 | False |  |  |  | True | Dual-Speed | 70000 | 5833 | 12 | 10.8 | 14 |  | 69000 | 5947 | 3.4 | 3.3 | 38000 | 4640 | 2.4 | Federally-Regulated Commercial & Industrial Equipment | 09/23/2019 |  | 01/17/2023
Carrier Corp. - Syracuse | Heil | RHS240(H,L,S)*****TA* |  | HSP-A, Single-Package Heat Pum | Heat Pump | 575 | 3 | False |  |  |  | True | Single-Speed | 232000 | 21886 | 10.6 | 10.4 | 12 |  | 220000 | 19538 | 3.3 | 3.2 | 136000 | 17329 | 2.3 | Federally-Regulated Commercial & Industrial Equipment | 08/06/2019 |  | 01/17/2023
Carrier Corp. - Syracuse | Heil | RHS(120,121)(H,L,S)******TA |  | HSP-A, Single-Package Heat Pum | Heat Pump | 575 | 3 | False |  |  |  | False | Single-Speed | 116000 | 10545 | 11 | 10.8 | 12.5 |  | 116000 | 9999 | 3.4 | 3.3 | 63000 | 8206 | 2.25 | Federally-Regulated Commercial & Industrial Equipment | 09/23/2019 |  | 01/17/2023
Carrier Corp. - Syracuse | Heil | RHH090(H,L,S)******AA |  | HSP-A, Single-Package Heat Pum | Heat Pump | 575 | 3 | False |  |  |  | True | Single-Speed | 90000 | 7438 | 12.1 | 10.8 | 12.9 |  | 84000 | 7033 | 3.5 | 3.3 | 47000 | 5739 | 2.4 | Federally-Regulated Commercial & Industrial Equipment | 09/23/2019 |  | 01/17/2023
Carrier Corp. - Syracuse | Heil | RHH102(H,L,S)******TA |  | HSP-A, Single-Package Heat Pum | Heat Pump | 575 | 3 | False |  |  |  | True | Single-Speed | 100000 | 8333 | 12 | 10.8 | 12.9 |  | 100000 | 8619 | 3.4 | 3.3 | 56000 | 7262 | 2.26 | Federally-Regulated Commercial & Industrial Equipment | 09/23/2019 |  | 01/17/2023
Carrier Corp. - Syracuse | Heil | RHH090(H,L,S)******TA |  | HSP-A, Single-Package Heat Pum | Heat Pump | 460 | 3 | False |  |  |  | True | Single-Speed | 90000 | 7438 | 12.1 | 10.8 | 13.7 |  | 84000 | 7033 | 3.5 | 3.3 | 47000 | 5739 | 2.4 | Federally-Regulated Commercial & Industrial Equipment | 09/23/2019 |  | 01/17/2023
Carrier Corp. - Syracuse | Heil | CHS091(H,L,S)(A,B)* | FHS091(M,S,K)**A0* | HRCU-A-CB, Split System: Heat | Heat Pump | 460 | 3 |  | False |  |  | True | Single-Speed | 88000 | 8000 | 11 | 10.8 | 12.2 |  | 86000 | 7637 | 3.3 | 3.3 | 51000 | 6227 | 2.4 | Federally-Regulated Commercial & Industrial Equipment | 09/23/2019 |  | 01/17/2023
Carrier Corp. - Syracuse | Heil | RHS102H******TA |  | HSP-A, Single-Package Heat Pum | Heat Pump | 208 | 3 | False |  |  |  | False | Single-Speed | 98000 | 8750 | 11.2 | 10.8 | 12.5 |  | 94000 | 8348 | 3.3 | 3.3 | 53000 | 6903 | 2.25 | Federally-Regulated Commercial & Industrial Equipment | 09/23/2019 |  | 01/17/2023
Carrier Corp. - Syracuse | Heil | CHS121(H,L,S)(G,H)* | FHS120(H,L,S)**A2* | HRCU-A-CB, Split System: Heat | Heat Pump | 230 | 3 |  | False |  |  | True | Single-Speed | 112000 | 10181 | 11 | 10.8 | 13.8 |  | 106000 | 9413 | 3.3 | 3.3 | 66000 | 8059 | 2.4 | Federally-Regulated Commercial & Industrial Equipment | 09/23/2019 |  | 01/17/2023
Carrier Corp. - Syracuse | Heil | CHS091(H,L,S)(G,H)* | FHS091(H,L,S)A*A2* | HRCU-A-CB, Split System: Heat | Heat Pump | 575 | 3 |  | False |  |  | True | Single-Speed | 88000 | 8000 | 11 | 10.8 | 12.7 |  | 87000 | 7726 | 3.3 | 3.3 | 52000 | 6349 | 2.4 | Federally-Regulated Commercial & Industrial Equipment | 09/23/2019 |  | 01/17/2023
Carrier Corp. - Syracuse | Heil | CHS091(H,L,S)(A,B)* | FHS091(M,S,K)**A0* | HRCU-A-CB, Split System: Heat | Heat Pump | 230 | 3 |  | False |  |  | True | Single-Speed | 88000 | 8000 | 11 | 10.8 | 12.2 |  | 86000 | 7637 | 3.3 | 3.3 | 51000 | 6227 | 2.4 | Federally-Regulated Commercial & Industrial Equipment | 09/23/2019 |  | 01/17/2023
Carrier Corp. - Syracuse | Heil | CHS072(H,L,S)(A,B)** | FHS091(M,S,K)**A0** | HRCU-A-CB, Split System: Heat | Heat Pump | 460 | 3 |  | False |  |  | True | Single-Speed | 72000 | 6000 | 12 | 10.8 | 13.2 |  | 68000 | 5386 | 3.7 | 3.3 | 39000 | 4571 | 2.5 | Federally-Regulated Commercial & Industrial Equipment | 09/23/2019 |  | 01/17/2023
Carrier Corp. - Syracuse | Heil | CHS240(H,L,S)(D,E)* | FHS240(H,L,S)**A2* | HRCU-A-CB, Split System: Heat | Heat Pump | 575 | 3 |  | False |  |  | True | Single-Speed | 222000 | 20747 | 10.7 | 10.4 | 12.5 |  | 214000 | 17919 | 3.5 | 3.2 | 130000 | 15874 | 2.4 | Federally-Regulated Commercial & Industrial Equipment | 09/23/2019 |  | 01/17/2023
Carrier Corp. - Syracuse | Heil | RHH102(H,L,S)******AA |  | HSP-A, Single-Package Heat Pum | Heat Pump | 208 | 3 | False |  |  |  | True | Single-Speed | 100000 | 8333 | 12 | 10.8 | 12.5 |  | 100000 | 8619 | 3.4 | 3.3 | 56000 | 7262 | 2.26 | Federally-Regulated Commercial & Industrial Equipment | 09/23/2019 |  | 01/17/2023
Carrier Corp. - Syracuse | Heil | RHS150(H,L,S)******TA |  | HSP-A, Single-Package Heat Pum | Heat Pump | 460 | 3 | False |  |  |  | False | Single-Speed | 142000 | 13396 | 10.6 | 10.4 | 12 |  | 142000 | 13005 | 3.2 | 3.2 | 76000 | 10865 | 2.05 | Federally-Regulated Commercial & Industrial Equipment | 09/23/2019 |  | 01/17/2023
Carrier Corp. - Syracuse | Heil | RHH102(H,L,S)******AA |  | HSP-A, Single-Package Heat Pum | Heat Pump | 575 | 3 | False |  |  |  | True | Single-Speed | 100000 | 8333 | 12 | 10.8 | 12.5 |  | 100000 | 8619 | 3.4 | 3.3 | 56000 | 7262 | 2.26 | Federally-Regulated Commercial & Industrial Equipment | 09/23/2019 |  | 01/17/2023
Carrier Corp. - Syracuse | Heil | RHS150(H,L,S)******TA |  | HSP-A, Single-Package Heat Pum | Heat Pump | 208 | 3 | False |  |  |  | False | Single-Speed | 142000 | 13396 | 10.6 | 10.4 | 12 |  | 142000 | 13005 | 3.2 | 3.2 | 76000 | 10865 | 2.05 | Federally-Regulated Commercial & Industrial Equipment | 09/23/2019 |  | 01/17/2023
Carrier Corp. - Syracuse | Heil | RHH073(H,L,S)*****AA |  | HSP-A, Single-Package Heat Pum | Heat Pump | 208 | 3 | False |  |  |  | True | Dual-Speed | 70000 | 5833 | 12 | 10.8 | 14 |  | 69000 | 5947 | 3.4 | 3.3 | 38000 | 4640 | 2.4 | Federally-Regulated Commercial & Industrial Equipment | 09/23/2019 |  | 01/17/2023
Carrier Corp. - Syracuse | Heil | CHS091(H,L,S)(G,H)* | FHS091(H,L,S)A*A2* | HRCU-A-CB, Split System: Heat | Heat Pump | 208 | 3 |  | False |  |  | True | Single-Speed | 88000 | 8000 | 11 | 10.8 | 12.7 |  | 87000 | 7726 | 3.3 | 3.3 | 52000 | 6349 | 2.4 | Federally-Regulated Commercial & Industrial Equipment | 09/23/2019 |  | 01/17/2023
Carrier Corp. - Syracuse | Heil | RHH073(H,L,S)*****TA |  | HSP-A, Single-Package Heat Pum | Heat Pump | 230 | 3 | False |  |  |  | True | Dual-Speed | 70000 | 5833 | 12 | 10.8 | 15.6 |  | 69000 | 5947 | 3.4 | 3.3 | 38000 | 4640 | 2.4 | Federally-Regulated Commercial & Industrial Equipment | 09/23/2019 |  | 01/17/2023
Carrier Corp. - Syracuse | Heil | RHS090(L,S)******TA |  | HSP-A, Single-Package Heat Pum | Heat Pump | 460 | 3 | False |  |  |  | False | Single-Speed | 88000 | 7857 | 11.2 | 10.8 | 12.5 |  | 86000 | 7413 | 3.4 | 3.3 | 44000 | 5731 | 2.25 | Federally-Regulated Commercial & Industrial Equipment | 07/19/2019 |  | 01/17/2023
Carrier Corp. - Syracuse | Heil | RHH073(H,L,S)*****AA |  | HSP-A, Single-Package Heat Pum | Heat Pump | 575 | 3 | False |  |  |  | True | Dual-Speed | 70000 | 5833 | 12 | 10.8 | 14 |  | 69000 | 5947 | 3.4 | 3.3 | 38000 | 4640 | 2.4 | Federally-Regulated Commercial & Industrial Equipment | 09/23/2019 |  | 01/17/2023
Carrier Corp. - Syracuse | Heil | RHH073(H,L,S)*****TA |  | HSP-A, Single-Package Heat Pum | Heat Pump | 575 | 3 | False |  |  |  | True | Dual-Speed | 70000 | 5833 | 12 | 10.8 | 15.6 |  | 69000 | 5947 | 3.4 | 3.3 | 38000 | 4640 | 2.4 | Federally-Regulated Commercial & Industrial Equipment | 09/23/2019 |  | 01/17/2023
Carrier Corp. - Syracuse | Heil | RHS090H******TA |  | HSP-A, Single-Package Heat Pum | Heat Pump | 230 | 3 | False |  |  |  | False | Single-Speed | 88000 | 7857 | 11.2 | 10.8 | 12.5 |  | 86000 | 7413 | 3.4 | 3.3 | 44000 | 5731 | 2.25 | Federally-Regulated Commercial & Industrial Equipment | 09/23/2019 |  | 01/17/2023
Carrier Corp. - Syracuse | Heil | RHS183(H,L,S)*****TC* |  | HSP-A, Single-Package Heat Pum | Heat Pump | 575 | 3 | False |  |  |  | True | Single-Speed | 172000 | 16074 | 10.7 | 10.4 | 12 |  | 166000 | 14742 | 3.3 | 3.2 | 103000 | 12577 | 2.4 | Federally-Regulated Commercial & Industrial Equipment | 08/06/2019 |  | 01/17/2023
Carrier Corp. - Syracuse | Heil | RHH090(H,L,S)******AA |  | HSP-A, Single-Package Heat Pum | Heat Pump | 460 | 3 | False |  |  |  | True | Single-Speed | 90000 | 7438 | 12.1 | 10.8 | 12.9 |  | 84000 | 7033 | 3.5 | 3.3 | 47000 | 5739 | 2.4 | Federally-Regulated Commercial & Industrial Equipment | 09/23/2019 |  | 01/17/2023
Carrier Corp. - Syracuse | Heil | RHH090(H,L,S)******AA |  | HSP-A, Single-Package Heat Pum | Heat Pump | 230 | 3 | False |  |  |  | True | Single-Speed | 90000 | 7438 | 12.1 | 10.8 | 12.9 |  | 84000 | 7033 | 3.5 | 3.3 | 47000 | 5739 | 2.4 | Federally-Regulated Commercial & Industrial Equipment | 09/23/2019 |  | 01/17/2023
Carrier Corp. - Syracuse | Heil | CHS240(H,L,S)(D,E)* | FHS240(H,L,S)**A2* | HRCU-A-CB, Split System: Heat | Heat Pump | 460 | 3 |  | False |  |  | True | Single-Speed | 222000 | 20747 | 10.7 | 10.4 | 12.5 |  | 214000 | 17919 | 3.5 | 3.2 | 130000 | 15874 | 2.4 | Federally-Regulated Commercial & Industrial Equipment | 09/23/2019 |  | 01/17/2023
Carrier Corp. - Syracuse | Heil | CHS091(H,L,S)(G,H)* | FHS091(H,L,S)A*A2* | HRCU-A-CB, Split System: Heat | Heat Pump | 460 | 3 |  | False |  |  | True | Single-Speed | 88000 | 8000 | 11 | 10.8 | 12.7 |  | 87000 | 7726 | 3.3 | 3.3 | 52000 | 6349 | 2.4 | Federally-Regulated Commercial & Industrial Equipment | 09/23/2019 |  | 01/17/2023
Carrier Corp. - Syracuse | Heil | CHS121(H,L,S)(A,B)* | FHS120(H,L,S)**A2* | HRCU-A-CB, Split System: Heat | Heat Pump | 230 | 3 |  | False |  |  | True | Single-Speed | 112000 | 10181 | 11 | 10.8 | 12 |  | 106000 | 9413 | 3.3 | 3.3 | 70000 | 8548 | 2.4 | Federally-Regulated Commercial & Industrial Equipment | 03/14/2019 |  | 01/17/2023
Carrier Corp. - Syracuse | Heil | RHS181(H,L,S)*****TC* |  | HSP-A, Single-Package Heat Pum | Heat Pump | 575 | 3 | False |  |  |  | True | Single-Speed | 172000 | 15925 | 10.8 | 10.4 | 12 |  | 166000 | 14742 | 3.3 | 3.2 | 103000 | 12577 | 2.4 | Federally-Regulated Commercial & Industrial Equipment | 08/06/2019 |  | 01/17/2023
Carrier Corp. - Syracuse | Heil | CHS072(H,L,S)(A,B)** | FHS091(M,S,K)**A0** | HRCU-A-CB, Split System: Heat | Heat Pump | 230 | 3 |  | False |  |  | True | Single-Speed | 72000 | 6000 | 12 | 10.8 | 13.2 |  | 68000 | 5386 | 3.7 | 3.3 | 39000 | 4571 | 2.5 | Federally-Regulated Commercial & Industrial Equipment | 09/23/2019 |  | 01/17/2023
Carrier Corp. - Syracuse | Heil | CHS072(H,L,S)(G,H)* | FHS072(H,L,S)A*A2* | HRCU-A-CB, Split System: Heat | Heat Pump | 575 | 3 |  | False |  |  | True | Single-Speed | 70000 | 5982 | 11.7 | 10.8 | 13.8 |  | 66000 | 5861 | 3.3 | 3.3 | 39000 | 4762 | 2.4 | Federally-Regulated Commercial & Industrial Equipment | 09/23/2019 |  | 01/17/2023
Carrier Corp. - Syracuse | Heil | CHS180(H,L,S)(D,E)* | FHS180(H,L,S)**A2* | HRCU-A-CB, Split System: Heat | Heat Pump | 460 | 3 |  | False |  |  | True | Single-Speed | 178000 | 16792 | 10.6 | 10.4 | 12.5 |  | 178000 | 15343 | 3.4 | 3.2 | 108000 | 13188 | 2.4 | Federally-Regulated Commercial & Industrial Equipment | 09/23/2019 |  | 01/17/2023
Carrier Corp. - Syracuse | Heil | RHH090(H,L,S)******AA |  | HSP-A, Single-Package Heat Pum | Heat Pump | 208 | 3 | False |  |  |  | True | Single-Speed | 90000 | 7438 | 12.1 | 10.8 | 12.9 |  | 84000 | 7033 | 3.5 | 3.3 | 47000 | 5739 | 2.4 | Federally-Regulated Commercial & Industrial Equipment | 09/23/2019 |  | 01/17/2023
Carrier Corp. - Syracuse | Heil | CHS180(H,L,S)(D,E)* | FHS180(H,L,S)**A2* | HRCU-A-CB, Split System: Heat | Heat Pump | 575 | 3 |  | False |  |  | True | Single-Speed | 178000 | 16792 | 10.6 | 10.4 | 12.5 |  | 178000 | 15343 | 3.4 | 3.2 | 108000 | 13188 | 2.4 | Federally-Regulated Commercial & Industrial Equipment | 09/23/2019 |  | 01/17/2023
Carrier Corp. - Syracuse | Heil | CHS121(H,L,S)(G,H)* | FHS120(H,L,S)**A2* | HRCU-A-CB, Split System: Heat | Heat Pump | 460 | 3 |  | False |  |  | True | Single-Speed | 112000 | 10181 | 11 | 10.8 | 13.8 |  | 106000 | 9413 | 3.3 | 3.3 | 66000 | 8059 | 2.4 | Federally-Regulated Commercial & Industrial Equipment | 09/23/2019 |  | 01/17/2023
Carrier Corp. - Syracuse | Heil | RHH073(H,L,S)*****TA |  | HSP-A, Single-Package Heat Pum | Heat Pump | 208 | 3 | False |  |  |  | True | Dual-Speed | 70000 | 5833 | 12 | 10.8 | 15.6 |  | 69000 | 5947 | 3.4 | 3.3 | 38000 | 4640 | 2.4 | Federally-Regulated Commercial & Industrial Equipment | 09/23/2019 |  | 01/17/2023
Carrier Corp. - Syracuse | Heil | RHH090(H,L,S)******TA |  | HSP-A, Single-Package Heat Pum | Heat Pump | 208 | 3 | False |  |  |  | True | Single-Speed | 90000 | 7438 | 12.1 | 10.8 | 13.7 |  | 84000 | 7033 | 3.5 | 3.3 | 47000 | 5739 | 2.4 | Federally-Regulated Commercial & Industrial Equipment | 09/23/2019 |  | 01/17/2023
Carrier Corp. - Syracuse | Heil | RHH090(H,L,S)******TA |  | HSP-A, Single-Package Heat Pum | Heat Pump | 230 | 3 | False |  |  |  | True | Single-Speed | 90000 | 7438 | 12.1 | 10.8 | 13.7 |  | 84000 | 7033 | 3.5 | 3.3 | 47000 | 5739 | 2.4 | Federally-Regulated Commercial & Industrial Equipment | 09/23/2019 |  | 01/17/2023
Carrier Corp. - Syracuse | Heil | RHS090H******TA |  | HSP-A, Single-Package Heat Pum | Heat Pump | 208 | 3 | False |  |  |  | False | Single-Speed | 87000 | 7767 | 11.2 | 10.8 | 12.5 |  | 86000 | 7413 | 3.4 | 3.3 | 44000 | 5731 | 2.25 | Federally-Regulated Commercial & Industrial Equipment | 09/23/2019 |  | 01/17/2023
York International | Johnson Controls | J08XP[C,E]**(B,D)(2,4,5)******** |  | HSP-A, Single-Package Heat Pum | Both Heat Pump and Electric Re | 230 | 3 | False |  |  |  | True | Single-Speed | 100000 | 8928 | 11.2 | 11 | 12.4 |  | 94000 | 8102 | 3.4 | 3.3 | 54000 | 7033 | 2.25 | Federally-Regulated Commercial & Industrial Equipment | 09/23/2019 |  | 01/17/2023
York International | Johnson Controls | J06XP[C,E]**(P,R,S,U,V,X)(2,4,5)******** |  | HSP-A, Single-Package Heat Pum | Both Heat Pump and Electric Re | 208 | 3 | False |  |  |  | True | Single-Speed | 78000 | 6500 | 12 | 11 | 13.2 |  | 75000 | 6464 | 3.4 | 3.3 | 43000 | 5600 | 2.25 | Federally-Regulated Commercial & Industrial Equipment | 09/23/2019 |  | 01/17/2023
York International | Johnson Controls | J06XP[C,E]**(B,D)(2,4,5)******** |  | HSP-A, Single-Package Heat Pum | Both Heat Pump and Electric Re | 460 | 3 | False |  |  |  | True | Single-Speed | 78000 | 6500 | 12 | 11 | 12.2 |  | 75000 | 6464 | 3.4 | 3.3 | 43000 | 5600 | 2.25 | Federally-Regulated Commercial & Industrial Equipment | 09/23/2019 |  | 01/17/2023
York International | Johnson Controls | J06XP[C,E]**(B,D)(2,4,5)******** |  | HSP-A, Single-Package Heat Pum | Both Heat Pump and Electric Re | 208 | 3 | False |  |  |  | True | Single-Speed | 78000 | 6500 | 12 | 11 | 12.2 |  | 75000 | 6464 | 3.4 | 3.3 | 43000 | 5600 | 2.25 | Federally-Regulated Commercial & Industrial Equipment | 09/23/2019 |  | 01/17/2023
York International | Johnson Controls | J10XP[C,E]**(P,R,S,U,V,X)(2,4,5)******** |  | HSP-A, Single-Package Heat Pum | Both Heat Pump and Electric Re | 230 | 3 | False |  |  |  | True | Single-Speed | 114000 | 10363 | 11 | 11 | 13.5 |  | 106000 | 9137 | 3.4 | 3.3 | 59000 | 7685 | 2.25 | Federally-Regulated Commercial & Industrial Equipment | 09/23/2019 |  | 01/17/2023
York International | Johnson Controls | J12XP[C,E]**(P,R,S,U,V,X)(2,4,5)*******2 |  | HSP-A, Single-Package Heat Pum | Both Heat Pump and Electric Re | 208 | 3 | False |  |  |  | True | Single-Speed | 146000 | 13773 | 10.6 | 10.6 | 13.5 |  | 135000 | 12364 | 3.2 | 3.2 | 90000 | 12866 | 2.05 | Federally-Regulated Commercial & Industrial Equipment | 09/23/2019 |  | 01/17/2023
York International | Johnson Controls | J06XP[C,E]**(B,D)(2,4,5)******** |  | HSP-A, Single-Package Heat Pum | Both Heat Pump and Electric Re | 230 | 3 | False |  |  |  | True | Single-Speed | 78000 | 6500 | 12 | 11 | 12.2 |  | 75000 | 6464 | 3.4 | 3.3 | 43000 | 5600 | 2.25 | Federally-Regulated Commercial & Industrial Equipment | 09/23/2019 |  | 01/17/2023
York International | Johnson Controls | J06XP[C,E]**(P,R,S,U,V,X)(2,4,5)******** |  | HSP-A, Single-Package Heat Pum | Both Heat Pump and Electric Re | 230 | 3 | False |  |  |  | True | Single-Speed | 78000 | 6500 | 12 | 11 | 13.2 |  | 75000 | 6464 | 3.4 | 3.3 | 43000 | 5600 | 2.25 | Federally-Regulated Commercial & Industrial Equipment | 09/23/2019 |  | 01/17/2023
York International | Johnson Controls | J12XP[C,E]**(P,R,S,U,V,X)(2,4,5)*******2 |  | HSP-A, Single-Package Heat Pum | Both Heat Pump and Electric Re | 460 | 3 | False |  |  |  | True | Single-Speed | 146000 | 13773 | 10.6 | 10.6 | 13.5 |  | 135000 | 12364 | 3.2 | 3.2 | 90000 | 12866 | 2.05 | Federally-Regulated Commercial & Industrial Equipment | 09/23/2019 |  | 01/17/2023
York International | Johnson Controls | J07XP[C,E]**(P,R,S,U,V,X)(2,4,5)******** |  | HSP-A, Single-Package Heat Pum | Both Heat Pump and Electric Re | 575 | 3 | False |  |  |  | True | Single-Speed | 90000 | 7894 | 11.4 | 11 | 12.6 |  | 88000 | 7585 | 3.4 | 3.3 | 51000 | 6643 | 2.25 | Federally-Regulated Commercial & Industrial Equipment | 09/23/2019 |  | 01/17/2023
York International | Johnson Controls | J08XP[C,E]**(B,D)(2,4,5)******** |  | HSP-A, Single-Package Heat Pum | Both Heat Pump and Electric Re | 208 | 3 | False |  |  |  | True | Single-Speed | 100000 | 8928 | 11.2 | 11 | 12.4 |  | 94000 | 8102 | 3.4 | 3.3 | 54000 | 7033 | 2.25 | Federally-Regulated Commercial & Industrial Equipment | 09/23/2019 |  | 01/17/2023
York International | Johnson Controls | J07XP[C,E]**(B,D)(2,4,5)******** |  | HSP-A, Single-Package Heat Pum | Both Heat Pump and Electric Re | 575 | 3 | False |  |  |  | True | Single-Speed | 90000 | 7894 | 11.4 | 11 | 12.2 |  | 88000 | 7585 | 3.4 | 3.3 | 51000 | 6643 | 2.25 | Federally-Regulated Commercial & Industrial Equipment | 09/23/2019 |  | 01/17/2023
York International | Johnson Controls | J10XP[C,E]**(P,R,S,U,V,X)(2,4,5)******** |  | HSP-A, Single-Package Heat Pum | Both Heat Pump and Electric Re | 208 | 3 | False |  |  |  | True | Single-Speed | 114000 | 10363 | 11 | 11 | 13.5 |  | 106000 | 9137 | 3.4 | 3.3 | 59000 | 7685 | 2.25 | Federally-Regulated Commercial & Industrial Equipment | 09/23/2019 |  | 01/17/2023
York International | Johnson Controls | J07XP[C,E]**(B,D)(2,4,5)******** |  | HSP-A, Single-Package Heat Pum | Both Heat Pump and Electric Re | 460 | 3 | False |  |  |  | True | Single-Speed | 90000 | 7894 | 11.4 | 11 | 12.2 |  | 88000 | 7585 | 3.4 | 3.3 | 51000 | 6643 | 2.25 | Federally-Regulated Commercial & Industrial Equipment | 09/23/2019 |  | 01/17/2023
York International | Johnson Controls | J12XP[C,E]**(P,R,S,U,V,X)(2,4,5)*******2 |  | HSP-A, Single-Package Heat Pum | Both Heat Pump and Electric Re | 575 | 3 | False |  |  |  | True | Single-Speed | 146000 | 13773 | 10.6 | 10.6 | 13.5 |  | 135000 | 12364 | 3.2 | 3.2 | 90000 | 12866 | 2.05 | Federally-Regulated Commercial & Industrial Equipment | 09/23/2019 |  | 01/17/2023
York International | Johnson Controls | J10XP[C,E]**(P,R,S,U,V,X)(2,4,5)******** |  | HSP-A, Single-Package Heat Pum | Both Heat Pump and Electric Re | 460 | 3 | False |  |  |  | True | Single-Speed | 114000 | 10363 | 11 | 11 | 13.5 |  | 106000 | 9137 | 3.4 | 3.3 | 59000 | 7685 | 2.25 | Federally-Regulated Commercial & Industrial Equipment | 09/23/2019 |  | 01/17/2023
York International | Johnson Controls | J08XP[C,E]**(P,R,S,U,V,X)(2,4,5)******** |  | HSP-A, Single-Package Heat Pum | Both Heat Pump and Electric Re | 460 | 3 | False |  |  |  | True | Single-Speed | 100000 | 8928 | 11.2 | 11 | 13.5 |  | 94000 | 8102 | 3.4 | 3.3 | 54000 | 7033 | 2.25 | Federally-Regulated Commercial & Industrial Equipment | 09/23/2019 |  | 01/17/2023
York International | Johnson Controls | J08XP[C,E]**(B,D)(2,4,5)******** |  | HSP-A, Single-Package Heat Pum | Both Heat Pump and Electric Re | 460 | 3 | False |  |  |  | True | Single-Speed | 100000 | 8928 | 11.2 | 11 | 12.4 |  | 94000 | 8102 | 3.4 | 3.3 | 54000 | 7033 | 2.25 | Federally-Regulated Commercial & Industrial Equipment | 09/23/2019 |  | 01/17/2023
York International | Johnson Controls | J06XP[C,E]**(P,R,S,U,V,X)(2,4,5)******** |  | HSP-A, Single-Package Heat Pum | Both Heat Pump and Electric Re | 575 | 3 | False |  |  |  | True | Single-Speed | 78000 | 6500 | 12 | 11 | 13.2 |  | 75000 | 6464 | 3.4 | 3.3 | 43000 | 5600 | 2.25 | Federally-Regulated Commercial & Industrial Equipment | 09/23/2019 |  | 01/17/2023
York International | Johnson Controls | J12XP[C,E]**(P,R,S,U,V,X)(2,4,5)*******2 |  | HSP-A, Single-Package Heat Pum | Both Heat Pump and Electric Re | 230 | 3 | False |  |  |  | True | Single-Speed | 146000 | 13773 | 10.6 | 10.6 | 13.5 |  | 135000 | 12364 | 3.2 | 3.2 | 90000 | 12866 | 2.05 | Federally-Regulated Commercial & Industrial Equipment | 09/23/2019 |  | 01/17/2023
York International | Johnson Controls | J07XP[C,E]**(P,R,S,U,V,X)(2,4,5)******** |  | HSP-A, Single-Package Heat Pum | Both Heat Pump and Electric Re | 460 | 3 | False |  |  |  | True | Single-Speed | 90000 | 7894 | 11.4 | 11 | 12.6 |  | 88000 | 7585 | 3.4 | 3.3 | 51000 | 6643 | 2.25 | Federally-Regulated Commercial & Industrial Equipment | 09/23/2019 |  | 01/17/2023
York International | Johnson Controls | J07XP[C,E]**(B,D)(2,4,5)******** |  | HSP-A, Single-Package Heat Pum | Both Heat Pump and Electric Re | 208 | 3 | False |  |  |  | True | Single-Speed | 90000 | 7894 | 11.4 | 11 | 12.2 |  | 88000 | 7585 | 3.4 | 3.3 | 51000 | 6643 | 2.25 | Federally-Regulated Commercial & Industrial Equipment | 09/23/2019 |  | 01/17/2023
York International | Johnson Controls | J10XP[C,E]**(P,R,S,U,V,X)(2,4,5)******** |  | HSP-A, Single-Package Heat Pum | Both Heat Pump and Electric Re | 575 | 3 | False |  |  |  | True | Single-Speed | 114000 | 10363 | 11 | 11 | 13.5 |  | 106000 | 9137 | 3.4 | 3.3 | 59000 | 7685 | 2.25 | Federally-Regulated Commercial & Industrial Equipment | 09/23/2019 |  | 01/17/2023
York International | Johnson Controls | J08XP[C,E]**(P,R,S,U,V,X)(2,4,5)******** |  | HSP-A, Single-Package Heat Pum | Both Heat Pump and Electric Re | 230 | 3 | False |  |  |  | True | Single-Speed | 100000 | 8928 | 11.2 | 11 | 13.5 |  | 94000 | 8102 | 3.4 | 3.3 | 54000 | 7033 | 2.25 | Federally-Regulated Commercial & Industrial Equipment | 09/23/2019 |  | 01/17/2023
York International | Johnson Controls | J07XP[C,E]**(B,D)(2,4,5)******** |  | HSP-A, Single-Package Heat Pum | Both Heat Pump and Electric Re | 230 | 3 | False |  |  |  | True | Single-Speed | 90000 | 7894 | 11.4 | 11 | 12.2 |  | 88000 | 7585 | 3.4 | 3.3 | 51000 | 6643 | 2.25 | Federally-Regulated Commercial & Industrial Equipment | 09/23/2019 |  | 01/17/2023
York International | Johnson Controls | J08XP[C,E]**(P,R,S,U,V,X)(2,4,5)******** |  | HSP-A, Single-Package Heat Pum | Both Heat Pump and Electric Re | 575 | 3 | False |  |  |  | True | Single-Speed | 100000 | 8928 | 11.2 | 11 | 13.5 |  | 94000 | 8102 | 3.4 | 3.3 | 54000 | 7033 | 2.25 | Federally-Regulated Commercial & Industrial Equipment | 09/23/2019 |  | 01/17/2023
York International | Johnson Controls | J08XP[C,E]**(B,D)(2,4,5)******** |  | HSP-A, Single-Package Heat Pum | Both Heat Pump and Electric Re | 575 | 3 | False |  |  |  | True | Single-Speed | 100000 | 8928 | 11.2 | 11 | 12.4 |  | 94000 | 8102 | 3.4 | 3.3 | 54000 | 7033 | 2.25 | Federally-Regulated Commercial & Industrial Equipment | 09/23/2019 |  | 01/17/2023
York International | Johnson Controls | J06XP[C,E]**(B,D)(2,4,5)******** |  | HSP-A, Single-Package Heat Pum | Both Heat Pump and Electric Re | 575 | 3 | False |  |  |  | True | Single-Speed | 78000 | 6500 | 12 | 11 | 12.2 |  | 75000 | 6464 | 3.4 | 3.3 | 43000 | 5600 | 2.25 | Federally-Regulated Commercial & Industrial Equipment | 09/23/2019 |  | 01/17/2023
York International | Johnson Controls | J06XP[C,E]**(P,R,S,U,V,X)(2,4,5)******** |  | HSP-A, Single-Package Heat Pum | Both Heat Pump and Electric Re | 460 | 3 | False |  |  |  | True | Single-Speed | 78000 | 6500 | 12 | 11 | 13.2 |  | 75000 | 6464 | 3.4 | 3.3 | 43000 | 5600 | 2.25 | Federally-Regulated Commercial & Industrial Equipment | 09/23/2019 |  | 01/17/2023
York International | Johnson Controls | J07XP[C,E]**(P,R,S,U,V,X)(2,4,5)******** |  | HSP-A, Single-Package Heat Pum | Both Heat Pump and Electric Re | 230 | 3 | False |  |  |  | True | Single-Speed | 90000 | 7894 | 11.4 | 11 | 12.6 |  | 88000 | 7585 | 3.4 | 3.3 | 51000 | 6643 | 2.25 | Federally-Regulated Commercial & Industrial Equipment | 09/23/2019 |  | 01/17/2023
York International | Johnson Controls | J07XP[C,E]**(P,R,S,U,V,X)(2,4,5)******** |  | HSP-A, Single-Package Heat Pum | Both Heat Pump and Electric Re | 208 | 3 | False |  |  |  | True | Single-Speed | 90000 | 7894 | 11.4 | 11 | 12.6 |  | 88000 | 7585 | 3.4 | 3.3 | 51000 | 6643 | 2.25 | Federally-Regulated Commercial & Industrial Equipment | 09/23/2019 |  | 01/17/2023
York International | Johnson Controls | J08XP[C,E]**(P,R,S,U,V,X)(2,4,5)******** |  | HSP-A, Single-Package Heat Pum | Both Heat Pump and Electric Re | 208 | 3 | False |  |  |  | True | Single-Speed | 100000 | 8928 | 11.2 | 11 | 13.5 |  | 94000 | 8102 | 3.4 | 3.3 | 54000 | 7033 | 2.25 | Federally-Regulated Commercial & Industrial Equipment | 09/23/2019 |  | 01/17/2023
York International | Coleman | XA-08[C,E]**(P,R,S,U,V,X)(2,4,5)******** |  | HSP-A, Single-Package Heat Pum | Both Heat Pump and Electric Re | 460 | 3 | False |  |  |  | True | Single-Speed | 100000 | 8928 | 11.2 | 11 | 13.5 |  | 94000 | 8102 | 3.4 | 3.3 | 54000 | 7033 | 2.25 | Federally-Regulated Commercial & Industrial Equipment | 09/23/2019 |  | 01/17/2023
York International | Coleman | XA-06[C,E]**(P,R,S,U,V,X)(2,4,5)******** |  | HSP-A, Single-Package Heat Pum | Both Heat Pump and Electric Re | 208 | 3 | False |  |  |  | True | Single-Speed | 78000 | 6500 | 12 | 11 | 13.2 |  | 75000 | 6464 | 3.4 | 3.3 | 43000 | 5600 | 2.25 | Federally-Regulated Commercial & Industrial Equipment | 09/23/2019 |  | 01/17/2023
York International | Coleman | XA-08[C,E]**(P,R,S,U,V,X)(2,4,5)******** |  | HSP-A, Single-Package Heat Pum | Both Heat Pump and Electric Re | 230 | 3 | False |  |  |  | True | Single-Speed | 100000 | 8928 | 11.2 | 11 | 13.5 |  | 94000 | 8102 | 3.4 | 3.3 | 54000 | 7033 | 2.25 | Federally-Regulated Commercial & Industrial Equipment | 09/23/2019 |  | 01/17/2023
York International | Coleman | XA-12[C,E]**(P,R,S,U,V,X)(2,4,5)*******2 |  | HSP-A, Single-Package Heat Pum | Both Heat Pump and Electric Re | 230 | 3 | False |  |  |  | True | Single-Speed | 146000 | 13773 | 10.6 | 10.6 | 13.5 |  | 135000 | 12364 | 3.2 | 3.2 | 90000 | 12866 | 2.05 | Federally-Regulated Commercial & Industrial Equipment | 09/23/2019 |  | 01/17/2023
York International | Coleman | XA-08[C,E]**(P,R,S,U,V,X)(2,4,5)******** |  | HSP-A, Single-Package Heat Pum | Both Heat Pump and Electric Re | 575 | 3 | False |  |  |  | True | Single-Speed | 100000 | 8928 | 11.2 | 11 | 13.5 |  | 94000 | 8102 | 3.4 | 3.3 | 54000 | 7033 | 2.25 | Federally-Regulated Commercial & Industrial Equipment | 09/23/2019 |  | 01/17/2023
York International | Coleman | XA-20C00(P,R,S,U,V,X)(2,4,5)******** |  | HSP-A, Single-Package Heat Pum | Heat Pump | 460 | 3 | False |  |  |  | True | Single-Speed | 240000 | 25263 | 9.5 | 9.3 | 12 |  | 240000 | 21980 | 3.2 | 3.2 | 136000 | 19443 | 2.05 | Federally-Regulated Commercial & Industrial Equipment | 09/23/2019 |  | 01/17/2023
York International | Coleman | XA-06[C,E]**(B,D)(2,4,5)******** |  | HSP-A, Single-Package Heat Pum | Both Heat Pump and Electric Re | 460 | 3 | False |  |  |  | True | Single-Speed | 78000 | 6500 | 12 | 11 | 12.2 |  | 75000 | 6464 | 3.4 | 3.3 | 43000 | 5600 | 2.25 | Federally-Regulated Commercial & Industrial Equipment | 09/23/2019 |  | 01/17/2023
York International | Coleman | XA-06[C,E]**(B,D)(2,4,5)******** |  | HSP-A, Single-Package Heat Pum | Both Heat Pump and Electric Re | 230 | 3 | False |  |  |  | True | Single-Speed | 78000 | 6500 | 12 | 11 | 12.2 |  | 75000 | 6464 | 3.4 | 3.3 | 43000 | 5600 | 2.25 | Federally-Regulated Commercial & Industrial Equipment | 09/23/2019 |  | 01/17/2023
York International | Coleman | XA-07[C,E]**(P,R,S,U,V,X)(2,4,5)******** |  | HSP-A, Single-Package Heat Pum | Both Heat Pump and Electric Re | 460 | 3 | False |  |  |  | True | Single-Speed | 90000 | 7894 | 11.4 | 11 | 12.6 |  | 88000 | 7585 | 3.4 | 3.3 | 51000 | 6643 | 2.25 | Federally-Regulated Commercial & Industrial Equipment | 09/23/2019 |  | 01/17/2023
York International | Coleman | XA-07[C,E]**(P,R,S,U,V,X)(2,4,5)******** |  | HSP-A, Single-Package Heat Pum | Both Heat Pump and Electric Re | 575 | 3 | False |  |  |  | True | Single-Speed | 90000 | 7894 | 11.4 | 11 | 12.6 |  | 88000 | 7585 | 3.4 | 3.3 | 51000 | 6643 | 2.25 | Federally-Regulated Commercial & Industrial Equipment | 09/23/2019 |  | 01/17/2023
York International | Coleman | XA-12[C,E]**(P,R,S,U,V,X)(2,4,5)*******2 |  | HSP-A, Single-Package Heat Pum | Both Heat Pump and Electric Re | 460 | 3 | False |  |  |  | True | Single-Speed | 146000 | 13773 | 10.6 | 10.6 | 13.5 |  | 135000 | 12364 | 3.2 | 3.2 | 90000 | 12866 | 2.05 | Federally-Regulated Commercial & Industrial Equipment | 09/23/2019 |  | 01/17/2023
York International | Coleman | XA-12[C,E]**(P,R,S,U,V,X)(2,4,5)*******2 |  | HSP-A, Single-Package Heat Pum | Both Heat Pump and Electric Re | 208 | 3 | False |  |  |  | True | Single-Speed | 146000 | 13773 | 10.6 | 10.6 | 13.5 |  | 135000 | 12364 | 3.2 | 3.2 | 90000 | 12866 | 2.05 | Federally-Regulated Commercial & Industrial Equipment | 09/23/2019 |  | 01/17/2023
York International | Coleman | XA-08[C,E]**(B,D)(2,4,5)******** |  | HSP-A, Single-Package Heat Pum | Both Heat Pump and Electric Re | 460 | 3 | False |  |  |  | True | Single-Speed | 100000 | 8928 | 11.2 | 11 | 12.4 |  | 94000 | 8102 | 3.4 | 3.3 | 54000 | 7033 | 2.25 | Federally-Regulated Commercial & Industrial Equipment | 09/23/2019 |  | 01/17/2023
York International | Coleman | XA-20C00(P,R,S,U,V,X)(2,4,5)******** |  | HSP-A, Single-Package Heat Pum | Heat Pump | 208 | 3 | False |  |  |  | True | Single-Speed | 240000 | 25263 | 9.5 | 9.3 | 12 |  | 240000 | 21980 | 3.2 | 3.2 | 136000 | 19443 | 2.05 | Federally-Regulated Commercial & Industrial Equipment | 09/23/2019 |  | 01/17/2023
York International | Coleman | XA-15C00(P,R,S,U,V,X)(2,4,5)******** |  | HSP-A, Single-Package Heat Pum | Heat Pump | 208 | 3 | False |  |  |  | True | Single-Speed | 176000 | 16603 | 10.6 | 10.4 | 13.2 |  | 162000 | 14653 | 3.24 | 3.2 | 99000 | 14153 | 2.05 | Federally-Regulated Commercial & Industrial Equipment | 09/23/2019 |  | 01/17/2023
York International | Coleman | XA-20C00(P,R,S,U,V,X)(2,4,5)******** |  | HSP-A, Single-Package Heat Pum | Heat Pump | 575 | 3 | False |  |  |  | True | Single-Speed | 240000 | 25263 | 9.5 | 9.3 | 12 |  | 240000 | 21980 | 3.2 | 3.2 | 136000 | 19443 | 2.05 | Federally-Regulated Commercial & Industrial Equipment | 09/23/2019 |  | 01/17/2023
York International | Coleman | XA-10[C,E]**(P,R,S,U,V,X)(2,4,5)******** |  | HSP-A, Single-Package Heat Pum | Both Heat Pump and Electric Re | 575 | 3 | False |  |  |  | True | Single-Speed | 114000 | 10363 | 11 | 11 | 13.5 |  | 106000 | 9137 | 3.4 | 3.3 | 59000 | 7685 | 2.25 | Federally-Regulated Commercial & Industrial Equipment | 09/23/2019 |  | 01/17/2023
York International | Coleman | XA-06[C,E]**(P,R,S,U,V,X)(2,4,5)******** |  | HSP-A, Single-Package Heat Pum | Both Heat Pump and Electric Re | 230 | 3 | False |  |  |  | True | Single-Speed | 78000 | 6500 | 12 | 11 | 13.2 |  | 75000 | 6464 | 3.4 | 3.3 | 43000 | 5600 | 2.25 | Federally-Regulated Commercial & Industrial Equipment | 09/23/2019 |  | 01/17/2023
York International | Coleman | XA-15C00(B,D)(2,4,5)******** |  | HSP-A, Single-Package Heat Pum | Heat Pump | 208 | 3 | False |  |  |  | True | Single-Speed | 176000 | 16603 | 10.6 | 10.4 | 11.8 |  | 162000 | 14653 | 3.24 | 3.2 | 99000 | 14153 | 2.05 | Federally-Regulated Commercial & Industrial Equipment | 09/23/2019 |  | 01/17/2023
York International | Coleman | XA-15C00(P,R,S,U,V,X)(2,4,5)******** |  | HSP-A, Single-Package Heat Pum | Heat Pump | 575 | 3 | False |  |  |  | True | Single-Speed | 176000 | 16603 | 10.6 | 10.4 | 13.2 |  | 162000 | 14653 | 3.24 | 3.2 | 99000 | 14153 | 2.05 | Federally-Regulated Commercial & Industrial Equipment | 09/23/2019 |  | 01/17/2023
York International | Coleman | XA-15C00(B,D)(2,4,5)******** |  | HSP-A, Single-Package Heat Pum | Heat Pump | 230 | 3 | False |  |  |  | True | Single-Speed | 176000 | 16603 | 10.6 | 10.4 | 11.8 |  | 162000 | 14653 | 3.24 | 3.2 | 99000 | 14153 | 2.05 | Federally-Regulated Commercial & Industrial Equipment | 09/23/2019 |  | 01/17/2023
York International | Coleman | XA-08[C,E]**(B,D)(2,4,5)******** |  | HSP-A, Single-Package Heat Pum | Both Heat Pump and Electric Re | 575 | 3 | False |  |  |  | True | Single-Speed | 100000 | 8928 | 11.2 | 11 | 12.4 |  | 94000 | 8102 | 3.4 | 3.3 | 54000 | 7033 | 2.25 | Federally-Regulated Commercial & Industrial Equipment | 09/23/2019 |  | 01/17/2023
York International | Coleman | XA-06[C,E]**(P,R,S,U,V,X)(2,4,5)******** |  | HSP-A, Single-Package Heat Pum | Both Heat Pump and Electric Re | 460 | 3 | False |  |  |  | True | Single-Speed | 78000 | 6500 | 12 | 11 | 13.2 |  | 75000 | 6464 | 3.4 | 3.3 | 43000 | 5600 | 2.25 | Federally-Regulated Commercial & Industrial Equipment | 09/23/2019 |  | 01/17/2023
York International | Coleman | XA-07[C,E]**(B,D)(2,4,5)******** |  | HSP-A, Single-Package Heat Pum | Both Heat Pump and Electric Re | 460 | 3 | False |  |  |  | True | Single-Speed | 90000 | 7894 | 11.4 | 11 | 12.2 |  | 88000 | 7585 | 3.4 | 3.3 | 51000 | 6643 | 2.25 | Federally-Regulated Commercial & Industrial Equipment | 09/23/2019 |  | 01/17/2023
York International | Coleman | XA-08[C,E]**(P,R,S,U,V,X)(2,4,5)******** |  | HSP-A, Single-Package Heat Pum | Both Heat Pump and Electric Re | 208 | 3 | False |  |  |  | True | Single-Speed | 100000 | 8928 | 11.2 | 11 | 13.5 |  | 94000 | 8102 | 3.4 | 3.3 | 54000 | 7033 | 2.25 | Federally-Regulated Commercial & Industrial Equipment | 09/23/2019 |  | 01/17/2023
York International | Coleman | XA-15C00(B,D)(2,4,5)******** |  | HSP-A, Single-Package Heat Pum | Heat Pump | 460 | 3 | False |  |  |  | True | Single-Speed | 176000 | 16603 | 10.6 | 10.4 | 11.8 |  | 162000 | 14653 | 3.24 | 3.2 | 99000 | 14153 | 2.05 | Federally-Regulated Commercial & Industrial Equipment | 09/23/2019 |  | 01/17/2023
York International | Coleman | XA-15C00(P,R,S,U,V,X)(2,4,5)******** |  | HSP-A, Single-Package Heat Pum | Heat Pump | 230 | 3 | False |  |  |  | True | Single-Speed | 176000 | 16603 | 10.6 | 10.4 | 13.2 |  | 162000 | 14653 | 3.24 | 3.2 | 99000 | 14153 | 2.05 | Federally-Regulated Commercial & Industrial Equipment | 09/23/2019 |  | 01/17/2023
York International | Coleman | XA-15C00(B,D)(2,4,5)******** |  | HSP-A, Single-Package Heat Pum | Heat Pump | 575 | 3 | False |  |  |  | True | Single-Speed | 176000 | 16603 | 10.6 | 10.4 | 11.8 |  | 162000 | 14653 | 3.24 | 3.2 | 99000 | 14153 | 2.05 | Federally-Regulated Commercial & Industrial Equipment | 09/23/2019 |  | 01/17/2023
York International | Coleman | XA-06[C,E]**(P,R,S,U,V,X)(2,4,5)******** |  | HSP-A, Single-Package Heat Pum | Both Heat Pump and Electric Re | 575 | 3 | False |  |  |  | True | Single-Speed | 78000 | 6500 | 12 | 11 | 13.2 |  | 75000 | 6464 | 3.4 | 3.3 | 43000 | 5600 | 2.25 | Federally-Regulated Commercial & Industrial Equipment | 09/23/2019 |  | 01/17/2023
York International | Coleman | XA-08[C,E]**(B,D)(2,4,5)******** |  | HSP-A, Single-Package Heat Pum | Both Heat Pump and Electric Re | 208 | 3 | False |  |  |  | True | Single-Speed | 100000 | 8928 | 11.2 | 11 | 12.4 |  | 94000 | 8102 | 3.4 | 3.3 | 54000 | 7033 | 2.25 | Federally-Regulated Commercial & Industrial Equipment | 09/23/2019 |  | 01/17/2023
York International | Coleman | XA-07[C,E]**(B,D)(2,4,5)******** |  | HSP-A, Single-Package Heat Pum | Both Heat Pump and Electric Re | 208 | 3 | False |  |  |  | True | Single-Speed | 90000 | 7894 | 11.4 | 11 | 12.2 |  | 88000 | 7585 | 3.4 | 3.3 | 51000 | 6643 | 2.25 | Federally-Regulated Commercial & Industrial Equipment | 09/23/2019 |  | 01/17/2023
York International | Coleman | XA-10[C,E]**(P,R,S,U,V,X)(2,4,5)******** |  | HSP-A, Single-Package Heat Pum | Both Heat Pump and Electric Re | 208 | 3 | False |  |  |  | True | Single-Speed | 114000 | 10363 | 11 | 11 | 13.5 |  | 106000 | 9137 | 3.4 | 3.3 | 59000 | 7685 | 2.25 | Federally-Regulated Commercial & Industrial Equipment | 09/23/2019 |  | 01/17/2023
York International | Coleman | XA-10[C,E]**(P,R,S,U,V,X)(2,4,5)******** |  | HSP-A, Single-Package Heat Pum | Both Heat Pump and Electric Re | 460 | 3 | False |  |  |  | True | Single-Speed | 114000 | 10363 | 11 | 11 | 13.5 |  | 106000 | 9137 | 3.4 | 3.3 | 59000 | 7685 | 2.25 | Federally-Regulated Commercial & Industrial Equipment | 09/23/2019 |  | 01/17/2023
York International | Coleman | XA-15C00(P,R,S,U,V,X)(2,4,5)******** |  | HSP-A, Single-Package Heat Pum | Heat Pump | 460 | 3 | False |  |  |  | True | Single-Speed | 176000 | 16603 | 10.6 | 10.4 | 13.2 |  | 162000 | 14653 | 3.24 | 3.2 | 99000 | 14153 | 2.05 | Federally-Regulated Commercial & Industrial Equipment | 09/23/2019 |  | 01/17/2023
York International | Coleman | XA-07[C,E]**(B,D)(2,4,5)******** |  | HSP-A, Single-Package Heat Pum | Both Heat Pump and Electric Re | 575 | 3 | False |  |  |  | True | Single-Speed | 90000 | 7894 | 11.4 | 11 | 12.2 |  | 88000 | 7585 | 3.4 | 3.3 | 51000 | 6643 | 2.25 | Federally-Regulated Commercial & Industrial Equipment | 09/23/2019 |  | 01/17/2023
York International | Coleman | XA-20C00(P,R,S,U,V,X)(2,4,5)******** |  | HSP-A, Single-Package Heat Pum | Heat Pump | 230 | 3 | False |  |  |  | True | Single-Speed | 240000 | 25263 | 9.5 | 9.3 | 12 |  | 240000 | 21980 | 3.2 | 3.2 | 136000 | 19443 | 2.05 | Federally-Regulated Commercial & Industrial Equipment | 09/23/2019 |  | 01/17/2023
York International | Coleman | XA-10[C,E]**(P,R,S,U,V,X)(2,4,5)******** |  | HSP-A, Single-Package Heat Pum | Both Heat Pump and Electric Re | 230 | 3 | False |  |  |  | True | Single-Speed | 114000 | 10363 | 11 | 11 | 13.5 |  | 106000 | 9137 | 3.4 | 3.3 | 59000 | 7685 | 2.25 | Federally-Regulated Commercial & Industrial Equipment | 09/23/2019 |  | 01/17/2023
York International | Coleman | XA-06[C,E]**(B,D)(2,4,5)******** |  | HSP-A, Single-Package Heat Pum | Both Heat Pump and Electric Re | 208 | 3 | False |  |  |  | True | Single-Speed | 78000 | 6500 | 12 | 11 | 12.2 |  | 75000 | 6464 | 3.4 | 3.3 | 43000 | 5600 | 2.25 | Federally-Regulated Commercial & Industrial Equipment | 09/23/2019 |  | 01/17/2023
York International | Coleman | XA-07[C,E]**(P,R,S,U,V,X)(2,4,5)******** |  | HSP-A, Single-Package Heat Pum | Both Heat Pump and Electric Re | 230 | 3 | False |  |  |  | True | Single-Speed | 90000 | 7894 | 11.4 | 11 | 12.6 |  | 88000 | 7585 | 3.4 | 3.3 | 51000 | 6643 | 2.25 | Federally-Regulated Commercial & Industrial Equipment | 09/23/2019 |  | 01/17/2023
York International | Coleman | XA-12[C,E]**(P,R,S,U,V,X)(2,4,5)*******2 |  | HSP-A, Single-Package Heat Pum | Both Heat Pump and Electric Re | 575 | 3 | False |  |  |  | True | Single-Speed | 146000 | 13773 | 10.6 | 10.6 | 13.5 |  | 135000 | 12364 | 3.2 | 3.2 | 90000 | 12866 | 2.05 | Federally-Regulated Commercial & Industrial Equipment | 09/23/2019 |  | 01/17/2023
York International | Coleman | XA-06[C,E]**(B,D)(2,4,5)******** |  | HSP-A, Single-Package Heat Pum | Both Heat Pump and Electric Re | 575 | 3 | False |  |  |  | True | Single-Speed | 78000 | 6500 | 12 | 11 | 12.2 |  | 75000 | 6464 | 3.4 | 3.3 | 43000 | 5600 | 2.25 | Federally-Regulated Commercial & Industrial Equipment | 09/23/2019 |  | 01/17/2023
York International | Coleman | XA-07[C,E]**(P,R,S,U,V,X)(2,4,5)******** |  | HSP-A, Single-Package Heat Pum | Both Heat Pump and Electric Re | 208 | 3 | False |  |  |  | True | Single-Speed | 90000 | 7894 | 11.4 | 11 | 12.6 |  | 88000 | 7585 | 3.4 | 3.3 | 51000 | 6643 | 2.25 | Federally-Regulated Commercial & Industrial Equipment | 09/23/2019 |  | 01/17/2023
York International | Coleman | XA-07[C,E]**(B,D)(2,4,5)******** |  | HSP-A, Single-Package Heat Pum | Both Heat Pump and Electric Re | 230 | 3 | False |  |  |  | True | Single-Speed | 90000 | 7894 | 11.4 | 11 | 12.2 |  | 88000 | 7585 | 3.4 | 3.3 | 51000 | 6643 | 2.25 | Federally-Regulated Commercial & Industrial Equipment | 09/23/2019 |  | 01/17/2023
York International | Coleman | XA-08[C,E]**(B,D)(2,4,5)******** |  | HSP-A, Single-Package Heat Pum | Both Heat Pump and Electric Re | 230 | 3 | False |  |  |  | True | Single-Speed | 100000 | 8928 | 11.2 | 11 | 12.4 |  | 94000 | 8102 | 3.4 | 3.3 | 54000 | 7033 | 2.25 | Federally-Regulated Commercial & Industrial Equipment | 09/23/2019 |  | 01/17/2023
Carrier Corp. - Syracuse | Bryant Heating & Cooling Systems | 548J(E,T)08*********(D,E)A |  | HSP-A, Single-Package Heat Pum | Heat Pump | 460 | 3 | False |  |  |  | False | Single-Speed | 88000 | 7857 | 11.2 | 10.8 |  |  | 86000 | 7413 | 3.4 | 3.3 | 44000 | 5731 | 2.25 | Federally-Regulated Commercial & Industrial Equipment | 01/28/2019 |  | 01/17/2023
Carrier Corp. - Syracuse | Bryant Heating & Cooling Systems | 548JP09*********(D,E)A |  | HSP-A, Single-Package Heat Pum | Heat Pump | 208 | 3 | False |  |  |  | False | Single-Speed | 98000 | 8750 | 11.2 | 10.8 |  |  | 94000 | 8348 | 3.3 | 3.3 | 53000 | 6903 | 2.25 | Federally-Regulated Commercial & Industrial Equipment | 01/28/2019 |  | 01/17/2023
Carrier Corp. - Syracuse | Bryant Heating & Cooling Systems | 548J(E,T)08*********(D,E)A |  | HSP-A, Single-Package Heat Pum | Heat Pump | 575 | 3 | False |  |  |  | False | Single-Speed | 88000 | 7857 | 11.2 | 10.8 |  |  | 86000 | 7413 | 3.4 | 3.3 | 44000 | 5731 | 2.25 | Federally-Regulated Commercial & Industrial Equipment | 01/28/2019 |  | 01/17/2023
Carrier Corp. - Syracuse | Arcoaire | RHS(120,121)(H,L,S)******TA |  | HSP-A, Single-Package Heat Pum | Heat Pump | 230 | 3 | False |  |  |  | False | Single-Speed | 116000 | 10545 | 11 | 10.8 | 12.5 |  | 116000 | 9999 | 3.4 | 3.3 | 63000 | 8206 | 2.25 | Federally-Regulated Commercial & Industrial Equipment | 09/30/2019 |  | 01/17/2023
Carrier Corp. - Syracuse | Arcoaire | CHS121(H,L,S)(A,B)* | FHS120(H,L,S)**A2* | HRCU-A-CB, Split System: Heat | Heat Pump | 575 | 3 |  | False |  |  | True | Single-Speed | 112000 | 10181 | 11 | 10.8 | 12 |  | 106000 | 9413 | 3.3 | 3.3 | 70000 | 8548 | 2.4 | Federally-Regulated Commercial & Industrial Equipment | 03/14/2019 |  | 01/17/2023
Carrier Corp. - Syracuse | Arcoaire | RHH090(H,L,S)******TA |  | HSP-A, Single-Package Heat Pum | Heat Pump | 575 | 3 | False |  |  |  | True | Single-Speed | 90000 | 7438 | 12.1 | 10.8 | 13.7 |  | 84000 | 7033 | 3.5 | 3.3 | 47000 | 5739 | 2.4 | Federally-Regulated Commercial & Industrial Equipment | 09/30/2019 |  | 01/17/2023
Carrier Corp. - Syracuse | Arcoaire | CHS091(H,L,S)(G,H)* | FHS091(H,L,S)A*A2* | HRCU-A-CB, Split System: Heat | Heat Pump | 460 | 3 |  | False |  |  | True | Single-Speed | 88000 | 8000 | 11 | 10.8 | 12.7 |  | 87000 | 7726 | 3.3 | 3.3 | 52000 | 6349 | 2.4 | Federally-Regulated Commercial & Industrial Equipment | 09/30/2019 |  | 01/17/2023
Carrier Corp. - Syracuse | Arcoaire | RHS240(H,L,S)*****TA* |  | HSP-A, Single-Package Heat Pum | Heat Pump | 575 | 3 | False |  |  |  | True | Single-Speed | 232000 | 21886 | 10.6 | 10.4 | 12 |  | 220000 | 19538 | 3.3 | 3.2 | 136000 | 17329 | 2.3 | Federally-Regulated Commercial & Industrial Equipment | 08/06/2019 |  | 01/17/2023
Carrier Corp. - Syracuse | Arcoaire | CHS240(H,L,S)(D,E)* | FHS240(H,L,S)**A2* | HRCU-A-CB, Split System: Heat | Heat Pump | 230 | 3 |  | False |  |  | True | Single-Speed | 222000 | 20747 | 10.7 | 10.4 | 12.5 |  | 214000 | 17919 | 3.5 | 3.2 | 130000 | 15874 | 2.4 | Federally-Regulated Commercial & Industrial Equipment | 09/30/2019 |  | 01/17/2023
Carrier Corp. - Syracuse | Arcoaire | CHS121(H,L,S)(A,B)* | FHS120(H,L,S)**A2* | HRCU-A-CB, Split System: Heat | Heat Pump | 208 | 3 |  | False |  |  | True | Single-Speed | 112000 | 10181 | 11 | 10.8 | 12 |  | 106000 | 9413 | 3.3 | 3.3 | 70000 | 8548 | 2.4 | Federally-Regulated Commercial & Industrial Equipment | 03/14/2019 |  | 01/17/2023
Carrier Corp. - Syracuse | Arcoaire | CHS180(H,L,S)(D,E)* | FHS180(H,L,S)**A2* | HRCU-A-CB, Split System: Heat | Heat Pump | 575 | 3 |  | False |  |  | True | Single-Speed | 178000 | 16792 | 10.6 | 10.4 | 12.5 |  | 178000 | 15343 | 3.4 | 3.2 | 108000 | 13188 | 2.4 | Federally-Regulated Commercial & Industrial Equipment | 09/30/2019 |  | 01/17/2023
Carrier Corp. - Syracuse | Arcoaire | CHS091(H,L,S)(A,B)* | FHS091(M,S,K)**A0* | HRCU-A-CB, Split System: Heat | Heat Pump | 208 | 3 |  | False |  |  | True | Single-Speed | 88000 | 8000 | 11 | 10.8 | 12.2 |  | 86000 | 7637 | 3.3 | 3.3 | 51000 | 6227 | 2.4 | Federally-Regulated Commercial & Industrial Equipment | 09/30/2019 |  | 01/17/2023
Carrier Corp. - Syracuse | Arcoaire | RHS102(L,S)******TA |  | HSP-A, Single-Package Heat Pum | Heat Pump | 575 | 3 | False |  |  |  | False | Single-Speed | 99000 | 8839 | 11.2 | 10.8 | 12.5 |  | 96000 | 8525 | 3.3 | 3.3 | 54500 | 7098 | 2.25 | Federally-Regulated Commercial & Industrial Equipment | 07/19/2019 |  | 01/17/2023
Carrier Corp. - Syracuse | Arcoaire | CHS240(H,L,S)(D,E)* | FHS240(H,L,S)**A2* | HRCU-A-CB, Split System: Heat | Heat Pump | 208 | 3 |  | False |  |  | True | Single-Speed | 222000 | 20747 | 10.7 | 10.4 | 12.5 |  | 214000 | 17919 | 3.5 | 3.2 | 130000 | 15874 | 2.4 | Federally-Regulated Commercial & Industrial Equipment | 09/30/2019 |  | 01/17/2023
Carrier Corp. - Syracuse | Arcoaire | RHH102(H,L,S)******AA |  | HSP-A, Single-Package Heat Pum | Heat Pump | 575 | 3 | False |  |  |  | True | Single-Speed | 100000 | 8333 | 12 | 10.8 | 12.5 |  | 100000 | 8619 | 3.4 | 3.3 | 56000 | 7262 | 2.26 | Federally-Regulated Commercial & Industrial Equipment | 09/30/2019 |  | 01/17/2023
Carrier Corp. - Syracuse | Arcoaire | CHS091(H,L,S)(A,B)* | FHS091(M,S,K)**A0* | HRCU-A-CB, Split System: Heat | Heat Pump | 460 | 3 |  | False |  |  | True | Single-Speed | 88000 | 8000 | 11 | 10.8 | 12.2 |  | 86000 | 7637 | 3.3 | 3.3 | 51000 | 6227 | 2.4 | Federally-Regulated Commercial & Industrial Equipment | 09/30/2019 |  | 01/17/2023
Carrier Corp. - Syracuse | Arcoaire | RHH102(H,L,S)******AA |  | HSP-A, Single-Package Heat Pum | Heat Pump | 208 | 3 | False |  |  |  | True | Single-Speed | 100000 | 8333 | 12 | 10.8 | 12.5 |  | 100000 | 8619 | 3.4 | 3.3 | 56000 | 7262 | 2.26 | Federally-Regulated Commercial & Industrial Equipment | 09/30/2019 |  | 01/17/2023
Carrier Corp. - Syracuse | Arcoaire | CHS180(H,L,S)(D,E)* | FHS180(H,L,S)**A2* | HRCU-A-CB, Split System: Heat | Heat Pump | 208 | 3 |  | False |  |  | True | Single-Speed | 178000 | 16792 | 10.6 | 10.4 | 12.5 |  | 178000 | 15343 | 3.4 | 3.2 | 108000 | 13188 | 2.4 | Federally-Regulated Commercial & Industrial Equipment | 09/30/2019 |  | 01/17/2023
Carrier Corp. - Syracuse | Arcoaire | RHH073(H,L,S)*****TA |  | HSP-A, Single-Package Heat Pum | Heat Pump | 575 | 3 | False |  |  |  | True | Dual-Speed | 70000 | 5833 | 12 | 10.8 | 15.6 |  | 69000 | 5947 | 3.4 | 3.3 | 38000 | 4640 | 2.4 | Federally-Regulated Commercial & Industrial Equipment | 09/30/2019 |  | 01/17/2023
Carrier Corp. - Syracuse | Arcoaire | RHS090H******TA |  | HSP-A, Single-Package Heat Pum | Heat Pump | 230 | 3 | False |  |  |  | False | Single-Speed | 88000 | 7857 | 11.2 | 10.8 | 12.5 |  | 86000 | 7413 | 3.4 | 3.3 | 44000 | 5731 | 2.25 | Federally-Regulated Commercial & Industrial Equipment | 09/30/2019 |  | 01/17/2023
Carrier Corp. - Syracuse | Arcoaire | CHS072(H,L,S)(A,B)** | FHS072(M,S,K)**A0** | HRCU-A-CB, Split System: Heat | Heat Pump | 208 | 3 |  | False |  |  | True | Single-Speed | 70000 | 6363 | 11 | 10.8 | 12.6 |  | 65000 | 5772 | 3.3 | 3.3 | 39000 | 4762 | 2.4 | Federally-Regulated Commercial & Industrial Equipment | 09/30/2019 |  | 01/17/2023
Carrier Corp. - Syracuse | Arcoaire | CHS121(H,L,S)(G,H)* | FHS120(H,L,S)**A2* | HRCU-A-CB, Split System: Heat | Heat Pump | 575 | 3 |  | False |  |  | True | Single-Speed | 112000 | 10181 | 11 | 10.8 | 13.8 |  | 106000 | 9413 | 3.3 | 3.3 | 66000 | 8059 | 2.4 | Federally-Regulated Commercial & Industrial Equipment | 09/30/2019 |  | 01/17/2023
Carrier Corp. - Syracuse | Arcoaire | RHS090H******TA |  | HSP-A, Single-Package Heat Pum | Heat Pump | 208 | 3 | False |  |  |  | False | Single-Speed | 87000 | 7767 | 11.2 | 10.8 | 12.5 |  | 86000 | 7413 | 3.4 | 3.3 | 44000 | 5731 | 2.25 | Federally-Regulated Commercial & Industrial Equipment | 09/30/2019 |  | 01/17/2023
Carrier Corp. - Syracuse | Arcoaire | CHS072(H,L,S)(G,H)* | FHS072(H,L,S)A*A2* | HRCU-A-CB, Split System: Heat | Heat Pump | 460 | 3 |  | False |  |  | True | Single-Speed | 70000 | 5982 | 11.7 | 10.8 | 13.8 |  | 66000 | 5861 | 3.3 | 3.3 | 39000 | 4762 | 2.4 | Federally-Regulated Commercial & Industrial Equipment | 09/30/2019 |  | 01/17/2023
Carrier Corp. - Syracuse | Arcoaire | RHH073(H,L,S)*****TA |  | HSP-A, Single-Package Heat Pum | Heat Pump | 208 | 3 | False |  |  |  | True | Dual-Speed | 70000 | 5833 | 12 | 10.8 | 15.6 |  | 69000 | 5947 | 3.4 | 3.3 | 38000 | 4640 | 2.4 | Federally-Regulated Commercial & Industrial Equipment | 09/30/2019 |  | 01/17/2023
Carrier Corp. - Syracuse | Arcoaire | RHH090(H,L,S)******TA |  | HSP-A, Single-Package Heat Pum | Heat Pump | 460 | 3 | False |  |  |  | True | Single-Speed | 90000 | 7438 | 12.1 | 10.8 | 13.7 |  | 84000 | 7033 | 3.5 | 3.3 | 47000 | 5739 | 2.4 | Federally-Regulated Commercial & Industrial Equipment | 09/30/2019 |  | 01/17/2023
Carrier Corp. - Syracuse | Arcoaire | CHS072(H,L,S)(G,H)* | FHS072(H,L,S)A*A2* | HRCU-A-CB, Split System: Heat | Heat Pump | 230 | 3 |  | False |  |  | True | Single-Speed | 70000 | 5982 | 11.7 | 10.8 | 13.8 |  | 66000 | 5861 | 3.3 | 3.3 | 39000 | 4762 | 2.4 | Federally-Regulated Commercial & Industrial Equipment | 09/30/2019 |  | 01/17/2023
Carrier Corp. - Syracuse | Arcoaire | RHH102(H,L,S)******TA |  | HSP-A, Single-Package Heat Pum | Heat Pump | 460 | 3 | False |  |  |  | True | Single-Speed | 100000 | 8333 | 12 | 10.8 | 12.9 |  | 100000 | 8619 | 3.4 | 3.3 | 56000 | 7262 | 2.26 | Federally-Regulated Commercial & Industrial Equipment | 09/30/2019 |  | 01/17/2023
Carrier Corp. - Syracuse | Arcoaire | RHH073(H,L,S)*****AA |  | HSP-A, Single-Package Heat Pum | Heat Pump | 230 | 3 | False |  |  |  | True | Dual-Speed | 70000 | 5833 | 12 | 10.8 | 14 |  | 69000 | 5947 | 3.4 | 3.3 | 38000 | 4640 | 2.4 | Federally-Regulated Commercial & Industrial Equipment | 09/30/2019 |  | 01/17/2023
Carrier Corp. - Syracuse | Arcoaire | RHS102H******TA |  | HSP-A, Single-Package Heat Pum | Heat Pump | 208 | 3 | False |  |  |  | False | Single-Speed | 98000 | 8750 | 11.2 | 10.8 | 12.5 |  | 94000 | 8348 | 3.3 | 3.3 | 53000 | 6903 | 2.25 | Federally-Regulated Commercial & Industrial Equipment | 09/30/2019 |  | 01/17/2023
Carrier Corp. - Syracuse | Arcoaire | CHS091(H,L,S)(A,B)* | FHS091(M,S,K)**A0* | HRCU-A-CB, Split System: Heat | Heat Pump | 575 | 3 |  | False |  |  | True | Single-Speed | 88000 | 8000 | 11 | 10.8 | 12.2 |  | 86000 | 7637 | 3.3 | 3.3 | 51000 | 6227 | 2.4 | Federally-Regulated Commercial & Industrial Equipment | 09/30/2019 |  | 01/17/2023
Carrier Corp. - Syracuse | Arcoaire | RHH073(H,L,S)*****TA |  | HSP-A, Single-Package Heat Pum | Heat Pump | 460 | 3 | False |  |  |  | True | Dual-Speed | 70000 | 5833 | 12 | 10.8 | 15.6 |  | 69000 | 5947 | 3.4 | 3.3 | 38000 | 4640 | 2.4 | Federally-Regulated Commercial & Industrial Equipment | 09/30/2019 |  | 01/17/2023
Carrier Corp. - Syracuse | Arcoaire | RHS(120,121)(H,L,S)******TA |  | HSP-A, Single-Package Heat Pum | Heat Pump | 575 | 3 | False |  |  |  | False | Single-Speed | 116000 | 10545 | 11 | 10.8 | 12.5 |  | 116000 | 9999 | 3.4 | 3.3 | 63000 | 8206 | 2.25 | Federally-Regulated Commercial & Industrial Equipment | 09/30/2019 |  | 01/17/2023
Carrier Corp. - Syracuse | Arcoaire | CHS180(H,L,S)(D,E)* | FHS180(H,L,S)**A2* | HRCU-A-CB, Split System: Heat | Heat Pump | 230 | 3 |  | False |  |  | True | Single-Speed | 178000 | 16792 | 10.6 | 10.4 | 12.5 |  | 178000 | 15343 | 3.4 | 3.2 | 108000 | 13188 | 2.4 | Federally-Regulated Commercial & Industrial Equipment | 09/30/2019 |  | 01/17/2023
Carrier Corp. - Syracuse | Arcoaire | RHS(120,121)(H,L,S)******TA |  | HSP-A, Single-Package Heat Pum | Heat Pump | 208 | 3 | False |  |  |  | False | Single-Speed | 116000 | 10545 | 11 | 10.8 | 12.5 |  | 116000 | 9999 | 3.4 | 3.3 | 63000 | 8206 | 2.25 | Federally-Regulated Commercial & Industrial Equipment | 09/30/2019 |  | 01/17/2023
Carrier Corp. - Syracuse | Arcoaire | CHS121(H,L,S)(G,H)* | FHS120(H,L,S)**A2* | HRCU-A-CB, Split System: Heat | Heat Pump | 208 | 3 |  | False |  |  | True | Single-Speed | 112000 | 10181 | 11 | 10.8 | 13.8 |  | 106000 | 9413 | 3.3 | 3.3 | 66000 | 8059 | 2.4 | Federally-Regulated Commercial & Industrial Equipment | 09/30/2019 |  | 01/17/2023
Carrier Corp. - Syracuse | Arcoaire | RHS150(H,L,S)******TA |  | HSP-A, Single-Package Heat Pum | Heat Pump | 460 | 3 | False |  |  |  | False | Single-Speed | 142000 | 13396 | 10.6 | 10.4 | 12 |  | 142000 | 13005 | 3.2 | 3.2 | 76000 | 10865 | 2.05 | Federally-Regulated Commercial & Industrial Equipment | 09/30/2019 |  | 01/17/2023
Carrier Corp. - Syracuse | Arcoaire | RHS181(H,L,S)*****TC* |  | HSP-A, Single-Package Heat Pum | Heat Pump | 575 | 3 | False |  |  |  | True | Single-Speed | 172000 | 15925 | 10.8 | 10.4 | 12 |  | 166000 | 14742 | 3.3 | 3.2 | 103000 | 12577 | 2.4 | Federally-Regulated Commercial & Industrial Equipment | 08/06/2019 |  | 01/17/2023
Carrier Corp. - Syracuse | Arcoaire | CHS072(H,L,S)(A,B)** | FHS072(M,S,K)**A0** | HRCU-A-CB, Split System: Heat | Heat Pump | 575 | 3 |  | False |  |  | True | Single-Speed | 70000 | 6363 | 11 | 10.8 | 12.6 |  | 65000 | 5772 | 3.3 | 3.3 | 39000 | 4762 | 2.4 | Federally-Regulated Commercial & Industrial Equipment | 09/30/2019 |  | 01/17/2023
Carrier Corp. - Syracuse | Arcoaire | RHS243(H,L,S)*****TA* |  | HSP-A, Single-Package Heat Pum | Heat Pump | 575 | 3 | False |  |  |  | True | Single-Speed | 232000 | 21886 | 10.6 | 10.4 | 12 |  | 220000 | 19538 | 3.3 | 3.2 | 136000 | 17329 | 2.3 | Federally-Regulated Commercial & Industrial Equipment | 08/06/2019 |  | 01/17/2023
Carrier Corp. - Syracuse | Arcoaire | RHS150(H,L,S)******TA |  | HSP-A, Single-Package Heat Pum | Heat Pump | 575 | 3 | False |  |  |  | False | Single-Speed | 142000 | 13396 | 10.6 | 10.4 | 12 |  | 142000 | 13005 | 3.2 | 3.2 | 76000 | 10865 | 2.05 | Federally-Regulated Commercial & Industrial Equipment | 09/30/2019 |  | 01/17/2023
Carrier Corp. - Syracuse | Arcoaire | RHS090(L,S)******TA |  | HSP-A, Single-Package Heat Pum | Heat Pump | 460 | 3 | False |  |  |  | False | Single-Speed | 88000 | 7857 | 11.2 | 10.8 | 12.5 |  | 86000 | 7413 | 3.4 | 3.3 | 44000 | 5731 | 2.25 | Federally-Regulated Commercial & Industrial Equipment | 07/19/2019 |  | 01/17/2023
Carrier Corp. - Syracuse | Arcoaire | RHH090(H,L,S)******AA |  | HSP-A, Single-Package Heat Pum | Heat Pump | 460 | 3 | False |  |  |  | True | Single-Speed | 90000 | 7438 | 12.1 | 10.8 | 12.9 |  | 84000 | 7033 | 3.5 | 3.3 | 47000 | 5739 | 2.4 | Federally-Regulated Commercial & Industrial Equipment | 09/30/2019 |  | 01/17/2023
Carrier Corp. - Syracuse | Arcoaire | CHS072(H,L,S)(A,B)** | FHS072(M,S,K)**A0** | HRCU-A-CB, Split System: Heat | Heat Pump | 460 | 3 |  | False |  |  | True | Single-Speed | 70000 | 6363 | 11 | 10.8 | 12.6 |  | 65000 | 5772 | 3.3 | 3.3 | 39000 | 4762 | 2.4 | Federally-Regulated Commercial & Industrial Equipment | 09/30/2019 |  | 01/17/2023
Carrier Corp. - Syracuse | Arcoaire | RHH090(H,L,S)******AA |  | HSP-A, Single-Package Heat Pum | Heat Pump | 230 | 3 | False |  |  |  | True | Single-Speed | 90000 | 7438 | 12.1 | 10.8 | 12.9 |  | 84000 | 7033 | 3.5 | 3.3 | 47000 | 5739 | 2.4 | Federally-Regulated Commercial & Industrial Equipment | 09/30/2019 |  | 01/17/2023
Carrier Corp. - Syracuse | Arcoaire | RHS090(L,S)******TA |  | HSP-A, Single-Package Heat Pum | Heat Pump | 575 | 3 | False |  |  |  | False | Single-Speed | 88000 | 7857 | 11.2 | 10.8 | 12.5 |  | 86000 | 7413 | 3.4 | 3.3 | 44000 | 5731 | 2.25 | Federally-Regulated Commercial & Industrial Equipment | 07/19/2019 |  | 01/17/2023
Carrier Corp. - Syracuse | Arcoaire | CHS180(H,L,S)(D,E)* | FHS180(H,L,S)**A2* | HRCU-A-CB, Split System: Heat | Heat Pump | 460 | 3 |  | False |  |  | True | Single-Speed | 178000 | 16792 | 10.6 | 10.4 | 12.5 |  | 178000 | 15343 | 3.4 | 3.2 | 108000 | 13188 | 2.4 | Federally-Regulated Commercial & Industrial Equipment | 09/30/2019 |  | 01/17/2023
Carrier Corp. - Syracuse | Arcoaire | RHH073(H,L,S)*****AA |  | HSP-A, Single-Package Heat Pum | Heat Pump | 575 | 3 | False |  |  |  | True | Dual-Speed | 70000 | 5833 | 12 | 10.8 | 14 |  | 69000 | 5947 | 3.4 | 3.3 | 38000 | 4640 | 2.4 | Federally-Regulated Commercial & Industrial Equipment | 09/30/2019 |  | 01/17/2023
Carrier Corp. - Syracuse | Arcoaire | CHS121(H,L,S)(G,H)* | FHS120(H,L,S)**A2* | HRCU-A-CB, Split System: Heat | Heat Pump | 460 | 3 |  | False |  |  | True | Single-Speed | 112000 | 10181 | 11 | 10.8 | 13.8 |  | 106000 | 9413 | 3.3 | 3.3 | 66000 | 8059 | 2.4 | Federally-Regulated Commercial & Industrial Equipment | 09/30/2019 |  | 01/17/2023
Carrier Corp. - Syracuse | Arcoaire | RHH090(H,L,S)******TA |  | HSP-A, Single-Package Heat Pum | Heat Pump | 230 | 3 | False |  |  |  | True | Single-Speed | 90000 | 7438 | 12.1 | 10.8 | 13.7 |  | 84000 | 7033 | 3.5 | 3.3 | 47000 | 5739 | 2.4 | Federally-Regulated Commercial & Industrial Equipment | 09/30/2019 |  | 01/17/2023
Carrier Corp. - Syracuse | Arcoaire | RHS102(L,S)******TA |  | HSP-A, Single-Package Heat Pum | Heat Pump | 460 | 3 | False |  |  |  | False | Single-Speed | 99000 | 8839 | 11.2 | 10.8 | 12.5 |  | 96000 | 8525 | 3.3 | 3.3 | 54500 | 7098 | 2.25 | Federally-Regulated Commercial & Industrial Equipment | 07/19/2019 |  | 01/17/2023
Carrier Corp. - Syracuse | Arcoaire | RHH102(H,L,S)******TA |  | HSP-A, Single-Package Heat Pum | Heat Pump | 208 | 3 | False |  |  |  | True | Single-Speed | 100000 | 8333 | 12 | 10.8 | 12.9 |  | 100000 | 8619 | 3.4 | 3.3 | 56000 | 7262 | 2.26 | Federally-Regulated Commercial & Industrial Equipment | 09/30/2019 |  | 01/17/2023
Carrier Corp. - Syracuse | Arcoaire | CHS091(H,L,S)(G,H)* | FHS091(H,L,S)A*A2* | HRCU-A-CB, Split System: Heat | Heat Pump | 208 | 3 |  | False |  |  | True | Single-Speed | 88000 | 8000 | 11 | 10.8 | 12.7 |  | 87000 | 7726 | 3.3 | 3.3 | 52000 | 6349 | 2.4 | Federally-Regulated Commercial & Industrial Equipment | 09/30/2019 |  | 01/17/2023
Carrier Corp. - Syracuse | Arcoaire | RHH102(H,L,S)******AA |  | HSP-A, Single-Package Heat Pum | Heat Pump | 460 | 3 | False |  |  |  | True | Single-Speed | 100000 | 8333 | 12 | 10.8 | 12.5 |  | 100000 | 8619 | 3.4 | 3.3 | 56000 | 7262 | 2.26 | Federally-Regulated Commercial & Industrial Equipment | 09/30/2019 |  | 01/17/2023
Carrier Corp. - Syracuse | Arcoaire | CHS121(H,L,S)(A,B)* | FHS120(H,L,S)**A2* | HRCU-A-CB, Split System: Heat | Heat Pump | 230 | 3 |  | False |  |  | True | Single-Speed | 112000 | 10181 | 11 | 10.8 | 12 |  | 106000 | 9413 | 3.3 | 3.3 | 70000 | 8548 | 2.4 | Federally-Regulated Commercial & Industrial Equipment | 03/14/2019 |  | 01/17/2023
Carrier Corp. - Syracuse | Arcoaire | RHH073(H,L,S)*****AA |  | HSP-A, Single-Package Heat Pum | Heat Pump | 460 | 3 | False |  |  |  | True | Dual-Speed | 70000 | 5833 | 12 | 10.8 | 14 |  | 69000 | 5947 | 3.4 | 3.3 | 38000 | 4640 | 2.4 | Federally-Regulated Commercial & Industrial Equipment | 09/30/2019 |  | 01/17/2023
Carrier Corp. - Syracuse | Arcoaire | RHH090(H,L,S)******TA |  | HSP-A, Single-Package Heat Pum | Heat Pump | 208 | 3 | False |  |  |  | True | Single-Speed | 90000 | 7438 | 12.1 | 10.8 | 13.7 |  | 84000 | 7033 | 3.5 | 3.3 | 47000 | 5739 | 2.4 | Federally-Regulated Commercial & Industrial Equipment | 09/30/2019 |  | 01/17/2023
Carrier Corp. - Syracuse | Arcoaire | RHH102(H,L,S)******TA |  | HSP-A, Single-Package Heat Pum | Heat Pump | 575 | 3 | False |  |  |  | True | Single-Speed | 100000 | 8333 | 12 | 10.8 | 12.9 |  | 100000 | 8619 | 3.4 | 3.3 | 56000 | 7262 | 2.26 | Federally-Regulated Commercial & Industrial Equipment | 09/30/2019 |  | 01/17/2023
Carrier Corp. - Syracuse | Arcoaire | RHS183(H,L,S)*****TC* |  | HSP-A, Single-Package Heat Pum | Heat Pump | 575 | 3 | False |  |  |  | True | Single-Speed | 172000 | 16074 | 10.7 | 10.4 | 12 |  | 166000 | 14742 | 3.3 | 3.2 | 103000 | 12577 | 2.4 | Federally-Regulated Commercial & Industrial Equipment | 08/06/2019 |  | 01/17/2023
Carrier Corp. - Syracuse | Arcoaire | RHS(120,121)(H,L,S)******TA |  | HSP-A, Single-Package Heat Pum | Heat Pump | 460 | 3 | False |  |  |  | False | Single-Speed | 116000 | 10545 | 11 | 10.8 | 12.5 |  | 116000 | 9999 | 3.4 | 3.3 | 63000 | 8206 | 2.25 | Federally-Regulated Commercial & Industrial Equipment | 09/30/2019 |  | 01/17/2023
Carrier Corp. - Syracuse | Arcoaire | RHS150(H,L,S)******TA |  | HSP-A, Single-Package Heat Pum | Heat Pump | 208 | 3 | False |  |  |  | False | Single-Speed | 142000 | 13396 | 10.6 | 10.4 | 12 |  | 142000 | 13005 | 3.2 | 3.2 | 76000 | 10865 | 2.05 | Federally-Regulated Commercial & Industrial Equipment | 09/30/2019 |  | 01/17/2023
Carrier Corp. - Syracuse | Arcoaire | RHH090(H,L,S)******AA |  | HSP-A, Single-Package Heat Pum | Heat Pump | 208 | 3 | False |  |  |  | True | Single-Speed | 90000 | 7438 | 12.1 | 10.8 | 12.9 |  | 84000 | 7033 | 3.5 | 3.3 | 47000 | 5739 | 2.4 | Federally-Regulated Commercial & Industrial Equipment | 09/30/2019 |  | 01/17/2023
Carrier Corp. - Syracuse | Arcoaire | RHH090(H,L,S)******AA |  | HSP-A, Single-Package Heat Pum | Heat Pump | 575 | 3 | False |  |  |  | True | Single-Speed | 90000 | 7438 | 12.1 | 10.8 | 12.9 |  | 84000 | 7033 | 3.5 | 3.3 | 47000 | 5739 | 2.4 | Federally-Regulated Commercial & Industrial Equipment | 09/30/2019 |  | 01/17/2023
Carrier Corp. - Syracuse | Arcoaire | CHS072(H,L,S)(G,H)* | FHS072(H,L,S)A*A2* | HRCU-A-CB, Split System: Heat | Heat Pump | 575 | 3 |  | False |  |  | True | Single-Speed | 70000 | 5982 | 11.7 | 10.8 | 13.8 |  | 66000 | 5861 | 3.3 | 3.3 | 39000 | 4762 | 2.4 | Federally-Regulated Commercial & Industrial Equipment | 09/30/2019 |  | 01/17/2023
Carrier Corp. - Syracuse | Arcoaire | CHS072(H,L,S)(G,H)* | FHS072(H,L,S)A*A2* | HRCU-A-CB, Split System: Heat | Heat Pump | 208 | 3 |  | False |  |  | True | Single-Speed | 70000 | 5982 | 11.7 | 10.8 | 13.8 |  | 66000 | 5861 | 3.3 | 3.3 | 39000 | 4762 | 2.4 | Federally-Regulated Commercial & Industrial Equipment | 09/30/2019 |  | 01/17/2023
Carrier Corp. - Syracuse | Arcoaire | CHS121(H,L,S)(G,H)* | FHS120(H,L,S)**A2* | HRCU-A-CB, Split System: Heat | Heat Pump | 230 | 3 |  | False |  |  | True | Single-Speed | 112000 | 10181 | 11 | 10.8 | 13.8 |  | 106000 | 9413 | 3.3 | 3.3 | 66000 | 8059 | 2.4 | Federally-Regulated Commercial & Industrial Equipment | 09/30/2019 |  | 01/17/2023
Carrier Corp. - Syracuse | Arcoaire | CHS091(H,L,S)(A,B)* | FHS091(M,S,K)**A0* | HRCU-A-CB, Split System: Heat | Heat Pump | 230 | 3 |  | False |  |  | True | Single-Speed | 88000 | 8000 | 11 | 10.8 | 12.2 |  | 86000 | 7637 | 3.3 | 3.3 | 51000 | 6227 | 2.4 | Federally-Regulated Commercial & Industrial Equipment | 09/30/2019 |  | 01/17/2023
Carrier Corp. - Syracuse | Arcoaire | CHS091(H,L,S)(G,H)* | FHS091(H,L,S)A*A2* | HRCU-A-CB, Split System: Heat | Heat Pump | 230 | 3 |  | False |  |  | True | Single-Speed | 88000 | 8000 | 11 | 10.8 | 12.7 |  | 87000 | 7726 | 3.3 | 3.3 | 52000 | 6349 | 2.4 | Federally-Regulated Commercial & Industrial Equipment | 09/30/2019 |  | 01/17/2023
Carrier Corp. - Syracuse | Arcoaire | CHS240(H,L,S)(D,E)* | FHS240(H,L,S)**A2* | HRCU-A-CB, Split System: Heat | Heat Pump | 575 | 3 |  | False |  |  | True | Single-Speed | 222000 | 20747 | 10.7 | 10.4 | 12.5 |  | 214000 | 17919 | 3.5 | 3.2 | 130000 | 15874 | 2.4 | Federally-Regulated Commercial & Industrial Equipment | 09/30/2019 |  | 01/17/2023
Carrier Corp. - Syracuse | Arcoaire | RHH073(H,L,S)*****TA |  | HSP-A, Single-Package Heat Pum | Heat Pump | 230 | 3 | False |  |  |  | True | Dual-Speed | 70000 | 5833 | 12 | 10.8 | 15.6 |  | 69000 | 5947 | 3.4 | 3.3 | 38000 | 4640 | 2.4 | Federally-Regulated Commercial & Industrial Equipment | 09/30/2019 |  | 01/17/2023
Carrier Corp. - Syracuse | Arcoaire | RHS150(H,L,S)******TA |  | HSP-A, Single-Package Heat Pum | Heat Pump | 230 | 3 | False |  |  |  | False | Single-Speed | 142000 | 13396 | 10.6 | 10.4 | 12 |  | 142000 | 13005 | 3.2 | 3.2 | 76000 | 10865 | 2.05 | Federally-Regulated Commercial & Industrial Equipment | 09/30/2019 |  | 01/17/2023
Carrier Corp. - Syracuse | Arcoaire | CHS121(H,L,S)(A,B)* | FHS120(H,L,S)**A2* | HRCU-A-CB, Split System: Heat | Heat Pump | 460 | 3 |  | False |  |  | True | Single-Speed | 112000 | 10181 | 11 | 10.8 | 12 |  | 106000 | 9413 | 3.3 | 3.3 | 70000 | 8548 | 2.4 | Federally-Regulated Commercial & Industrial Equipment | 03/14/2019 |  | 01/17/2023
Carrier Corp. - Syracuse | Arcoaire | CHS091(H,L,S)(G,H)* | FHS091(H,L,S)A*A2* | HRCU-A-CB, Split System: Heat | Heat Pump | 575 | 3 |  | False |  |  | True | Single-Speed | 88000 | 8000 | 11 | 10.8 | 12.7 |  | 87000 | 7726 | 3.3 | 3.3 | 52000 | 6349 | 2.4 | Federally-Regulated Commercial & Industrial Equipment | 09/30/2019 |  | 01/17/2023
Carrier Corp. - Syracuse | Arcoaire | RHH102(H,L,S)******AA |  | HSP-A, Single-Package Heat Pum | Heat Pump | 230 | 3 | False |  |  |  | True | Single-Speed | 100000 | 8333 | 12 | 10.8 | 12.5 |  | 100000 | 8619 | 3.4 | 3.3 | 56000 | 7262 | 2.26 | Federally-Regulated Commercial & Industrial Equipment | 09/30/2019 |  | 01/17/2023
Carrier Corp. - Syracuse | Arcoaire | CHS240(H,L,S)(D,E)* | FHS240(H,L,S)**A2* | HRCU-A-CB, Split System: Heat | Heat Pump | 460 | 3 |  | False |  |  | True | Single-Speed | 222000 | 20747 | 10.7 | 10.4 | 12.5 |  | 214000 | 17919 | 3.5 | 3.2 | 130000 | 15874 | 2.4 | Federally-Regulated Commercial & Industrial Equipment | 09/30/2019 |  | 01/17/2023
Carrier Corp. - Syracuse | Arcoaire | RHH073(H,L,S)*****AA |  | HSP-A, Single-Package Heat Pum | Heat Pump | 208 | 3 | False |  |  |  | True | Dual-Speed | 70000 | 5833 | 12 | 10.8 | 14 |  | 69000 | 5947 | 3.4 | 3.3 | 38000 | 4640 | 2.4 | Federally-Regulated Commercial & Industrial Equipment | 09/30/2019 |  | 01/17/2023
Carrier Corp. - Syracuse | Arcoaire | CHS072(H,L,S)(A,B)** | FHS072(M,S,K)**A0** | HRCU-A-CB, Split System: Heat | Heat Pump | 230 | 3 |  | False |  |  | True | Single-Speed | 70000 | 6363 | 11 | 10.8 | 12.6 |  | 65000 | 5772 | 3.3 | 3.3 | 39000 | 4762 | 2.4 | Federally-Regulated Commercial & Industrial Equipment | 09/30/2019 |  | 01/17/2023
Carrier Corp. - Syracuse | Arcoaire | RHH102(H,L,S)******TA |  | HSP-A, Single-Package Heat Pum | Heat Pump | 230 | 3 | False |  |  |  | True | Single-Speed | 100000 | 8333 | 12 | 10.8 | 12.9 |  | 100000 | 8619 | 3.4 | 3.3 | 56000 | 7262 | 2.26 | Federally-Regulated Commercial & Industrial Equipment | 09/30/2019 |  | 01/17/2023
York International | CHAMPION, UNITARY PRODUCTS GROUP - COMMERCIAL | XA-06[C,E]**(B,D)(2,4,5)******** |  | HSP-A, Single-Package Heat Pum | Both Heat Pump and Electric Re | 460 | 3 | False |  |  |  | True | Single-Speed | 78000 | 6500 | 12 | 11 | 12.2 |  | 75000 | 6464 | 3.4 | 3.3 | 43000 | 5600 | 2.25 | Federally-Regulated Commercial & Industrial Equipment | 05/17/2019 |  | 01/17/2023
York International | CHAMPION, UNITARY PRODUCTS GROUP - COMMERCIAL | XA-15C00(B,D)(2,4,5)******** |  | HSP-A, Single-Package Heat Pum | Heat Pump | 460 | 3 | False |  |  |  | True | Single-Speed | 176000 | 16603 | 10.6 | 10.4 | 11.8 |  | 162000 | 14653 | 3.24 | 3.2 | 99000 | 14153 | 2.05 | Federally-Regulated Commercial & Industrial Equipment | 05/17/2019 |  | 01/17/2023
York International | CHAMPION, UNITARY PRODUCTS GROUP - COMMERCIAL | XA-10[C,E]**(P,R,S,U,V,X)(2,4,5)******** |  | HSP-A, Single-Package Heat Pum | Both Heat Pump and Electric Re | 460 | 3 | False |  |  |  | True | Single-Speed | 114000 | 10363 | 11 | 11 | 13.5 |  | 106000 | 9137 | 3.4 | 3.3 | 59000 | 7685 | 2.25 | Federally-Regulated Commercial & Industrial Equipment | 05/17/2019 |  | 01/17/2023
York International | CHAMPION, UNITARY PRODUCTS GROUP - COMMERCIAL | XA-06[C,E]**(B,D)(2,4,5)******** |  | HSP-A, Single-Package Heat Pum | Both Heat Pump and Electric Re | 575 | 3 | False |  |  |  | True | Single-Speed | 78000 | 6500 | 12 | 11 | 12.2 |  | 75000 | 6464 | 3.4 | 3.3 | 43000 | 5600 | 2.25 | Federally-Regulated Commercial & Industrial Equipment | 05/17/2019 |  | 01/17/2023
York International | CHAMPION, UNITARY PRODUCTS GROUP - COMMERCIAL | XA-15C00(B,D)(2,4,5)******** |  | HSP-A, Single-Package Heat Pum | Heat Pump | 575 | 3 | False |  |  |  | True | Single-Speed | 176000 | 16603 | 10.6 | 10.4 | 11.8 |  | 162000 | 14653 | 3.24 | 3.2 | 99000 | 14153 | 2.05 | Federally-Regulated Commercial & Industrial Equipment | 05/17/2019 |  | 01/17/2023
York International | CHAMPION, UNITARY PRODUCTS GROUP - COMMERCIAL | XA-10[C,E]**(P,R,S,U,V,X)(2,4,5)******** |  | HSP-A, Single-Package Heat Pum | Both Heat Pump and Electric Re | 230 | 3 | False |  |  |  | True | Single-Speed | 114000 | 10363 | 11 | 11 | 13.5 |  | 106000 | 9137 | 3.4 | 3.3 | 59000 | 7685 | 2.25 | Federally-Regulated Commercial & Industrial Equipment | 05/17/2019 |  | 01/17/2023
York International | CHAMPION, UNITARY PRODUCTS GROUP - COMMERCIAL | XA-08[C,E]**(B,D)(2,4,5)******** |  | HSP-A, Single-Package Heat Pum | Both Heat Pump and Electric Re | 208 | 3 | False |  |  |  | True | Single-Speed | 100000 | 8928 | 11.2 | 11 | 12.4 |  | 94000 | 8102 | 3.4 | 3.3 | 54000 | 7033 | 2.25 | Federally-Regulated Commercial & Industrial Equipment | 05/17/2019 |  | 01/17/2023
York International | CHAMPION, UNITARY PRODUCTS GROUP - COMMERCIAL | XA-10[C,E]**(P,R,S,U,V,X)(2,4,5)******** |  | HSP-A, Single-Package Heat Pum | Both Heat Pump and Electric Re | 575 | 3 | False |  |  |  | True | Single-Speed | 114000 | 10363 | 11 | 11 | 13.5 |  | 106000 | 9137 | 3.4 | 3.3 | 59000 | 7685 | 2.25 | Federally-Regulated Commercial & Industrial Equipment | 05/17/2019 |  | 01/17/2023
York International | CHAMPION, UNITARY PRODUCTS GROUP - COMMERCIAL | XA-12[C,E]**(P,R,S,U,V,X)(2,4,5)*******2 |  | HSP-A, Single-Package Heat Pum | Both Heat Pump and Electric Re | 575 | 3 | False |  |  |  | True | Single-Speed | 146000 | 13773 | 10.6 | 10.6 | 13.5 |  | 135000 | 12364 | 3.2 | 3.2 | 90000 | 12866 | 2.05 | Federally-Regulated Commercial & Industrial Equipment | 05/17/2019 |  | 01/17/2023
York International | CHAMPION, UNITARY PRODUCTS GROUP - COMMERCIAL | XA-12[C,E]**(P,R,S,U,V,X)(2,4,5)*******2 |  | HSP-A, Single-Package Heat Pum | Both Heat Pump and Electric Re | 230 | 3 | False |  |  |  | True | Single-Speed | 146000 | 13773 | 10.6 | 10.6 | 13.5 |  | 135000 | 12364 | 3.2 | 3.2 | 90000 | 12866 | 2.05 | Federally-Regulated Commercial & Industrial Equipment | 05/17/2019 |  | 01/17/2023
York International | CHAMPION, UNITARY PRODUCTS GROUP - COMMERCIAL | XA-08[C,E]**(B,D)(2,4,5)******** |  | HSP-A, Single-Package Heat Pum | Both Heat Pump and Electric Re | 575 | 3 | False |  |  |  | True | Single-Speed | 100000 | 8928 | 11.2 | 11 | 12.4 |  | 94000 | 8102 | 3.4 | 3.3 | 54000 | 7033 | 2.25 | Federally-Regulated Commercial & Industrial Equipment | 05/17/2019 |  | 01/17/2023
York International | CHAMPION, UNITARY PRODUCTS GROUP - COMMERCIAL | XA-20C00(P,R,S,U,V,X)(2,4,5)******** |  | HSP-A, Single-Package Heat Pum | Heat Pump | 208 | 3 | False |  |  |  | True | Single-Speed | 240000 | 25263 | 9.5 | 9.3 | 12 |  | 240000 | 21980 | 3.2 | 3.2 | 136000 | 19443 | 2.05 | Federally-Regulated Commercial & Industrial Equipment | 05/17/2019 |  | 01/17/2023
York International | CHAMPION, UNITARY PRODUCTS GROUP - COMMERCIAL | XA-07[C,E]**(B,D)(2,4,5)******** |  | HSP-A, Single-Package Heat Pum | Both Heat Pump and Electric Re | 208 | 3 | False |  |  |  | True | Single-Speed | 90000 | 7894 | 11.4 | 11 | 12.2 |  | 88000 | 7585 | 3.4 | 3.3 | 51000 | 6643 | 2.25 | Federally-Regulated Commercial & Industrial Equipment | 05/17/2019 |  | 01/17/2023
York International | CHAMPION, UNITARY PRODUCTS GROUP - COMMERCIAL | XA-12[C,E]**(P,R,S,U,V,X)(2,4,5)*******2 |  | HSP-A, Single-Package Heat Pum | Both Heat Pump and Electric Re | 208 | 3 | False |  |  |  | True | Single-Speed | 146000 | 13773 | 10.6 | 10.6 | 13.5 |  | 135000 | 12364 | 3.2 | 3.2 | 90000 | 12866 | 2.05 | Federally-Regulated Commercial & Industrial Equipment | 05/17/2019 |  | 01/17/2023
York International | CHAMPION, UNITARY PRODUCTS GROUP - COMMERCIAL | XA-07[C,E]**(B,D)(2,4,5)******** |  | HSP-A, Single-Package Heat Pum | Both Heat Pump and Electric Re | 575 | 3 | False |  |  |  | True | Single-Speed | 90000 | 7894 | 11.4 | 11 | 12.2 |  | 88000 | 7585 | 3.4 | 3.3 | 51000 | 6643 | 2.25 | Federally-Regulated Commercial & Industrial Equipment | 05/17/2019 |  | 01/17/2023
York International | CHAMPION, UNITARY PRODUCTS GROUP - COMMERCIAL | XA-15C00(B,D)(2,4,5)******** |  | HSP-A, Single-Package Heat Pum | Heat Pump | 208 | 3 | False |  |  |  | True | Single-Speed | 176000 | 16603 | 10.6 | 10.4 | 11.8 |  | 162000 | 14653 | 3.24 | 3.2 | 99000 | 14153 | 2.05 | Federally-Regulated Commercial & Industrial Equipment | 05/17/2019 |  | 01/17/2023
York International | CHAMPION, UNITARY PRODUCTS GROUP - COMMERCIAL | XA-08[C,E]**(B,D)(2,4,5)******** |  | HSP-A, Single-Package Heat Pum | Both Heat Pump and Electric Re | 230 | 3 | False |  |  |  | True | Single-Speed | 100000 | 8928 | 11.2 | 11 | 12.4 |  | 94000 | 8102 | 3.4 | 3.3 | 54000 | 7033 | 2.25 | Federally-Regulated Commercial & Industrial Equipment | 05/17/2019 |  | 01/17/2023
York International | CHAMPION, UNITARY PRODUCTS GROUP - COMMERCIAL | XA-08[C,E]**(B,D)(2,4,5)******** |  | HSP-A, Single-Package Heat Pum | Both Heat Pump and Electric Re | 460 | 3 | False |  |  |  | True | Single-Speed | 100000 | 8928 | 11.2 | 11 | 12.4 |  | 94000 | 8102 | 3.4 | 3.3 | 54000 | 7033 | 2.25 | Federally-Regulated Commercial & Industrial Equipment | 05/17/2019 |  | 01/17/2023
York International | CHAMPION, UNITARY PRODUCTS GROUP - COMMERCIAL | XA-15C00(P,R,S,U,V,X)(2,4,5)******** |  | HSP-A, Single-Package Heat Pum | Heat Pump | 208 | 3 | False |  |  |  | True | Single-Speed | 176000 | 16603 | 10.6 | 10.4 | 13.2 |  | 162000 | 14653 | 3.24 | 3.2 | 99000 | 14153 | 2.05 | Federally-Regulated Commercial & Industrial Equipment | 05/17/2019 |  | 01/17/2023
York International | CHAMPION, UNITARY PRODUCTS GROUP - COMMERCIAL | XA-08[C,E]**(P,R,S,U,V,X)(2,4,5)******** |  | HSP-A, Single-Package Heat Pum | Both Heat Pump and Electric Re | 460 | 3 | False |  |  |  | True | Single-Speed | 100000 | 8928 | 11.2 | 11 | 13.5 |  | 94000 | 8102 | 3.4 | 3.3 | 54000 | 7033 | 2.25 | Federally-Regulated Commercial & Industrial Equipment | 05/17/2019 |  | 01/17/2023
York International | CHAMPION, UNITARY PRODUCTS GROUP - COMMERCIAL | XA-07[C,E]**(P,R,S,U,V,X)(2,4,5)******** |  | HSP-A, Single-Package Heat Pum | Both Heat Pump and Electric Re | 460 | 3 | False |  |  |  | True | Single-Speed | 90000 | 7894 | 11.4 | 11 | 12.6 |  | 88000 | 7585 | 3.4 | 3.3 | 51000 | 6643 | 2.25 | Federally-Regulated Commercial & Industrial Equipment | 05/17/2019 |  | 01/17/2023
York International | CHAMPION, UNITARY PRODUCTS GROUP - COMMERCIAL | XA-12[C,E]**(P,R,S,U,V,X)(2,4,5)*******2 |  | HSP-A, Single-Package Heat Pum | Both Heat Pump and Electric Re | 460 | 3 | False |  |  |  | True | Single-Speed | 146000 | 13773 | 10.6 | 10.6 | 13.5 |  | 135000 | 12364 | 3.2 | 3.2 | 90000 | 12866 | 2.05 | Federally-Regulated Commercial & Industrial Equipment | 05/17/2019 |  | 01/17/2023
York International | CHAMPION, UNITARY PRODUCTS GROUP - COMMERCIAL | XA-06[C,E]**(P,R,S,U,V,X)(2,4,5)******** |  | HSP-A, Single-Package Heat Pum | Both Heat Pump and Electric Re | 460 | 3 | False |  |  |  | True | Single-Speed | 78000 | 6500 | 12 | 11 | 13.2 |  | 75000 | 6464 | 3.4 | 3.3 | 43000 | 5600 | 2.25 | Federally-Regulated Commercial & Industrial Equipment | 05/17/2019 |  | 01/17/2023
York International | CHAMPION, UNITARY PRODUCTS GROUP - COMMERCIAL | XA-15C00(B,D)(2,4,5)******** |  | HSP-A, Single-Package Heat Pum | Heat Pump | 230 | 3 | False |  |  |  | True | Single-Speed | 176000 | 16603 | 10.6 | 10.4 | 11.8 |  | 162000 | 14653 | 3.24 | 3.2 | 99000 | 14153 | 2.05 | Federally-Regulated Commercial & Industrial Equipment | 05/17/2019 |  | 01/17/2023
York International | CHAMPION, UNITARY PRODUCTS GROUP - COMMERCIAL | XA-20C00(P,R,S,U,V,X)(2,4,5)******** |  | HSP-A, Single-Package Heat Pum | Heat Pump | 460 | 3 | False |  |  |  | True | Single-Speed | 240000 | 25263 | 9.5 | 9.3 | 12 |  | 240000 | 21980 | 3.2 | 3.2 | 136000 | 19443 | 2.05 | Federally-Regulated Commercial & Industrial Equipment | 05/17/2019 |  | 01/17/2023
York International | CHAMPION, UNITARY PRODUCTS GROUP - COMMERCIAL | XA-07[C,E]**(P,R,S,U,V,X)(2,4,5)******** |  | HSP-A, Single-Package Heat Pum | Both Heat Pump and Electric Re | 208 | 3 | False |  |  |  | True | Single-Speed | 90000 | 7894 | 11.4 | 11 | 12.6 |  | 88000 | 7585 | 3.4 | 3.3 | 51000 | 6643 | 2.25 | Federally-Regulated Commercial & Industrial Equipment | 05/17/2019 |  | 01/17/2023
York International | CHAMPION, UNITARY PRODUCTS GROUP - COMMERCIAL | XA-06[C,E]**(B,D)(2,4,5)******** |  | HSP-A, Single-Package Heat Pum | Both Heat Pump and Electric Re | 230 | 3 | False |  |  |  | True | Single-Speed | 78000 | 6500 | 12 | 11 | 12.2 |  | 75000 | 6464 | 3.4 | 3.3 | 43000 | 5600 | 2.25 | Federally-Regulated Commercial & Industrial Equipment | 05/17/2019 |  | 01/17/2023
York International | CHAMPION, UNITARY PRODUCTS GROUP - COMMERCIAL | XA-20C00(P,R,S,U,V,X)(2,4,5)******** |  | HSP-A, Single-Package Heat Pum | Heat Pump | 575 | 3 | False |  |  |  | True | Single-Speed | 240000 | 25263 | 9.5 | 9.3 | 12 |  | 240000 | 21980 | 3.2 | 3.2 | 136000 | 19443 | 2.05 | Federally-Regulated Commercial & Industrial Equipment | 05/17/2019 |  | 01/17/2023
York International | CHAMPION, UNITARY PRODUCTS GROUP - COMMERCIAL | XA-06[C,E]**(P,R,S,U,V,X)(2,4,5)******** |  | HSP-A, Single-Package Heat Pum | Both Heat Pump and Electric Re | 230 | 3 | False |  |  |  | True | Single-Speed | 78000 | 6500 | 12 | 11 | 13.2 |  | 75000 | 6464 | 3.4 | 3.3 | 43000 | 5600 | 2.25 | Federally-Regulated Commercial & Industrial Equipment | 05/17/2019 |  | 01/17/2023
York International | CHAMPION, UNITARY PRODUCTS GROUP - COMMERCIAL | XA-06[C,E]**(P,R,S,U,V,X)(2,4,5)******** |  | HSP-A, Single-Package Heat Pum | Both Heat Pump and Electric Re | 208 | 3 | False |  |  |  | True | Single-Speed | 78000 | 6500 | 12 | 11 | 13.2 |  | 75000 | 6464 | 3.4 | 3.3 | 43000 | 5600 | 2.25 | Federally-Regulated Commercial & Industrial Equipment | 05/17/2019 |  | 01/17/2023
York International | CHAMPION, UNITARY PRODUCTS GROUP - COMMERCIAL | XA-06[C,E]**(B,D)(2,4,5)******** |  | HSP-A, Single-Package Heat Pum | Both Heat Pump and Electric Re | 208 | 3 | False |  |  |  | True | Single-Speed | 78000 | 6500 | 12 | 11 | 12.2 |  | 75000 | 6464 | 3.4 | 3.3 | 43000 | 5600 | 2.25 | Federally-Regulated Commercial & Industrial Equipment | 05/17/2019 |  | 01/17/2023
York International | CHAMPION, UNITARY PRODUCTS GROUP - COMMERCIAL | XA-15C00(P,R,S,U,V,X)(2,4,5)******** |  | HSP-A, Single-Package Heat Pum | Heat Pump | 575 | 3 | False |  |  |  | True | Single-Speed | 176000 | 16603 | 10.6 | 10.4 | 13.2 |  | 162000 | 14653 | 3.24 | 3.2 | 99000 | 14153 | 2.05 | Federally-Regulated Commercial & Industrial Equipment | 05/17/2019 |  | 01/17/2023
York International | CHAMPION, UNITARY PRODUCTS GROUP - COMMERCIAL | XA-07[C,E]**(P,R,S,U,V,X)(2,4,5)******** |  | HSP-A, Single-Package Heat Pum | Both Heat Pump and Electric Re | 575 | 3 | False |  |  |  | True | Single-Speed | 90000 | 7894 | 11.4 | 11 | 12.6 |  | 88000 | 7585 | 3.4 | 3.3 | 51000 | 6643 | 2.25 | Federally-Regulated Commercial & Industrial Equipment | 05/17/2019 |  | 01/17/2023
York International | CHAMPION, UNITARY PRODUCTS GROUP - COMMERCIAL | XA-10[C,E]**(P,R,S,U,V,X)(2,4,5)******** |  | HSP-A, Single-Package Heat Pum | Both Heat Pump and Electric Re | 208 | 3 | False |  |  |  | True | Single-Speed | 114000 | 10363 | 11 | 11 | 13.5 |  | 106000 | 9137 | 3.4 | 3.3 | 59000 | 7685 | 2.25 | Federally-Regulated Commercial & Industrial Equipment | 05/17/2019 |  | 01/17/2023
York International | CHAMPION, UNITARY PRODUCTS GROUP - COMMERCIAL | XA-06[C,E]**(P,R,S,U,V,X)(2,4,5)******** |  | HSP-A, Single-Package Heat Pum | Both Heat Pump and Electric Re | 575 | 3 | False |  |  |  | True | Single-Speed | 78000 | 6500 | 12 | 11 | 13.2 |  | 75000 | 6464 | 3.4 | 3.3 | 43000 | 5600 | 2.25 | Federally-Regulated Commercial & Industrial Equipment | 05/17/2019 |  | 01/17/2023
York International | CHAMPION, UNITARY PRODUCTS GROUP - COMMERCIAL | XA-08[C,E]**(P,R,S,U,V,X)(2,4,5)******** |  | HSP-A, Single-Package Heat Pum | Both Heat Pump and Electric Re | 208 | 3 | False |  |  |  | True | Single-Speed | 100000 | 8928 | 11.2 | 11 | 13.5 |  | 94000 | 8102 | 3.4 | 3.3 | 54000 | 7033 | 2.25 | Federally-Regulated Commercial & Industrial Equipment | 05/17/2019 |  | 01/17/2023
York International | CHAMPION, UNITARY PRODUCTS GROUP - COMMERCIAL | XA-07[C,E]**(B,D)(2,4,5)******** |  | HSP-A, Single-Package Heat Pum | Both Heat Pump and Electric Re | 460 | 3 | False |  |  |  | True | Single-Speed | 90000 | 7894 | 11.4 | 11 | 12.2 |  | 88000 | 7585 | 3.4 | 3.3 | 51000 | 6643 | 2.25 | Federally-Regulated Commercial & Industrial Equipment | 05/17/2019 |  | 01/17/2023
York International | CHAMPION, UNITARY PRODUCTS GROUP - COMMERCIAL | XA-08[C,E]**(P,R,S,U,V,X)(2,4,5)******** |  | HSP-A, Single-Package Heat Pum | Both Heat Pump and Electric Re | 230 | 3 | False |  |  |  | True | Single-Speed | 100000 | 8928 | 11.2 | 11 | 13.5 |  | 94000 | 8102 | 3.4 | 3.3 | 54000 | 7033 | 2.25 | Federally-Regulated Commercial & Industrial Equipment | 05/17/2019 |  | 01/17/2023
York International | CHAMPION, UNITARY PRODUCTS GROUP - COMMERCIAL | XA-07[C,E]**(B,D)(2,4,5)******** |  | HSP-A, Single-Package Heat Pum | Both Heat Pump and Electric Re | 230 | 3 | False |  |  |  | True | Single-Speed | 90000 | 7894 | 11.4 | 11 | 12.2 |  | 88000 | 7585 | 3.4 | 3.3 | 51000 | 6643 | 2.25 | Federally-Regulated Commercial & Industrial Equipment | 05/17/2019 |  | 01/17/2023
York International | CHAMPION, UNITARY PRODUCTS GROUP - COMMERCIAL | XA-07[C,E]**(P,R,S,U,V,X)(2,4,5)******** |  | HSP-A, Single-Package Heat Pum | Both Heat Pump and Electric Re | 230 | 3 | False |  |  |  | True | Single-Speed | 90000 | 7894 | 11.4 | 11 | 12.6 |  | 88000 | 7585 | 3.4 | 3.3 | 51000 | 6643 | 2.25 | Federally-Regulated Commercial & Industrial Equipment | 05/17/2019 |  | 01/17/2023
York International | CHAMPION, UNITARY PRODUCTS GROUP - COMMERCIAL | XA-15C00(P,R,S,U,V,X)(2,4,5)******** |  | HSP-A, Single-Package Heat Pum | Heat Pump | 230 | 3 | False |  |  |  | True | Single-Speed | 176000 | 16603 | 10.6 | 10.4 | 13.2 |  | 162000 | 14653 | 3.24 | 3.2 | 99000 | 14153 | 2.05 | Federally-Regulated Commercial & Industrial Equipment | 05/17/2019 |  | 01/17/2023
York International | CHAMPION, UNITARY PRODUCTS GROUP - COMMERCIAL | XA-20C00(P,R,S,U,V,X)(2,4,5)******** |  | HSP-A, Single-Package Heat Pum | Heat Pump | 230 | 3 | False |  |  |  | True | Single-Speed | 240000 | 25263 | 9.5 | 9.3 | 12 |  | 240000 | 21980 | 3.2 | 3.2 | 136000 | 19443 | 2.05 | Federally-Regulated Commercial & Industrial Equipment | 05/17/2019 |  | 01/17/2023
York International | CHAMPION, UNITARY PRODUCTS GROUP - COMMERCIAL | XA-15C00(P,R,S,U,V,X)(2,4,5)******** |  | HSP-A, Single-Package Heat Pum | Heat Pump | 460 | 3 | False |  |  |  | True | Single-Speed | 176000 | 16603 | 10.6 | 10.4 | 13.2 |  | 162000 | 14653 | 3.24 | 3.2 | 99000 | 14153 | 2.05 | Federally-Regulated Commercial & Industrial Equipment | 05/17/2019 |  | 01/17/2023
York International | CHAMPION, UNITARY PRODUCTS GROUP - COMMERCIAL | XA-08[C,E]**(P,R,S,U,V,X)(2,4,5)******** |  | HSP-A, Single-Package Heat Pum | Both Heat Pump and Electric Re | 575 | 3 | False |  |  |  | True | Single-Speed | 100000 | 8928 | 11.2 | 11 | 13.5 |  | 94000 | 8102 | 3.4 | 3.3 | 54000 | 7033 | 2.25 | Federally-Regulated Commercial & Industrial Equipment | 05/17/2019 |  | 01/17/2023
York International | TEMPMASTER, UNITARY PRODUCTS GROUP - COMMERCIAL | XAT20C00*(2,4,5)**(E,F,G)***** |  | HSP-A, Single-Package Heat Pum | Heat Pump | 575 | 3 | False |  |  |  | True | Single-Speed | 240000 | 25263 | 9.5 | 9.3 | 12 |  | 240000 | 21980 | 3.2 | 3.2 | 136000 | 19443 | 2.05 | Federally-Regulated Commercial & Industrial Equipment | 05/17/2019 |  | 01/17/2023
York International | TEMPMASTER, UNITARY PRODUCTS GROUP - COMMERCIAL | XAT15C00*(2,4,5)**(E,F,G)***** |  | HSP-A, Single-Package Heat Pum | Heat Pump | 575 | 3 | False |  |  |  | True | Single-Speed | 176000 | 16603 | 10.6 | 10.4 | 13.2 |  | 162000 | 14653 | 3.24 | 3.2 | 99000 | 14153 | 2.05 | Federally-Regulated Commercial & Industrial Equipment | 05/17/2019 |  | 01/17/2023
York International | TEMPMASTER, UNITARY PRODUCTS GROUP - COMMERCIAL | XAT20C00*(2,4,5)**(E,F,G)***** |  | HSP-A, Single-Package Heat Pum | Heat Pump | 460 | 3 | False |  |  |  | True | Single-Speed | 240000 | 25263 | 9.5 | 9.3 | 12 |  | 240000 | 21980 | 3.2 | 3.2 | 136000 | 19443 | 2.05 | Federally-Regulated Commercial & Industrial Equipment | 05/17/2019 |  | 01/17/2023
York International | TEMPMASTER, UNITARY PRODUCTS GROUP - COMMERCIAL | XAT08[C,E]***(2,4,5)**(E,F,G)***** |  | HSP-A, Single-Package Heat Pum | Both Heat Pump and Electric Re | 575 | 3 | False |  |  |  | True | Single-Speed | 100000 | 8928 | 11.2 | 11 | 13.5 |  | 94000 | 8102 | 3.4 | 3.3 | 54000 | 7033 | 2.25 | Federally-Regulated Commercial & Industrial Equipment | 05/17/2019 |  | 01/17/2023
York International | TEMPMASTER, UNITARY PRODUCTS GROUP - COMMERCIAL | XAT06[C,E]***(2,4,5)**(A)***** |  | HSP-A, Single-Package Heat Pum | Both Heat Pump and Electric Re | 230 | 3 | False |  |  |  | True | Single-Speed | 78000 | 6500 | 12 | 11 | 12.2 |  | 75000 | 6464 | 3.4 | 3.3 | 43000 | 5600 | 2.25 | Federally-Regulated Commercial & Industrial Equipment | 05/17/2019 |  | 01/17/2023
York International | TEMPMASTER, UNITARY PRODUCTS GROUP - COMMERCIAL | XAT12[C,E]***(2,4,5)**(E,F,G)****8 |  | HSP-A, Single-Package Heat Pum | Both Heat Pump and Electric Re | 208 | 3 | False |  |  |  | True | Single-Speed | 146000 | 13773 | 10.6 | 10.6 | 13.5 |  | 135000 | 12364 | 3.2 | 3.2 | 90000 | 12866 | 2.05 | Federally-Regulated Commercial & Industrial Equipment | 05/17/2019 |  | 01/17/2023
York International | TEMPMASTER, UNITARY PRODUCTS GROUP - COMMERCIAL | XAT15C00*(2,4,5)**(A)***** |  | HSP-A, Single-Package Heat Pum | Heat Pump | 230 | 3 | False |  |  |  | True | Single-Speed | 176000 | 16603 | 10.6 | 10.4 | 11.8 |  | 162000 | 14653 | 3.24 | 3.2 | 99000 | 14153 | 2.05 | Federally-Regulated Commercial & Industrial Equipment | 05/17/2019 |  | 01/17/2023
York International | TEMPMASTER, UNITARY PRODUCTS GROUP - COMMERCIAL | XAT08[C,E]***(2,4,5)**(E,F,G)***** |  | HSP-A, Single-Package Heat Pum | Both Heat Pump and Electric Re | 230 | 3 | False |  |  |  | True | Single-Speed | 100000 | 8928 | 11.2 | 11 | 13.5 |  | 94000 | 8102 | 3.4 | 3.3 | 54000 | 7033 | 2.25 | Federally-Regulated Commercial & Industrial Equipment | 05/17/2019 |  | 01/17/2023
York International | TEMPMASTER, UNITARY PRODUCTS GROUP - COMMERCIAL | XAT06[C,E]***(2,4,5)**(A)***** |  | HSP-A, Single-Package Heat Pum | Both Heat Pump and Electric Re | 460 | 3 | False |  |  |  | True | Single-Speed | 78000 | 6500 | 12 | 11 | 12.2 |  | 75000 | 6464 | 3.4 | 3.3 | 43000 | 5600 | 2.25 | Federally-Regulated Commercial & Industrial Equipment | 05/17/2019 |  | 01/17/2023
York International | TEMPMASTER, UNITARY PRODUCTS GROUP - COMMERCIAL | XAT15C00*(2,4,5)**(A)***** |  | HSP-A, Single-Package Heat Pum | Heat Pump | 208 | 3 | False |  |  |  | True | Single-Speed | 176000 | 16603 | 10.6 | 10.4 | 11.8 |  | 162000 | 14653 | 3.24 | 3.2 | 99000 | 14153 | 2.05 | Federally-Regulated Commercial & Industrial Equipment | 05/17/2019 |  | 01/17/2023
York International | TEMPMASTER, UNITARY PRODUCTS GROUP - COMMERCIAL | XAT07[C,E]***(2,4,5)**(A)***** |  | HSP-A, Single-Package Heat Pum | Both Heat Pump and Electric Re | 460 | 3 | False |  |  |  | True | Single-Speed | 90000 | 7894 | 11.4 | 11 | 12.2 |  | 88000 | 7585 | 3.4 | 3.3 | 51000 | 6643 | 2.25 | Federally-Regulated Commercial & Industrial Equipment | 05/17/2019 |  | 01/17/2023
York International | TEMPMASTER, UNITARY PRODUCTS GROUP - COMMERCIAL | XAT08[C,E]***(2,4,5)**(E,F,G)***** |  | HSP-A, Single-Package Heat Pum | Both Heat Pump and Electric Re | 460 | 3 | False |  |  |  | True | Single-Speed | 100000 | 8928 | 11.2 | 11 | 13.5 |  | 94000 | 8102 | 3.4 | 3.3 | 54000 | 7033 | 2.25 | Federally-Regulated Commercial & Industrial Equipment | 05/17/2019 |  | 01/17/2023
York International | TEMPMASTER, UNITARY PRODUCTS GROUP - COMMERCIAL | XAT07[C,E]***(2,4,5)**(E,F,G)***** |  | HSP-A, Single-Package Heat Pum | Both Heat Pump and Electric Re | 230 | 3 | False |  |  |  | True | Single-Speed | 90000 | 7894 | 11.4 | 11 | 12.6 |  | 88000 | 7585 | 3.4 | 3.3 | 51000 | 6643 | 2.25 | Federally-Regulated Commercial & Industrial Equipment | 05/17/2019 |  | 01/17/2023
York International | TEMPMASTER, UNITARY PRODUCTS GROUP - COMMERCIAL | XAT07[C,E]***(2,4,5)**(E,F,G)***** |  | HSP-A, Single-Package Heat Pum | Both Heat Pump and Electric Re | 460 | 3 | False |  |  |  | True | Single-Speed | 90000 | 7894 | 11.4 | 11 | 12.6 |  | 88000 | 7585 | 3.4 | 3.3 | 51000 | 6643 | 2.25 | Federally-Regulated Commercial & Industrial Equipment | 05/17/2019 |  | 01/17/2023
York International | TEMPMASTER, UNITARY PRODUCTS GROUP - COMMERCIAL | XAT07[C,E]***(2,4,5)**(E,F,G)***** |  | HSP-A, Single-Package Heat Pum | Both Heat Pump and Electric Re | 208 | 3 | False |  |  |  | True | Single-Speed | 90000 | 7894 | 11.4 | 11 | 12.6 |  | 88000 | 7585 | 3.4 | 3.3 | 51000 | 6643 | 2.25 | Federally-Regulated Commercial & Industrial Equipment | 05/17/2019 |  | 01/17/2023
York International | TEMPMASTER, UNITARY PRODUCTS GROUP - COMMERCIAL | XAT06[C,E]***(2,4,5)**(E,F,G)***** |  | HSP-A, Single-Package Heat Pum | Both Heat Pump and Electric Re | 230 | 3 | False |  |  |  | True | Single-Speed | 78000 | 6500 | 12 | 11 | 13.2 |  | 75000 | 6464 | 3.4 | 3.3 | 43000 | 5600 | 2.25 | Federally-Regulated Commercial & Industrial Equipment | 05/17/2019 |  | 01/17/2023
York International | TEMPMASTER, UNITARY PRODUCTS GROUP - COMMERCIAL | XAT15C00*(2,4,5)**(A)***** |  | HSP-A, Single-Package Heat Pum | Heat Pump | 575 | 3 | False |  |  |  | True | Single-Speed | 176000 | 16603 | 10.6 | 10.4 | 11.8 |  | 162000 | 14653 | 3.24 | 3.2 | 99000 | 14153 | 2.05 | Federally-Regulated Commercial & Industrial Equipment | 05/17/2019 |  | 01/17/2023
York International | TEMPMASTER, UNITARY PRODUCTS GROUP - COMMERCIAL | XAT15C00*(2,4,5)**(E,F,G)***** |  | HSP-A, Single-Package Heat Pum | Heat Pump | 208 | 3 | False |  |  |  | True | Single-Speed | 176000 | 16603 | 10.6 | 10.4 | 13.2 |  | 162000 | 14653 | 3.24 | 3.2 | 99000 | 14153 | 2.05 | Federally-Regulated Commercial & Industrial Equipment | 05/17/2019 |  | 01/17/2023
York International | TEMPMASTER, UNITARY PRODUCTS GROUP - COMMERCIAL | XAT12[C,E]***(2,4,5)**(E,F,G)****8 |  | HSP-A, Single-Package Heat Pum | Both Heat Pump and Electric Re | 460 | 3 | False |  |  |  | True | Single-Speed | 146000 | 13773 | 10.6 | 10.6 | 13.5 |  | 135000 | 12364 | 3.2 | 3.2 | 90000 | 12866 | 2.05 | Federally-Regulated Commercial & Industrial Equipment | 05/17/2019 |  | 01/17/2023
York International | TEMPMASTER, UNITARY PRODUCTS GROUP - COMMERCIAL | XAT08[C,E]***(2,4,5)**(A)***** |  | HSP-A, Single-Package Heat Pum | Both Heat Pump and Electric Re | 208 | 3 | False |  |  |  | True | Single-Speed | 100000 | 8928 | 11.2 | 11 | 12.4 |  | 94000 | 8102 | 3.4 | 3.3 | 54000 | 7033 | 2.25 | Federally-Regulated Commercial & Industrial Equipment | 05/17/2019 |  | 01/17/2023
York International | TEMPMASTER, UNITARY PRODUCTS GROUP - COMMERCIAL | XAT15C00*(2,4,5)**(E,F,G)***** |  | HSP-A, Single-Package Heat Pum | Heat Pump | 230 | 3 | False |  |  |  | True | Single-Speed | 176000 | 16603 | 10.6 | 10.4 | 13.2 |  | 162000 | 14653 | 3.24 | 3.2 | 99000 | 14153 | 2.05 | Federally-Regulated Commercial & Industrial Equipment | 05/17/2019 |  | 01/17/2023
York International | TEMPMASTER, UNITARY PRODUCTS GROUP - COMMERCIAL | XAT10[C,E]***(2,4,5)**(E,F,G)***** |  | HSP-A, Single-Package Heat Pum | Both Heat Pump and Electric Re | 208 | 3 | False |  |  |  | True | Single-Speed | 114000 | 10363 | 11 | 11 | 13.5 |  | 106000 | 9137 | 3.4 | 3.3 | 59000 | 7685 | 2.25 | Federally-Regulated Commercial & Industrial Equipment | 05/17/2019 |  | 01/17/2023
York International | TEMPMASTER, UNITARY PRODUCTS GROUP - COMMERCIAL | XAT06[C,E]***(2,4,5)**(E,F,G)***** |  | HSP-A, Single-Package Heat Pum | Both Heat Pump and Electric Re | 208 | 3 | False |  |  |  | True | Single-Speed | 78000 | 6500 | 12 | 11 | 13.2 |  | 75000 | 6464 | 3.4 | 3.3 | 43000 | 5600 | 2.25 | Federally-Regulated Commercial & Industrial Equipment | 05/17/2019 |  | 01/17/2023
York International | TEMPMASTER, UNITARY PRODUCTS GROUP - COMMERCIAL | XAT15C00*(2,4,5)**(A)***** |  | HSP-A, Single-Package Heat Pum | Heat Pump | 460 | 3 | False |  |  |  | True | Single-Speed | 176000 | 16603 | 10.6 | 10.4 | 11.8 |  | 162000 | 14653 | 3.24 | 3.2 | 99000 | 14153 | 2.05 | Federally-Regulated Commercial & Industrial Equipment | 05/17/2019 |  | 01/17/2023
York International | TEMPMASTER, UNITARY PRODUCTS GROUP - COMMERCIAL | XAT20C00*(2,4,5)**(E,F,G)***** |  | HSP-A, Single-Package Heat Pum | Heat Pump | 230 | 3 | False |  |  |  | True | Single-Speed | 240000 | 25263 | 9.5 | 9.3 | 12 |  | 240000 | 21980 | 3.2 | 3.2 | 136000 | 19443 | 2.05 | Federally-Regulated Commercial & Industrial Equipment | 05/17/2019 |  | 01/17/2023
York International | TEMPMASTER, UNITARY PRODUCTS GROUP - COMMERCIAL | XAT10[C,E]***(2,4,5)**(E,F,G)***** |  | HSP-A, Single-Package Heat Pum | Both Heat Pump and Electric Re | 230 | 3 | False |  |  |  | True | Single-Speed | 114000 | 10363 | 11 | 11 | 13.5 |  | 106000 | 9137 | 3.4 | 3.3 | 59000 | 7685 | 2.25 | Federally-Regulated Commercial & Industrial Equipment | 05/17/2019 |  | 01/17/2023
York International | TEMPMASTER, UNITARY PRODUCTS GROUP - COMMERCIAL | XAT15C00*(2,4,5)**(E,F,G)***** |  | HSP-A, Single-Package Heat Pum | Heat Pump | 460 | 3 | False |  |  |  | True | Single-Speed | 176000 | 16603 | 10.6 | 10.4 | 13.2 |  | 162000 | 14653 | 3.24 | 3.2 | 99000 | 14153 | 2.05 | Federally-Regulated Commercial & Industrial Equipment | 05/17/2019 |  | 01/17/2023
York International | TEMPMASTER, UNITARY PRODUCTS GROUP - COMMERCIAL | XAT06[C,E]***(2,4,5)**(E,F,G)***** |  | HSP-A, Single-Package Heat Pum | Both Heat Pump and Electric Re | 460 | 3 | False |  |  |  | True | Single-Speed | 78000 | 6500 | 12 | 11 | 13.2 |  | 75000 | 6464 | 3.4 | 3.3 | 43000 | 5600 | 2.25 | Federally-Regulated Commercial & Industrial Equipment | 05/17/2019 |  | 01/17/2023
York International | TEMPMASTER, UNITARY PRODUCTS GROUP - COMMERCIAL | XAT06[C,E]***(2,4,5)**(E,F,G)***** |  | HSP-A, Single-Package Heat Pum | Both Heat Pump and Electric Re | 575 | 3 | False |  |  |  | True | Single-Speed | 78000 | 6500 | 12 | 11 | 13.2 |  | 75000 | 6464 | 3.4 | 3.3 | 43000 | 5600 | 2.25 | Federally-Regulated Commercial & Industrial Equipment | 05/17/2019 |  | 01/17/2023
York International | TEMPMASTER, UNITARY PRODUCTS GROUP - COMMERCIAL | XAT12[C,E]***(2,4,5)**(E,F,G)****8 |  | HSP-A, Single-Package Heat Pum | Both Heat Pump and Electric Re | 575 | 3 | False |  |  |  | True | Single-Speed | 146000 | 13773 | 10.6 | 10.6 | 13.5 |  | 135000 | 12364 | 3.2 | 3.2 | 90000 | 12866 | 2.05 | Federally-Regulated Commercial & Industrial Equipment | 05/17/2019 |  | 01/17/2023
York International | TEMPMASTER, UNITARY PRODUCTS GROUP - COMMERCIAL | XAT08[C,E]***(2,4,5)**(A)***** |  | HSP-A, Single-Package Heat Pum | Both Heat Pump and Electric Re | 230 | 3 | False |  |  |  | True | Single-Speed | 100000 | 8928 | 11.2 | 11 | 12.4 |  | 94000 | 8102 | 3.4 | 3.3 | 54000 | 7033 | 2.25 | Federally-Regulated Commercial & Industrial Equipment | 05/17/2019 |  | 01/17/2023
York International | TEMPMASTER, UNITARY PRODUCTS GROUP - COMMERCIAL | XAT20C00*(2,4,5)**(E,F,G)***** |  | HSP-A, Single-Package Heat Pum | Heat Pump | 208 | 3 | False |  |  |  | True | Single-Speed | 240000 | 25263 | 9.5 | 9.3 | 12 |  | 240000 | 21980 | 3.2 | 3.2 | 136000 | 19443 | 2.05 | Federally-Regulated Commercial & Industrial Equipment | 05/17/2019 |  | 01/17/2023
York International | TEMPMASTER, UNITARY PRODUCTS GROUP - COMMERCIAL | XAT08[C,E]***(2,4,5)**(A)***** |  | HSP-A, Single-Package Heat Pum | Both Heat Pump and Electric Re | 575 | 3 | False |  |  |  | True | Single-Speed | 100000 | 8928 | 11.2 | 11 | 12.4 |  | 94000 | 8102 | 3.4 | 3.3 | 54000 | 7033 | 2.25 | Federally-Regulated Commercial & Industrial Equipment | 05/17/2019 |  | 01/17/2023
York International | TEMPMASTER, UNITARY PRODUCTS GROUP - COMMERCIAL | XAT07[C,E]***(2,4,5)**(A)***** |  | HSP-A, Single-Package Heat Pum | Both Heat Pump and Electric Re | 230 | 3 | False |  |  |  | True | Single-Speed | 90000 | 7894 | 11.4 | 11 | 12.2 |  | 88000 | 7585 | 3.4 | 3.3 | 51000 | 6643 | 2.25 | Federally-Regulated Commercial & Industrial Equipment | 05/17/2019 |  | 01/17/2023
York International | TEMPMASTER, UNITARY PRODUCTS GROUP - COMMERCIAL | XAT10[C,E]***(2,4,5)**(E,F,G)***** |  | HSP-A, Single-Package Heat Pum | Both Heat Pump and Electric Re | 460 | 3 | False |  |  |  | True | Single-Speed | 114000 | 10363 | 11 | 11 | 13.5 |  | 106000 | 9137 | 3.4 | 3.3 | 59000 | 7685 | 2.25 | Federally-Regulated Commercial & Industrial Equipment | 05/17/2019 |  | 01/17/2023
York International | TEMPMASTER, UNITARY PRODUCTS GROUP - COMMERCIAL | XAT08[C,E]***(2,4,5)**(E,F,G)***** |  | HSP-A, Single-Package Heat Pum | Both Heat Pump and Electric Re | 208 | 3 | False |  |  |  | True | Single-Speed | 100000 | 8928 | 11.2 | 11 | 13.5 |  | 94000 | 8102 | 3.4 | 3.3 | 54000 | 7033 | 2.25 | Federally-Regulated Commercial & Industrial Equipment | 05/17/2019 |  | 01/17/2023
York International | TEMPMASTER, UNITARY PRODUCTS GROUP - COMMERCIAL | XAT12[C,E]***(2,4,5)**(E,F,G)****8 |  | HSP-A, Single-Package Heat Pum | Both Heat Pump and Electric Re | 230 | 3 | False |  |  |  | True | Single-Speed | 146000 | 13773 | 10.6 | 10.6 | 13.5 |  | 135000 | 12364 | 3.2 | 3.2 | 90000 | 12866 | 2.05 | Federally-Regulated Commercial & Industrial Equipment | 05/17/2019 |  | 01/17/2023
York International | TEMPMASTER, UNITARY PRODUCTS GROUP - COMMERCIAL | XAT07[C,E]***(2,4,5)**(A)***** |  | HSP-A, Single-Package Heat Pum | Both Heat Pump and Electric Re | 575 | 3 | False |  |  |  | True | Single-Speed | 90000 | 7894 | 11.4 | 11 | 12.2 |  | 88000 | 7585 | 3.4 | 3.3 | 51000 | 6643 | 2.25 | Federally-Regulated Commercial & Industrial Equipment | 05/17/2019 |  | 01/17/2023
York International | TEMPMASTER, UNITARY PRODUCTS GROUP - COMMERCIAL | XAT10[C,E]***(2,4,5)**(E,F,G)***** |  | HSP-A, Single-Package Heat Pum | Both Heat Pump and Electric Re | 575 | 3 | False |  |  |  | True | Single-Speed | 114000 | 10363 | 11 | 11 | 13.5 |  | 106000 | 9137 | 3.4 | 3.3 | 59000 | 7685 | 2.25 | Federally-Regulated Commercial & Industrial Equipment | 05/17/2019 |  | 01/17/2023
York International | TEMPMASTER, UNITARY PRODUCTS GROUP - COMMERCIAL | XAT06[C,E]***(2,4,5)**(A)***** |  | HSP-A, Single-Package Heat Pum | Both Heat Pump and Electric Re | 208 | 3 | False |  |  |  | True | Single-Speed | 78000 | 6500 | 12 | 11 | 12.2 |  | 75000 | 6464 | 3.4 | 3.3 | 43000 | 5600 | 2.25 | Federally-Regulated Commercial & Industrial Equipment | 05/17/2019 |  | 01/17/2023
York International | TEMPMASTER, UNITARY PRODUCTS GROUP - COMMERCIAL | XAT07[C,E]***(2,4,5)**(A)***** |  | HSP-A, Single-Package Heat Pum | Both Heat Pump and Electric Re | 208 | 3 | False |  |  |  | True | Single-Speed | 90000 | 7894 | 11.4 | 11 | 12.2 |  | 88000 | 7585 | 3.4 | 3.3 | 51000 | 6643 | 2.25 | Federally-Regulated Commercial & Industrial Equipment | 05/17/2019 |  | 01/17/2023
York International | TEMPMASTER, UNITARY PRODUCTS GROUP - COMMERCIAL | XAT06[C,E]***(2,4,5)**(A)***** |  | HSP-A, Single-Package Heat Pum | Both Heat Pump and Electric Re | 575 | 3 | False |  |  |  | True | Single-Speed | 78000 | 6500 | 12 | 11 | 12.2 |  | 75000 | 6464 | 3.4 | 3.3 | 43000 | 5600 | 2.25 | Federally-Regulated Commercial & Industrial Equipment | 05/17/2019 |  | 01/17/2023
York International | TEMPMASTER, UNITARY PRODUCTS GROUP - COMMERCIAL | XAT08[C,E]***(2,4,5)**(A)***** |  | HSP-A, Single-Package Heat Pum | Both Heat Pump and Electric Re | 460 | 3 | False |  |  |  | True | Single-Speed | 100000 | 8928 | 11.2 | 11 | 12.4 |  | 94000 | 8102 | 3.4 | 3.3 | 54000 | 7033 | 2.25 | Federally-Regulated Commercial & Industrial Equipment | 05/17/2019 |  | 01/17/2023
York International | TEMPMASTER, UNITARY PRODUCTS GROUP - COMMERCIAL | XAT07[C,E]***(2,4,5)**(E,F,G)***** |  | HSP-A, Single-Package Heat Pum | Both Heat Pump and Electric Re | 575 | 3 | False |  |  |  | True | Single-Speed | 90000 | 7894 | 11.4 | 11 | 12.6 |  | 88000 | 7585 | 3.4 | 3.3 | 51000 | 6643 | 2.25 | Federally-Regulated Commercial & Industrial Equipment | 05/17/2019 |  | 01/17/2023
Carrier Corp. - Syracuse | Comfortmaker | RHS243(H,L,S)*****TA* |  | HSP-A, Single-Package Heat Pum | Heat Pump | 575 | 3 | False |  |  |  | True | Single-Speed | 232000 | 21886 | 10.6 | 10.4 | 12 |  | 220000 | 19538 | 3.3 | 3.2 | 136000 | 17329 | 2.3 | Federally-Regulated Commercial & Industrial Equipment | 08/06/2019 |  | 01/17/2023
Carrier Corp. - Syracuse | Comfortmaker | RHS183(H,L,S)*****TC* |  | HSP-A, Single-Package Heat Pum | Heat Pump | 575 | 3 | False |  |  |  | True | Single-Speed | 172000 | 16074 | 10.7 | 10.4 | 12 |  | 166000 | 14742 | 3.3 | 3.2 | 103000 | 12577 | 2.4 | Federally-Regulated Commercial & Industrial Equipment | 08/06/2019 |  | 01/17/2023
Carrier Corp. - Syracuse | Comfortmaker | RHH073(H,L,S)*****TA |  | HSP-A, Single-Package Heat Pum | Heat Pump | 208 | 3 | False |  |  |  | True | Dual-Speed | 70000 | 5833 | 12 | 10.8 | 15.6 |  | 69000 | 5947 | 3.4 | 3.3 | 38000 | 4640 | 2.4 | Federally-Regulated Commercial & Industrial Equipment | 09/30/2019 |  | 01/17/2023
Carrier Corp. - Syracuse | Comfortmaker | RHS240(H,L,S)*****TA* |  | HSP-A, Single-Package Heat Pum | Heat Pump | 575 | 3 | False |  |  |  | True | Single-Speed | 232000 | 21886 | 10.6 | 10.4 | 12 |  | 220000 | 19538 | 3.3 | 3.2 | 136000 | 17329 | 2.3 | Federally-Regulated Commercial & Industrial Equipment | 08/06/2019 |  | 01/17/2023
Carrier Corp. - Syracuse | Comfortmaker | RHS090(L,S)******TA |  | HSP-A, Single-Package Heat Pum | Heat Pump | 460 | 3 | False |  |  |  | False | Single-Speed | 88000 | 7857 | 11.2 | 10.8 | 12.5 |  | 86000 | 7413 | 3.4 | 3.3 | 44000 | 5731 | 2.25 | Federally-Regulated Commercial & Industrial Equipment | 07/19/2019 |  | 01/17/2023
Carrier Corp. - Syracuse | Comfortmaker | CHS091(H,L,S)(A,B)* | FHS091(M,S,K)**A0* | HRCU-A-CB, Split System: Heat | Heat Pump | 460 | 3 |  | False |  |  | True | Single-Speed | 88000 | 8000 | 11 | 10.8 | 12.2 |  | 86000 | 7637 | 3.3 | 3.3 | 51000 | 6227 | 2.4 | Federally-Regulated Commercial & Industrial Equipment | 09/30/2019 |  | 01/17/2023
Carrier Corp. - Syracuse | Comfortmaker | RHH073(H,L,S)*****AA |  | HSP-A, Single-Package Heat Pum | Heat Pump | 208 | 3 | False |  |  |  | True | Dual-Speed | 70000 | 5833 | 12 | 10.8 | 14 |  | 69000 | 5947 | 3.4 | 3.3 | 38000 | 4640 | 2.4 | Federally-Regulated Commercial & Industrial Equipment | 09/30/2019 |  | 01/17/2023
Carrier Corp. - Syracuse | Comfortmaker | RHS090H******TA |  | HSP-A, Single-Package Heat Pum | Heat Pump | 208 | 3 | False |  |  |  | False | Single-Speed | 87000 | 7767 | 11.2 | 10.8 | 12.5 |  | 86000 | 7413 | 3.4 | 3.3 | 44000 | 5731 | 2.25 | Federally-Regulated Commercial & Industrial Equipment | 09/30/2019 |  | 01/17/2023
Carrier Corp. - Syracuse | Comfortmaker | CHS240(H,L,S)(D,E)* | FHS240(H,L,S)**A2* | HRCU-A-CB, Split System: Heat | Heat Pump | 208 | 3 |  | False |  |  | True | Single-Speed | 222000 | 20747 | 10.7 | 10.4 | 12.5 |  | 214000 | 17919 | 3.5 | 3.2 | 130000 | 15874 | 2.4 | Federally-Regulated Commercial & Industrial Equipment | 09/30/2019 |  | 01/17/2023
Carrier Corp. - Syracuse | Comfortmaker | CHS180(H,L,S)(D,E)* | FHS180(H,L,S)**A2* | HRCU-A-CB, Split System: Heat | Heat Pump | 208 | 3 |  | False |  |  | True | Single-Speed | 178000 | 16792 | 10.6 | 10.4 | 12.5 |  | 178000 | 15343 | 3.4 | 3.2 | 108000 | 13188 | 2.4 | Federally-Regulated Commercial & Industrial Equipment | 09/30/2019 |  | 01/17/2023
Carrier Corp. - Syracuse | Comfortmaker | CHS180(H,L,S)(D,E)* | FHS180(H,L,S)**A2* | HRCU-A-CB, Split System: Heat | Heat Pump | 460 | 3 |  | False |  |  | True | Single-Speed | 178000 | 16792 | 10.6 | 10.4 | 12.5 |  | 178000 | 15343 | 3.4 | 3.2 | 108000 | 13188 | 2.4 | Federally-Regulated Commercial & Industrial Equipment | 09/30/2019 |  | 01/17/2023
Carrier Corp. - Syracuse | Comfortmaker | RHS150(H,L,S)******TA |  | HSP-A, Single-Package Heat Pum | Heat Pump | 230 | 3 | False |  |  |  | False | Single-Speed | 142000 | 13396 | 10.6 | 10.4 | 12 |  | 142000 | 13005 | 3.2 | 3.2 | 76000 | 10865 | 2.05 | Federally-Regulated Commercial & Industrial Equipment | 09/30/2019 |  | 01/17/2023
Carrier Corp. - Syracuse | Comfortmaker | RHH073(H,L,S)*****TA |  | HSP-A, Single-Package Heat Pum | Heat Pump | 575 | 3 | False |  |  |  | True | Dual-Speed | 70000 | 5833 | 12 | 10.8 | 15.6 |  | 69000 | 5947 | 3.4 | 3.3 | 38000 | 4640 | 2.4 | Federally-Regulated Commercial & Industrial Equipment | 09/30/2019 |  | 01/17/2023
Carrier Corp. - Syracuse | Comfortmaker | CHS091(H,L,S)(A,B)* | FHS091(M,S,K)**A0* | HRCU-A-CB, Split System: Heat | Heat Pump | 230 | 3 |  | False |  |  | True | Single-Speed | 88000 | 8000 | 11 | 10.8 | 12.2 |  | 86000 | 7637 | 3.3 | 3.3 | 51000 | 6227 | 2.4 | Federally-Regulated Commercial & Industrial Equipment | 09/30/2019 |  | 01/17/2023
Carrier Corp. - Syracuse | Comfortmaker | CHS072(H,L,S)(A,B)** | FHS072(M,S,K)**A0** | HRCU-A-CB, Split System: Heat | Heat Pump | 460 | 3 |  | False |  |  | True | Single-Speed | 70000 | 6363 | 11 | 10.8 | 12.6 |  | 65000 | 5772 | 3.3 | 3.3 | 39000 | 4762 | 2.4 | Federally-Regulated Commercial & Industrial Equipment | 09/30/2019 |  | 01/17/2023
Carrier Corp. - Syracuse | Comfortmaker | RHS090H******TA |  | HSP-A, Single-Package Heat Pum | Heat Pump | 230 | 3 | False |  |  |  | False | Single-Speed | 88000 | 7857 | 11.2 | 10.8 | 12.5 |  | 86000 | 7413 | 3.4 | 3.3 | 44000 | 5731 | 2.25 | Federally-Regulated Commercial & Industrial Equipment | 09/30/2019 |  | 01/17/2023
Carrier Corp. - Syracuse | Comfortmaker | CHS240(H,L,S)(D,E)* | FHS240(H,L,S)**A2* | HRCU-A-CB, Split System: Heat | Heat Pump | 575 | 3 |  | False |  |  | True | Single-Speed | 222000 | 20747 | 10.7 | 10.4 | 12.5 |  | 214000 | 17919 | 3.5 | 3.2 | 130000 | 15874 | 2.4 | Federally-Regulated Commercial & Industrial Equipment | 09/30/2019 |  | 01/17/2023
Carrier Corp. - Syracuse | Comfortmaker | CHS091(H,L,S)(G,H)* | FHS091(H,L,S)A*A2* | HRCU-A-CB, Split System: Heat | Heat Pump | 208 | 3 |  | False |  |  | True | Single-Speed | 88000 | 8000 | 11 | 10.8 | 12.7 |  | 87000 | 7726 | 3.3 | 3.3 | 52000 | 6349 | 2.4 | Federally-Regulated Commercial & Industrial Equipment | 09/30/2019 |  | 01/17/2023
Carrier Corp. - Syracuse | Comfortmaker | CHS121(H,L,S)(A,B)* | FHS120(H,L,S)**A2* | HRCU-A-CB, Split System: Heat | Heat Pump | 460 | 3 |  | False |  |  | True | Single-Speed | 112000 | 10181 | 11 | 10.8 | 12 |  | 106000 | 9413 | 3.3 | 3.3 | 70000 | 8548 | 2.4 | Federally-Regulated Commercial & Industrial Equipment | 03/14/2019 |  | 01/17/2023
Carrier Corp. - Syracuse | Comfortmaker | CHS072(H,L,S)(G,H)* | FHS072(H,L,S)A*A2* | HRCU-A-CB, Split System: Heat | Heat Pump | 460 | 3 |  | False |  |  | True | Single-Speed | 70000 | 5982 | 11.7 | 10.8 | 13.8 |  | 66000 | 5861 | 3.3 | 3.3 | 39000 | 4762 | 2.4 | Federally-Regulated Commercial & Industrial Equipment | 09/30/2019 |  | 01/17/2023
Carrier Corp. - Syracuse | Comfortmaker | CHS091(H,L,S)(A,B)* | FHS091(M,S,K)**A0* | HRCU-A-CB, Split System: Heat | Heat Pump | 208 | 3 |  | False |  |  | True | Single-Speed | 88000 | 8000 | 11 | 10.8 | 12.2 |  | 86000 | 7637 | 3.3 | 3.3 | 51000 | 6227 | 2.4 | Federally-Regulated Commercial & Industrial Equipment | 09/30/2019 |  | 01/17/2023
Carrier Corp. - Syracuse | Comfortmaker | CHS121(H,L,S)(G,H)* | FHS120(H,L,S)**A2* | HRCU-A-CB, Split System: Heat | Heat Pump | 208 | 3 |  | False |  |  | True | Single-Speed | 112000 | 10181 | 11 | 10.8 | 13.8 |  | 106000 | 9413 | 3.3 | 3.3 | 66000 | 8059 | 2.4 | Federally-Regulated Commercial & Industrial Equipment | 09/30/2019 |  | 01/17/2023
Carrier Corp. - Syracuse | Comfortmaker | RHS(120,121)(H,L,S)******TA |  | HSP-A, Single-Package Heat Pum | Heat Pump | 208 | 3 | False |  |  |  | False | Single-Speed | 116000 | 10545 | 11 | 10.8 | 12.5 |  | 116000 | 9999 | 3.4 | 3.3 | 63000 | 8206 | 2.25 | Federally-Regulated Commercial & Industrial Equipment | 09/30/2019 |  | 01/17/2023
Carrier Corp. - Syracuse | Comfortmaker | RHH102(H,L,S)******TA |  | HSP-A, Single-Package Heat Pum | Heat Pump | 575 | 3 | False |  |  |  | True | Single-Speed | 100000 | 8333 | 12 | 10.8 | 12.9 |  | 100000 | 8619 | 3.4 | 3.3 | 56000 | 7262 | 2.26 | Federally-Regulated Commercial & Industrial Equipment | 09/30/2019 |  | 01/17/2023
Carrier Corp. - Syracuse | Comfortmaker | CHS240(H,L,S)(D,E)* | FHS240(H,L,S)**A2* | HRCU-A-CB, Split System: Heat | Heat Pump | 460 | 3 |  | False |  |  | True | Single-Speed | 222000 | 20747 | 10.7 | 10.4 | 12.5 |  | 214000 | 17919 | 3.5 | 3.2 | 130000 | 15874 | 2.4 | Federally-Regulated Commercial & Industrial Equipment | 09/30/2019 |  | 01/17/2023
Carrier Corp. - Syracuse | Comfortmaker | RHH102(H,L,S)******TA |  | HSP-A, Single-Package Heat Pum | Heat Pump | 230 | 3 | False |  |  |  | True | Single-Speed | 100000 | 8333 | 12 | 10.8 | 12.9 |  | 100000 | 8619 | 3.4 | 3.3 | 56000 | 7262 | 2.26 | Federally-Regulated Commercial & Industrial Equipment | 09/30/2019 |  | 01/17/2023
Carrier Corp. - Syracuse | Comfortmaker | RHS150(H,L,S)******TA |  | HSP-A, Single-Package Heat Pum | Heat Pump | 208 | 3 | False |  |  |  | False | Single-Speed | 142000 | 13396 | 10.6 | 10.4 | 12 |  | 142000 | 13005 | 3.2 | 3.2 | 76000 | 10865 | 2.05 | Federally-Regulated Commercial & Industrial Equipment | 09/30/2019 |  | 01/17/2023
Carrier Corp. - Syracuse | Comfortmaker | RHS(120,121)(H,L,S)******TA |  | HSP-A, Single-Package Heat Pum | Heat Pump | 575 | 3 | False |  |  |  | False | Single-Speed | 116000 | 10545 | 11 | 10.8 | 12.5 |  | 116000 | 9999 | 3.4 | 3.3 | 63000 | 8206 | 2.25 | Federally-Regulated Commercial & Industrial Equipment | 09/30/2019 |  | 01/17/2023
Carrier Corp. - Syracuse | Comfortmaker | CHS121(H,L,S)(A,B)* | FHS120(H,L,S)**A2* | HRCU-A-CB, Split System: Heat | Heat Pump | 208 | 3 |  | False |  |  | True | Single-Speed | 112000 | 10181 | 11 | 10.8 | 12 |  | 106000 | 9413 | 3.3 | 3.3 | 70000 | 8548 | 2.4 | Federally-Regulated Commercial & Industrial Equipment | 03/14/2019 |  | 01/17/2023
Carrier Corp. - Syracuse | Comfortmaker | RHH090(H,L,S)******TA |  | HSP-A, Single-Package Heat Pum | Heat Pump | 575 | 3 | False |  |  |  | True | Single-Speed | 90000 | 7438 | 12.1 | 10.8 | 13.7 |  | 84000 | 7033 | 3.5 | 3.3 | 47000 | 5739 | 2.4 | Federally-Regulated Commercial & Industrial Equipment | 09/30/2019 |  | 01/17/2023
Carrier Corp. - Syracuse | Comfortmaker | CHS072(H,L,S)(G,H)* | FHS072(H,L,S)A*A2* | HRCU-A-CB, Split System: Heat | Heat Pump | 575 | 3 |  | False |  |  | True | Single-Speed | 70000 | 5982 | 11.7 | 10.8 | 13.8 |  | 66000 | 5861 | 3.3 | 3.3 | 39000 | 4762 | 2.4 | Federally-Regulated Commercial & Industrial Equipment | 09/30/2019 |  | 01/17/2023
Carrier Corp. - Syracuse | Comfortmaker | RHS(120,121)(H,L,S)******TA |  | HSP-A, Single-Package Heat Pum | Heat Pump | 460 | 3 | False |  |  |  | False | Single-Speed | 116000 | 10545 | 11 | 10.8 | 12.5 |  | 116000 | 9999 | 3.4 | 3.3 | 63000 | 8206 | 2.25 | Federally-Regulated Commercial & Industrial Equipment | 09/30/2019 |  | 01/17/2023
Carrier Corp. - Syracuse | Comfortmaker | CHS091(H,L,S)(A,B)* | FHS091(M,S,K)**A0* | HRCU-A-CB, Split System: Heat | Heat Pump | 575 | 3 |  | False |  |  | True | Single-Speed | 88000 | 8000 | 11 | 10.8 | 12.2 |  | 86000 | 7637 | 3.3 | 3.3 | 51000 | 6227 | 2.4 | Federally-Regulated Commercial & Industrial Equipment | 09/30/2019 |  | 01/17/2023
Carrier Corp. - Syracuse | Comfortmaker | RHH102(H,L,S)******AA |  | HSP-A, Single-Package Heat Pum | Heat Pump | 208 | 3 | False |  |  |  | True | Single-Speed | 100000 | 8333 | 12 | 10.8 | 12.5 |  | 100000 | 8619 | 3.4 | 3.3 | 56000 | 7262 | 2.26 | Federally-Regulated Commercial & Industrial Equipment | 09/30/2019 |  | 01/17/2023
Carrier Corp. - Syracuse | Comfortmaker | CHS091(H,L,S)(G,H)* | FHS091(H,L,S)A*A2* | HRCU-A-CB, Split System: Heat | Heat Pump | 230 | 3 |  | False |  |  | True | Single-Speed | 88000 | 8000 | 11 | 10.8 | 12.7 |  | 87000 | 7726 | 3.3 | 3.3 | 52000 | 6349 | 2.4 | Federally-Regulated Commercial & Industrial Equipment | 09/30/2019 |  | 01/17/2023
Carrier Corp. - Syracuse | Comfortmaker | CHS072(H,L,S)(A,B)** | FHS072(M,S,K)**A0** | HRCU-A-CB, Split System: Heat | Heat Pump | 208 | 3 |  | False |  |  | True | Single-Speed | 70000 | 6363 | 11 | 10.8 | 12.6 |  | 65000 | 5772 | 3.3 | 3.3 | 39000 | 4762 | 2.4 | Federally-Regulated Commercial & Industrial Equipment | 09/30/2019 |  | 01/17/2023
Carrier Corp. - Syracuse | Comfortmaker | RHH102(H,L,S)******AA |  | HSP-A, Single-Package Heat Pum | Heat Pump | 575 | 3 | False |  |  |  | True | Single-Speed | 100000 | 8333 | 12 | 10.8 | 12.5 |  | 100000 | 8619 | 3.4 | 3.3 | 56000 | 7262 | 2.26 | Federally-Regulated Commercial & Industrial Equipment | 09/30/2019 |  | 01/17/2023
Carrier Corp. - Syracuse | Comfortmaker | CHS121(H,L,S)(A,B)* | FHS120(H,L,S)**A2* | HRCU-A-CB, Split System: Heat | Heat Pump | 575 | 3 |  | False |  |  | True | Single-Speed | 112000 | 10181 | 11 | 10.8 | 12 |  | 106000 | 9413 | 3.3 | 3.3 | 70000 | 8548 | 2.4 | Federally-Regulated Commercial & Industrial Equipment | 03/14/2019 |  | 01/17/2023
Carrier Corp. - Syracuse | Comfortmaker | RHH090(H,L,S)******TA |  | HSP-A, Single-Package Heat Pum | Heat Pump | 460 | 3 | False |  |  |  | True | Single-Speed | 90000 | 7438 | 12.1 | 10.8 | 13.7 |  | 84000 | 7033 | 3.5 | 3.3 | 47000 | 5739 | 2.4 | Federally-Regulated Commercial & Industrial Equipment | 09/30/2019 |  | 01/17/2023
Carrier Corp. - Syracuse | Comfortmaker | CHS121(H,L,S)(G,H)* | FHS120(H,L,S)**A2* | HRCU-A-CB, Split System: Heat | Heat Pump | 460 | 3 |  | False |  |  | True | Single-Speed | 112000 | 10181 | 11 | 10.8 | 13.8 |  | 106000 | 9413 | 3.3 | 3.3 | 66000 | 8059 | 2.4 | Federally-Regulated Commercial & Industrial Equipment | 09/30/2019 |  | 01/17/2023
Carrier Corp. - Syracuse | Comfortmaker | CHS240(H,L,S)(D,E)* | FHS240(H,L,S)**A2* | HRCU-A-CB, Split System: Heat | Heat Pump | 230 | 3 |  | False |  |  | True | Single-Speed | 222000 | 20747 | 10.7 | 10.4 | 12.5 |  | 214000 | 17919 | 3.5 | 3.2 | 130000 | 15874 | 2.4 | Federally-Regulated Commercial & Industrial Equipment | 09/30/2019 |  | 01/17/2023
Carrier Corp. - Syracuse | Comfortmaker | RHH073(H,L,S)*****TA |  | HSP-A, Single-Package Heat Pum | Heat Pump | 460 | 3 | False |  |  |  | True | Dual-Speed | 70000 | 5833 | 12 | 10.8 | 15.6 |  | 69000 | 5947 | 3.4 | 3.3 | 38000 | 4640 | 2.4 | Federally-Regulated Commercial & Industrial Equipment | 09/30/2019 |  | 01/17/2023
Carrier Corp. - Syracuse | Comfortmaker | CHS180(H,L,S)(D,E)* | FHS180(H,L,S)**A2* | HRCU-A-CB, Split System: Heat | Heat Pump | 575 | 3 |  | False |  |  | True | Single-Speed | 178000 | 16792 | 10.6 | 10.4 | 12.5 |  | 178000 | 15343 | 3.4 | 3.2 | 108000 | 13188 | 2.4 | Federally-Regulated Commercial & Industrial Equipment | 09/30/2019 |  | 01/17/2023
Carrier Corp. - Syracuse | Comfortmaker | CHS091(H,L,S)(G,H)* | FHS091(H,L,S)A*A2* | HRCU-A-CB, Split System: Heat | Heat Pump | 460 | 3 |  | False |  |  | True | Single-Speed | 88000 | 8000 | 11 | 10.8 | 12.7 |  | 87000 | 7726 | 3.3 | 3.3 | 52000 | 6349 | 2.4 | Federally-Regulated Commercial & Industrial Equipment | 09/30/2019 |  | 01/17/2023
Carrier Corp. - Syracuse | Comfortmaker | RHH090(H,L,S)******TA |  | HSP-A, Single-Package Heat Pum | Heat Pump | 208 | 3 | False |  |  |  | True | Single-Speed | 90000 | 7438 | 12.1 | 10.8 | 13.7 |  | 84000 | 7033 | 3.5 | 3.3 | 47000 | 5739 | 2.4 | Federally-Regulated Commercial & Industrial Equipment | 09/30/2019 |  | 01/17/2023
Carrier Corp. - Syracuse | Comfortmaker | RHS090(L,S)******TA |  | HSP-A, Single-Package Heat Pum | Heat Pump | 575 | 3 | False |  |  |  | False | Single-Speed | 88000 | 7857 | 11.2 | 10.8 | 12.5 |  | 86000 | 7413 | 3.4 | 3.3 | 44000 | 5731 | 2.25 | Federally-Regulated Commercial & Industrial Equipment | 07/19/2019 |  | 01/17/2023
Carrier Corp. - Syracuse | Comfortmaker | CHS180(H,L,S)(D,E)* | FHS180(H,L,S)**A2* | HRCU-A-CB, Split System: Heat | Heat Pump | 230 | 3 |  | False |  |  | True | Single-Speed | 178000 | 16792 | 10.6 | 10.4 | 12.5 |  | 178000 | 15343 | 3.4 | 3.2 | 108000 | 13188 | 2.4 | Federally-Regulated Commercial & Industrial Equipment | 09/30/2019 |  | 01/17/2023
Carrier Corp. - Syracuse | Comfortmaker | RHH073(H,L,S)*****TA |  | HSP-A, Single-Package Heat Pum | Heat Pump | 230 | 3 | False |  |  |  | True | Dual-Speed | 70000 | 5833 | 12 | 10.8 | 15.6 |  | 69000 | 5947 | 3.4 | 3.3 | 38000 | 4640 | 2.4 | Federally-Regulated Commercial & Industrial Equipment | 09/30/2019 |  | 01/17/2023
Carrier Corp. - Syracuse | Comfortmaker | CHS072(H,L,S)(G,H)* | FHS072(H,L,S)A*A2* | HRCU-A-CB, Split System: Heat | Heat Pump | 208 | 3 |  | False |  |  | True | Single-Speed | 70000 | 5982 | 11.7 | 10.8 | 13.8 |  | 66000 | 5861 | 3.3 | 3.3 | 39000 | 4762 | 2.4 | Federally-Regulated Commercial & Industrial Equipment | 09/30/2019 |  | 01/17/2023
Carrier Corp. - Syracuse | Comfortmaker | RHH102(H,L,S)******AA |  | HSP-A, Single-Package Heat Pum | Heat Pump | 460 | 3 | False |  |  |  | True | Single-Speed | 100000 | 8333 | 12 | 10.8 | 12.5 |  | 100000 | 8619 | 3.4 | 3.3 | 56000 | 7262 | 2.26 | Federally-Regulated Commercial & Industrial Equipment | 09/30/2019 |  | 01/17/2023
Carrier Corp. - Syracuse | Comfortmaker | RHH090(H,L,S)******AA |  | HSP-A, Single-Package Heat Pum | Heat Pump | 208 | 3 | False |  |  |  | True | Single-Speed | 90000 | 7438 | 12.1 | 10.8 | 12.9 |  | 84000 | 7033 | 3.5 | 3.3 | 47000 | 5739 | 2.4 | Federally-Regulated Commercial & Industrial Equipment | 09/30/2019 |  | 01/17/2023
Carrier Corp. - Syracuse | Comfortmaker | RHS(120,121)(H,L,S)******TA |  | HSP-A, Single-Package Heat Pum | Heat Pump | 230 | 3 | False |  |  |  | False | Single-Speed | 116000 | 10545 | 11 | 10.8 | 12.5 |  | 116000 | 9999 | 3.4 | 3.3 | 63000 | 8206 | 2.25 | Federally-Regulated Commercial & Industrial Equipment | 09/30/2019 |  | 01/17/2023
Carrier Corp. - Syracuse | Comfortmaker | RHS102(L,S)******TA |  | HSP-A, Single-Package Heat Pum | Heat Pump | 460 | 3 | False |  |  |  | False | Single-Speed | 99000 | 8839 | 11.2 | 10.8 | 12.5 |  | 96000 | 8525 | 3.3 | 3.3 | 54500 | 7098 | 2.25 | Federally-Regulated Commercial & Industrial Equipment | 07/19/2019 |  | 01/17/2023
Carrier Corp. - Syracuse | Comfortmaker | CHS121(H,L,S)(G,H)* | FHS120(H,L,S)**A2* | HRCU-A-CB, Split System: Heat | Heat Pump | 575 | 3 |  | False |  |  | True | Single-Speed | 112000 | 10181 | 11 | 10.8 | 13.8 |  | 106000 | 9413 | 3.3 | 3.3 | 66000 | 8059 | 2.4 | Federally-Regulated Commercial & Industrial Equipment | 09/30/2019 |  | 01/17/2023
Carrier Corp. - Syracuse | Comfortmaker | CHS072(H,L,S)(A,B)** | FHS072(M,S,K)**A0** | HRCU-A-CB, Split System: Heat | Heat Pump | 575 | 3 |  | False |  |  | True | Single-Speed | 70000 | 6363 | 11 | 10.8 | 12.6 |  | 65000 | 5772 | 3.3 | 3.3 | 39000 | 4762 | 2.4 | Federally-Regulated Commercial & Industrial Equipment | 09/30/2019 |  | 01/17/2023
Carrier Corp. - Syracuse | Comfortmaker | RHH073(H,L,S)*****AA |  | HSP-A, Single-Package Heat Pum | Heat Pump | 230 | 3 | False |  |  |  | True | Dual-Speed | 70000 | 5833 | 12 | 10.8 | 14 |  | 69000 | 5947 | 3.4 | 3.3 | 38000 | 4640 | 2.4 | Federally-Regulated Commercial & Industrial Equipment | 09/30/2019 |  | 01/17/2023
Carrier Corp. - Syracuse | Comfortmaker | RHS102(L,S)******TA |  | HSP-A, Single-Package Heat Pum | Heat Pump | 575 | 3 | False |  |  |  | False | Single-Speed | 99000 | 8839 | 11.2 | 10.8 | 12.5 |  | 96000 | 8525 | 3.3 | 3.3 | 54500 | 7098 | 2.25 | Federally-Regulated Commercial & Industrial Equipment | 07/19/2019 |  | 01/17/2023
Carrier Corp. - Syracuse | Comfortmaker | RHH090(H,L,S)******AA |  | HSP-A, Single-Package Heat Pum | Heat Pump | 460 | 3 | False |  |  |  | True | Single-Speed | 90000 | 7438 | 12.1 | 10.8 | 12.9 |  | 84000 | 7033 | 3.5 | 3.3 | 47000 | 5739 | 2.4 | Federally-Regulated Commercial & Industrial Equipment | 09/30/2019 |  | 01/17/2023
Carrier Corp. - Syracuse | Comfortmaker | RHH090(H,L,S)******AA |  | HSP-A, Single-Package Heat Pum | Heat Pump | 230 | 3 | False |  |  |  | True | Single-Speed | 90000 | 7438 | 12.1 | 10.8 | 12.9 |  | 84000 | 7033 | 3.5 | 3.3 | 47000 | 5739 | 2.4 | Federally-Regulated Commercial & Industrial Equipment | 09/30/2019 |  | 01/17/2023
Carrier Corp. - Syracuse | Comfortmaker | RHH090(H,L,S)******AA |  | HSP-A, Single-Package Heat Pum | Heat Pump | 575 | 3 | False |  |  |  | True | Single-Speed | 90000 | 7438 | 12.1 | 10.8 | 12.9 |  | 84000 | 7033 | 3.5 | 3.3 | 47000 | 5739 | 2.4 | Federally-Regulated Commercial & Industrial Equipment | 09/30/2019 |  | 01/17/2023
Carrier Corp. - Syracuse | Comfortmaker | RHH102(H,L,S)******TA |  | HSP-A, Single-Package Heat Pum | Heat Pump | 208 | 3 | False |  |  |  | True | Single-Speed | 100000 | 8333 | 12 | 10.8 | 12.9 |  | 100000 | 8619 | 3.4 | 3.3 | 56000 | 7262 | 2.26 | Federally-Regulated Commercial & Industrial Equipment | 09/30/2019 |  | 01/17/2023
Carrier Corp. - Syracuse | Comfortmaker | RHH073(H,L,S)*****AA |  | HSP-A, Single-Package Heat Pum | Heat Pump | 460 | 3 | False |  |  |  | True | Dual-Speed | 70000 | 5833 | 12 | 10.8 | 14 |  | 69000 | 5947 | 3.4 | 3.3 | 38000 | 4640 | 2.4 | Federally-Regulated Commercial & Industrial Equipment | 09/30/2019 |  | 01/17/2023
Carrier Corp. - Syracuse | Comfortmaker | RHH102(H,L,S)******TA |  | HSP-A, Single-Package Heat Pum | Heat Pump | 460 | 3 | False |  |  |  | True | Single-Speed | 100000 | 8333 | 12 | 10.8 | 12.9 |  | 100000 | 8619 | 3.4 | 3.3 | 56000 | 7262 | 2.26 | Federally-Regulated Commercial & Industrial Equipment | 09/30/2019 |  | 01/17/2023
Carrier Corp. - Syracuse | Comfortmaker | CHS091(H,L,S)(G,H)* | FHS091(H,L,S)A*A2* | HRCU-A-CB, Split System: Heat | Heat Pump | 575 | 3 |  | False |  |  | True | Single-Speed | 88000 | 8000 | 11 | 10.8 | 12.7 |  | 87000 | 7726 | 3.3 | 3.3 | 52000 | 6349 | 2.4 | Federally-Regulated Commercial & Industrial Equipment | 09/30/2019 |  | 01/17/2023
Carrier Corp. - Syracuse | Comfortmaker | RHH073(H,L,S)*****AA |  | HSP-A, Single-Package Heat Pum | Heat Pump | 575 | 3 | False |  |  |  | True | Dual-Speed | 70000 | 5833 | 12 | 10.8 | 14 |  | 69000 | 5947 | 3.4 | 3.3 | 38000 | 4640 | 2.4 | Federally-Regulated Commercial & Industrial Equipment | 09/30/2019 |  | 01/17/2023
Carrier Corp. - Syracuse | Comfortmaker | CHS121(H,L,S)(A,B)* | FHS120(H,L,S)**A2* | HRCU-A-CB, Split System: Heat | Heat Pump | 230 | 3 |  | False |  |  | True | Single-Speed | 112000 | 10181 | 11 | 10.8 | 12 |  | 106000 | 9413 | 3.3 | 3.3 | 70000 | 8548 | 2.4 | Federally-Regulated Commercial & Industrial Equipment | 03/14/2019 |  | 01/17/2023
Carrier Corp. - Syracuse | Comfortmaker | RHS150(H,L,S)******TA |  | HSP-A, Single-Package Heat Pum | Heat Pump | 575 | 3 | False |  |  |  | False | Single-Speed | 142000 | 13396 | 10.6 | 10.4 | 12 |  | 142000 | 13005 | 3.2 | 3.2 | 76000 | 10865 | 2.05 | Federally-Regulated Commercial & Industrial Equipment | 09/30/2019 |  | 01/17/2023
Carrier Corp. - Syracuse | Comfortmaker | RHH102(H,L,S)******AA |  | HSP-A, Single-Package Heat Pum | Heat Pump | 230 | 3 | False |  |  |  | True | Single-Speed | 100000 | 8333 | 12 | 10.8 | 12.5 |  | 100000 | 8619 | 3.4 | 3.3 | 56000 | 7262 | 2.26 | Federally-Regulated Commercial & Industrial Equipment | 09/30/2019 |  | 01/17/2023
Carrier Corp. - Syracuse | Comfortmaker | RHH090(H,L,S)******TA |  | HSP-A, Single-Package Heat Pum | Heat Pump | 230 | 3 | False |  |  |  | True | Single-Speed | 90000 | 7438 | 12.1 | 10.8 | 13.7 |  | 84000 | 7033 | 3.5 | 3.3 | 47000 | 5739 | 2.4 | Federally-Regulated Commercial & Industrial Equipment | 09/30/2019 |  | 01/17/2023
Carrier Corp. - Syracuse | Comfortmaker | RHS150(H,L,S)******TA |  | HSP-A, Single-Package Heat Pum | Heat Pump | 460 | 3 | False |  |  |  | False | Single-Speed | 142000 | 13396 | 10.6 | 10.4 | 12 |  | 142000 | 13005 | 3.2 | 3.2 | 76000 | 10865 | 2.05 | Federally-Regulated Commercial & Industrial Equipment | 09/30/2019 |  | 01/17/2023
Carrier Corp. - Syracuse | Comfortmaker | CHS072(H,L,S)(G,H)* | FHS072(H,L,S)A*A2* | HRCU-A-CB, Split System: Heat | Heat Pump | 230 | 3 |  | False |  |  | True | Single-Speed | 70000 | 5982 | 11.7 | 10.8 | 13.8 |  | 66000 | 5861 | 3.3 | 3.3 | 39000 | 4762 | 2.4 | Federally-Regulated Commercial & Industrial Equipment | 09/30/2019 |  | 01/17/2023
Carrier Corp. - Syracuse | Comfortmaker | RHS102H******TA |  | HSP-A, Single-Package Heat Pum | Heat Pump | 208 | 3 | False |  |  |  | False | Single-Speed | 98000 | 8750 | 11.2 | 10.8 | 12.5 |  | 94000 | 8348 | 3.3 | 3.3 | 53000 | 6903 | 2.25 | Federally-Regulated Commercial & Industrial Equipment | 09/30/2019 |  | 01/17/2023
Carrier Corp. - Syracuse | Comfortmaker | CHS121(H,L,S)(G,H)* | FHS120(H,L,S)**A2* | HRCU-A-CB, Split System: Heat | Heat Pump | 230 | 3 |  | False |  |  | True | Single-Speed | 112000 | 10181 | 11 | 10.8 | 13.8 |  | 106000 | 9413 | 3.3 | 3.3 | 66000 | 8059 | 2.4 | Federally-Regulated Commercial & Industrial Equipment | 09/30/2019 |  | 01/17/2023
Carrier Corp. - Syracuse | Comfortmaker | RHS181(H,L,S)*****TC* |  | HSP-A, Single-Package Heat Pum | Heat Pump | 575 | 3 | False |  |  |  | True | Single-Speed | 172000 | 15925 | 10.8 | 10.4 | 12 |  | 166000 | 14742 | 3.3 | 3.2 | 103000 | 12577 | 2.4 | Federally-Regulated Commercial & Industrial Equipment | 08/06/2019 |  | 01/17/2023
Carrier Corp. - Syracuse | Comfortmaker | CHS072(H,L,S)(A,B)** | FHS072(M,S,K)**A0** | HRCU-A-CB, Split System: Heat | Heat Pump | 230 | 3 |  | False |  |  | True | Single-Speed | 70000 | 6363 | 11 | 10.8 | 12.6 |  | 65000 | 5772 | 3.3 | 3.3 | 39000 | 4762 | 2.4 | Federally-Regulated Commercial & Industrial Equipment | 09/30/2019 |  | 01/17/2023
Carrier Corp. - Syracuse | Bryant Heating & Cooling Systems | 549J(P,E,T)08*********(D,E)A |  | HSP-A, Single-Package Heat Pum | Heat Pump | 230 | 3 | False |  |  |  | True | Single-Speed | 90000 | 7438 | 12.1 | 10.8 | 13.7 |  | 84000 | 7033 | 3.5 | 3.3 | 47000 | 5739 | 2.4 | Federally-Regulated Commercial & Industrial Equipment | 04/15/2019 |  | 01/17/2023
Carrier Corp. - Syracuse | Bryant Heating & Cooling Systems | 549J(P,E,T)08*********(A,B)A |  | HSP-A, Single-Package Heat Pum | Heat Pump | 208 | 3 | False |  |  |  | True | Single-Speed | 90000 | 7438 | 12.1 | 10.8 | 12.9 |  | 84000 | 7033 | 3.5 | 3.3 | 47000 | 5739 | 2.4 | Federally-Regulated Commercial & Industrial Equipment | 04/15/2019 |  | 01/17/2023
Carrier Corp. - Syracuse | Bryant Heating & Cooling Systems | 548JE17D000M644774 |  | HSP-A, Single-Package Heat Pum | Heat Pump | 460 | 3 | False |  |  |  | True | Single-Speed | 172000 | 16074 | 10.7 | 10.4 | 12 |  | 166000 | 14742 | 3.3 | 3.2 | 103000 | 12577 | 2.4 | Federally-Regulated Commercial & Industrial Equipment | 04/15/2019 |  | 01/17/2023
Carrier Corp. - Syracuse | Bryant Heating & Cooling Systems | 549J(P,E,T)09*********(A,B)A |  | HSP-A, Single-Package Heat Pum | Heat Pump | 230 | 3 | False |  |  |  | True | Single-Speed | 100000 | 8333 | 12 | 10.8 |  |  | 100000 | 8619 | 3.4 | 3.3 | 56000 | 7262 | 2.26 | Federally-Regulated Commercial & Industrial Equipment | 01/28/2019 |  | 01/17/2023
Carrier Corp. - Syracuse | Bryant Heating & Cooling Systems | 548J(P,E,T)14*********(D,E)A |  | HSP-A, Single-Package Heat Pum | Heat Pump | 208 | 3 | False |  |  |  | False | Single-Speed | 142000 | 13396 | 10.6 | 10.4 |  |  | 142000 | 13005 | 3.2 | 3.2 | 76000 | 10865 | 2.05 | Federally-Regulated Commercial & Industrial Equipment | 01/28/2019 |  | 01/17/2023
Carrier Corp. - Syracuse | Bryant Heating & Cooling Systems | 548JT17*****(1,2,3)***(D,E)C |  | HSP-A, Single-Package Heat Pum | Heat Pump | 575 | 3 | False |  |  |  | True | Single-Speed | 172000 | 15925 | 10.8 | 10.4 | 12 |  | 166000 | 14742 | 3.3 | 3.2 | 103000 | 12577 | 2.4 | Federally-Regulated Commercial & Industrial Equipment | 04/15/2019 |  | 01/17/2023
Carrier Corp. - Syracuse | Bryant Heating & Cooling Systems | 549J(P,E,T)12*********(D,E)A |  | HSP-A, Single-Package Heat Pum | Heat Pump | 230 | 3 | False |  |  |  | True | Single-Speed | 119000 | 9674 | 12.3 | 10.8 | 13.6 |  | 116000 | 9713 | 3.5 | 3.3 | 65000 | 7937 | 2.4 | Federally-Regulated Commercial & Industrial Equipment | 04/15/2019 |  | 01/17/2023
Carrier Corp. - Syracuse | Bryant Heating & Cooling Systems | 575J(P,E,T)07(A,B)* | 524J(J,E,T)07H0* | HRCU-A-CB, Split System: Heat | Heat Pump | 460 | 3 |  | False |  |  | True | Single-Speed | 70000 | 6363 | 11 | 10.8 | 12.6 |  | 65000 | 5772 | 3.3 | 3.3 | 39000 | 4762 | 2.4 | Federally-Regulated Commercial & Industrial Equipment | 04/15/2019 |  | 01/17/2023
Carrier Corp. - Syracuse | Bryant Heating & Cooling Systems | 549J(P,E,T)07(D,F)*******(D,E,F)A |  | HSP-A, Single-Package Heat Pum | Heat Pump | 208 | 3 | False |  |  |  | True | Dual-Speed | 70000 | 5833 | 12 | 10.8 | 15.6 |  | 69000 | 5947 | 3.4 | 3.3 | 38000 | 4640 | 2.4 | Federally-Regulated Commercial & Industrial Equipment | 04/15/2019 |  | 01/17/2023
Carrier Corp. - Syracuse | Bryant Heating & Cooling Systems | 575J(P,E,T)07(G,H)* | 524J(E,P,T)07H200A(1,2)* | HRCU-A-CB, Split System: Heat | Heat Pump | 230 | 3 |  | False |  |  | True | Single-Speed | 70000 | 5982 | 11.7 | 10.8 | 13.8 |  | 66000 | 5861 | 3.3 | 3.3 | 39000 | 4762 | 2.4 | Federally-Regulated Commercial & Industrial Equipment | 04/15/2019 |  | 01/17/2023
Carrier Corp. - Syracuse | Bryant Heating & Cooling Systems | 549J(P,E,T)12*********(A,B)A |  | HSP-A, Single-Package Heat Pum | Heat Pump | 208 | 3 | False |  |  |  | True | Single-Speed | 119000 | 9674 | 12.3 | 10.8 | 13 |  | 116000 | 9713 | 3.5 | 3.3 | 65000 | 7937 | 2.4 | Federally-Regulated Commercial & Industrial Equipment | 04/15/2019 |  | 01/17/2023
Carrier Corp. - Syracuse | Bryant Heating & Cooling Systems | 575J(P,E,T)08(G,H)* | 524J(E,P,T)08H200A(1,2)* | HRCU-A-CB, Split System: Heat | Heat Pump | 230 | 3 |  | False |  |  | True | Single-Speed | 88000 | 8000 | 11 | 10.8 | 12.7 |  | 87000 | 7726 | 3.3 | 3.3 | 52000 | 6349 | 2.4 | Federally-Regulated Commercial & Industrial Equipment | 04/15/2019 |  | 01/17/2023
Carrier Corp. - Syracuse | Bryant Heating & Cooling Systems | 548J(P,E,T)12*********(D,E)A |  | HSP-A, Single-Package Heat Pum | Heat Pump | 208 | 3 | False |  |  |  | False | Single-Speed | 116000 | 10545 | 11 | 10.8 |  |  | 116000 | 9999 | 3.4 | 3.3 | 63000 | 8206 | 2.25 | Federally-Regulated Commercial & Industrial Equipment | 01/28/2019 |  | 01/17/2023
Carrier Corp. - Syracuse | Bryant Heating & Cooling Systems | 549J(P,E,T)12*********(D,E)A |  | HSP-A, Single-Package Heat Pum | Heat Pump | 460 | 3 | False |  |  |  | True | Single-Speed | 119000 | 9674 | 12.3 | 10.8 | 13.6 |  | 116000 | 9713 | 3.5 | 3.3 | 65000 | 7937 | 2.4 | Federally-Regulated Commercial & Industrial Equipment | 04/15/2019 |  | 01/17/2023
Carrier Corp. - Syracuse | Bryant Heating & Cooling Systems | 549J(P,E,T)08*********(A,B)A |  | HSP-A, Single-Package Heat Pum | Heat Pump | 575 | 3 | False |  |  |  | True | Single-Speed | 90000 | 7438 | 12.1 | 10.8 | 12.9 |  | 84000 | 7033 | 3.5 | 3.3 | 47000 | 5739 | 2.4 | Federally-Regulated Commercial & Industrial Equipment | 04/15/2019 |  | 01/17/2023
Carrier Corp. - Syracuse | Bryant Heating & Cooling Systems | 575J(P,E,T)12(G,H)* | 524J(E,P,T)12H2* | HRCU-A-CB, Split System: Heat | Heat Pump | 460 | 3 |  | False |  |  | True | Single-Speed | 112000 | 10181 | 11 | 10.8 | 13.8 |  | 106000 | 9413 | 3.3 | 3.3 | 66000 | 8059 | 2.4 | Federally-Regulated Commercial & Industrial Equipment | 04/15/2019 |  | 01/17/2023
Carrier Corp. - Syracuse | Bryant Heating & Cooling Systems | 575J(P,E,T)12(G,H)* | 524J(E,P,T)12H2* | HRCU-A-CB, Split System: Heat | Heat Pump | 575 | 3 |  | False |  |  | True | Single-Speed | 112000 | 10181 | 11 | 10.8 | 13.8 |  | 106000 | 9413 | 3.3 | 3.3 | 66000 | 8059 | 2.4 | Federally-Regulated Commercial & Industrial Equipment | 04/15/2019 |  | 01/17/2023
Carrier Corp. - Syracuse | Bryant Heating & Cooling Systems | 575J(P,E,T)08(A,B)* | 524J(J,E,T)08H0* | HRCU-A-CB, Split System: Heat | Heat Pump | 460 | 3 |  | False |  |  | True | Single-Speed | 88000 | 8000 | 11 | 10.8 | 12.2 |  | 86000 | 7637 | 3.3 | 3.3 | 51000 | 6227 | 2.4 | Federally-Regulated Commercial & Industrial Equipment | 04/15/2019 |  | 01/17/2023
Carrier Corp. - Syracuse | Bryant Heating & Cooling Systems | 549J(P,E,T)07(D,F)*******(D,E,F)A |  | HSP-A, Single-Package Heat Pum | Heat Pump | 575 | 3 | False |  |  |  | True | Dual-Speed | 70000 | 5833 | 12 | 10.8 | 15.6 |  | 69000 | 5947 | 3.4 | 3.3 | 38000 | 4640 | 2.4 | Federally-Regulated Commercial & Industrial Equipment | 04/15/2019 |  | 01/17/2023
Carrier Corp. - Syracuse | Bryant Heating & Cooling Systems | 548JP24*****(1,2,3)***(D,E)A |  | HSP-A, Single-Package Heat Pum | Heat Pump | 230 | 3 | False |  |  |  | True | Single-Speed | 232000 | 21886 | 10.6 | 10.4 | 12 |  | 220000 | 19538 | 3.3 | 3.2 | 136000 | 17329 | 2.3 | Federally-Regulated Commercial & Industrial Equipment | 04/15/2019 |  | 01/17/2023
Carrier Corp. - Syracuse | Bryant Heating & Cooling Systems | 548J(E,T)09*********(D,E)A |  | HSP-A, Single-Package Heat Pum | Heat Pump | 575 | 3 | False |  |  |  | False | Single-Speed | 99000 | 8839 | 11.2 | 10.8 |  |  | 96000 | 8525 | 3.3 | 3.3 | 54500 | 7098 | 2.25 | Federally-Regulated Commercial & Industrial Equipment | 01/28/2019 |  | 01/17/2023
Carrier Corp. - Syracuse | Bryant Heating & Cooling Systems | 575J(P,E,T)07(G,H)* | 524J(E,P,T)07H200A(1,2)* | HRCU-A-CB, Split System: Heat | Heat Pump | 460 | 3 |  | False |  |  | True | Single-Speed | 70000 | 5982 | 11.7 | 10.8 | 13.8 |  | 66000 | 5861 | 3.3 | 3.3 | 39000 | 4762 | 2.4 | Federally-Regulated Commercial & Industrial Equipment | 04/15/2019 |  | 01/17/2023
Carrier Corp. - Syracuse | Bryant Heating & Cooling Systems | 575J(P,E,T)07(A,B)** | 524J(J,E,T)08H0** | HRCU-A-CB, Split System: Heat | Heat Pump | 230 | 3 |  | False |  |  | True | Single-Speed | 72000 | 6000 | 12 | 10.8 | 13.2 |  | 68000 | 5386 | 3.7 | 3.3 | 39000 | 4571 | 2.5 | Federally-Regulated Commercial & Industrial Equipment | 04/15/2019 |  | 01/17/2023
Carrier Corp. - Syracuse | Bryant Heating & Cooling Systems | 548JE24*****(5,6,7)***(D,E)A |  | HSP-A, Single-Package Heat Pum | Heat Pump | 460 | 3 | False |  |  |  | True | Single-Speed | 232000 | 21886 | 10.6 | 10.4 | 12 |  | 220000 | 19538 | 3.3 | 3.2 | 136000 | 17329 | 2.3 | Federally-Regulated Commercial & Industrial Equipment | 04/15/2019 |  | 01/17/2023
Carrier Corp. - Syracuse | Bryant Heating & Cooling Systems | 548J(P,E,T)14*********(D,E)A |  | HSP-A, Single-Package Heat Pum | Heat Pump | 230 | 3 | False |  |  |  | False | Single-Speed | 142000 | 13396 | 10.6 | 10.4 |  |  | 142000 | 13005 | 3.2 | 3.2 | 76000 | 10865 | 2.05 | Federally-Regulated Commercial & Industrial Equipment | 01/28/2019 |  | 01/17/2023
Carrier Corp. - Syracuse | Bryant Heating & Cooling Systems | 549J(P,E,T)12*********(A,B)A |  | HSP-A, Single-Package Heat Pum | Heat Pump | 575 | 3 | False |  |  |  | True | Single-Speed | 119000 | 9674 | 12.3 | 10.8 | 13 |  | 116000 | 9713 | 3.5 | 3.3 | 65000 | 7937 | 2.4 | Federally-Regulated Commercial & Industrial Equipment | 04/15/2019 |  | 01/17/2023
Carrier Corp. - Syracuse | Bryant Heating & Cooling Systems | 575J(P,E,T)16(D,E)* | 524J(E,P,T)16H2* | HRCU-A-CB, Split System: Heat | Heat Pump | 460 | 3 |  | False |  |  | True | Single-Speed | 178000 | 16792 | 10.6 | 10.4 | 12.5 |  | 178000 | 15343 | 3.4 | 3.2 | 108000 | 13188 | 2.4 | Federally-Regulated Commercial & Industrial Equipment | 04/15/2019 |  | 01/17/2023
Carrier Corp. - Syracuse | Bryant Heating & Cooling Systems | 575J(P,E,T)16(D,E)* | 524J(E,P,T)16H2* | HRCU-A-CB, Split System: Heat | Heat Pump | 230 | 3 |  | False |  |  | True | Single-Speed | 178000 | 16792 | 10.6 | 10.4 | 12.5 |  | 178000 | 15343 | 3.4 | 3.2 | 108000 | 13188 | 2.4 | Federally-Regulated Commercial & Industrial Equipment | 04/15/2019 |  | 01/17/2023
Carrier Corp. - Syracuse | Bryant Heating & Cooling Systems | 549J(P,E,T)07(D,F)*******(A,B,C)A |  | HSP-A, Single-Package Heat Pum | Heat Pump | 208 | 3 | False |  |  |  | True | Dual-Speed | 70000 | 5833 | 12 | 10.8 | 14 |  | 69000 | 5947 | 3.4 | 3.3 | 38000 | 4640 | 2.4 | Federally-Regulated Commercial & Industrial Equipment | 04/15/2019 |  | 01/17/2023
Carrier Corp. - Syracuse | Bryant Heating & Cooling Systems | 575J(P,E,T)08(G,H)* | 524J(E,P,T)08H200A(1,2)* | HRCU-A-CB, Split System: Heat | Heat Pump | 460 | 3 |  | False |  |  | True | Single-Speed | 88000 | 8000 | 11 | 10.8 | 12.7 |  | 87000 | 7726 | 3.3 | 3.3 | 52000 | 6349 | 2.4 | Federally-Regulated Commercial & Industrial Equipment | 04/15/2019 |  | 01/17/2023
Carrier Corp. - Syracuse | Bryant Heating & Cooling Systems | 548JP17*****(5,6,7)***(D,E)C |  | HSP-A, Single-Package Heat Pum | Heat Pump | 230 | 3 | False |  |  |  | True | Single-Speed | 172000 | 16074 | 10.7 | 10.4 | 12 |  | 166000 | 14742 | 3.3 | 3.2 | 103000 | 12577 | 2.4 | Federally-Regulated Commercial & Industrial Equipment | 04/15/2019 |  | 01/17/2023
Carrier Corp. - Syracuse | Bryant Heating & Cooling Systems | 548JE24*****(1,2,3)***(D,E)A |  | HSP-A, Single-Package Heat Pum | Heat Pump | 460 | 3 | False |  |  |  | True | Single-Speed | 232000 | 21886 | 10.6 | 10.4 | 12 |  | 220000 | 19538 | 3.3 | 3.2 | 136000 | 17329 | 2.3 | Federally-Regulated Commercial & Industrial Equipment | 04/15/2019 |  | 01/17/2023
Carrier Corp. - Syracuse | Bryant Heating & Cooling Systems | 575J(P,E,T)07(G,H)* | 524J(E,P,T)07H200A(1,2)* | HRCU-A-CB, Split System: Heat | Heat Pump | 208 | 3 |  | False |  |  | True | Single-Speed | 70000 | 5982 | 11.7 | 10.8 | 13.8 |  | 66000 | 5861 | 3.3 | 3.3 | 39000 | 4762 | 2.4 | Federally-Regulated Commercial & Industrial Equipment | 04/15/2019 |  | 01/17/2023
Carrier Corp. - Syracuse | Bryant Heating & Cooling Systems | 549J(P,E,T)09*********(D,E)A |  | HSP-A, Single-Package Heat Pum | Heat Pump | 208 | 3 | False |  |  |  | True | Single-Speed | 100000 | 8333 | 12 | 10.8 |  |  | 100000 | 8619 | 3.4 | 3.3 | 56000 | 7262 | 2.26 | Federally-Regulated Commercial & Industrial Equipment | 01/28/2019 |  | 01/17/2023
Carrier Corp. - Syracuse | Bryant Heating & Cooling Systems | 549J(P,E,T)09*********(D,E)A |  | HSP-A, Single-Package Heat Pum | Heat Pump | 460 | 3 | False |  |  |  | True | Single-Speed | 100000 | 8333 | 12 | 10.8 |  |  | 100000 | 8619 | 3.4 | 3.3 | 56000 | 7262 | 2.26 | Federally-Regulated Commercial & Industrial Equipment | 01/28/2019 |  | 01/17/2023
Carrier Corp. - Syracuse | Bryant Heating & Cooling Systems | 548JP24*****(1,2,3)***(D,E)A |  | HSP-A, Single-Package Heat Pum | Heat Pump | 208 | 3 | False |  |  |  | True | Single-Speed | 232000 | 21886 | 10.6 | 10.4 | 12 |  | 220000 | 19538 | 3.3 | 3.2 | 136000 | 17329 | 2.3 | Federally-Regulated Commercial & Industrial Equipment | 04/15/2019 |  | 01/17/2023
Carrier Corp. - Syracuse | Bryant Heating & Cooling Systems | 548J(P,E,T)12*********(D,E)A |  | HSP-A, Single-Package Heat Pum | Heat Pump | 575 | 3 | False |  |  |  | False | Single-Speed | 116000 | 10545 | 11 | 10.8 |  |  | 116000 | 9999 | 3.4 | 3.3 | 63000 | 8206 | 2.25 | Federally-Regulated Commercial & Industrial Equipment | 01/28/2019 |  | 01/17/2023
Carrier Corp. - Syracuse | Bryant Heating & Cooling Systems | 549J(P,E,T)12*********(A,B)A |  | HSP-A, Single-Package Heat Pum | Heat Pump | 230 | 3 | False |  |  |  | True | Single-Speed | 119000 | 9674 | 12.3 | 10.8 | 13 |  | 116000 | 9713 | 3.5 | 3.3 | 65000 | 7937 | 2.4 | Federally-Regulated Commercial & Industrial Equipment | 04/15/2019 |  | 01/17/2023
Carrier Corp. - Syracuse | Bryant Heating & Cooling Systems | 549J(P,E,T)07(D,F)*******(D,E,F)A |  | HSP-A, Single-Package Heat Pum | Heat Pump | 460 | 3 | False |  |  |  | True | Dual-Speed | 70000 | 5833 | 12 | 10.8 | 15.6 |  | 69000 | 5947 | 3.4 | 3.3 | 38000 | 4640 | 2.4 | Federally-Regulated Commercial & Industrial Equipment | 04/15/2019 |  | 01/17/2023
Carrier Corp. - Syracuse | Bryant Heating & Cooling Systems | 549J(P,E,T)09*********(A,B)A |  | HSP-A, Single-Package Heat Pum | Heat Pump | 575 | 3 | False |  |  |  | True | Single-Speed | 100000 | 8333 | 12 | 10.8 |  |  | 100000 | 8619 | 3.4 | 3.3 | 56000 | 7262 | 2.26 | Federally-Regulated Commercial & Industrial Equipment | 01/28/2019 |  | 01/17/2023
Carrier Corp. - Syracuse | Bryant Heating & Cooling Systems | 575J(P,E,T)25(D,E)* | 524J(E,P,T)25H2* | HRCU-A-CB, Split System: Heat | Heat Pump | 230 | 3 |  | False |  |  | True | Single-Speed | 222000 | 20747 | 10.7 | 10.4 | 12.5 |  | 214000 | 17919 | 3.5 | 3.2 | 130000 | 15874 | 2.4 | Federally-Regulated Commercial & Industrial Equipment | 04/15/2019 |  | 01/17/2023
Carrier Corp. - Syracuse | Bryant Heating & Cooling Systems | 575J(P,E,T)08(A,B)* | 524J(J,E,T)08H0* | HRCU-A-CB, Split System: Heat | Heat Pump | 230 | 3 |  | False |  |  | True | Single-Speed | 88000 | 8000 | 11 | 10.8 | 12.2 |  | 86000 | 7637 | 3.3 | 3.3 | 51000 | 6227 | 2.4 | Federally-Regulated Commercial & Industrial Equipment | 04/15/2019 |  | 01/17/2023
Carrier Corp. - Syracuse | Bryant Heating & Cooling Systems | 549J(P,E,T)08*********(D,E)A |  | HSP-A, Single-Package Heat Pum | Heat Pump | 460 | 3 | False |  |  |  | True | Single-Speed | 90000 | 7438 | 12.1 | 10.8 | 13.7 |  | 84000 | 7033 | 3.5 | 3.3 | 47000 | 5739 | 2.4 | Federally-Regulated Commercial & Industrial Equipment | 04/15/2019 |  | 01/17/2023
Carrier Corp. - Syracuse | Bryant Heating & Cooling Systems | 548JP17*****(5,6,7)***(D,E)C |  | HSP-A, Single-Package Heat Pum | Heat Pump | 208 | 3 | False |  |  |  | True | Single-Speed | 172000 | 16074 | 10.7 | 10.4 | 12 |  | 166000 | 14742 | 3.3 | 3.2 | 103000 | 12577 | 2.4 | Federally-Regulated Commercial & Industrial Equipment | 04/15/2019 |  | 01/17/2023
Carrier Corp. - Syracuse | Bryant Heating & Cooling Systems | 549J(P,E,T)12*********(D,E)A |  | HSP-A, Single-Package Heat Pum | Heat Pump | 208 | 3 | False |  |  |  | True | Single-Speed | 119000 | 9674 | 12.3 | 10.8 | 13.6 |  | 116000 | 9713 | 3.5 | 3.3 | 65000 | 7937 | 2.4 | Federally-Regulated Commercial & Industrial Equipment | 04/15/2019 |  | 01/17/2023
Carrier Corp. - Syracuse | Bryant Heating & Cooling Systems | 548JT24*****(1,2,3)***(D,E)A |  | HSP-A, Single-Package Heat Pum | Heat Pump | 575 | 3 | False |  |  |  | True | Single-Speed | 232000 | 21886 | 10.6 | 10.4 | 12 |  | 220000 | 19538 | 3.3 | 3.2 | 136000 | 17329 | 2.3 | Federally-Regulated Commercial & Industrial Equipment | 04/15/2019 |  | 01/17/2023
Carrier Corp. - Syracuse | Bryant Heating & Cooling Systems | 548J(P,E,T)14*********(D,E)A |  | HSP-A, Single-Package Heat Pum | Heat Pump | 575 | 3 | False |  |  |  | False | Single-Speed | 142000 | 13396 | 10.6 | 10.4 |  |  | 142000 | 13005 | 3.2 | 3.2 | 76000 | 10865 | 2.05 | Federally-Regulated Commercial & Industrial Equipment | 01/28/2019 |  | 01/17/2023
Carrier Corp. - Syracuse | Bryant Heating & Cooling Systems | 548JT17*****(5,6,7)***(D,E)C |  | HSP-A, Single-Package Heat Pum | Heat Pump | 575 | 3 | False |  |  |  | True | Single-Speed | 172000 | 16074 | 10.7 | 10.4 | 12 |  | 166000 | 14742 | 3.3 | 3.2 | 103000 | 12577 | 2.4 | Federally-Regulated Commercial & Industrial Equipment | 04/15/2019 |  | 01/17/2023
Carrier Corp. - Syracuse | Bryant Heating & Cooling Systems | 575J(P,E,T)07(G,H)* | 524J(E,P,T)07H200A(1,2)* | HRCU-A-CB, Split System: Heat | Heat Pump | 575 | 3 |  | False |  |  | True | Single-Speed | 70000 | 5982 | 11.7 | 10.8 | 13.8 |  | 66000 | 5861 | 3.3 | 3.3 | 39000 | 4762 | 2.4 | Federally-Regulated Commercial & Industrial Equipment | 04/15/2019 |  | 01/17/2023
Carrier Corp. - Syracuse | Bryant Heating & Cooling Systems | 575J(P,E,T)08(G,H)* | 524J(E,P,T)08H200A3* | HRCU-A-CB, Split System: Heat | Heat Pump | 460 | 3 |  | False |  |  | True | Single-Speed | 88000 | 8000 | 11 | 10.8 | 12.7 |  | 87000 | 7726 | 3.3 | 3.3 | 52000 | 6349 | 2.4 | Federally-Regulated Commercial & Industrial Equipment | 04/15/2019 |  | 01/17/2023
Carrier Corp. - Syracuse | Bryant Heating & Cooling Systems | 575J(P,E,T)08(G,H)* | 524J(E,P,T)08H200A(1,2)* | HRCU-A-CB, Split System: Heat | Heat Pump | 575 | 3 |  | False |  |  | True | Single-Speed | 88000 | 8000 | 11 | 10.8 | 12.7 |  | 87000 | 7726 | 3.3 | 3.3 | 52000 | 6349 | 2.4 | Federally-Regulated Commercial & Industrial Equipment | 04/15/2019 |  | 01/17/2023
Carrier Corp. - Syracuse | Bryant Heating & Cooling Systems | 548JT24*****(5,6,7)***(D,E)A |  | HSP-A, Single-Package Heat Pum | Heat Pump | 575 | 3 | False |  |  |  | True | Single-Speed | 232000 | 21886 | 10.6 | 10.4 | 12 |  | 220000 | 19538 | 3.3 | 3.2 | 136000 | 17329 | 2.3 | Federally-Regulated Commercial & Industrial Equipment | 04/15/2019 |  | 01/17/2023
Carrier Corp. - Syracuse | Bryant Heating & Cooling Systems | 548JE17*****(1,2,3)***(D,E)C |  | HSP-A, Single-Package Heat Pum | Heat Pump | 460 | 3 | False |  |  |  | True | Single-Speed | 172000 | 15925 | 10.8 | 10.4 | 12 |  | 166000 | 14742 | 3.3 | 3.2 | 103000 | 12577 | 2.4 | Federally-Regulated Commercial & Industrial Equipment | 04/15/2019 |  | 01/17/2023
Carrier Corp. - Syracuse | Bryant Heating & Cooling Systems | 548J(E,T)09*********(D,E)A |  | HSP-A, Single-Package Heat Pum | Heat Pump | 460 | 3 | False |  |  |  | False | Single-Speed | 99000 | 8839 | 11.2 | 10.8 |  |  | 96000 | 8525 | 3.3 | 3.3 | 54500 | 7098 | 2.25 | Federally-Regulated Commercial & Industrial Equipment | 01/28/2019 |  | 01/17/2023
Carrier Corp. - Syracuse | Bryant Heating & Cooling Systems | 575J(P,E,T)08(G,H)* | 524J(E,P,T)08H200A3* | HRCU-A-CB, Split System: Heat | Heat Pump | 208 | 3 |  | False |  |  | True | Single-Speed | 88000 | 8000 | 11 | 10.8 | 12.7 |  | 87000 | 7726 | 3.3 | 3.3 | 52000 | 6349 | 2.4 | Federally-Regulated Commercial & Industrial Equipment | 04/15/2019 |  | 01/17/2023
Carrier Corp. - Syracuse | Bryant Heating & Cooling Systems | 575J(P,E,T)25(D,E)* | 524J(E,P,T)25H2* | HRCU-A-CB, Split System: Heat | Heat Pump | 208 | 3 |  | False |  |  | True | Single-Speed | 222000 | 20747 | 10.7 | 10.4 | 12.5 |  | 214000 | 17919 | 3.5 | 3.2 | 130000 | 15874 | 2.4 | Federally-Regulated Commercial & Industrial Equipment | 04/15/2019 |  | 01/17/2023
Carrier Corp. - Syracuse | Bryant Heating & Cooling Systems | 548J(P,E,T)12*********(D,E)A |  | HSP-A, Single-Package Heat Pum | Heat Pump | 230 | 3 | False |  |  |  | False | Single-Speed | 116000 | 10545 | 11 | 10.8 |  |  | 116000 | 9999 | 3.4 | 3.3 | 63000 | 8206 | 2.25 | Federally-Regulated Commercial & Industrial Equipment | 01/28/2019 |  | 01/17/2023
Carrier Corp. - Syracuse | Bryant Heating & Cooling Systems | 575J(P,E,T)08(G,H)* | 524J(E,P,T)08H200A3* | HRCU-A-CB, Split System: Heat | Heat Pump | 230 | 3 |  | False |  |  | True | Single-Speed | 88000 | 8000 | 11 | 10.8 | 12.7 |  | 87000 | 7726 | 3.3 | 3.3 | 52000 | 6349 | 2.4 | Federally-Regulated Commercial & Industrial Equipment | 04/15/2019 |  | 01/17/2023
Carrier Corp. - Syracuse | Bryant Heating & Cooling Systems | 575J(P,E,T)08(G,H)* | 524J(E,P,T)08H200A(1,2)* | HRCU-A-CB, Split System: Heat | Heat Pump | 208 | 3 |  | False |  |  | True | Single-Speed | 88000 | 8000 | 11 | 10.8 | 12.7 |  | 87000 | 7726 | 3.3 | 3.3 | 52000 | 6349 | 2.4 | Federally-Regulated Commercial & Industrial Equipment | 04/15/2019 |  | 01/17/2023
Carrier Corp. - Syracuse | Bryant Heating & Cooling Systems | 575J(P,E,T)08(G,H)* | 524J(E,P,T)08H200A3* | HRCU-A-CB, Split System: Heat | Heat Pump | 575 | 3 |  | False |  |  | True | Single-Speed | 88000 | 8000 | 11 | 10.8 | 12.7 |  | 87000 | 7726 | 3.3 | 3.3 | 52000 | 6349 | 2.4 | Federally-Regulated Commercial & Industrial Equipment | 04/15/2019 |  | 01/17/2023
Carrier Corp. - Syracuse | Bryant Heating & Cooling Systems | 575J(P,E,T)07(A,B)* | 524J(J,E,T)07H0* | HRCU-A-CB, Split System: Heat | Heat Pump | 575 | 3 |  | False |  |  | True | Single-Speed | 70000 | 6363 | 11 | 10.8 | 12.6 |  | 65000 | 5772 | 3.3 | 3.3 | 39000 | 4762 | 2.4 | Federally-Regulated Commercial & Industrial Equipment | 04/15/2019 |  | 01/17/2023
Carrier Corp. - Syracuse | Bryant Heating & Cooling Systems | 548JE17*****(5,6,7)***(D,E)C |  | HSP-A, Single-Package Heat Pum | Heat Pump | 460 | 3 | False |  |  |  | True | Single-Speed | 172000 | 16074 | 10.7 | 10.4 | 12 |  | 166000 | 14742 | 3.3 | 3.2 | 103000 | 12577 | 2.4 | Federally-Regulated Commercial & Industrial Equipment | 04/15/2019 |  | 01/17/2023
Carrier Corp. - Syracuse | Bryant Heating & Cooling Systems | 548JP24*****(5,6,7)***(D,E)A |  | HSP-A, Single-Package Heat Pum | Heat Pump | 230 | 3 | False |  |  |  | True | Single-Speed | 232000 | 21886 | 10.6 | 10.4 | 12 |  | 220000 | 19538 | 3.3 | 3.2 | 136000 | 17329 | 2.3 | Federally-Regulated Commercial & Industrial Equipment | 04/15/2019 |  | 01/17/2023
Carrier Corp. - Syracuse | Bryant Heating & Cooling Systems | 575J(P,E,T)16(D,E)* | 524J(E,P,T)16H2* | HRCU-A-CB, Split System: Heat | Heat Pump | 208 | 3 |  | False |  |  | True | Single-Speed | 178000 | 16792 | 10.6 | 10.4 | 12.5 |  | 178000 | 15343 | 3.4 | 3.2 | 108000 | 13188 | 2.4 | Federally-Regulated Commercial & Industrial Equipment | 04/15/2019 |  | 01/17/2023
Carrier Corp. - Syracuse | Bryant Heating & Cooling Systems | 549J(P,E,T)09*********(D,E)A |  | HSP-A, Single-Package Heat Pum | Heat Pump | 575 | 3 | False |  |  |  | True | Single-Speed | 100000 | 8333 | 12 | 10.8 |  |  | 100000 | 8619 | 3.4 | 3.3 | 56000 | 7262 | 2.26 | Federally-Regulated Commercial & Industrial Equipment | 01/28/2019 |  | 01/17/2023
Carrier Corp. - Syracuse | Bryant Heating & Cooling Systems | 549J(P,E,T)07(D,F)*******(A,B,C)A |  | HSP-A, Single-Package Heat Pum | Heat Pump | 460 | 3 | False |  |  |  | True | Dual-Speed | 70000 | 5833 | 12 | 10.8 | 14 |  | 69000 | 5947 | 3.4 | 3.3 | 38000 | 4640 | 2.4 | Federally-Regulated Commercial & Industrial Equipment | 04/15/2019 |  | 01/17/2023
Carrier Corp. - Syracuse | Bryant Heating & Cooling Systems | 549J(P,E,T)12*********(D,E)A |  | HSP-A, Single-Package Heat Pum | Heat Pump | 575 | 3 | False |  |  |  | True | Single-Speed | 119000 | 9674 | 12.3 | 10.8 | 13.6 |  | 116000 | 9713 | 3.5 | 3.3 | 65000 | 7937 | 2.4 | Federally-Regulated Commercial & Industrial Equipment | 04/15/2019 |  | 01/17/2023
Carrier Corp. - Syracuse | Bryant Heating & Cooling Systems | 549J(P,E,T)07(D,F)*******(A,B,C)A |  | HSP-A, Single-Package Heat Pum | Heat Pump | 575 | 3 | False |  |  |  | True | Dual-Speed | 70000 | 5833 | 12 | 10.8 | 14 |  | 69000 | 5947 | 3.4 | 3.3 | 38000 | 4640 | 2.4 | Federally-Regulated Commercial & Industrial Equipment | 04/15/2019 |  | 01/17/2023
Carrier Corp. - Syracuse | Bryant Heating & Cooling Systems | 549J(P,E,T)12*********(A,B)A |  | HSP-A, Single-Package Heat Pum | Heat Pump | 460 | 3 | False |  |  |  | True | Single-Speed | 119000 | 9674 | 12.3 | 10.8 | 13 |  | 116000 | 9713 | 3.5 | 3.3 | 65000 | 7937 | 2.4 | Federally-Regulated Commercial & Industrial Equipment | 04/15/2019 |  | 01/17/2023
Carrier Corp. - Syracuse | Bryant Heating & Cooling Systems | 548JE24D000M644775 |  | HSP-A, Single-Package Heat Pum | Heat Pump | 460 | 3 | False |  |  |  | True | Single-Speed | 232000 | 21886 | 10.6 | 10.4 | 12 |  | 220000 | 19538 | 3.3 | 3.2 | 136000 | 17329 | 2.3 | Federally-Regulated Commercial & Industrial Equipment | 04/15/2019 |  | 01/17/2023
Carrier Corp. - Syracuse | Bryant Heating & Cooling Systems | 549J(P,E,T)09*********(A,B)A |  | HSP-A, Single-Package Heat Pum | Heat Pump | 208 | 3 | False |  |  |  | True | Single-Speed | 100000 | 8333 | 12 | 10.8 |  |  | 100000 | 8619 | 3.4 | 3.3 | 56000 | 7262 | 2.26 | Federally-Regulated Commercial & Industrial Equipment | 01/28/2019 |  | 01/17/2023
Carrier Corp. - Syracuse | Bryant Heating & Cooling Systems | 575J(P,E,T)07(A,B)* | 524J(J,E,T)07H0* | HRCU-A-CB, Split System: Heat | Heat Pump | 230 | 3 |  | False |  |  | True | Single-Speed | 70000 | 6363 | 11 | 10.8 | 12.6 |  | 65000 | 5772 | 3.3 | 3.3 | 39000 | 4762 | 2.4 | Federally-Regulated Commercial & Industrial Equipment | 04/15/2019 |  | 01/17/2023
Carrier Corp. - Syracuse | Bryant Heating & Cooling Systems | 575J(P,E,T)07(A,B)** | 524J(J,E,T)08H0** | HRCU-A-CB, Split System: Heat | Heat Pump | 460 | 3 |  | False |  |  | True | Single-Speed | 72000 | 6000 | 12 | 10.8 | 13.2 |  | 68000 | 5386 | 3.7 | 3.3 | 39000 | 4571 | 2.5 | Federally-Regulated Commercial & Industrial Equipment | 04/15/2019 |  | 01/17/2023
Carrier Corp. - Syracuse | Bryant Heating & Cooling Systems | 549J(P,E,T)08*********(D,E)A |  | HSP-A, Single-Package Heat Pum | Heat Pump | 208 | 3 | False |  |  |  | True | Single-Speed | 90000 | 7438 | 12.1 | 10.8 | 13.7 |  | 84000 | 7033 | 3.5 | 3.3 | 47000 | 5739 | 2.4 | Federally-Regulated Commercial & Industrial Equipment | 04/15/2019 |  | 01/17/2023
Carrier Corp. - Syracuse | Bryant Heating & Cooling Systems | 549J(P,E,T)07(D,F)*******(D,E,F)A |  | HSP-A, Single-Package Heat Pum | Heat Pump | 230 | 3 | False |  |  |  | True | Dual-Speed | 70000 | 5833 | 12 | 10.8 | 15.6 |  | 69000 | 5947 | 3.4 | 3.3 | 38000 | 4640 | 2.4 | Federally-Regulated Commercial & Industrial Equipment | 04/15/2019 |  | 01/17/2023
Carrier Corp. - Syracuse | Bryant Heating & Cooling Systems | 575J(P,E,T)07(A,B)** | 524J(J,E,T)08H0** | HRCU-A-CB, Split System: Heat | Heat Pump | 208 | 3 |  | False |  |  | True | Single-Speed | 72000 | 6000 | 12 | 10.8 | 13.2 |  | 68000 | 5386 | 3.7 | 3.3 | 39000 | 4571 | 2.5 | Federally-Regulated Commercial & Industrial Equipment | 04/15/2019 |  | 01/17/2023
Carrier Corp. - Syracuse | Bryant Heating & Cooling Systems | 548J(P,E,T)12*********(D,E)A |  | HSP-A, Single-Package Heat Pum | Heat Pump | 460 | 3 | False |  |  |  | False | Single-Speed | 116000 | 10545 | 11 | 10.8 |  |  | 116000 | 9999 | 3.4 | 3.3 | 63000 | 8206 | 2.25 | Federally-Regulated Commercial & Industrial Equipment | 01/28/2019 |  | 01/17/2023
Carrier Corp. - Syracuse | Bryant Heating & Cooling Systems | 575J(P,E,T)08(A,B)* | 524J(J,E,T)08H0* | HRCU-A-CB, Split System: Heat | Heat Pump | 208 | 3 |  | False |  |  | True | Single-Speed | 88000 | 8000 | 11 | 10.8 | 12.2 |  | 86000 | 7637 | 3.3 | 3.3 | 51000 | 6227 | 2.4 | Federally-Regulated Commercial & Industrial Equipment | 04/15/2019 |  | 01/17/2023
Carrier Corp. - Syracuse | Bryant Heating & Cooling Systems | 548JP24*****(5,6,7)***(D,E)A |  | HSP-A, Single-Package Heat Pum | Heat Pump | 208 | 3 | False |  |  |  | True | Single-Speed | 232000 | 21886 | 10.6 | 10.4 | 12 |  | 220000 | 19538 | 3.3 | 3.2 | 136000 | 17329 | 2.3 | Federally-Regulated Commercial & Industrial Equipment | 04/15/2019 |  | 01/17/2023
Carrier Corp. - Syracuse | Bryant Heating & Cooling Systems | 575J(P,E,T)12(G,H)* | 524J(E,P,T)12H2* | HRCU-A-CB, Split System: Heat | Heat Pump | 208 | 3 |  | False |  |  | True | Single-Speed | 112000 | 10181 | 11 | 10.8 | 13.8 |  | 106000 | 9413 | 3.3 | 3.3 | 66000 | 8059 | 2.4 | Federally-Regulated Commercial & Industrial Equipment | 04/15/2019 |  | 01/17/2023
Carrier Corp. - Syracuse | Bryant Heating & Cooling Systems | 575J(P,E,T)16(D,E)* | 524J(E,P,T)16H2* | HRCU-A-CB, Split System: Heat | Heat Pump | 575 | 3 |  | False |  |  | True | Single-Speed | 178000 | 16792 | 10.6 | 10.4 | 12.5 |  | 178000 | 15343 | 3.4 | 3.2 | 108000 | 13188 | 2.4 | Federally-Regulated Commercial & Industrial Equipment | 04/15/2019 |  | 01/17/2023
Carrier Corp. - Syracuse | Bryant Heating & Cooling Systems | 549J(P,E,T)07(D,F)*******(A,B,C)A |  | HSP-A, Single-Package Heat Pum | Heat Pump | 230 | 3 | False |  |  |  | True | Dual-Speed | 70000 | 5833 | 12 | 10.8 | 14 |  | 69000 | 5947 | 3.4 | 3.3 | 38000 | 4640 | 2.4 | Federally-Regulated Commercial & Industrial Equipment | 04/15/2019 |  | 01/17/2023
Carrier Corp. - Syracuse | Bryant Heating & Cooling Systems | 548J(P,E,T)14*********(D,E)A |  | HSP-A, Single-Package Heat Pum | Heat Pump | 460 | 3 | False |  |  |  | False | Single-Speed | 142000 | 13396 | 10.6 | 10.4 |  |  | 142000 | 13005 | 3.2 | 3.2 | 76000 | 10865 | 2.05 | Federally-Regulated Commercial & Industrial Equipment | 01/28/2019 |  | 01/17/2023
Carrier Corp. - Syracuse | Bryant Heating & Cooling Systems | 549J(P,E,T)09*********(A,B)A |  | HSP-A, Single-Package Heat Pum | Heat Pump | 460 | 3 | False |  |  |  | True | Single-Speed | 100000 | 8333 | 12 | 10.8 |  |  | 100000 | 8619 | 3.4 | 3.3 | 56000 | 7262 | 2.26 | Federally-Regulated Commercial & Industrial Equipment | 01/28/2019 |  | 01/17/2023
Carrier Corp. - Syracuse | Bryant Heating & Cooling Systems | 549J(P,E,T)08*********(A,B)A |  | HSP-A, Single-Package Heat Pum | Heat Pump | 230 | 3 | False |  |  |  | True | Single-Speed | 90000 | 7438 | 12.1 | 10.8 | 12.9 |  | 84000 | 7033 | 3.5 | 3.3 | 47000 | 5739 | 2.4 | Federally-Regulated Commercial & Industrial Equipment | 04/15/2019 |  | 01/17/2023
Carrier Corp. - Syracuse | Bryant Heating & Cooling Systems | 548JP17*****(1,2,3)***(D,E)C |  | HSP-A, Single-Package Heat Pum | Heat Pump | 208 | 3 | False |  |  |  | True | Single-Speed | 172000 | 15925 | 10.8 | 10.4 | 12 |  | 166000 | 14742 | 3.3 | 3.2 | 103000 | 12577 | 2.4 | Federally-Regulated Commercial & Industrial Equipment | 04/15/2019 |  | 01/17/2023
Carrier Corp. - Syracuse | Bryant Heating & Cooling Systems | 575J(P,E,T)08(A,B)* | 524J(J,E,T)08H0* | HRCU-A-CB, Split System: Heat | Heat Pump | 575 | 3 |  | False |  |  | True | Single-Speed | 88000 | 8000 | 11 | 10.8 | 12.2 |  | 86000 | 7637 | 3.3 | 3.3 | 51000 | 6227 | 2.4 | Federally-Regulated Commercial & Industrial Equipment | 04/15/2019 |  | 01/17/2023
Carrier Corp. - Syracuse | Bryant Heating & Cooling Systems | 548JP17*****(1,2,3)***(D,E)C |  | HSP-A, Single-Package Heat Pum | Heat Pump | 230 | 3 | False |  |  |  | True | Single-Speed | 172000 | 15925 | 10.8 | 10.4 | 12 |  | 166000 | 14742 | 3.3 | 3.2 | 103000 | 12577 | 2.4 | Federally-Regulated Commercial & Industrial Equipment | 04/15/2019 |  | 01/17/2023
Carrier Corp. - Syracuse | Bryant Heating & Cooling Systems | 549J(P,E,T)08*********(D,E)A |  | HSP-A, Single-Package Heat Pum | Heat Pump | 575 | 3 | False |  |  |  | True | Single-Speed | 90000 | 7438 | 12.1 | 10.8 | 13.7 |  | 84000 | 7033 | 3.5 | 3.3 | 47000 | 5739 | 2.4 | Federally-Regulated Commercial & Industrial Equipment | 04/15/2019 |  | 01/17/2023
Carrier Corp. - Syracuse | Bryant Heating & Cooling Systems | 575J(P,E,T)07(A,B)** | 524J(J,E,T)08H0** | HRCU-A-CB, Split System: Heat | Heat Pump | 575 | 3 |  | False |  |  | True | Single-Speed | 72000 | 6000 | 12 | 10.8 | 13.2 |  | 68000 | 5386 | 3.7 | 3.3 | 39000 | 4571 | 2.5 | Federally-Regulated Commercial & Industrial Equipment | 04/15/2019 |  | 01/17/2023
Carrier Corp. - Syracuse | Bryant Heating & Cooling Systems | 575J(P,E,T)25(D,E)* | 524J(E,P,T)25H2* | HRCU-A-CB, Split System: Heat | Heat Pump | 575 | 3 |  | False |  |  | True | Single-Speed | 222000 | 20747 | 10.7 | 10.4 | 12.5 |  | 214000 | 17919 | 3.5 | 3.2 | 130000 | 15874 | 2.4 | Federally-Regulated Commercial & Industrial Equipment | 04/15/2019 |  | 01/17/2023
Carrier Corp. - Syracuse | Bryant Heating & Cooling Systems | 549J(P,E,T)08*********(A,B)A |  | HSP-A, Single-Package Heat Pum | Heat Pump | 460 | 3 | False |  |  |  | True | Single-Speed | 90000 | 7438 | 12.1 | 10.8 | 12.9 |  | 84000 | 7033 | 3.5 | 3.3 | 47000 | 5739 | 2.4 | Federally-Regulated Commercial & Industrial Equipment | 04/15/2019 |  | 01/17/2023
Carrier Corp. - Syracuse | Bryant Heating & Cooling Systems | 575J(P,E,T)07(A,B)* | 524J(J,E,T)07H0* | HRCU-A-CB, Split System: Heat | Heat Pump | 208 | 3 |  | False |  |  | True | Single-Speed | 70000 | 6363 | 11 | 10.8 | 12.6 |  | 65000 | 5772 | 3.3 | 3.3 | 39000 | 4762 | 2.4 | Federally-Regulated Commercial & Industrial Equipment | 04/15/2019 |  | 01/17/2023
Carrier Corp. - Syracuse | Bryant Heating & Cooling Systems | 575J(P,E,T)12(G,H)* | 524J(E,P,T)12H2* | HRCU-A-CB, Split System: Heat | Heat Pump | 230 | 3 |  | False |  |  | True | Single-Speed | 112000 | 10181 | 11 | 10.8 | 13.8 |  | 106000 | 9413 | 3.3 | 3.3 | 66000 | 8059 | 2.4 | Federally-Regulated Commercial & Industrial Equipment | 04/15/2019 |  | 01/17/2023
Carrier Corp. - Syracuse | Bryant Heating & Cooling Systems | 549J(P,E,T)09*********(D,E)A |  | HSP-A, Single-Package Heat Pum | Heat Pump | 230 | 3 | False |  |  |  | True | Single-Speed | 100000 | 8333 | 12 | 10.8 |  |  | 100000 | 8619 | 3.4 | 3.3 | 56000 | 7262 | 2.26 | Federally-Regulated Commercial & Industrial Equipment | 01/28/2019 |  | 01/17/2023
Carrier Corp. - Syracuse | Bryant Heating & Cooling Systems | 575J(P,E,T)25(D,E)* | 524J(E,P,T)25H2* | HRCU-A-CB, Split System: Heat | Heat Pump | 460 | 3 |  | False |  |  | True | Single-Speed | 222000 | 20747 | 10.7 | 10.4 | 12.5 |  | 214000 | 17919 | 3.5 | 3.2 | 130000 | 15874 | 2.4 | Federally-Regulated Commercial & Industrial Equipment | 04/15/2019 |  | 01/17/2023
Trane U.S. Inc. | Trane | WSC102H(3,4,W)*0A |  | HSP-A, Single-Package Heat Pum | Heat Pump | 230 | 3 | False |  |  |  | True | Dual-Speed | 100000 | 9090 | 11 | 10.8 | 12.2 |  | 92000 | 7930 | 3.4 | 3.3 | 48500 | 6768 | 2.1 | Federally-Regulated Commercial & Industrial Equipment | 09/23/2019 |  | 02/28/2023
Trane U.S. Inc. | Trane | WSC120H(3,4,W)*(G,K,N,P)A***7 |  | HSP-A, Single-Package Heat Pum | Both Heat Pump and Electric Re | 230 | 3 | False |  |  |  | True | Dual-Speed | 115000 | 10454 | 11 | 11 | 12.9 |  | 106000 | 9137 | 3.4 | 3.3 | 58500 | 7619 | 2.25 | Federally-Regulated Commercial & Industrial Equipment | 09/23/2019 |  | 02/28/2023
Trane U.S. Inc. | Trane | WSC120H(3,4,W)*(G,K,N,P)A |  | HSP-A, Single-Package Heat Pum | Both Heat Pump and Electric Re | 575 | 3 | False |  |  |  | True | Dual-Speed | 115000 | 10454 | 11 | 11 | 12.2 |  | 106000 | 9137 | 3.4 | 3.3 | 58500 | 7619 | 2.25 | Federally-Regulated Commercial & Industrial Equipment | 09/23/2019 |  | 02/28/2023
Trane U.S. Inc. | Trane | WS(D,H)240E(3,4,W)R(G,N,P,R)****0 |  | HSP-A, Single-Package Heat Pum | Both Heat Pump and Electric Re | 208 | 3 | False |  |  |  | False | Single-Speed | 240000 | 24742 |  |  | 11.5 |  | 210000 | 19233 | 3.2 | 3.2 | 120000 | 16747 | 2.1 | Federally-Regulated Commercial & Industrial Equipment | 04/21/2020 | 200089036 | 02/28/2023
Trane U.S. Inc. | Trane | WS(D,H)180E(3,4,W)R0****7 |  | HSP-A, Single-Package Heat Pum | Heat Pump | 575 | 3 | False |  |  |  | False | Single-Speed | 170000 | 16037 | 10.6 | 10.4 | 13.5 |  | 170000 | 15569 | 3.2 | 3.2 | 90000 | 12560 | 2.1 | Federally-Regulated Commercial & Industrial Equipment | 09/23/2019 |  | 02/28/2023
Trane U.S. Inc. | Trane | WS(D,H)240E(3,4,W)R0****0 |  | HSP-A, Single-Package Heat Pum | Heat Pump | 208 | 3 | False |  |  |  | False | Single-Speed | 240000 | 24742 |  |  | 11.5 |  | 210000 | 19233 | 3.2 | 3.2 | 120000 | 16747 | 2.1 | Federally-Regulated Commercial & Industrial Equipment | 04/21/2020 | 200089034 | 02/28/2023
Trane U.S. Inc. | Trane | WSC120H(3,4,W)*0A***7 |  | HSP-A, Single-Package Heat Pum | Heat Pump | 575 | 3 | False |  |  |  | True | Dual-Speed | 115000 | 10454 | 11 | 10.8 | 12.9 |  | 106000 | 9137 | 3.4 | 3.3 | 58500 | 7619 | 2.25 | Federally-Regulated Commercial & Industrial Equipment | 09/23/2019 |  | 02/28/2023
Trane U.S. Inc. | Trane | WS(D,H)180E(3,4,W)R(G,N,P,R)****0 |  | HSP-A, Single-Package Heat Pum | Both Heat Pump and Electric Re | 460 | 3 | False |  |  |  | False | Single-Speed | 170000 | 16037 | 10.6 | 10.6 | 12 |  | 170000 | 15569 | 3.2 | 3.2 | 90000 | 12560 | 2.1 | Federally-Regulated Commercial & Industrial Equipment | 09/23/2019 |  | 02/28/2023
Trane U.S. Inc. | Trane | WS(D,H)150E(3,4,W)R0****0 |  | HSP-A, Single-Package Heat Pum | Heat Pump | 460 | 3 | False |  |  |  | False | Single-Speed | 146000 | 13773 | 10.6 | 10.4 | 12 |  | 136000 | 12455 | 3.2 | 3.2 | 75000 | 10466 | 2.1 | Federally-Regulated Commercial & Industrial Equipment | 09/23/2019 |  | 02/28/2023
Trane U.S. Inc. | Trane | WS(D,H)150E(3,4,W)R0****7 |  | HSP-A, Single-Package Heat Pum | Heat Pump | 575 | 3 | False |  |  |  | False | Single-Speed | 146000 | 13773 | 10.6 | 10.4 | 13.5 |  | 136000 | 12455 | 3.2 | 3.2 | 75000 | 10466 | 2.1 | Federally-Regulated Commercial & Industrial Equipment | 09/23/2019 |  | 02/28/2023
Trane U.S. Inc. | Trane | WS(D,H)150E(3,4,W)R0****0 |  | HSP-A, Single-Package Heat Pum | Heat Pump | 230 | 3 | False |  |  |  | False | Single-Speed | 146000 | 13773 | 10.6 | 10.4 | 12 |  | 136000 | 12455 | 3.2 | 3.2 | 75000 | 10466 | 2.1 | Federally-Regulated Commercial & Industrial Equipment | 09/23/2019 |  | 02/28/2023
Trane U.S. Inc. | Trane | WSC120H(3,4,W)*0A***6 |  | HSP-A, Single-Package Heat Pum | Heat Pump | 575 | 3 | False |  |  |  | True | Dual-Speed | 115000 | 10454 | 11 | 10.8 | 13.4 |  | 106000 | 9137 | 3.4 | 3.3 | 58500 | 7619 | 2.25 | Federally-Regulated Commercial & Industrial Equipment | 09/23/2019 |  | 02/28/2023
Trane U.S. Inc. | Trane | WS(D,H)180E(3,4,W)R(G,N,P,R)****0 |  | HSP-A, Single-Package Heat Pum | Both Heat Pump and Electric Re | 208 | 3 | False |  |  |  | False | Single-Speed | 170000 | 16037 | 10.6 | 10.6 | 12 |  | 170000 | 15569 | 3.2 | 3.2 | 90000 | 12560 | 2.1 | Federally-Regulated Commercial & Industrial Equipment | 09/23/2019 |  | 02/28/2023
Trane U.S. Inc. | Trane | WS(D,H)240E(3,4,W)R0****7 |  | HSP-A, Single-Package Heat Pum | Heat Pump | 575 | 3 | False |  |  |  | False | Single-Speed | 240000 | 24742 |  |  | 12 |  | 210000 | 19233 | 3.2 | 3.2 | 120000 | 16747 | 2.1 | Federally-Regulated Commercial & Industrial Equipment | 04/21/2020 | 200089771 | 02/28/2023
Trane U.S. Inc. | Trane | WS(D,H)180E(3,4,W)R0****0 |  | HSP-A, Single-Package Heat Pum | Heat Pump | 460 | 3 | False |  |  |  | False | Single-Speed | 170000 | 16037 | 10.6 | 10.4 | 12 |  | 170000 | 15569 | 3.2 | 3.2 | 90000 | 12560 | 2.1 | Federally-Regulated Commercial & Industrial Equipment | 09/23/2019 |  | 02/28/2023
Trane U.S. Inc. | Trane | WS(D,H)180E(3,4,W)R(G,N,P,R)****7 |  | HSP-A, Single-Package Heat Pum | Both Heat Pump and Electric Re | 575 | 3 | False |  |  |  | False | Single-Speed | 170000 | 16037 | 10.6 | 10.6 | 13.5 |  | 170000 | 15569 | 3.2 | 3.2 | 90000 | 12560 | 2.1 | Federally-Regulated Commercial & Industrial Equipment | 09/23/2019 |  | 02/28/2023
Trane U.S. Inc. | Trane | WS(D,H)240E(3,4,W)R(G,N,P,R)****0 |  | HSP-A, Single-Package Heat Pum | Both Heat Pump and Electric Re | 575 | 3 | False |  |  |  | False | Single-Speed | 240000 | 24742 |  |  | 11.5 |  | 210000 | 19233 | 3.2 | 3.2 | 120000 | 16747 | 2.1 | Federally-Regulated Commercial & Industrial Equipment | 04/21/2020 | 200089036 | 02/28/2023
Trane U.S. Inc. | Trane | WS(D,H)150E(3,4,W)R(G,N,P,R)****7 |  | HSP-A, Single-Package Heat Pum | Both Heat Pump and Electric Re | 575 | 3 | False |  |  |  | False | Single-Speed | 146000 | 13773 | 10.6 | 10.6 | 13.5 |  | 136000 | 12455 | 3.2 | 3.2 | 75000 | 10466 | 2.1 | Federally-Regulated Commercial & Industrial Equipment | 09/23/2019 |  | 02/28/2023
Trane U.S. Inc. | Trane | WS(D,H)150E(3,4,W)R0****7 |  | HSP-A, Single-Package Heat Pum | Heat Pump | 460 | 3 | False |  |  |  | False | Single-Speed | 146000 | 13773 | 10.6 | 10.4 | 13.5 |  | 136000 | 12455 | 3.2 | 3.2 | 75000 | 10466 | 2.1 | Federally-Regulated Commercial & Industrial Equipment | 09/23/2019 |  | 02/28/2023
Trane U.S. Inc. | Trane | WS(D,H)180E(3,4,W)R(G,N,P,R)****0 |  | HSP-A, Single-Package Heat Pum | Both Heat Pump and Electric Re | 230 | 3 | False |  |  |  | False | Single-Speed | 170000 | 16037 | 10.6 | 10.6 | 12 |  | 170000 | 15569 | 3.2 | 3.2 | 90000 | 12560 | 2.1 | Federally-Regulated Commercial & Industrial Equipment | 09/23/2019 |  | 02/28/2023
Trane U.S. Inc. | Trane | WS(D,H)240E(3,4,W)R0****7 |  | HSP-A, Single-Package Heat Pum | Heat Pump | 460 | 3 | False |  |  |  | False | Single-Speed | 240000 | 24742 |  |  | 12 |  | 210000 | 19233 | 3.2 | 3.2 | 120000 | 16747 | 2.1 | Federally-Regulated Commercial & Industrial Equipment | 04/21/2020 | 200089771 | 02/28/2023
Trane U.S. Inc. | Trane | WS(D,H)150E(3,4,W)R(G,N,P,R)****0 |  | HSP-A, Single-Package Heat Pum | Both Heat Pump and Electric Re | 208 | 3 | False |  |  |  | False | Single-Speed | 146000 | 13773 | 10.6 | 10.6 | 12 |  | 136000 | 12455 | 3.2 | 3.2 | 75000 | 10466 | 2.1 | Federally-Regulated Commercial & Industrial Equipment | 09/23/2019 |  | 02/28/2023
Trane U.S. Inc. | Trane | WSC120H(3,4,W)*(G,K,N,P)A***7 |  | HSP-A, Single-Package Heat Pum | Both Heat Pump and Electric Re | 208 | 3 | False |  |  |  | True | Dual-Speed | 115000 | 10454 | 11 | 11 | 12.9 |  | 106000 | 9137 | 3.4 | 3.3 | 58500 | 7619 | 2.25 | Federally-Regulated Commercial & Industrial Equipment | 09/23/2019 |  | 02/28/2023
Trane U.S. Inc. | Trane | WS(D,H)150E(3,4,W)R(G,N,P,R)****0 |  | HSP-A, Single-Package Heat Pum | Both Heat Pump and Electric Re | 575 | 3 | False |  |  |  | False | Single-Speed | 146000 | 13773 | 10.6 | 10.6 | 12 |  | 136000 | 12455 | 3.2 | 3.2 | 75000 | 10466 | 2.1 | Federally-Regulated Commercial & Industrial Equipment | 09/23/2019 |  | 02/28/2023
Trane U.S. Inc. | Trane | WSC102H(3,4,W)*0A***6 |  | HSP-A, Single-Package Heat Pum | Heat Pump | 230 | 3 | False |  |  |  | True | Dual-Speed | 100000 | 9090 | 11 | 10.8 | 13.4 |  | 89000 | 7671 | 3.4 | 3.3 | 48500 | 6768 | 2.1 | Federally-Regulated Commercial & Industrial Equipment | 09/23/2019 |  | 02/28/2023
Trane U.S. Inc. | Trane | WSC120H(3,4,W)*(G,K,N,P)A***7 |  | HSP-A, Single-Package Heat Pum | Both Heat Pump and Electric Re | 575 | 3 | False |  |  |  | True | Dual-Speed | 115000 | 10454 | 11 | 11 | 12.9 |  | 106000 | 9137 | 3.4 | 3.3 | 58500 | 7619 | 2.25 | Federally-Regulated Commercial & Industrial Equipment | 09/23/2019 |  | 02/28/2023
Trane U.S. Inc. | Trane | WS(D,H)180E(3,4,W)R(G,N,P,R)****0 |  | HSP-A, Single-Package Heat Pum | Both Heat Pump and Electric Re | 575 | 3 | False |  |  |  | False | Single-Speed | 170000 | 16037 | 10.6 | 10.6 | 12 |  | 170000 | 15569 | 3.2 | 3.2 | 90000 | 12560 | 2.1 | Federally-Regulated Commercial & Industrial Equipment | 09/23/2019 |  | 02/28/2023
Trane U.S. Inc. | Trane | WS(D,H)180E(3,4,W)R0****0 |  | HSP-A, Single-Package Heat Pum | Heat Pump | 208 | 3 | False |  |  |  | False | Single-Speed | 170000 | 16037 | 10.6 | 10.4 | 12 |  | 170000 | 15569 | 3.2 | 3.2 | 90000 | 12560 | 2.1 | Federally-Regulated Commercial & Industrial Equipment | 09/23/2019 |  | 02/28/2023
Trane U.S. Inc. | Trane | WSC120H(3,4,W)*0A***7 |  | HSP-A, Single-Package Heat Pum | Heat Pump | 230 | 3 | False |  |  |  | True | Dual-Speed | 115000 | 10454 | 11 | 10.8 | 12.9 |  | 106000 | 9137 | 3.4 | 3.3 | 58500 | 7619 | 2.25 | Federally-Regulated Commercial & Industrial Equipment | 09/23/2019 |  | 02/28/2023
Trane U.S. Inc. | Trane | WS(D,H)180E(3,4,W)R0****0 |  | HSP-A, Single-Package Heat Pum | Heat Pump | 230 | 3 | False |  |  |  | False | Single-Speed | 170000 | 16037 | 10.6 | 10.4 | 12 |  | 170000 | 15569 | 3.2 | 3.2 | 90000 | 12560 | 2.1 | Federally-Regulated Commercial & Industrial Equipment | 09/23/2019 |  | 02/28/2023
Trane U.S. Inc. | Trane | WSC102H(3,4,W)*0A |  | HSP-A, Single-Package Heat Pum | Heat Pump | 460 | 3 | False |  |  |  | True | Dual-Speed | 100000 | 9090 | 11 | 10.8 | 12.2 |  | 92000 | 7930 | 3.4 | 3.3 | 48500 | 6768 | 2.1 | Federally-Regulated Commercial & Industrial Equipment | 09/23/2019 |  | 02/28/2023
Trane U.S. Inc. | Trane | WS(D,H)240E(3,4,W)R(G,N,P,R)****0 |  | HSP-A, Single-Package Heat Pum | Both Heat Pump and Electric Re | 230 | 3 | False |  |  |  | False | Single-Speed | 240000 | 24742 |  |  | 11.5 |  | 210000 | 19233 | 3.2 | 3.2 | 120000 | 16747 | 2.1 | Federally-Regulated Commercial & Industrial Equipment | 04/21/2020 | 200089036 | 02/28/2023
Trane U.S. Inc. | Trane | WSC120H(3,4,W)*0A***7 |  | HSP-A, Single-Package Heat Pum | Heat Pump | 460 | 3 | False |  |  |  | True | Dual-Speed | 115000 | 10454 | 11 | 10.8 | 12.9 |  | 106000 | 9137 | 3.4 | 3.3 | 58500 | 7619 | 2.25 | Federally-Regulated Commercial & Industrial Equipment | 09/23/2019 |  | 02/28/2023
Trane U.S. Inc. | Trane | WS(D,H)240E(3,4,W)R(G,N,P,R)****7 |  | HSP-A, Single-Package Heat Pum | Both Heat Pump and Electric Re | 460 | 3 | False |  |  |  | False | Single-Speed | 240000 | 24742 |  |  | 12 |  | 210000 | 19233 | 3.2 | 3.2 | 120000 | 16747 | 2.1 | Federally-Regulated Commercial & Industrial Equipment | 04/21/2020 | 200089773 | 02/28/2023
Trane U.S. Inc. | Trane | WS(D,H)150E(3,4,W)R(G,N,P,R)****7 |  | HSP-A, Single-Package Heat Pum | Both Heat Pump and Electric Re | 230 | 3 | False |  |  |  | False | Single-Speed | 146000 | 13773 | 10.6 | 10.6 | 13.5 |  | 136000 | 12455 | 3.2 | 3.2 | 75000 | 10466 | 2.1 | Federally-Regulated Commercial & Industrial Equipment | 09/23/2019 |  | 02/28/2023
Trane U.S. Inc. | Trane | WSC120H(3,4,W)*0A***6 |  | HSP-A, Single-Package Heat Pum | Heat Pump | 460 | 3 | False |  |  |  | True | Dual-Speed | 115000 | 10454 | 11 | 10.8 | 13.4 |  | 106000 | 9137 | 3.4 | 3.3 | 58500 | 7619 | 2.25 | Federally-Regulated Commercial & Industrial Equipment | 09/23/2019 |  | 02/28/2023
Trane U.S. Inc. | Trane | WSC102H(3,4,W)*0A***6 |  | HSP-A, Single-Package Heat Pum | Heat Pump | 460 | 3 | False |  |  |  | True | Dual-Speed | 100000 | 9090 | 11 | 10.8 | 13.4 |  | 89000 | 7671 | 3.4 | 3.3 | 48500 | 6768 | 2.1 | Federally-Regulated Commercial & Industrial Equipment | 09/23/2019 |  | 02/28/2023
Trane U.S. Inc. | Trane | WSC102H(3,4,W)*0A***6 |  | HSP-A, Single-Package Heat Pum | Heat Pump | 208 | 3 | False |  |  |  | True | Dual-Speed | 100000 | 9090 | 11 | 10.8 | 13.4 |  | 89000 | 7671 | 3.4 | 3.3 | 48500 | 6768 | 2.1 | Federally-Regulated Commercial & Industrial Equipment | 09/23/2019 |  | 02/28/2023
Trane U.S. Inc. | Trane | WS(D,H)150E(3,4,W)R0****0 |  | HSP-A, Single-Package Heat Pum | Heat Pump | 575 | 3 | False |  |  |  | False | Single-Speed | 146000 | 13773 | 10.6 | 10.4 | 12 |  | 136000 | 12455 | 3.2 | 3.2 | 75000 | 10466 | 2.1 | Federally-Regulated Commercial & Industrial Equipment | 09/23/2019 |  | 02/28/2023
Trane U.S. Inc. | Trane | WSC120H(3,4,W)*0A***7 |  | HSP-A, Single-Package Heat Pum | Heat Pump | 208 | 3 | False |  |  |  | True | Dual-Speed | 115000 | 10454 | 11 | 10.8 | 12.9 |  | 106000 | 9137 | 3.4 | 3.3 | 58500 | 7619 | 2.25 | Federally-Regulated Commercial & Industrial Equipment | 09/23/2019 |  | 02/28/2023
Trane U.S. Inc. | Trane | WS(D,H)240E(3,4,W)R0****7 |  | HSP-A, Single-Package Heat Pum | Heat Pump | 230 | 3 | False |  |  |  | False | Single-Speed | 240000 | 24742 |  |  | 12 |  | 210000 | 19233 | 3.2 | 3.2 | 120000 | 16747 | 2.1 | Federally-Regulated Commercial & Industrial Equipment | 04/21/2020 | 200089771 | 02/28/2023
Trane U.S. Inc. | Trane | WS(D,H)180E(3,4,W)R0****7 |  | HSP-A, Single-Package Heat Pum | Heat Pump | 230 | 3 | False |  |  |  | False | Single-Speed | 170000 | 16037 | 10.6 | 10.4 | 13.5 |  | 170000 | 15569 | 3.2 | 3.2 | 90000 | 12560 | 2.1 | Federally-Regulated Commercial & Industrial Equipment | 09/23/2019 |  | 02/28/2023
Trane U.S. Inc. | Trane | WS(D,H)180E(3,4,W)R(G,N,P,R)****7 |  | HSP-A, Single-Package Heat Pum | Both Heat Pump and Electric Re | 230 | 3 | False |  |  |  | False | Single-Speed | 170000 | 16037 | 10.6 | 10.6 | 13.5 |  | 170000 | 15569 | 3.2 | 3.2 | 90000 | 12560 | 2.1 | Federally-Regulated Commercial & Industrial Equipment | 09/23/2019 |  | 02/28/2023
Trane U.S. Inc. | Trane | WS(D,H)150E(3,4,W)R0****7 |  | HSP-A, Single-Package Heat Pum | Heat Pump | 208 | 3 | False |  |  |  | False | Single-Speed | 146000 | 13773 | 10.6 | 10.4 | 13.5 |  | 136000 | 12455 | 3.2 | 3.2 | 75000 | 10466 | 2.1 | Federally-Regulated Commercial & Industrial Equipment | 09/23/2019 |  | 02/28/2023
Trane U.S. Inc. | Trane | WS(D,H)150E(3,4,W)R(G,N,P,R)****7 |  | HSP-A, Single-Package Heat Pum | Both Heat Pump and Electric Re | 208 | 3 | False |  |  |  | False | Single-Speed | 146000 | 13773 | 10.6 | 10.6 | 13.5 |  | 136000 | 12455 | 3.2 | 3.2 | 75000 | 10466 | 2.1 | Federally-Regulated Commercial & Industrial Equipment | 09/23/2019 |  | 02/28/2023
Trane U.S. Inc. | Trane | WS(D,H)240E(3,4,W)R(G,N,P,R)****7 |  | HSP-A, Single-Package Heat Pum | Both Heat Pump and Electric Re | 230 | 3 | False |  |  |  | False | Single-Speed | 240000 | 24742 |  |  | 12 |  | 210000 | 19233 | 3.2 | 3.2 | 120000 | 16747 | 2.1 | Federally-Regulated Commercial & Industrial Equipment | 04/21/2020 | 200089773 | 02/28/2023
Trane U.S. Inc. | Trane | WS(D,H)240E(3,4,W)R(G,N,P,R)****7 |  | HSP-A, Single-Package Heat Pum | Both Heat Pump and Electric Re | 575 | 3 | False |  |  |  | False | Single-Speed | 240000 | 24742 |  |  | 12 |  | 210000 | 19233 | 3.2 | 3.2 | 120000 | 16747 | 2.1 | Federally-Regulated Commercial & Industrial Equipment | 04/21/2020 | 200089773 | 02/28/2023
Trane U.S. Inc. | Trane | WS(D,H)240E(3,4,W)R(G,N,P,R)****0 |  | HSP-A, Single-Package Heat Pum | Both Heat Pump and Electric Re | 460 | 3 | False |  |  |  | False | Single-Speed | 240000 | 24742 |  |  | 11.5 |  | 210000 | 19233 | 3.2 | 3.2 | 120000 | 16747 | 2.1 | Federally-Regulated Commercial & Industrial Equipment | 04/21/2020 | 200089036 | 02/28/2023
Trane U.S. Inc. | Trane | WS(D,H)150E(3,4,W)R0****7 |  | HSP-A, Single-Package Heat Pum | Heat Pump | 230 | 3 | False |  |  |  | False | Single-Speed | 146000 | 13773 | 10.6 | 10.4 | 13.5 |  | 136000 | 12455 | 3.2 | 3.2 | 75000 | 10466 | 2.1 | Federally-Regulated Commercial & Industrial Equipment | 09/23/2019 |  | 02/28/2023
Trane U.S. Inc. | Trane | WS(D,H)180E(3,4,W)R0****0 |  | HSP-A, Single-Package Heat Pum | Heat Pump | 575 | 3 | False |  |  |  | False | Single-Speed | 170000 | 16037 | 10.6 | 10.4 | 12 |  | 170000 | 15569 | 3.2 | 3.2 | 90000 | 12560 | 2.1 | Federally-Regulated Commercial & Industrial Equipment | 09/23/2019 |  | 02/28/2023
Trane U.S. Inc. | Trane | WSC102H(3,4,W)*0A***6 |  | HSP-A, Single-Package Heat Pum | Heat Pump | 575 | 3 | False |  |  |  | True | Dual-Speed | 100000 | 9090 | 11 | 10.8 | 13.4 |  | 89000 | 7671 | 3.4 | 3.3 | 48500 | 6768 | 2.1 | Federally-Regulated Commercial & Industrial Equipment | 09/23/2019 |  | 02/28/2023
Trane U.S. Inc. | Trane | WSC120H(3,4,W)*(G,K,N,P)A |  | HSP-A, Single-Package Heat Pum | Both Heat Pump and Electric Re | 460 | 3 | False |  |  |  | True | Dual-Speed | 115000 | 10454 | 11 | 11 | 12.2 |  | 106000 | 9137 | 3.4 | 3.3 | 58500 | 7619 | 2.25 | Federally-Regulated Commercial & Industrial Equipment | 09/23/2019 |  | 02/28/2023
Trane U.S. Inc. | Trane | WS(D,H)180E(3,4,W)R0****7 |  | HSP-A, Single-Package Heat Pum | Heat Pump | 460 | 3 | False |  |  |  | False | Single-Speed | 170000 | 16037 | 10.6 | 10.4 | 13.5 |  | 170000 | 15569 | 3.2 | 3.2 | 90000 | 12560 | 2.1 | Federally-Regulated Commercial & Industrial Equipment | 09/23/2019 |  | 02/28/2023
Trane U.S. Inc. | Trane | WS(D,H)180E(3,4,W)R(G,N,P,R)****7 |  | HSP-A, Single-Package Heat Pum | Both Heat Pump and Electric Re | 460 | 3 | False |  |  |  | False | Single-Speed | 170000 | 16037 | 10.6 | 10.6 | 13.5 |  | 170000 | 15569 | 3.2 | 3.2 | 90000 | 12560 | 2.1 | Federally-Regulated Commercial & Industrial Equipment | 09/23/2019 |  | 02/28/2023
Trane U.S. Inc. | Trane | WS(D,H)240E(3,4,W)R(G,N,P,R)****7 |  | HSP-A, Single-Package Heat Pum | Both Heat Pump and Electric Re | 208 | 3 | False |  |  |  | False | Single-Speed | 240000 | 24742 |  |  | 12 |  | 210000 | 19233 | 3.2 | 3.2 | 120000 | 16747 | 2.1 | Federally-Regulated Commercial & Industrial Equipment | 04/21/2020 | 200089773 | 02/28/2023
Trane U.S. Inc. | Trane | WS(D,H)150E(3,4,W)R(G,N,P,R)****0 |  | HSP-A, Single-Package Heat Pum | Both Heat Pump and Electric Re | 460 | 3 | False |  |  |  | False | Single-Speed | 146000 | 13773 | 10.6 | 10.6 | 12 |  | 136000 | 12455 | 3.2 | 3.2 | 75000 | 10466 | 2.1 | Federally-Regulated Commercial & Industrial Equipment | 09/23/2019 |  | 02/28/2023
Trane U.S. Inc. | Trane | WSC102H(3,4,W)*0A |  | HSP-A, Single-Package Heat Pum | Heat Pump | 208 | 3 | False |  |  |  | True | Dual-Speed | 100000 | 9090 | 11 | 10.8 | 12.2 |  | 92000 | 7930 | 3.4 | 3.3 | 48500 | 6768 | 2.1 | Federally-Regulated Commercial & Industrial Equipment | 09/23/2019 |  | 02/28/2023
Trane U.S. Inc. | Trane | WS(D,H)150E(3,4,W)R(G,N,P,R)****0 |  | HSP-A, Single-Package Heat Pum | Both Heat Pump and Electric Re | 230 | 3 | False |  |  |  | False | Single-Speed | 146000 | 13773 | 10.6 | 10.6 | 12 |  | 136000 | 12455 | 3.2 | 3.2 | 75000 | 10466 | 2.1 | Federally-Regulated Commercial & Industrial Equipment | 09/23/2019 |  | 02/28/2023
Trane U.S. Inc. | Trane | WS(D,H)150E(3,4,W)R(G,N,P,R)****7 |  | HSP-A, Single-Package Heat Pum | Both Heat Pump and Electric Re | 460 | 3 | False |  |  |  | False | Single-Speed | 146000 | 13773 | 10.6 | 10.6 | 13.5 |  | 136000 | 12455 | 3.2 | 3.2 | 75000 | 10466 | 2.1 | Federally-Regulated Commercial & Industrial Equipment | 09/23/2019 |  | 02/28/2023
Trane U.S. Inc. | Trane | WSC120H(3,4,W)*0A***6 |  | HSP-A, Single-Package Heat Pum | Heat Pump | 208 | 3 | False |  |  |  | True | Dual-Speed | 115000 | 10454 | 11 | 10.8 | 13.4 |  | 106000 | 9137 | 3.4 | 3.3 | 58500 | 7619 | 2.25 | Federally-Regulated Commercial & Industrial Equipment | 09/23/2019 |  | 02/28/2023
Trane U.S. Inc. | Trane | WSC120H(3,4,W)*(G,K,N,P)A |  | HSP-A, Single-Package Heat Pum | Both Heat Pump and Electric Re | 208 | 3 | False |  |  |  | True | Dual-Speed | 115000 | 10454 | 11 | 11 | 12.2 |  | 106000 | 9137 | 3.4 | 3.3 | 58500 | 7619 | 2.25 | Federally-Regulated Commercial & Industrial Equipment | 09/23/2019 |  | 02/28/2023
Trane U.S. Inc. | Trane | WSC102H(3,4,W)*0A |  | HSP-A, Single-Package Heat Pum | Heat Pump | 575 | 3 | False |  |  |  | True | Dual-Speed | 100000 | 9090 | 11 | 10.8 | 12.2 |  | 92000 | 7930 | 3.4 | 3.3 | 48500 | 6768 | 2.1 | Federally-Regulated Commercial & Industrial Equipment | 09/23/2019 |  | 02/28/2023
Trane U.S. Inc. | Trane | WS(D,H)180E(3,4,W)R(G,N,P,R)****7 |  | HSP-A, Single-Package Heat Pum | Both Heat Pump and Electric Re | 208 | 3 | False |  |  |  | False | Single-Speed | 170000 | 16037 | 10.6 | 10.6 | 13.5 |  | 170000 | 15569 | 3.2 | 3.2 | 90000 | 12560 | 2.1 | Federally-Regulated Commercial & Industrial Equipment | 09/23/2019 |  | 02/28/2023
Trane U.S. Inc. | Trane | WS(D,H)180E(3,4,W)R0****7 |  | HSP-A, Single-Package Heat Pum | Heat Pump | 208 | 3 | False |  |  |  | False | Single-Speed | 170000 | 16037 | 10.6 | 10.4 | 13.5 |  | 170000 | 15569 | 3.2 | 3.2 | 90000 | 12560 | 2.1 | Federally-Regulated Commercial & Industrial Equipment | 09/23/2019 |  | 02/28/2023
Trane U.S. Inc. | Trane | WSC120H(3,4,W)*0A***6 |  | HSP-A, Single-Package Heat Pum | Heat Pump | 230 | 3 | False |  |  |  | True | Dual-Speed | 115000 | 10454 | 11 | 10.8 | 13.4 |  | 106000 | 9137 | 3.4 | 3.3 | 58500 | 7619 | 2.25 | Federally-Regulated Commercial & Industrial Equipment | 09/23/2019 |  | 02/28/2023
Trane U.S. Inc. | Trane | WSC120H(3,4,W)*(G,K,N,P)A |  | HSP-A, Single-Package Heat Pum | Both Heat Pump and Electric Re | 230 | 3 | False |  |  |  | True | Dual-Speed | 115000 | 10454 | 11 | 11 | 12.2 |  | 106000 | 9137 | 3.4 | 3.3 | 58500 | 7619 | 2.25 | Federally-Regulated Commercial & Industrial Equipment | 09/23/2019 |  | 02/28/2023
Trane U.S. Inc. | Trane | WS(D,H)150E(3,4,W)R0****0 |  | HSP-A, Single-Package Heat Pum | Heat Pump | 208 | 3 | False |  |  |  | False | Single-Speed | 146000 | 13773 | 10.6 | 10.4 | 12 |  | 136000 | 12455 | 3.2 | 3.2 | 75000 | 10466 | 2.1 | Federally-Regulated Commercial & Industrial Equipment | 09/23/2019 |  | 02/28/2023
Trane U.S. Inc. | Trane | WSC120H(3,4,W)*(G,K,N,P)A***7 |  | HSP-A, Single-Package Heat Pum | Both Heat Pump and Electric Re | 460 | 3 | False |  |  |  | True | Dual-Speed | 115000 | 10454 | 11 | 11 | 12.9 |  | 106000 | 9137 | 3.4 | 3.3 | 58500 | 7619 | 2.25 | Federally-Regulated Commercial & Industrial Equipment | 09/23/2019 |  | 02/28/2023
Trane U.S. Inc. | Trane | WS(D,H)240E(3,4,W)R0****7 |  | HSP-A, Single-Package Heat Pum | Heat Pump | 208 | 3 | False |  |  |  | False | Single-Speed | 240000 | 24742 |  |  | 12 |  | 210000 | 19233 | 3.2 | 3.2 | 120000 | 16747 | 2.1 | Federally-Regulated Commercial & Industrial Equipment | 04/21/2020 | 200089771 | 02/28/2023
York International | Johnson Controls | XXE09A(2,4,5)*1********* |  | HSP-A, Single-Package Heat Pum | Heat Pump | 230 | 3 | False |  |  |  | True | Single-Speed | 102000 | 8644 | 11.8 | 10.8 | 13.1 |  | 94000 | 8223 | 3.35 | 3.3 | 57000 | 7424 | 2.25 | Federally-Regulated Commercial & Industrial Equipment | 09/23/2019 |  | 02/28/2023
York International | Johnson Controls | XXE09A(2,4,5)*1********* |  | HSP-A, Single-Package Heat Pum | Heat Pump | 575 | 3 | False |  |  |  | True | Single-Speed | 102000 | 8644 | 11.8 | 10.8 | 13.1 |  | 94000 | 8223 | 3.35 | 3.3 | 57000 | 7424 | 2.25 | Federally-Regulated Commercial & Industrial Equipment | 09/23/2019 |  | 02/28/2023
York International | Johnson Controls | XXE09A(2,4,5)*1********* |  | HSP-A, Single-Package Heat Pum | Heat Pump | 460 | 3 | False |  |  |  | True | Single-Speed | 102000 | 8644 | 11.8 | 10.8 | 13.1 |  | 94000 | 8223 | 3.35 | 3.3 | 57000 | 7424 | 2.25 | Federally-Regulated Commercial & Industrial Equipment | 09/23/2019 |  | 02/28/2023
York International | Johnson Controls | XXE09A(2,4,5)*1********* |  | HSP-A, Single-Package Heat Pum | Heat Pump | 208 | 3 | False |  |  |  | True | Single-Speed | 102000 | 8644 | 11.8 | 10.8 | 13.1 |  | 94000 | 8223 | 3.35 | 3.3 | 57000 | 7424 | 2.25 | Federally-Regulated Commercial & Industrial Equipment | 09/23/2019 |  | 02/28/2023
Trane U.S. Inc. | AMERICAN STANDARD | WSC092H(3,4,W)*(G,K,N)A***6 |  | HSP-A, Single-Package Heat Pum | Both Heat Pump and Electric Re | 460 | 3 | False |  |  |  | True | Dual-Speed | 93000 | 8230 | 11.3 | 11 | 13.4 |  | 87000 | 7499 | 3.4 | 3.3 | 48000 | 6252 | 2.25 | Federally-Regulated Commercial & Industrial Equipment | 09/23/2019 |  | 02/28/2023
Trane U.S. Inc. | AMERICAN STANDARD | WSC090H(3,4,W)*(G,K,N)A |  | HSP-A, Single-Package Heat Pum | Both Heat Pump and Electric Re | 208 | 3 | False |  |  |  | True | Single-Speed | 90000 | 8108 | 11.1 | 11 | 12.2 |  | 87000 | 7499 | 3.4 | 3.3 | 48000 | 6252 | 2.25 | Federally-Regulated Commercial & Industrial Equipment | 09/23/2019 |  | 02/28/2023
Trane U.S. Inc. | AMERICAN STANDARD | WSC092H(3,4,W)*0A |  | HSP-A, Single-Package Heat Pum | Heat Pump | 208 | 3 | False |  |  |  | True | Dual-Speed | 93000 | 8230 | 11.3 | 10.8 | 12.4 |  | 88000 | 7585 | 3.4 | 3.3 | 48000 | 6252 | 2.25 | Federally-Regulated Commercial & Industrial Equipment | 09/23/2019 |  | 02/28/2023
Trane U.S. Inc. | AMERICAN STANDARD | WSC102H(3,4,W)*(G,K,N)A***7 |  | HSP-A, Single-Package Heat Pum | Both Heat Pump and Electric Re | 575 | 3 | False |  |  |  | True | Dual-Speed | 100000 | 9090 | 11 | 11 | 12.9 |  | 89000 | 7671 | 3.4 | 3.3 | 48500 | 6768 | 2.1 | Federally-Regulated Commercial & Industrial Equipment | 09/23/2019 |  | 02/28/2023
Trane U.S. Inc. | AMERICAN STANDARD | WSC102H(3,4,W)*(G,K,N)A |  | HSP-A, Single-Package Heat Pum | Both Heat Pump and Electric Re | 460 | 3 | False |  |  |  | True | Dual-Speed | 100000 | 9090 | 11 | 11 | 12.2 |  | 92000 | 7930 | 3.4 | 3.3 | 48500 | 6768 | 2.1 | Federally-Regulated Commercial & Industrial Equipment | 09/23/2019 |  | 02/28/2023
Trane U.S. Inc. | AMERICAN STANDARD | WSC092H(3,4,W)*0A***6 |  | HSP-A, Single-Package Heat Pum | Heat Pump | 208 | 3 | False |  |  |  | True | Dual-Speed | 93000 | 8230 | 11.3 | 10.8 | 13.4 |  | 87000 | 7499 | 3.4 | 3.3 | 48000 | 6252 | 2.25 | Federally-Regulated Commercial & Industrial Equipment | 09/23/2019 |  | 02/28/2023
Trane U.S. Inc. | AMERICAN STANDARD | WSC102H(3,4,W)*(G,K,N)A |  | HSP-A, Single-Package Heat Pum | Both Heat Pump and Electric Re | 575 | 3 | False |  |  |  | True | Dual-Speed | 100000 | 9090 | 11 | 11 | 12.2 |  | 92000 | 7930 | 3.4 | 3.3 | 48500 | 6768 | 2.1 | Federally-Regulated Commercial & Industrial Equipment | 09/23/2019 |  | 02/28/2023
Trane U.S. Inc. | AMERICAN STANDARD | WSC092H(3,4,W)*(G,K,N)A***7 |  | HSP-A, Single-Package Heat Pum | Both Heat Pump and Electric Re | 230 | 3 | False |  |  |  | True | Dual-Speed | 93000 | 8230 | 11.3 | 11 | 12.9 |  | 87000 | 7499 | 3.4 | 3.3 | 48000 | 6252 | 2.25 | Federally-Regulated Commercial & Industrial Equipment | 09/23/2019 |  | 02/28/2023
Trane U.S. Inc. | AMERICAN STANDARD | WSC102H(3,4,W)*(G,K,N)A***6 |  | HSP-A, Single-Package Heat Pum | Both Heat Pump and Electric Re | 460 | 3 | False |  |  |  | True | Dual-Speed | 100000 | 9090 | 11 | 11 | 13.4 |  | 89000 | 7671 | 3.4 | 3.3 | 48500 | 6768 | 2.1 | Federally-Regulated Commercial & Industrial Equipment | 09/23/2019 |  | 02/28/2023
Trane U.S. Inc. | AMERICAN STANDARD | WSC092H(3,4,W)*0A***7 |  | HSP-A, Single-Package Heat Pum | Heat Pump | 460 | 3 | False |  |  |  | True | Dual-Speed | 93000 | 8230 | 11.3 | 10.8 | 12.9 |  | 87000 | 7499 | 3.4 | 3.3 | 48000 | 6252 | 2.25 | Federally-Regulated Commercial & Industrial Equipment | 09/23/2019 |  | 02/28/2023
Trane U.S. Inc. | AMERICAN STANDARD | WSC102H(3,4,W)*(G,K,N)A |  | HSP-A, Single-Package Heat Pum | Both Heat Pump and Electric Re | 230 | 3 | False |  |  |  | True | Dual-Speed | 100000 | 9090 | 11 | 11 | 12.2 |  | 92000 | 7930 | 3.4 | 3.3 | 48500 | 6768 | 2.1 | Federally-Regulated Commercial & Industrial Equipment | 09/23/2019 |  | 02/28/2023
Trane U.S. Inc. | AMERICAN STANDARD | WSC102H(3,4,W)*0A |  | HSP-A, Single-Package Heat Pum | Heat Pump | 460 | 3 | False |  |  |  | True | Dual-Speed | 100000 | 9090 | 11 | 10.8 | 12.2 |  | 92000 | 7930 | 3.4 | 3.3 | 48500 | 6768 | 2.1 | Federally-Regulated Commercial & Industrial Equipment | 09/23/2019 |  | 02/28/2023
Trane U.S. Inc. | AMERICAN STANDARD | WSC092H(3,4,W)*(G,K,N)A***7 |  | HSP-A, Single-Package Heat Pum | Both Heat Pump and Electric Re | 208 | 3 | False |  |  |  | True | Dual-Speed | 93000 | 8230 | 11.3 | 11 | 12.9 |  | 87000 | 7499 | 3.4 | 3.3 | 48000 | 6252 | 2.25 | Federally-Regulated Commercial & Industrial Equipment | 09/23/2019 |  | 02/28/2023
Trane U.S. Inc. | AMERICAN STANDARD | WSC092H(3,4,W)*(G,K,N)A***6 |  | HSP-A, Single-Package Heat Pum | Both Heat Pump and Electric Re | 575 | 3 | False |  |  |  | True | Dual-Speed | 93000 | 8230 | 11.3 | 11 | 13.4 |  | 87000 | 7499 | 3.4 | 3.3 | 48000 | 6252 | 2.25 | Federally-Regulated Commercial & Industrial Equipment | 09/23/2019 |  | 02/28/2023
Trane U.S. Inc. | AMERICAN STANDARD | WSC102H(3,4,W)*(G,K,N)A***7 |  | HSP-A, Single-Package Heat Pum | Both Heat Pump and Electric Re | 230 | 3 | False |  |  |  | True | Dual-Speed | 100000 | 9090 | 11 | 11 | 12.9 |  | 89000 | 7671 | 3.4 | 3.3 | 48500 | 6768 | 2.1 | Federally-Regulated Commercial & Industrial Equipment | 09/23/2019 |  | 02/28/2023
Trane U.S. Inc. | AMERICAN STANDARD | WSC092H(3,4,W)*(G,K,N)A***6 |  | HSP-A, Single-Package Heat Pum | Both Heat Pump and Electric Re | 208 | 3 | False |  |  |  | True | Dual-Speed | 93000 | 8230 | 11.3 | 11 | 13.4 |  | 87000 | 7499 | 3.4 | 3.3 | 48000 | 6252 | 2.25 | Federally-Regulated Commercial & Industrial Equipment | 09/23/2019 |  | 02/28/2023
Trane U.S. Inc. | AMERICAN STANDARD | WSC092H(3,4,W)*0A***6 |  | HSP-A, Single-Package Heat Pum | Heat Pump | 460 | 3 | False |  |  |  | True | Dual-Speed | 93000 | 8230 | 11.3 | 10.8 | 13.4 |  | 87000 | 7499 | 3.4 | 3.3 | 48000 | 6252 | 2.25 | Federally-Regulated Commercial & Industrial Equipment | 09/23/2019 |  | 02/28/2023
Trane U.S. Inc. | AMERICAN STANDARD | WSC092H(3,4,W)*(G,K,N)A |  | HSP-A, Single-Package Heat Pum | Both Heat Pump and Electric Re | 208 | 3 | False |  |  |  | True | Dual-Speed | 93000 | 8230 | 11.3 | 11 | 12.4 |  | 88000 | 7585 | 3.4 | 3.3 | 48000 | 6252 | 2.25 | Federally-Regulated Commercial & Industrial Equipment | 09/23/2019 |  | 02/28/2023
Trane U.S. Inc. | AMERICAN STANDARD | WSC092H(3,4,W)*0A |  | HSP-A, Single-Package Heat Pum | Heat Pump | 460 | 3 | False |  |  |  | True | Dual-Speed | 93000 | 8230 | 11.3 | 10.8 | 12.4 |  | 88000 | 7585 | 3.4 | 3.3 | 48000 | 6252 | 2.25 | Federally-Regulated Commercial & Industrial Equipment | 09/23/2019 |  | 02/28/2023
Trane U.S. Inc. | AMERICAN STANDARD | WSC090H(3,4,W)*(G,K,N)A |  | HSP-A, Single-Package Heat Pum | Both Heat Pump and Electric Re | 460 | 3 | False |  |  |  | True | Single-Speed | 90000 | 8108 | 11.1 | 11 | 12.2 |  | 87000 | 7499 | 3.4 | 3.3 | 48000 | 6252 | 2.25 | Federally-Regulated Commercial & Industrial Equipment | 09/23/2019 |  | 02/28/2023
Trane U.S. Inc. | AMERICAN STANDARD | WSC102H(3,4,W)*(G,K,N)A***6 |  | HSP-A, Single-Package Heat Pum | Both Heat Pump and Electric Re | 230 | 3 | False |  |  |  | True | Dual-Speed | 100000 | 9090 | 11 | 11 | 13.4 |  | 89000 | 7671 | 3.4 | 3.3 | 48500 | 6768 | 2.1 | Federally-Regulated Commercial & Industrial Equipment | 09/23/2019 |  | 02/28/2023
Trane U.S. Inc. | AMERICAN STANDARD | WSC092H(3,4,W)*0A***6 |  | HSP-A, Single-Package Heat Pum | Heat Pump | 230 | 3 | False |  |  |  | True | Dual-Speed | 93000 | 8230 | 11.3 | 10.8 | 13.4 |  | 87000 | 7499 | 3.4 | 3.3 | 48000 | 6252 | 2.25 | Federally-Regulated Commercial & Industrial Equipment | 09/23/2019 |  | 02/28/2023
Trane U.S. Inc. | AMERICAN STANDARD | WSC092H(3,4,W)*(G,K,N)A |  | HSP-A, Single-Package Heat Pum | Both Heat Pump and Electric Re | 230 | 3 | False |  |  |  | True | Dual-Speed | 93000 | 8230 | 11.3 | 11 | 12.4 |  | 88000 | 7585 | 3.4 | 3.3 | 48000 | 6252 | 2.25 | Federally-Regulated Commercial & Industrial Equipment | 09/23/2019 |  | 02/28/2023
Trane U.S. Inc. | AMERICAN STANDARD | WSC090H(3,4,W)*(G,K,N)A |  | HSP-A, Single-Package Heat Pum | Both Heat Pump and Electric Re | 575 | 3 | False |  |  |  | True | Single-Speed | 90000 | 8108 | 11.1 | 11 | 12.2 |  | 87000 | 7499 | 3.4 | 3.3 | 48000 | 6252 | 2.25 | Federally-Regulated Commercial & Industrial Equipment | 09/23/2019 |  | 02/28/2023
Trane U.S. Inc. | AMERICAN STANDARD | WSC092H(3,4,W)*0A |  | HSP-A, Single-Package Heat Pum | Heat Pump | 230 | 3 | False |  |  |  | True | Dual-Speed | 93000 | 8230 | 11.3 | 10.8 | 12.4 |  | 88000 | 7585 | 3.4 | 3.3 | 48000 | 6252 | 2.25 | Federally-Regulated Commercial & Industrial Equipment | 09/23/2019 |  | 02/28/2023
Trane U.S. Inc. | AMERICAN STANDARD | WSC072H(3,4,W)*(G,K,N)A |  | HSP-A, Single-Package Heat Pum | Both Heat Pump and Electric Re | 230 | 3 | False |  |  |  | True | Single-Speed | 75000 | 6578 | 11.4 | 11 | 13 |  | 71000 | 5945 | 3.5 | 3.3 | 39000 | 4969 | 2.3 | Federally-Regulated Commercial & Industrial Equipment | 09/23/2019 |  | 02/28/2023
Trane U.S. Inc. | AMERICAN STANDARD | WSC092H(3,4,W)*(G,K,N)A***7 |  | HSP-A, Single-Package Heat Pum | Both Heat Pump and Electric Re | 460 | 3 | False |  |  |  | True | Dual-Speed | 93000 | 8230 | 11.3 | 11 | 12.9 |  | 87000 | 7499 | 3.4 | 3.3 | 48000 | 6252 | 2.25 | Federally-Regulated Commercial & Industrial Equipment | 09/23/2019 |  | 02/28/2023
Trane U.S. Inc. | AMERICAN STANDARD | WSC092H(3,4,W)*0A***7 |  | HSP-A, Single-Package Heat Pum | Heat Pump | 575 | 3 | False |  |  |  | True | Dual-Speed | 93000 | 8230 | 11.3 | 10.8 | 12.9 |  | 87000 | 7499 | 3.4 | 3.3 | 48000 | 6252 | 2.25 | Federally-Regulated Commercial & Industrial Equipment | 09/23/2019 |  | 02/28/2023
Trane U.S. Inc. | AMERICAN STANDARD | WSC102H(3,4,W)*(G,K,N)A***7 |  | HSP-A, Single-Package Heat Pum | Both Heat Pump and Electric Re | 460 | 3 | False |  |  |  | True | Dual-Speed | 100000 | 9090 | 11 | 11 | 12.9 |  | 89000 | 7671 | 3.4 | 3.3 | 48500 | 6768 | 2.1 | Federally-Regulated Commercial & Industrial Equipment | 09/23/2019 |  | 02/28/2023
Trane U.S. Inc. | AMERICAN STANDARD | WSC102H(3,4,W)*(G,K,N)A |  | HSP-A, Single-Package Heat Pum | Both Heat Pump and Electric Re | 208 | 3 | False |  |  |  | True | Dual-Speed | 100000 | 9090 | 11 | 11 | 12.2 |  | 92000 | 7930 | 3.4 | 3.3 | 48500 | 6768 | 2.1 | Federally-Regulated Commercial & Industrial Equipment | 09/23/2019 |  | 02/28/2023
Trane U.S. Inc. | AMERICAN STANDARD | WSC102H(3,4,W)*(G,K,N)A***7 |  | HSP-A, Single-Package Heat Pum | Both Heat Pump and Electric Re | 208 | 3 | False |  |  |  | True | Dual-Speed | 100000 | 9090 | 11 | 11 | 12.9 |  | 89000 | 7671 | 3.4 | 3.3 | 48500 | 6768 | 2.1 | Federally-Regulated Commercial & Industrial Equipment | 09/23/2019 |  | 02/28/2023
Trane U.S. Inc. | AMERICAN STANDARD | WSC092H(3,4,W)*(G,K,N)A***7 |  | HSP-A, Single-Package Heat Pum | Both Heat Pump and Electric Re | 575 | 3 | False |  |  |  | True | Dual-Speed | 93000 | 8230 | 11.3 | 11 | 12.9 |  | 87000 | 7499 | 3.4 | 3.3 | 48000 | 6252 | 2.25 | Federally-Regulated Commercial & Industrial Equipment | 09/23/2019 |  | 02/28/2023
Trane U.S. Inc. | AMERICAN STANDARD | WSC092H(3,4,W)*(G,K,N)A |  | HSP-A, Single-Package Heat Pum | Both Heat Pump and Electric Re | 575 | 3 | False |  |  |  | True | Dual-Speed | 93000 | 8230 | 11.3 | 11 | 12.4 |  | 88000 | 7585 | 3.4 | 3.3 | 48000 | 6252 | 2.25 | Federally-Regulated Commercial & Industrial Equipment | 09/23/2019 |  | 02/28/2023
Trane U.S. Inc. | AMERICAN STANDARD | WSC092H(3,4,W)*(G,K,N)A***6 |  | HSP-A, Single-Package Heat Pum | Both Heat Pump and Electric Re | 230 | 3 | False |  |  |  | True | Dual-Speed | 93000 | 8230 | 11.3 | 11 | 13.4 |  | 87000 | 7499 | 3.4 | 3.3 | 48000 | 6252 | 2.25 | Federally-Regulated Commercial & Industrial Equipment | 09/23/2019 |  | 02/28/2023
Trane U.S. Inc. | AMERICAN STANDARD | WSC072H(3,4,W)*(G,K,N)A |  | HSP-A, Single-Package Heat Pum | Both Heat Pump and Electric Re | 208 | 3 | False |  |  |  | True | Single-Speed | 75000 | 6578 | 11.4 | 11 | 13 |  | 71000 | 5945 | 3.5 | 3.3 | 39000 | 4969 | 2.3 | Federally-Regulated Commercial & Industrial Equipment | 09/23/2019 |  | 02/28/2023
Trane U.S. Inc. | AMERICAN STANDARD | WSC102H(3,4,W)*0A |  | HSP-A, Single-Package Heat Pum | Heat Pump | 208 | 3 | False |  |  |  | True | Dual-Speed | 100000 | 9090 | 11 | 10.8 | 12.2 |  | 92000 | 7930 | 3.4 | 3.3 | 48500 | 6768 | 2.1 | Federally-Regulated Commercial & Industrial Equipment | 09/23/2019 |  | 02/28/2023
Trane U.S. Inc. | AMERICAN STANDARD | WSC092H(3,4,W)*0A***7 |  | HSP-A, Single-Package Heat Pum | Heat Pump | 208 | 3 | False |  |  |  | True | Dual-Speed | 93000 | 8230 | 11.3 | 10.8 | 12.9 |  | 87000 | 7499 | 3.4 | 3.3 | 48000 | 6252 | 2.25 | Federally-Regulated Commercial & Industrial Equipment | 09/23/2019 |  | 02/28/2023
Trane U.S. Inc. | AMERICAN STANDARD | WSC092H(3,4,W)*0A***6 |  | HSP-A, Single-Package Heat Pum | Heat Pump | 575 | 3 | False |  |  |  | True | Dual-Speed | 93000 | 8230 | 11.3 | 10.8 | 13.4 |  | 87000 | 7499 | 3.4 | 3.3 | 48000 | 6252 | 2.25 | Federally-Regulated Commercial & Industrial Equipment | 09/23/2019 |  | 02/28/2023
Trane U.S. Inc. | AMERICAN STANDARD | WSC092H(3,4,W)*(G,K,N)A |  | HSP-A, Single-Package Heat Pum | Both Heat Pump and Electric Re | 460 | 3 | False |  |  |  | True | Dual-Speed | 93000 | 8230 | 11.3 | 11 | 12.4 |  | 88000 | 7585 | 3.4 | 3.3 | 48000 | 6252 | 2.25 | Federally-Regulated Commercial & Industrial Equipment | 09/23/2019 |  | 02/28/2023
Trane U.S. Inc. | AMERICAN STANDARD | WSC102H(3,4,W)*(G,K,N)A***6 |  | HSP-A, Single-Package Heat Pum | Both Heat Pump and Electric Re | 575 | 3 | False |  |  |  | True | Dual-Speed | 100000 | 9090 | 11 | 11 | 13.4 |  | 89000 | 7671 | 3.4 | 3.3 | 48500 | 6768 | 2.1 | Federally-Regulated Commercial & Industrial Equipment | 09/23/2019 |  | 02/28/2023
Trane U.S. Inc. | AMERICAN STANDARD | WSC090H(3,4,W)*(G,K,N)A |  | HSP-A, Single-Package Heat Pum | Both Heat Pump and Electric Re | 230 | 3 | False |  |  |  | True | Single-Speed | 90000 | 8108 | 11.1 | 11 | 12.2 |  | 87000 | 7499 | 3.4 | 3.3 | 48000 | 6252 | 2.25 | Federally-Regulated Commercial & Industrial Equipment | 09/23/2019 |  | 02/28/2023
Trane U.S. Inc. | AMERICAN STANDARD | WSC102H(3,4,W)*0A |  | HSP-A, Single-Package Heat Pum | Heat Pump | 575 | 3 | False |  |  |  | True | Dual-Speed | 100000 | 9090 | 11 | 10.8 | 12.2 |  | 92000 | 7930 | 3.4 | 3.3 | 48500 | 6768 | 2.1 | Federally-Regulated Commercial & Industrial Equipment | 09/23/2019 |  | 02/28/2023
Trane U.S. Inc. | AMERICAN STANDARD | WSC102H(3,4,W)*0A |  | HSP-A, Single-Package Heat Pum | Heat Pump | 230 | 3 | False |  |  |  | True | Dual-Speed | 100000 | 9090 | 11 | 10.8 | 12.2 |  | 92000 | 7930 | 3.4 | 3.3 | 48500 | 6768 | 2.1 | Federally-Regulated Commercial & Industrial Equipment | 09/23/2019 |  | 02/28/2023
Trane U.S. Inc. | AMERICAN STANDARD | WSC072H(3,4,W)*(G,K,N)A |  | HSP-A, Single-Package Heat Pum | Both Heat Pump and Electric Re | 460 | 3 | False |  |  |  | True | Single-Speed | 75000 | 6578 | 11.4 | 11 | 13 |  | 71000 | 5945 | 3.5 | 3.3 | 39000 | 4969 | 2.3 | Federally-Regulated Commercial & Industrial Equipment | 09/23/2019 |  | 02/28/2023
Trane U.S. Inc. | AMERICAN STANDARD | WSC102H(3,4,W)*(G,K,N)A***6 |  | HSP-A, Single-Package Heat Pum | Both Heat Pump and Electric Re | 208 | 3 | False |  |  |  | True | Dual-Speed | 100000 | 9090 | 11 | 11 | 13.4 |  | 89000 | 7671 | 3.4 | 3.3 | 48500 | 6768 | 2.1 | Federally-Regulated Commercial & Industrial Equipment | 09/23/2019 |  | 02/28/2023
Trane U.S. Inc. | AMERICAN STANDARD | WSC092H(3,4,W)*0A |  | HSP-A, Single-Package Heat Pum | Heat Pump | 575 | 3 | False |  |  |  | True | Dual-Speed | 93000 | 8230 | 11.3 | 10.8 | 12.4 |  | 88000 | 7585 | 3.4 | 3.3 | 48000 | 6252 | 2.25 | Federally-Regulated Commercial & Industrial Equipment | 09/23/2019 |  | 02/28/2023
Trane U.S. Inc. | AMERICAN STANDARD | WSC092H(3,4,W)*0A***7 |  | HSP-A, Single-Package Heat Pum | Heat Pump | 230 | 3 | False |  |  |  | True | Dual-Speed | 93000 | 8230 | 11.3 | 10.8 | 12.9 |  | 87000 | 7499 | 3.4 | 3.3 | 48000 | 6252 | 2.25 | Federally-Regulated Commercial & Industrial Equipment | 09/23/2019 |  | 02/28/2023
York International | PREDATOR | XP090[C,E]**(P,R,S,U,V,X)(2,4,5)******** |  | HSP-A, Single-Package Heat Pum | Both Heat Pump and Electric Re | 208 | 3 | False |  |  |  | True | Single-Speed | 90000 | 7894 | 11.4 | 11 | 12.6 |  | 88000 | 7585 | 3.4 | 3.3 | 51000 | 6643 | 2.25 | Federally-Regulated Commercial & Industrial Equipment | 09/23/2019 |  | 02/28/2023
York International | PREDATOR | XP102[C,E]**(P,R,S,U,V,X)(2,4,5)******** |  | HSP-A, Single-Package Heat Pum | Both Heat Pump and Electric Re | 575 | 3 | False |  |  |  | True | Single-Speed | 100000 | 8928 | 11.2 | 11 | 13.5 |  | 94000 | 8102 | 3.4 | 3.3 | 54000 | 7033 | 2.25 | Federally-Regulated Commercial & Industrial Equipment | 09/23/2019 |  | 02/28/2023
York International | PREDATOR | XP120[C,E]**(P,R,S,U,V,X)(2,4,5)******** |  | HSP-A, Single-Package Heat Pum | Both Heat Pump and Electric Re | 460 | 3 | False |  |  |  | True | Single-Speed | 114000 | 10363 | 11 | 11 | 13.5 |  | 106000 | 9137 | 3.4 | 3.3 | 59000 | 7685 | 2.25 | Federally-Regulated Commercial & Industrial Equipment | 09/23/2019 |  | 02/28/2023
York International | PREDATOR | XP090[C,E]**(P,R,S,U,V,X)(2,4,5)******** |  | HSP-A, Single-Package Heat Pum | Both Heat Pump and Electric Re | 230 | 3 | False |  |  |  | True | Single-Speed | 90000 | 7894 | 11.4 | 11 | 12.6 |  | 88000 | 7585 | 3.4 | 3.3 | 51000 | 6643 | 2.25 | Federally-Regulated Commercial & Industrial Equipment | 09/23/2019 |  | 02/28/2023
York International | PREDATOR | XP120[C,E]**(P,R,S,U,V,X)(2,4,5)******** |  | HSP-A, Single-Package Heat Pum | Both Heat Pump and Electric Re | 230 | 3 | False |  |  |  | True | Single-Speed | 114000 | 10363 | 11 | 11 | 13.5 |  | 106000 | 9137 | 3.4 | 3.3 | 59000 | 7685 | 2.25 | Federally-Regulated Commercial & Industrial Equipment | 09/23/2019 |  | 02/28/2023
York International | PREDATOR | XP078[C,E]**(B,D)(2,4,5)******** |  | HSP-A, Single-Package Heat Pum | Both Heat Pump and Electric Re | 460 | 3 | False |  |  |  | True | Single-Speed | 78000 | 6500 | 12 | 11 | 12.2 |  | 75000 | 6464 | 3.4 | 3.3 | 43000 | 5600 | 2.25 | Federally-Regulated Commercial & Industrial Equipment | 09/23/2019 |  | 02/28/2023
York International | PREDATOR | XP078[C,E]**(B,D)(2,4,5)******** |  | HSP-A, Single-Package Heat Pum | Both Heat Pump and Electric Re | 230 | 3 | False |  |  |  | True | Single-Speed | 78000 | 6500 | 12 | 11 | 12.2 |  | 75000 | 6464 | 3.4 | 3.3 | 43000 | 5600 | 2.25 | Federally-Regulated Commercial & Industrial Equipment | 09/23/2019 |  | 02/28/2023
York International | PREDATOR | XP102[C,E]**(B,D)(2,4,5)******** |  | HSP-A, Single-Package Heat Pum | Both Heat Pump and Electric Re | 460 | 3 | False |  |  |  | True | Single-Speed | 100000 | 8928 | 11.2 | 11 | 12.4 |  | 94000 | 8102 | 3.4 | 3.3 | 54000 | 7033 | 2.25 | Federally-Regulated Commercial & Industrial Equipment | 09/23/2019 |  | 02/28/2023
York International | PREDATOR | XP078[C,E]**(B,D)(2,4,5)******** |  | HSP-A, Single-Package Heat Pum | Both Heat Pump and Electric Re | 208 | 3 | False |  |  |  | True | Single-Speed | 78000 | 6500 | 12 | 11 | 12.2 |  | 75000 | 6464 | 3.4 | 3.3 | 43000 | 5600 | 2.25 | Federally-Regulated Commercial & Industrial Equipment | 09/23/2019 |  | 02/28/2023
York International | PREDATOR | XP078[C,E]**(P,R,S,U,V,X)(2,4,5)******** |  | HSP-A, Single-Package Heat Pum | Both Heat Pump and Electric Re | 208 | 3 | False |  |  |  | True | Single-Speed | 78000 | 6500 | 12 | 11 | 13.2 |  | 75000 | 6464 | 3.4 | 3.3 | 43000 | 5600 | 2.25 | Federally-Regulated Commercial & Industrial Equipment | 09/23/2019 |  | 02/28/2023
York International | PREDATOR | XP090[C,E]**(B,D)(2,4,5)******** |  | HSP-A, Single-Package Heat Pum | Both Heat Pump and Electric Re | 208 | 3 | False |  |  |  | True | Single-Speed | 90000 | 7894 | 11.4 | 11 | 12.2 |  | 88000 | 7585 | 3.4 | 3.3 | 51000 | 6643 | 2.25 | Federally-Regulated Commercial & Industrial Equipment | 09/23/2019 |  | 02/28/2023
York International | PREDATOR | XP102[C,E]**(P,R,S,U,V,X)(2,4,5)******** |  | HSP-A, Single-Package Heat Pum | Both Heat Pump and Electric Re | 460 | 3 | False |  |  |  | True | Single-Speed | 100000 | 8928 | 11.2 | 11 | 13.5 |  | 94000 | 8102 | 3.4 | 3.3 | 54000 | 7033 | 2.25 | Federally-Regulated Commercial & Industrial Equipment | 09/23/2019 |  | 02/28/2023
York International | PREDATOR | XP120[C,E]**(P,R,S,U,V,X)(2,4,5)******** |  | HSP-A, Single-Package Heat Pum | Both Heat Pump and Electric Re | 208 | 3 | False |  |  |  | True | Single-Speed | 114000 | 10363 | 11 | 11 | 13.5 |  | 106000 | 9137 | 3.4 | 3.3 | 59000 | 7685 | 2.25 | Federally-Regulated Commercial & Industrial Equipment | 09/23/2019 |  | 02/28/2023
York International | PREDATOR | XP090[C,E]**(P,R,S,U,V,X)(2,4,5)******** |  | HSP-A, Single-Package Heat Pum | Both Heat Pump and Electric Re | 460 | 3 | False |  |  |  | True | Single-Speed | 90000 | 7894 | 11.4 | 11 | 12.6 |  | 88000 | 7585 | 3.4 | 3.3 | 51000 | 6643 | 2.25 | Federally-Regulated Commercial & Industrial Equipment | 09/23/2019 |  | 02/28/2023
York International | PREDATOR | XP078[C,E]**(B,D)(2,4,5)******** |  | HSP-A, Single-Package Heat Pum | Both Heat Pump and Electric Re | 575 | 3 | False |  |  |  | True | Single-Speed | 78000 | 6500 | 12 | 11 | 12.2 |  | 75000 | 6464 | 3.4 | 3.3 | 43000 | 5600 | 2.25 | Federally-Regulated Commercial & Industrial Equipment | 09/23/2019 |  | 02/28/2023
York International | PREDATOR | XP102[C,E]**(P,R,S,U,V,X)(2,4,5)******** |  | HSP-A, Single-Package Heat Pum | Both Heat Pump and Electric Re | 230 | 3 | False |  |  |  | True | Single-Speed | 100000 | 8928 | 11.2 | 11 | 13.5 |  | 94000 | 8102 | 3.4 | 3.3 | 54000 | 7033 | 2.25 | Federally-Regulated Commercial & Industrial Equipment | 09/23/2019 |  | 02/28/2023
York International | PREDATOR | XP090[C,E]**(B,D)(2,4,5)******** |  | HSP-A, Single-Package Heat Pum | Both Heat Pump and Electric Re | 460 | 3 | False |  |  |  | True | Single-Speed | 90000 | 7894 | 11.4 | 11 | 12.2 |  | 88000 | 7585 | 3.4 | 3.3 | 51000 | 6643 | 2.25 | Federally-Regulated Commercial & Industrial Equipment | 09/23/2019 |  | 02/28/2023
York International | PREDATOR | XP102[C,E]**(B,D)(2,4,5)******** |  | HSP-A, Single-Package Heat Pum | Both Heat Pump and Electric Re | 575 | 3 | False |  |  |  | True | Single-Speed | 100000 | 8928 | 11.2 | 11 | 12.4 |  | 94000 | 8102 | 3.4 | 3.3 | 54000 | 7033 | 2.25 | Federally-Regulated Commercial & Industrial Equipment | 09/23/2019 |  | 02/28/2023
York International | PREDATOR | XP078[C,E]**(P,R,S,U,V,X)(2,4,5)******** |  | HSP-A, Single-Package Heat Pum | Both Heat Pump and Electric Re | 460 | 3 | False |  |  |  | True | Single-Speed | 78000 | 6500 | 12 | 11 | 13.2 |  | 75000 | 6464 | 3.4 | 3.3 | 43000 | 5600 | 2.25 | Federally-Regulated Commercial & Industrial Equipment | 09/23/2019 |  | 02/28/2023
York International | PREDATOR | XP090[C,E]**(P,R,S,U,V,X)(2,4,5)******** |  | HSP-A, Single-Package Heat Pum | Both Heat Pump and Electric Re | 575 | 3 | False |  |  |  | True | Single-Speed | 90000 | 7894 | 11.4 | 11 | 12.6 |  | 88000 | 7585 | 3.4 | 3.3 | 51000 | 6643 | 2.25 | Federally-Regulated Commercial & Industrial Equipment | 09/23/2019 |  | 02/28/2023
York International | PREDATOR | XP102[C,E]**(B,D)(2,4,5)******** |  | HSP-A, Single-Package Heat Pum | Both Heat Pump and Electric Re | 230 | 3 | False |  |  |  | True | Single-Speed | 100000 | 8928 | 11.2 | 11 | 12.4 |  | 94000 | 8102 | 3.4 | 3.3 | 54000 | 7033 | 2.25 | Federally-Regulated Commercial & Industrial Equipment | 09/23/2019 |  | 02/28/2023
York International | PREDATOR | XP078[C,E]**(P,R,S,U,V,X)(2,4,5)******** |  | HSP-A, Single-Package Heat Pum | Both Heat Pump and Electric Re | 230 | 3 | False |  |  |  | True | Single-Speed | 78000 | 6500 | 12 | 11 | 13.2 |  | 75000 | 6464 | 3.4 | 3.3 | 43000 | 5600 | 2.25 | Federally-Regulated Commercial & Industrial Equipment | 09/23/2019 |  | 02/28/2023
York International | PREDATOR | XP102[C,E]**(P,R,S,U,V,X)(2,4,5)******** |  | HSP-A, Single-Package Heat Pum | Both Heat Pump and Electric Re | 208 | 3 | False |  |  |  | True | Single-Speed | 100000 | 8928 | 11.2 | 11 | 13.5 |  | 94000 | 8102 | 3.4 | 3.3 | 54000 | 7033 | 2.25 | Federally-Regulated Commercial & Industrial Equipment | 09/23/2019 |  | 02/28/2023
York International | PREDATOR | XP120[C,E]**(P,R,S,U,V,X)(2,4,5)******** |  | HSP-A, Single-Package Heat Pum | Both Heat Pump and Electric Re | 575 | 3 | False |  |  |  | True | Single-Speed | 114000 | 10363 | 11 | 11 | 13.5 |  | 106000 | 9137 | 3.4 | 3.3 | 59000 | 7685 | 2.25 | Federally-Regulated Commercial & Industrial Equipment | 09/23/2019 |  | 02/28/2023
York International | PREDATOR | XP102[C,E]**(B,D)(2,4,5)******** |  | HSP-A, Single-Package Heat Pum | Both Heat Pump and Electric Re | 208 | 3 | False |  |  |  | True | Single-Speed | 100000 | 8928 | 11.2 | 11 | 12.4 |  | 94000 | 8102 | 3.4 | 3.3 | 54000 | 7033 | 2.25 | Federally-Regulated Commercial & Industrial Equipment | 09/23/2019 |  | 02/28/2023
York International | PREDATOR | XP090[C,E]**(B,D)(2,4,5)******** |  | HSP-A, Single-Package Heat Pum | Both Heat Pump and Electric Re | 575 | 3 | False |  |  |  | True | Single-Speed | 90000 | 7894 | 11.4 | 11 | 12.2 |  | 88000 | 7585 | 3.4 | 3.3 | 51000 | 6643 | 2.25 | Federally-Regulated Commercial & Industrial Equipment | 09/23/2019 |  | 02/28/2023
York International | PREDATOR | XP078[C,E]**(P,R,S,U,V,X)(2,4,5)******** |  | HSP-A, Single-Package Heat Pum | Both Heat Pump and Electric Re | 575 | 3 | False |  |  |  | True | Single-Speed | 78000 | 6500 | 12 | 11 | 13.2 |  | 75000 | 6464 | 3.4 | 3.3 | 43000 | 5600 | 2.25 | Federally-Regulated Commercial & Industrial Equipment | 09/23/2019 |  | 02/28/2023
York International | PREDATOR | XP090[C,E]**(B,D)(2,4,5)******** |  | HSP-A, Single-Package Heat Pum | Both Heat Pump and Electric Re | 230 | 3 | False |  |  |  | True | Single-Speed | 90000 | 7894 | 11.4 | 11 | 12.2 |  | 88000 | 7585 | 3.4 | 3.3 | 51000 | 6643 | 2.25 | Federally-Regulated Commercial & Industrial Equipment | 09/23/2019 |  | 02/28/2023
Trane U.S. Inc. | Trane | WSC092H(3,4,W)*(G,K,N)A***7 |  | HSP-A, Single-Package Heat Pum | Both Heat Pump and Electric Re | 460 | 3 | False |  |  |  | True | Dual-Speed | 93000 | 8230 | 11.3 | 11 | 12.9 |  | 87000 | 7499 | 3.4 | 3.3 | 48000 | 6252 | 2.25 | Federally-Regulated Commercial & Industrial Equipment | 09/23/2019 |  | 02/28/2023
Trane U.S. Inc. | Trane | WSC092H(3,4,W)*(G,K,N)A***6 |  | HSP-A, Single-Package Heat Pum | Both Heat Pump and Electric Re | 208 | 3 | False |  |  |  | True | Dual-Speed | 93000 | 8230 | 11.3 | 11 | 13.4 |  | 87000 | 7499 | 3.4 | 3.3 | 48000 | 6252 | 2.25 | Federally-Regulated Commercial & Industrial Equipment | 09/23/2019 |  | 02/28/2023
Trane U.S. Inc. | Trane | WSC102H(3,4,W)*(G,K,N)A |  | HSP-A, Single-Package Heat Pum | Both Heat Pump and Electric Re | 230 | 3 | False |  |  |  | True | Dual-Speed | 100000 | 9090 | 11 | 11 | 12.2 |  | 92000 | 7930 | 3.4 | 3.3 | 48500 | 6768 | 2.1 | Federally-Regulated Commercial & Industrial Equipment | 09/23/2019 |  | 02/28/2023
Trane U.S. Inc. | Trane | WSC102H(3,4,W)*0A***7 |  | HSP-A, Single-Package Heat Pum | Heat Pump | 230 | 3 | False |  |  |  | True | Dual-Speed | 100000 | 9090 | 11 | 10.8 | 12.9 |  | 89000 | 7671 | 3.4 | 3.3 | 48500 | 6768 | 2.1 | Federally-Regulated Commercial & Industrial Equipment | 09/23/2019 |  | 02/28/2023
Trane U.S. Inc. | Trane | WSC102H(3,4,W)*(G,K,N)A***6 |  | HSP-A, Single-Package Heat Pum | Both Heat Pump and Electric Re | 208 | 3 | False |  |  |  | True | Dual-Speed | 100000 | 9090 | 11 | 11 | 13.4 |  | 89000 | 7671 | 3.4 | 3.3 | 48500 | 6768 | 2.1 | Federally-Regulated Commercial & Industrial Equipment | 09/23/2019 |  | 02/28/2023
Trane U.S. Inc. | Trane | WSC090H(3,4,W)*(G,K,N)A |  | HSP-A, Single-Package Heat Pum | Both Heat Pump and Electric Re | 575 | 3 | False |  |  |  | True | Single-Speed | 90000 | 8108 | 11.1 | 11 | 12.2 |  | 87000 | 7499 | 3.4 | 3.3 | 48000 | 6252 | 2.25 | Federally-Regulated Commercial & Industrial Equipment | 09/23/2019 |  | 02/28/2023
Trane U.S. Inc. | Trane | WSC092H(3,4,W)*0A |  | HSP-A, Single-Package Heat Pum | Heat Pump | 230 | 3 | False |  |  |  | True | Dual-Speed | 93000 | 8230 | 11.3 | 10.8 | 12.4 |  | 88000 | 7585 | 3.4 | 3.3 | 48000 | 6252 | 2.25 | Federally-Regulated Commercial & Industrial Equipment | 09/23/2019 |  | 02/28/2023
Trane U.S. Inc. | Trane | WSC092H(3,4,W)*0A |  | HSP-A, Single-Package Heat Pum | Heat Pump | 460 | 3 | False |  |  |  | True | Dual-Speed | 93000 | 8230 | 11.3 | 10.8 | 12.4 |  | 88000 | 7585 | 3.4 | 3.3 | 48000 | 6252 | 2.25 | Federally-Regulated Commercial & Industrial Equipment | 09/23/2019 |  | 02/28/2023
Trane U.S. Inc. | Trane | WSC092H(3,4,W)*(G,K,N)A***6 |  | HSP-A, Single-Package Heat Pum | Both Heat Pump and Electric Re | 230 | 3 | False |  |  |  | True | Dual-Speed | 93000 | 8230 | 11.3 | 11 | 13.4 |  | 87000 | 7499 | 3.4 | 3.3 | 48000 | 6252 | 2.25 | Federally-Regulated Commercial & Industrial Equipment | 09/23/2019 |  | 02/28/2023
Trane U.S. Inc. | Trane | WSC092H(3,4,W)*0A***7 |  | HSP-A, Single-Package Heat Pum | Heat Pump | 575 | 3 | False |  |  |  | True | Dual-Speed | 93000 | 8230 | 11.3 | 10.8 | 12.9 |  | 87000 | 7499 | 3.4 | 3.3 | 48000 | 6252 | 2.25 | Federally-Regulated Commercial & Industrial Equipment | 09/23/2019 |  | 02/28/2023
Trane U.S. Inc. | Trane | WSC102H(3,4,W)*(G,K,N)A |  | HSP-A, Single-Package Heat Pum | Both Heat Pump and Electric Re | 575 | 3 | False |  |  |  | True | Dual-Speed | 100000 | 9090 | 11 | 11 | 12.2 |  | 92000 | 7930 | 3.4 | 3.3 | 48500 | 6768 | 2.1 | Federally-Regulated Commercial & Industrial Equipment | 09/23/2019 |  | 02/28/2023
Trane U.S. Inc. | Trane | WSC102H(3,4,W)*0A***7 |  | HSP-A, Single-Package Heat Pum | Heat Pump | 208 | 3 | False |  |  |  | True | Dual-Speed | 100000 | 9090 | 11 | 10.8 | 12.9 |  | 89000 | 7671 | 3.4 | 3.3 | 48500 | 6768 | 2.1 | Federally-Regulated Commercial & Industrial Equipment | 09/23/2019 |  | 02/28/2023
Trane U.S. Inc. | Trane | WSC092H(3,4,W)*0A |  | HSP-A, Single-Package Heat Pum | Heat Pump | 208 | 3 | False |  |  |  | True | Dual-Speed | 93000 | 8230 | 11.3 | 10.8 | 12.4 |  | 88000 | 7585 | 3.4 | 3.3 | 48000 | 6252 | 2.25 | Federally-Regulated Commercial & Industrial Equipment | 09/23/2019 |  | 02/28/2023
Trane U.S. Inc. | Trane | WSC092H(3,4,W)*(G,K,N)A |  | HSP-A, Single-Package Heat Pum | Both Heat Pump and Electric Re | 230 | 3 | False |  |  |  | True | Dual-Speed | 93000 | 8230 | 11.3 | 11 | 12.4 |  | 88000 | 7585 | 3.4 | 3.3 | 48000 | 6252 | 2.25 | Federally-Regulated Commercial & Industrial Equipment | 09/23/2019 |  | 02/28/2023
Trane U.S. Inc. | Trane | WSC092H(3,4,W)*(G,K,N)A |  | HSP-A, Single-Package Heat Pum | Both Heat Pump and Electric Re | 575 | 3 | False |  |  |  | True | Dual-Speed | 93000 | 8230 | 11.3 | 11 | 12.4 |  | 88000 | 7585 | 3.4 | 3.3 | 48000 | 6252 | 2.25 | Federally-Regulated Commercial & Industrial Equipment | 09/23/2019 |  | 02/28/2023
Trane U.S. Inc. | Trane | WSC102H(3,4,W)*(G,K,N)A***7 |  | HSP-A, Single-Package Heat Pum | Both Heat Pump and Electric Re | 575 | 3 | False |  |  |  | True | Dual-Speed | 100000 | 9090 | 11 | 11 | 12.9 |  | 89000 | 7671 | 3.4 | 3.3 | 48500 | 6768 | 2.1 | Federally-Regulated Commercial & Industrial Equipment | 09/23/2019 |  | 02/28/2023
Trane U.S. Inc. | Trane | WSC092H(3,4,W)*(G,K,N)A***7 |  | HSP-A, Single-Package Heat Pum | Both Heat Pump and Electric Re | 230 | 3 | False |  |  |  | True | Dual-Speed | 93000 | 8230 | 11.3 | 11 | 12.9 |  | 87000 | 7499 | 3.4 | 3.3 | 48000 | 6252 | 2.25 | Federally-Regulated Commercial & Industrial Equipment | 09/23/2019 |  | 02/28/2023
Trane U.S. Inc. | Trane | WSC092H(3,4,W)*0A***7 |  | HSP-A, Single-Package Heat Pum | Heat Pump | 460 | 3 | False |  |  |  | True | Dual-Speed | 93000 | 8230 | 11.3 | 10.8 | 12.9 |  | 87000 | 7499 | 3.4 | 3.3 | 48000 | 6252 | 2.25 | Federally-Regulated Commercial & Industrial Equipment | 09/23/2019 |  | 02/28/2023
Trane U.S. Inc. | Trane | WSC092H(3,4,W)*0A |  | HSP-A, Single-Package Heat Pum | Heat Pump | 575 | 3 | False |  |  |  | True | Dual-Speed | 93000 | 8230 | 11.3 | 10.8 | 12.4 |  | 88000 | 7585 | 3.4 | 3.3 | 48000 | 6252 | 2.25 | Federally-Regulated Commercial & Industrial Equipment | 09/23/2019 |  | 02/28/2023
Trane U.S. Inc. | Trane | WSC092H(3,4,W)*(G,K,N)A***7 |  | HSP-A, Single-Package Heat Pum | Both Heat Pump and Electric Re | 208 | 3 | False |  |  |  | True | Dual-Speed | 93000 | 8230 | 11.3 | 11 | 12.9 |  | 87000 | 7499 | 3.4 | 3.3 | 48000 | 6252 | 2.25 | Federally-Regulated Commercial & Industrial Equipment | 09/23/2019 |  | 02/28/2023
Trane U.S. Inc. | Trane | WSC102H(3,4,W)*(G,K,N)A***6 |  | HSP-A, Single-Package Heat Pum | Both Heat Pump and Electric Re | 230 | 3 | False |  |  |  | True | Dual-Speed | 100000 | 9090 | 11 | 11 | 13.4 |  | 89000 | 7671 | 3.4 | 3.3 | 48500 | 6768 | 2.1 | Federally-Regulated Commercial & Industrial Equipment | 09/23/2019 |  | 02/28/2023
Trane U.S. Inc. | Trane | WSC102H(3,4,W)*0A***7 |  | HSP-A, Single-Package Heat Pum | Heat Pump | 460 | 3 | False |  |  |  | True | Dual-Speed | 100000 | 9090 | 11 | 10.8 | 12.9 |  | 89000 | 7671 | 3.4 | 3.3 | 48500 | 6768 | 2.1 | Federally-Regulated Commercial & Industrial Equipment | 09/23/2019 |  | 02/28/2023
Trane U.S. Inc. | Trane | WSC092H(3,4,W)*0A***6 |  | HSP-A, Single-Package Heat Pum | Heat Pump | 460 | 3 | False |  |  |  | True | Dual-Speed | 93000 | 8230 | 11.3 | 10.8 | 13.4 |  | 87000 | 7499 | 3.4 | 3.3 | 48000 | 6252 | 2.25 | Federally-Regulated Commercial & Industrial Equipment | 09/23/2019 |  | 02/28/2023
Trane U.S. Inc. | Trane | WSC102H(3,4,W)*(G,K,N)A***6 |  | HSP-A, Single-Package Heat Pum | Both Heat Pump and Electric Re | 575 | 3 | False |  |  |  | True | Dual-Speed | 100000 | 9090 | 11 | 11 | 13.4 |  | 89000 | 7671 | 3.4 | 3.3 | 48500 | 6768 | 2.1 | Federally-Regulated Commercial & Industrial Equipment | 09/23/2019 |  | 02/28/2023
Trane U.S. Inc. | Trane | WSC072H(3,4,W)*(G,K,N)A |  | HSP-A, Single-Package Heat Pum | Both Heat Pump and Electric Re | 230 | 3 | False |  |  |  | True | Single-Speed | 75000 | 6578 | 11.4 | 11 | 13 |  | 71000 | 5945 | 3.5 | 3.3 | 39000 | 4969 | 2.3 | Federally-Regulated Commercial & Industrial Equipment | 09/23/2019 |  | 02/28/2023
Trane U.S. Inc. | Trane | WSC092H(3,4,W)*(G,K,N)A***6 |  | HSP-A, Single-Package Heat Pum | Both Heat Pump and Electric Re | 460 | 3 | False |  |  |  | True | Dual-Speed | 93000 | 8230 | 11.3 | 11 | 13.4 |  | 87000 | 7499 | 3.4 | 3.3 | 48000 | 6252 | 2.25 | Federally-Regulated Commercial & Industrial Equipment | 09/23/2019 |  | 02/28/2023
Trane U.S. Inc. | Trane | WSC102H(3,4,W)*(G,K,N)A |  | HSP-A, Single-Package Heat Pum | Both Heat Pump and Electric Re | 460 | 3 | False |  |  |  | True | Dual-Speed | 100000 | 9090 | 11 | 11 | 12.2 |  | 92000 | 7930 | 3.4 | 3.3 | 48500 | 6768 | 2.1 | Federally-Regulated Commercial & Industrial Equipment | 09/23/2019 |  | 02/28/2023
Trane U.S. Inc. | Trane | WSC092H(3,4,W)*(G,K,N)A***7 |  | HSP-A, Single-Package Heat Pum | Both Heat Pump and Electric Re | 575 | 3 | False |  |  |  | True | Dual-Speed | 93000 | 8230 | 11.3 | 11 | 12.9 |  | 87000 | 7499 | 3.4 | 3.3 | 48000 | 6252 | 2.25 | Federally-Regulated Commercial & Industrial Equipment | 09/23/2019 |  | 02/28/2023
Trane U.S. Inc. | Trane | WSC090H(3,4,W)*(G,K,N)A |  | HSP-A, Single-Package Heat Pum | Both Heat Pump and Electric Re | 208 | 3 | False |  |  |  | True | Single-Speed | 90000 | 8108 | 11.1 | 11 | 12.2 |  | 87000 | 7499 | 3.4 | 3.3 | 48000 | 6252 | 2.25 | Federally-Regulated Commercial & Industrial Equipment | 09/23/2019 |  | 02/28/2023
Trane U.S. Inc. | Trane | WSC092H(3,4,W)*0A***7 |  | HSP-A, Single-Package Heat Pum | Heat Pump | 208 | 3 | False |  |  |  | True | Dual-Speed | 93000 | 8230 | 11.3 | 10.8 | 12.9 |  | 87000 | 7499 | 3.4 | 3.3 | 48000 | 6252 | 2.25 | Federally-Regulated Commercial & Industrial Equipment | 09/23/2019 |  | 02/28/2023
Trane U.S. Inc. | Trane | WSC072H(3,4,W)*(G,K,N)A |  | HSP-A, Single-Package Heat Pum | Both Heat Pump and Electric Re | 575 | 3 | False |  |  |  | True | Single-Speed | 75000 | 6578 | 11.4 | 11 | 13 |  | 71000 | 5945 | 3.5 | 3.3 | 39000 | 4969 | 2.3 | Federally-Regulated Commercial & Industrial Equipment | 09/23/2019 |  | 02/28/2023
Trane U.S. Inc. | Trane | WSC090H(3,4,W)*(G,K,N)A |  | HSP-A, Single-Package Heat Pum | Both Heat Pump and Electric Re | 460 | 3 | False |  |  |  | True | Single-Speed | 90000 | 8108 | 11.1 | 11 | 12.2 |  | 87000 | 7499 | 3.4 | 3.3 | 48000 | 6252 | 2.25 | Federally-Regulated Commercial & Industrial Equipment | 09/23/2019 |  | 02/28/2023
Trane U.S. Inc. | Trane | WSC072H(3,4,W)*(G,K,N)A |  | HSP-A, Single-Package Heat Pum | Both Heat Pump and Electric Re | 208 | 3 | False |  |  |  | True | Single-Speed | 75000 | 6578 | 11.4 | 11 | 13 |  | 71000 | 5945 | 3.5 | 3.3 | 39000 | 4969 | 2.3 | Federally-Regulated Commercial & Industrial Equipment | 09/23/2019 |  | 02/28/2023
Trane U.S. Inc. | Trane | WSC102H(3,4,W)*(G,K,N)A |  | HSP-A, Single-Package Heat Pum | Both Heat Pump and Electric Re | 208 | 3 | False |  |  |  | True | Dual-Speed | 100000 | 9090 | 11 | 11 | 12.2 |  | 92000 | 7930 | 3.4 | 3.3 | 48500 | 6768 | 2.1 | Federally-Regulated Commercial & Industrial Equipment | 09/23/2019 |  | 02/28/2023
Trane U.S. Inc. | Trane | WSC090H(3,4,W)*(G,K,N)A |  | HSP-A, Single-Package Heat Pum | Both Heat Pump and Electric Re | 230 | 3 | False |  |  |  | True | Single-Speed | 90000 | 8108 | 11.1 | 11 | 12.2 |  | 87000 | 7499 | 3.4 | 3.3 | 48000 | 6252 | 2.25 | Federally-Regulated Commercial & Industrial Equipment | 09/23/2019 |  | 02/28/2023
Trane U.S. Inc. | Trane | WSC092H(3,4,W)*0A***6 |  | HSP-A, Single-Package Heat Pum | Heat Pump | 575 | 3 | False |  |  |  | True | Dual-Speed | 93000 | 8230 | 11.3 | 10.8 | 13.4 |  | 87000 | 7499 | 3.4 | 3.3 | 48000 | 6252 | 2.25 | Federally-Regulated Commercial & Industrial Equipment | 09/23/2019 |  | 02/28/2023
Trane U.S. Inc. | Trane | WSC092H(3,4,W)*0A***6 |  | HSP-A, Single-Package Heat Pum | Heat Pump | 230 | 3 | False |  |  |  | True | Dual-Speed | 93000 | 8230 | 11.3 | 10.8 | 13.4 |  | 87000 | 7499 | 3.4 | 3.3 | 48000 | 6252 | 2.25 | Federally-Regulated Commercial & Industrial Equipment | 09/23/2019 |  | 02/28/2023
Trane U.S. Inc. | Trane | WSC102H(3,4,W)*(G,K,N)A***6 |  | HSP-A, Single-Package Heat Pum | Both Heat Pump and Electric Re | 460 | 3 | False |  |  |  | True | Dual-Speed | 100000 | 9090 | 11 | 11 | 13.4 |  | 89000 | 7671 | 3.4 | 3.3 | 48500 | 6768 | 2.1 | Federally-Regulated Commercial & Industrial Equipment | 09/23/2019 |  | 02/28/2023
Trane U.S. Inc. | Trane | WSC092H(3,4,W)*(G,K,N)A |  | HSP-A, Single-Package Heat Pum | Both Heat Pump and Electric Re | 208 | 3 | False |  |  |  | True | Dual-Speed | 93000 | 8230 | 11.3 | 11 | 12.4 |  | 88000 | 7585 | 3.4 | 3.3 | 48000 | 6252 | 2.25 | Federally-Regulated Commercial & Industrial Equipment | 09/23/2019 |  | 02/28/2023
Trane U.S. Inc. | Trane | WSC102H(3,4,W)*(G,K,N)A***7 |  | HSP-A, Single-Package Heat Pum | Both Heat Pump and Electric Re | 460 | 3 | False |  |  |  | True | Dual-Speed | 100000 | 9090 | 11 | 11 | 12.9 |  | 89000 | 7671 | 3.4 | 3.3 | 48500 | 6768 | 2.1 | Federally-Regulated Commercial & Industrial Equipment | 09/23/2019 |  | 02/28/2023
Trane U.S. Inc. | Trane | WSC072H(3,4,W)*(G,K,N)A |  | HSP-A, Single-Package Heat Pum | Both Heat Pump and Electric Re | 460 | 3 | False |  |  |  | True | Single-Speed | 75000 | 6578 | 11.4 | 11 | 13 |  | 71000 | 5945 | 3.5 | 3.3 | 39000 | 4969 | 2.3 | Federally-Regulated Commercial & Industrial Equipment | 09/23/2019 |  | 02/28/2023
Trane U.S. Inc. | Trane | WSC092H(3,4,W)*0A***6 |  | HSP-A, Single-Package Heat Pum | Heat Pump | 208 | 3 | False |  |  |  | True | Dual-Speed | 93000 | 8230 | 11.3 | 10.8 | 13.4 |  | 87000 | 7499 | 3.4 | 3.3 | 48000 | 6252 | 2.25 | Federally-Regulated Commercial & Industrial Equipment | 09/23/2019 |  | 02/28/2023
Trane U.S. Inc. | Trane | WSC102H(3,4,W)*(G,K,N)A***7 |  | HSP-A, Single-Package Heat Pum | Both Heat Pump and Electric Re | 230 | 3 | False |  |  |  | True | Dual-Speed | 100000 | 9090 | 11 | 11 | 12.9 |  | 89000 | 7671 | 3.4 | 3.3 | 48500 | 6768 | 2.1 | Federally-Regulated Commercial & Industrial Equipment | 09/23/2019 |  | 02/28/2023
Trane U.S. Inc. | Trane | WSC092H(3,4,W)*(G,K,N)A***6 |  | HSP-A, Single-Package Heat Pum | Both Heat Pump and Electric Re | 575 | 3 | False |  |  |  | True | Dual-Speed | 93000 | 8230 | 11.3 | 11 | 13.4 |  | 87000 | 7499 | 3.4 | 3.3 | 48000 | 6252 | 2.25 | Federally-Regulated Commercial & Industrial Equipment | 09/23/2019 |  | 02/28/2023
Trane U.S. Inc. | Trane | WSC102H(3,4,W)*(G,K,N)A***7 |  | HSP-A, Single-Package Heat Pum | Both Heat Pump and Electric Re | 208 | 3 | False |  |  |  | True | Dual-Speed | 100000 | 9090 | 11 | 11 | 12.9 |  | 89000 | 7671 | 3.4 | 3.3 | 48500 | 6768 | 2.1 | Federally-Regulated Commercial & Industrial Equipment | 09/23/2019 |  | 02/28/2023
Trane U.S. Inc. | Trane | WSC092H(3,4,W)*(G,K,N)A |  | HSP-A, Single-Package Heat Pum | Both Heat Pump and Electric Re | 460 | 3 | False |  |  |  | True | Dual-Speed | 93000 | 8230 | 11.3 | 11 | 12.4 |  | 88000 | 7585 | 3.4 | 3.3 | 48000 | 6252 | 2.25 | Federally-Regulated Commercial & Industrial Equipment | 09/23/2019 |  | 02/28/2023
Trane U.S. Inc. | Trane | WSC092H(3,4,W)*0A***7 |  | HSP-A, Single-Package Heat Pum | Heat Pump | 230 | 3 | False |  |  |  | True | Dual-Speed | 93000 | 8230 | 11.3 | 10.8 | 12.9 |  | 87000 | 7499 | 3.4 | 3.3 | 48000 | 6252 | 2.25 | Federally-Regulated Commercial & Industrial Equipment | 09/23/2019 |  | 02/28/2023
Trane U.S. Inc. | Trane | WSC102H(3,4,W)*0A***7 |  | HSP-A, Single-Package Heat Pum | Heat Pump | 575 | 3 | False |  |  |  | True | Dual-Speed | 100000 | 9090 | 11 | 10.8 | 12.9 |  | 89000 | 7671 | 3.4 | 3.3 | 48500 | 6768 | 2.1 | Federally-Regulated Commercial & Industrial Equipment | 09/23/2019 |  | 02/28/2023
York International | Coleman | XXE09A(2,4,5)*1********* |  | HSP-A, Single-Package Heat Pum | Heat Pump | 230 | 3 | False |  |  |  | True | Single-Speed | 102000 | 8644 | 11.8 | 10.8 | 13.1 |  | 94000 | 8223 | 3.35 | 3.3 | 57000 | 7424 | 2.25 | Federally-Regulated Commercial & Industrial Equipment | 09/23/2019 |  | 02/28/2023
York International | Coleman | XXE09A(2,4,5)*1********* |  | HSP-A, Single-Package Heat Pum | Heat Pump | 208 | 3 | False |  |  |  | True | Single-Speed | 102000 | 8644 | 11.8 | 10.8 | 13.1 |  | 94000 | 8223 | 3.35 | 3.3 | 57000 | 7424 | 2.25 | Federally-Regulated Commercial & Industrial Equipment | 09/23/2019 |  | 02/28/2023
York International | Coleman | XXE09A(2,4,5)*1********* |  | HSP-A, Single-Package Heat Pum | Heat Pump | 575 | 3 | False |  |  |  | True | Single-Speed | 102000 | 8644 | 11.8 | 10.8 | 13.1 |  | 94000 | 8223 | 3.35 | 3.3 | 57000 | 7424 | 2.25 | Federally-Regulated Commercial & Industrial Equipment | 09/23/2019 |  | 02/28/2023
York International | Coleman | XXE09A(2,4,5)*1********* |  | HSP-A, Single-Package Heat Pum | Heat Pump | 460 | 3 | False |  |  |  | True | Single-Speed | 102000 | 8644 | 11.8 | 10.8 | 13.1 |  | 94000 | 8223 | 3.35 | 3.3 | 57000 | 7424 | 2.25 | Federally-Regulated Commercial & Industrial Equipment | 09/23/2019 |  | 02/28/2023
York International | CHAMPION, UNITARY PRODUCTS GROUP - COMMERCIAL | XXE09A(2,4,5)*1********* |  | HSP-A, Single-Package Heat Pum | Heat Pump | 460 | 3 | False |  |  |  | True | Single-Speed | 102000 | 8644 | 11.8 | 10.8 | 13.1 |  | 94000 | 8223 | 3.35 | 3.3 | 57000 | 7424 | 2.25 | Federally-Regulated Commercial & Industrial Equipment | 05/17/2019 |  | 02/28/2023
York International | CHAMPION, UNITARY PRODUCTS GROUP - COMMERCIAL | XXE09A(2,4,5)*1********* |  | HSP-A, Single-Package Heat Pum | Heat Pump | 208 | 3 | False |  |  |  | True | Single-Speed | 102000 | 8644 | 11.8 | 10.8 | 13.1 |  | 94000 | 8223 | 3.35 | 3.3 | 57000 | 7424 | 2.25 | Federally-Regulated Commercial & Industrial Equipment | 05/17/2019 |  | 02/28/2023
York International | CHAMPION, UNITARY PRODUCTS GROUP - COMMERCIAL | XXE09A(2,4,5)*1********* |  | HSP-A, Single-Package Heat Pum | Heat Pump | 575 | 3 | False |  |  |  | True | Single-Speed | 102000 | 8644 | 11.8 | 10.8 | 13.1 |  | 94000 | 8223 | 3.35 | 3.3 | 57000 | 7424 | 2.25 | Federally-Regulated Commercial & Industrial Equipment | 05/17/2019 |  | 02/28/2023
York International | CHAMPION, UNITARY PRODUCTS GROUP - COMMERCIAL | XXE09A(2,4,5)*1********* |  | HSP-A, Single-Package Heat Pum | Heat Pump | 230 | 3 | False |  |  |  | True | Single-Speed | 102000 | 8644 | 11.8 | 10.8 | 13.1 |  | 94000 | 8223 | 3.35 | 3.3 | 57000 | 7424 | 2.25 | Federally-Regulated Commercial & Industrial Equipment | 05/17/2019 |  | 02/28/2023
Trane U.S. Inc. | AMERICAN STANDARD | WS(D,H)180E(3,4,W)R(G,N,P,R)****0 |  | HSP-A, Single-Package Heat Pum | Both Heat Pump and Electric Re | 230 | 3 | False |  |  |  | False | Single-Speed | 170000 | 16037 | 10.6 | 10.6 | 12 |  | 170000 | 15569 | 3.2 | 3.2 | 90000 | 12560 | 2.1 | Federally-Regulated Commercial & Industrial Equipment | 09/23/2019 |  | 02/28/2023
Trane U.S. Inc. | AMERICAN STANDARD | WS(D,H)240E(3,4,W)R(G,N,P,R)****(6,A) |  | HSP-A, Single-Package Heat Pum | Both Heat Pump and Electric Re | 460 | 3 | False |  |  |  | False | Single-Speed | 240000 | 24742 |  |  | 12 |  | 210000 | 19233 | 3.2 | 3.2 | 120000 | 16747 | 2.1 | Federally-Regulated Commercial & Industrial Equipment | 04/21/2020 | 204520808 | 02/28/2023
Trane U.S. Inc. | AMERICAN STANDARD | WSC120H(3,4,W)*0A***7 |  | HSP-A, Single-Package Heat Pum | Heat Pump | 575 | 3 | False |  |  |  | True | Dual-Speed | 115000 | 10454 | 11 | 10.8 | 12.9 |  | 106000 | 9137 | 3.4 | 3.3 | 58500 | 7619 | 2.25 | Federally-Regulated Commercial & Industrial Equipment | 09/23/2019 |  | 02/28/2023
Trane U.S. Inc. | AMERICAN STANDARD | WS(D,H)240E(3,4,W)R(G,N,P,R)****(6,A) |  | HSP-A, Single-Package Heat Pum | Both Heat Pump and Electric Re | 230 | 3 | False |  |  |  | False | Single-Speed | 240000 | 24742 |  |  | 12 |  | 210000 | 19233 | 3.2 | 3.2 | 120000 | 16747 | 2.1 | Federally-Regulated Commercial & Industrial Equipment | 04/21/2020 | 204520808 | 02/28/2023
Trane U.S. Inc. | AMERICAN STANDARD | WSC120H(3,4,W)*0A***7 |  | HSP-A, Single-Package Heat Pum | Heat Pump | 230 | 3 | False |  |  |  | True | Dual-Speed | 115000 | 10454 | 11 | 10.8 | 12.9 |  | 106000 | 9137 | 3.4 | 3.3 | 58500 | 7619 | 2.25 | Federally-Regulated Commercial & Industrial Equipment | 09/23/2019 |  | 02/28/2023
Trane U.S. Inc. | AMERICAN STANDARD | WS(D,H)180E(3,4,W)R0****7 |  | HSP-A, Single-Package Heat Pum | Heat Pump | 575 | 3 | False |  |  |  | False | Single-Speed | 170000 | 16037 | 10.6 | 10.4 | 13.5 |  | 170000 | 15569 | 3.2 | 3.2 | 90000 | 12560 | 2.1 | Federally-Regulated Commercial & Industrial Equipment | 09/23/2019 |  | 02/28/2023
Trane U.S. Inc. | AMERICAN STANDARD | WS(D,H)150E(3,4,W)R0****7 |  | HSP-A, Single-Package Heat Pum | Heat Pump | 460 | 3 | False |  |  |  | False | Single-Speed | 146000 | 13773 | 10.6 | 10.4 | 13.5 |  | 136000 | 12455 | 3.2 | 3.2 | 75000 | 10466 | 2.1 | Federally-Regulated Commercial & Industrial Equipment | 09/23/2019 |  | 02/28/2023
Trane U.S. Inc. | AMERICAN STANDARD | WSC102H(3,4,W)*0A***6 |  | HSP-A, Single-Package Heat Pum | Heat Pump | 575 | 3 | False |  |  |  | True | Dual-Speed | 100000 | 9090 | 11 | 10.8 | 13.4 |  | 89000 | 7671 | 3.4 | 3.3 | 48500 | 6768 | 2.1 | Federally-Regulated Commercial & Industrial Equipment | 09/23/2019 |  | 02/28/2023
Trane U.S. Inc. | AMERICAN STANDARD | WS(D,H)150E(3,4,W)R0****0 |  | HSP-A, Single-Package Heat Pum | Heat Pump | 460 | 3 | False |  |  |  | False | Single-Speed | 146000 | 13773 | 10.6 | 10.4 | 12 |  | 136000 | 12455 | 3.2 | 3.2 | 75000 | 10466 | 2.1 | Federally-Regulated Commercial & Industrial Equipment | 09/23/2019 |  | 02/28/2023
Trane U.S. Inc. | AMERICAN STANDARD | WS(D,H)180E(3,4,W)R0****7 |  | HSP-A, Single-Package Heat Pum | Heat Pump | 230 | 3 | False |  |  |  | False | Single-Speed | 170000 | 16037 | 10.6 | 10.4 | 13.5 |  | 170000 | 15569 | 3.2 | 3.2 | 90000 | 12560 | 2.1 | Federally-Regulated Commercial & Industrial Equipment | 09/23/2019 |  | 02/28/2023
Trane U.S. Inc. | AMERICAN STANDARD | WSC120H(3,4,W)*(G,K,N,P)A***6 |  | HSP-A, Single-Package Heat Pum | Both Heat Pump and Electric Re | 208 | 3 | False |  |  |  | True | Dual-Speed | 115000 | 10454 | 11 | 11 | 13.4 |  | 106000 | 9137 | 3.4 | 3.3 | 58500 | 7619 | 2.25 | Federally-Regulated Commercial & Industrial Equipment | 09/23/2019 |  | 02/28/2023
Trane U.S. Inc. | AMERICAN STANDARD | WS(D,H)240E(3,4,W)R0****7 |  | HSP-A, Single-Package Heat Pum | Heat Pump | 208 | 3 | False |  |  |  | False | Single-Speed | 240000 | 24742 |  |  | 12 |  | 210000 | 19233 | 3.2 | 3.2 | 120000 | 16747 | 2.1 | Federally-Regulated Commercial & Industrial Equipment | 04/21/2020 | 200089770 | 02/28/2023
Trane U.S. Inc. | AMERICAN STANDARD | WS(D,H)150E(3,4,W)R(G,N,P,R)****0 |  | HSP-A, Single-Package Heat Pum | Both Heat Pump and Electric Re | 208 | 3 | False |  |  |  | False | Single-Speed | 146000 | 13773 | 10.6 | 10.6 | 12 |  | 136000 | 12455 | 3.2 | 3.2 | 75000 | 10466 | 2.1 | Federally-Regulated Commercial & Industrial Equipment | 09/23/2019 |  | 02/28/2023
Trane U.S. Inc. | AMERICAN STANDARD | WS(D,H)150E(3,4,W)R(G,N,P,R)****(6,A) |  | HSP-A, Single-Package Heat Pum | Both Heat Pump and Electric Re | 230 | 3 | False |  |  |  | False | Single-Speed | 146000 | 13773 | 10.6 | 10.6 | 13.5 |  | 136000 | 12455 | 3.2 | 3.2 | 75000 | 10466 | 2.1 | Federally-Regulated Commercial & Industrial Equipment | 10/29/2019 |  | 02/28/2023
Trane U.S. Inc. | AMERICAN STANDARD | WS(D,H)150E(3,4,W)R(G,N,P,R)****7 |  | HSP-A, Single-Package Heat Pum | Both Heat Pump and Electric Re | 575 | 3 | False |  |  |  | False | Single-Speed | 146000 | 13773 | 10.6 | 10.6 | 13.5 |  | 136000 | 12455 | 3.2 | 3.2 | 75000 | 10466 | 2.1 | Federally-Regulated Commercial & Industrial Equipment | 09/23/2019 |  | 02/28/2023
Trane U.S. Inc. | AMERICAN STANDARD | WS(D,H)150E(3,4,W)R(G,N,P,R)****7 |  | HSP-A, Single-Package Heat Pum | Both Heat Pump and Electric Re | 230 | 3 | False |  |  |  | False | Single-Speed | 146000 | 13773 | 10.6 | 10.6 | 13.5 |  | 136000 | 12455 | 3.2 | 3.2 | 75000 | 10466 | 2.1 | Federally-Regulated Commercial & Industrial Equipment | 09/23/2019 |  | 02/28/2023
Trane U.S. Inc. | AMERICAN STANDARD | WSC102H(3,4,W)*0A***7 |  | HSP-A, Single-Package Heat Pum | Heat Pump | 230 | 3 | False |  |  |  | True | Dual-Speed | 100000 | 9090 | 11 | 10.8 | 12.9 |  | 89000 | 7671 | 3.4 | 3.3 | 48500 | 6768 | 2.1 | Federally-Regulated Commercial & Industrial Equipment | 09/23/2019 |  | 02/28/2023
Trane U.S. Inc. | AMERICAN STANDARD | WS(D,H)180E(3,4,W)R(G,N,P,R)****0 |  | HSP-A, Single-Package Heat Pum | Both Heat Pump and Electric Re | 575 | 3 | False |  |  |  | False | Single-Speed | 170000 | 16037 | 10.6 | 10.6 | 12 |  | 170000 | 15569 | 3.2 | 3.2 | 90000 | 12560 | 2.1 | Federally-Regulated Commercial & Industrial Equipment | 09/23/2019 |  | 02/28/2023
Trane U.S. Inc. | AMERICAN STANDARD | WS(D,H)150E(3,4,W)R0****0 |  | HSP-A, Single-Package Heat Pum | Heat Pump | 230 | 3 | False |  |  |  | False | Single-Speed | 146000 | 13773 | 10.6 | 10.4 | 12 |  | 136000 | 12455 | 3.2 | 3.2 | 75000 | 10466 | 2.1 | Federally-Regulated Commercial & Industrial Equipment | 09/23/2019 |  | 02/28/2023
Trane U.S. Inc. | AMERICAN STANDARD | WS(D,H)240E(3,4,W)R(G,N,P,R)****0 |  | HSP-A, Single-Package Heat Pum | Both Heat Pump and Electric Re | 575 | 3 | False |  |  |  | False | Single-Speed | 240000 | 24742 |  |  | 11.5 |  | 210000 | 19233 | 3.2 | 3.2 | 120000 | 16747 | 2.1 | Federally-Regulated Commercial & Industrial Equipment | 04/21/2020 | 200089035 | 02/28/2023
Trane U.S. Inc. | AMERICAN STANDARD | WS(D,H)240E(3,4,W)R(G,N,P,R)****0 |  | HSP-A, Single-Package Heat Pum | Both Heat Pump and Electric Re | 208 | 3 | False |  |  |  | False | Single-Speed | 240000 | 24742 |  |  | 11.5 |  | 210000 | 19233 | 3.2 | 3.2 | 120000 | 16747 | 2.1 | Federally-Regulated Commercial & Industrial Equipment | 04/21/2020 | 200089035 | 02/28/2023
Trane U.S. Inc. | AMERICAN STANDARD | WSC120H(3,4,W)*(G,K,N,P)A |  | HSP-A, Single-Package Heat Pum | Both Heat Pump and Electric Re | 460 | 3 | False |  |  |  | True | Dual-Speed | 115000 | 10454 | 11 | 11 | 12.2 |  | 106000 | 9137 | 3.4 | 3.3 | 58500 | 7619 | 2.25 | Federally-Regulated Commercial & Industrial Equipment | 09/23/2019 |  | 02/28/2023
Trane U.S. Inc. | AMERICAN STANDARD | WSC120H(3,4,W)*0A***6 |  | HSP-A, Single-Package Heat Pum | Heat Pump | 460 | 3 | False |  |  |  | True | Dual-Speed | 115000 | 10454 | 11 | 10.8 | 13.4 |  | 106000 | 9137 | 3.4 | 3.3 | 58500 | 7619 | 2.25 | Federally-Regulated Commercial & Industrial Equipment | 09/23/2019 |  | 02/28/2023
Trane U.S. Inc. | AMERICAN STANDARD | WS(D,H)150E(3,4,W)R0****(6,A) |  | HSP-A, Single-Package Heat Pum | Heat Pump | 460 | 3 | False |  |  |  | False | Single-Speed | 146000 | 13773 | 10.6 | 10.4 | 13.5 |  | 136000 | 12455 | 3.2 | 3.2 | 75000 | 10466 | 2.1 | Federally-Regulated Commercial & Industrial Equipment | 10/29/2019 |  | 02/28/2023
Trane U.S. Inc. | AMERICAN STANDARD | WS(D,H)240E(3,4,W)R(G,N,P,R)****7 |  | HSP-A, Single-Package Heat Pum | Both Heat Pump and Electric Re | 230 | 3 | False |  |  |  | False | Single-Speed | 240000 | 24742 |  |  | 12 |  | 210000 | 19233 | 3.2 | 3.2 | 120000 | 16747 | 2.1 | Federally-Regulated Commercial & Industrial Equipment | 04/21/2020 | 200089772 | 02/28/2023
Trane U.S. Inc. | AMERICAN STANDARD | WS(D,H)240E(3,4,W)R(G,N,P,R)****0 |  | HSP-A, Single-Package Heat Pum | Both Heat Pump and Electric Re | 460 | 3 | False |  |  |  | False | Single-Speed | 240000 | 24742 |  |  | 11.5 |  | 210000 | 19233 | 3.2 | 3.2 | 120000 | 16747 | 2.1 | Federally-Regulated Commercial & Industrial Equipment | 04/21/2020 | 200089035 | 02/28/2023
Trane U.S. Inc. | AMERICAN STANDARD | WS(D,H)240E(3,4,W)R0****0 |  | HSP-A, Single-Package Heat Pum | Heat Pump | 208 | 3 | False |  |  |  | False | Single-Speed | 240000 | 24742 |  |  | 11.5 |  | 210000 | 19233 | 3.2 | 3.2 | 120000 | 16747 | 2.1 | Federally-Regulated Commercial & Industrial Equipment | 04/21/2020 | 200089033 | 02/28/2023
Trane U.S. Inc. | AMERICAN STANDARD | WS(D,H)180E(3,4,W)R0****(6,A) |  | HSP-A, Single-Package Heat Pum | Heat Pump | 575 | 3 | False |  |  |  | False | Single-Speed | 170000 | 16037 | 10.6 | 10.4 | 13.5 |  | 170000 | 15569 | 3.2 | 3.2 | 90000 | 12560 | 2.1 | Federally-Regulated Commercial & Industrial Equipment | 10/29/2019 |  | 02/28/2023
Trane U.S. Inc. | AMERICAN STANDARD | WS(D,H)240E(3,4,W)R0****0 |  | HSP-A, Single-Package Heat Pum | Heat Pump | 230 | 3 | False |  |  |  | False | Single-Speed | 240000 | 24742 |  |  | 11.5 |  | 210000 | 19233 | 3.2 | 3.2 | 120000 | 16747 | 2.1 | Federally-Regulated Commercial & Industrial Equipment | 04/21/2020 | 200089033 | 02/28/2023
Trane U.S. Inc. | AMERICAN STANDARD | WSC120H(3,4,W)*(G,K,N,P)A***7 |  | HSP-A, Single-Package Heat Pum | Both Heat Pump and Electric Re | 460 | 3 | False |  |  |  | True | Dual-Speed | 115000 | 10454 | 11 | 11 | 12.9 |  | 106000 | 9137 | 3.4 | 3.3 | 58500 | 7619 | 2.25 | Federally-Regulated Commercial & Industrial Equipment | 09/23/2019 |  | 02/28/2023
Trane U.S. Inc. | AMERICAN STANDARD | WS(D,H)150E(3,4,W)R0****7 |  | HSP-A, Single-Package Heat Pum | Heat Pump | 230 | 3 | False |  |  |  | False | Single-Speed | 146000 | 13773 | 10.6 | 10.4 | 13.5 |  | 136000 | 12455 | 3.2 | 3.2 | 75000 | 10466 | 2.1 | Federally-Regulated Commercial & Industrial Equipment | 09/23/2019 |  | 02/28/2023
Trane U.S. Inc. | AMERICAN STANDARD | WSC120H(3,4,W)*0A***6 |  | HSP-A, Single-Package Heat Pum | Heat Pump | 575 | 3 | False |  |  |  | True | Dual-Speed | 115000 | 10454 | 11 | 10.8 | 13.4 |  | 106000 | 9137 | 3.4 | 3.3 | 58500 | 7619 | 2.25 | Federally-Regulated Commercial & Industrial Equipment | 09/23/2019 |  | 02/28/2023
Trane U.S. Inc. | AMERICAN STANDARD | WSC120H(3,4,W)*0A***7 |  | HSP-A, Single-Package Heat Pum | Heat Pump | 208 | 3 | False |  |  |  | True | Dual-Speed | 115000 | 10454 | 11 | 10.8 | 12.9 |  | 106000 | 9137 | 3.4 | 3.3 | 58500 | 7619 | 2.25 | Federally-Regulated Commercial & Industrial Equipment | 09/23/2019 |  | 02/28/2023
Trane U.S. Inc. | AMERICAN STANDARD | WSC120H(3,4,W)*0A***6 |  | HSP-A, Single-Package Heat Pum | Heat Pump | 230 | 3 | False |  |  |  | True | Dual-Speed | 115000 | 10454 | 11 | 10.8 | 13.4 |  | 106000 | 9137 | 3.4 | 3.3 | 58500 | 7619 | 2.25 | Federally-Regulated Commercial & Industrial Equipment | 09/23/2019 |  | 02/28/2023
Trane U.S. Inc. | AMERICAN STANDARD | WS(D,H)240E(3,4,W)R0****7 |  | HSP-A, Single-Package Heat Pum | Heat Pump | 460 | 3 | False |  |  |  | False | Single-Speed | 240000 | 24742 |  |  | 12 |  | 210000 | 19233 | 3.2 | 3.2 | 120000 | 16747 | 2.1 | Federally-Regulated Commercial & Industrial Equipment | 04/21/2020 | 200089770 | 02/28/2023
Trane U.S. Inc. | AMERICAN STANDARD | WS(D,H)180E(3,4,W)R(G,N,P,R)****(6,A) |  | HSP-A, Single-Package Heat Pum | Both Heat Pump and Electric Re | 208 | 3 | False |  |  |  | False | Single-Speed | 170000 | 16037 | 10.6 | 10.6 | 13.5 |  | 170000 | 15569 | 3.2 | 3.2 | 90000 | 12560 | 2.1 | Federally-Regulated Commercial & Industrial Equipment | 10/29/2019 |  | 02/28/2023
Trane U.S. Inc. | AMERICAN STANDARD | WS(D,H)180E(3,4,W)R(G,N,P,R)****7 |  | HSP-A, Single-Package Heat Pum | Both Heat Pump and Electric Re | 460 | 3 | False |  |  |  | False | Single-Speed | 170000 | 16037 | 10.6 | 10.6 | 13.5 |  | 170000 | 15569 | 3.2 | 3.2 | 90000 | 12560 | 2.1 | Federally-Regulated Commercial & Industrial Equipment | 09/23/2019 |  | 02/28/2023
Trane U.S. Inc. | AMERICAN STANDARD | WSC120H(3,4,W)*(G,K,N,P)A***7 |  | HSP-A, Single-Package Heat Pum | Both Heat Pump and Electric Re | 575 | 3 | False |  |  |  | True | Dual-Speed | 115000 | 10454 | 11 | 11 | 12.9 |  | 106000 | 9137 | 3.4 | 3.3 | 58500 | 7619 | 2.25 | Federally-Regulated Commercial & Industrial Equipment | 09/23/2019 |  | 02/28/2023
Trane U.S. Inc. | AMERICAN STANDARD | WS(D,H)150E(3,4,W)R0****7 |  | HSP-A, Single-Package Heat Pum | Heat Pump | 575 | 3 | False |  |  |  | False | Single-Speed | 146000 | 13773 | 10.6 | 10.4 | 13.5 |  | 136000 | 12455 | 3.2 | 3.2 | 75000 | 10466 | 2.1 | Federally-Regulated Commercial & Industrial Equipment | 09/23/2019 |  | 02/28/2023
Trane U.S. Inc. | AMERICAN STANDARD | WS(D,H)240E(3,4,W)R0****0 |  | HSP-A, Single-Package Heat Pum | Heat Pump | 460 | 3 | False |  |  |  | False | Single-Speed | 240000 | 24742 |  |  | 11.5 |  | 210000 | 19233 | 3.2 | 3.2 | 120000 | 16747 | 2.1 | Federally-Regulated Commercial & Industrial Equipment | 04/21/2020 | 200089033 | 02/28/2023
Trane U.S. Inc. | AMERICAN STANDARD | WS(D,H)180E(3,4,W)R0****0 |  | HSP-A, Single-Package Heat Pum | Heat Pump | 575 | 3 | False |  |  |  | False | Single-Speed | 170000 | 16037 | 10.6 | 10.4 | 12 |  | 170000 | 15569 | 3.2 | 3.2 | 90000 | 12560 | 2.1 | Federally-Regulated Commercial & Industrial Equipment | 09/23/2019 |  | 02/28/2023
Trane U.S. Inc. | AMERICAN STANDARD | WS(D,H)180E(3,4,W)R0****0 |  | HSP-A, Single-Package Heat Pum | Heat Pump | 230 | 3 | False |  |  |  | False | Single-Speed | 170000 | 16037 | 10.6 | 10.4 | 12 |  | 170000 | 15569 | 3.2 | 3.2 | 90000 | 12560 | 2.1 | Federally-Regulated Commercial & Industrial Equipment | 09/23/2019 |  | 02/28/2023
Trane U.S. Inc. | AMERICAN STANDARD | WS(D,H)240E(3,4,W)R(G,N,P,R)****7 |  | HSP-A, Single-Package Heat Pum | Both Heat Pump and Electric Re | 208 | 3 | False |  |  |  | False | Single-Speed | 240000 | 24742 |  |  | 12 |  | 210000 | 19233 | 3.2 | 3.2 | 120000 | 16747 | 2.1 | Federally-Regulated Commercial & Industrial Equipment | 04/21/2020 | 200089772 | 02/28/2023
Trane U.S. Inc. | AMERICAN STANDARD | WS(D,H)180E(3,4,W)R(G,N,P,R)****7 |  | HSP-A, Single-Package Heat Pum | Both Heat Pump and Electric Re | 208 | 3 | False |  |  |  | False | Single-Speed | 170000 | 16037 | 10.6 | 10.6 | 13.5 |  | 170000 | 15569 | 3.2 | 3.2 | 90000 | 12560 | 2.1 | Federally-Regulated Commercial & Industrial Equipment | 09/23/2019 |  | 02/28/2023
Trane U.S. Inc. | AMERICAN STANDARD | WS(D,H)150E(3,4,W)R0****(6,A) |  | HSP-A, Single-Package Heat Pum | Heat Pump | 230 | 3 | False |  |  |  | False | Single-Speed | 146000 | 13773 | 10.6 | 10.4 | 13.5 |  | 136000 | 12455 | 3.2 | 3.2 | 75000 | 10466 | 2.1 | Federally-Regulated Commercial & Industrial Equipment | 10/29/2019 |  | 02/28/2023
Trane U.S. Inc. | AMERICAN STANDARD | WS(D,H)180E(3,4,W)R(G,N,P,R)****0 |  | HSP-A, Single-Package Heat Pum | Both Heat Pump and Electric Re | 208 | 3 | False |  |  |  | False | Single-Speed | 170000 | 16037 | 10.6 | 10.6 | 12 |  | 170000 | 15569 | 3.2 | 3.2 | 90000 | 12560 | 2.1 | Federally-Regulated Commercial & Industrial Equipment | 09/23/2019 |  | 02/28/2023
Trane U.S. Inc. | AMERICAN STANDARD | WS(D,H)150E(3,4,W)R(G,N,P,R)****0 |  | HSP-A, Single-Package Heat Pum | Both Heat Pump and Electric Re | 460 | 3 | False |  |  |  | False | Single-Speed | 146000 | 13773 | 10.6 | 10.6 | 12 |  | 136000 | 12455 | 3.2 | 3.2 | 75000 | 10466 | 2.1 | Federally-Regulated Commercial & Industrial Equipment | 09/23/2019 |  | 02/28/2023
Trane U.S. Inc. | AMERICAN STANDARD | WSC120H(3,4,W)*(G,K,N,P)A |  | HSP-A, Single-Package Heat Pum | Both Heat Pump and Electric Re | 230 | 3 | False |  |  |  | True | Dual-Speed | 115000 | 10454 | 11 | 11 | 12.2 |  | 106000 | 9137 | 3.4 | 3.3 | 58500 | 7619 | 2.25 | Federally-Regulated Commercial & Industrial Equipment | 09/23/2019 |  | 02/28/2023
Trane U.S. Inc. | AMERICAN STANDARD | WS(D,H)240E(3,4,W)R(G,N,P,R)****7 |  | HSP-A, Single-Package Heat Pum | Both Heat Pump and Electric Re | 460 | 3 | False |  |  |  | False | Single-Speed | 240000 | 24742 |  |  | 12 |  | 210000 | 19233 | 3.2 | 3.2 | 120000 | 16747 | 2.1 | Federally-Regulated Commercial & Industrial Equipment | 04/21/2020 | 200089772 | 02/28/2023
Trane U.S. Inc. | AMERICAN STANDARD | WSC120H(3,4,W)*(G,K,N,P)A***7 |  | HSP-A, Single-Package Heat Pum | Both Heat Pump and Electric Re | 208 | 3 | False |  |  |  | True | Dual-Speed | 115000 | 10454 | 11 | 11 | 12.9 |  | 106000 | 9137 | 3.4 | 3.3 | 58500 | 7619 | 2.25 | Federally-Regulated Commercial & Industrial Equipment | 09/23/2019 |  | 02/28/2023
Trane U.S. Inc. | AMERICAN STANDARD | WS(D,H)240E(3,4,W)R0****0 |  | HSP-A, Single-Package Heat Pum | Heat Pump | 575 | 3 | False |  |  |  | False | Single-Speed | 240000 | 24742 |  |  | 11.5 |  | 210000 | 19233 | 3.2 | 3.2 | 120000 | 16747 | 2.1 | Federally-Regulated Commercial & Industrial Equipment | 04/21/2020 | 200089033 | 02/28/2023
Trane U.S. Inc. | AMERICAN STANDARD | WS(D,H)150E(3,4,W)R0****(6,A) |  | HSP-A, Single-Package Heat Pum | Heat Pump | 575 | 3 | False |  |  |  | False | Single-Speed | 146000 | 13773 | 10.6 | 10.4 | 13.5 |  | 136000 | 12455 | 3.2 | 3.2 | 75000 | 10466 | 2.1 | Federally-Regulated Commercial & Industrial Equipment | 10/29/2019 |  | 02/28/2023
Trane U.S. Inc. | AMERICAN STANDARD | WS(D,H)180E(3,4,W)R(G,N,P,R)****(6,A) |  | HSP-A, Single-Package Heat Pum | Both Heat Pump and Electric Re | 575 | 3 | False |  |  |  | False | Single-Speed | 170000 | 16037 | 10.6 | 10.6 | 13.5 |  | 170000 | 15569 | 3.2 | 3.2 | 90000 | 12560 | 2.1 | Federally-Regulated Commercial & Industrial Equipment | 10/29/2019 |  | 02/28/2023
Trane U.S. Inc. | AMERICAN STANDARD | WSC102H(3,4,W)*0A***6 |  | HSP-A, Single-Package Heat Pum | Heat Pump | 208 | 3 | False |  |  |  | True | Dual-Speed | 100000 | 9090 | 11 | 10.8 | 13.4 |  | 89000 | 7671 | 3.4 | 3.3 | 48500 | 6768 | 2.1 | Federally-Regulated Commercial & Industrial Equipment | 09/23/2019 |  | 02/28/2023
Trane U.S. Inc. | AMERICAN STANDARD | WSC120H(3,4,W)*(G,K,N,P)A***7 |  | HSP-A, Single-Package Heat Pum | Both Heat Pump and Electric Re | 230 | 3 | False |  |  |  | True | Dual-Speed | 115000 | 10454 | 11 | 11 | 12.9 |  | 106000 | 9137 | 3.4 | 3.3 | 58500 | 7619 | 2.25 | Federally-Regulated Commercial & Industrial Equipment | 09/23/2019 |  | 02/28/2023
Trane U.S. Inc. | AMERICAN STANDARD | WS(D,H)150E(3,4,W)R0****7 |  | HSP-A, Single-Package Heat Pum | Heat Pump | 208 | 3 | False |  |  |  | False | Single-Speed | 146000 | 13773 | 10.6 | 10.4 | 13.5 |  | 136000 | 12455 | 3.2 | 3.2 | 75000 | 10466 | 2.1 | Federally-Regulated Commercial & Industrial Equipment | 09/23/2019 |  | 02/28/2023
Trane U.S. Inc. | AMERICAN STANDARD | WS(D,H)150E(3,4,W)R0****0 |  | HSP-A, Single-Package Heat Pum | Heat Pump | 575 | 3 | False |  |  |  | False | Single-Speed | 146000 | 13773 | 10.6 | 10.4 | 12 |  | 136000 | 12455 | 3.2 | 3.2 | 75000 | 10466 | 2.1 | Federally-Regulated Commercial & Industrial Equipment | 09/23/2019 |  | 02/28/2023
Trane U.S. Inc. | AMERICAN STANDARD | WSC102H(3,4,W)*0A***7 |  | HSP-A, Single-Package Heat Pum | Heat Pump | 460 | 3 | False |  |  |  | True | Dual-Speed | 100000 | 9090 | 11 | 10.8 | 12.9 |  | 89000 | 7671 | 3.4 | 3.3 | 48500 | 6768 | 2.1 | Federally-Regulated Commercial & Industrial Equipment | 09/23/2019 |  | 02/28/2023
Trane U.S. Inc. | AMERICAN STANDARD | WS(D,H)150E(3,4,W)R(G,N,P,R)****(6,A) |  | HSP-A, Single-Package Heat Pum | Both Heat Pump and Electric Re | 575 | 3 | False |  |  |  | False | Single-Speed | 146000 | 13773 | 10.6 | 10.6 | 13.5 |  | 136000 | 12455 | 3.2 | 3.2 | 75000 | 10466 | 2.1 | Federally-Regulated Commercial & Industrial Equipment | 10/29/2019 |  | 02/28/2023
Trane U.S. Inc. | AMERICAN STANDARD | WS(D,H)180E(3,4,W)R0****7 |  | HSP-A, Single-Package Heat Pum | Heat Pump | 208 | 3 | False |  |  |  | False | Single-Speed | 170000 | 16037 | 10.6 | 10.4 | 13.5 |  | 170000 | 15569 | 3.2 | 3.2 | 90000 | 12560 | 2.1 | Federally-Regulated Commercial & Industrial Equipment | 09/23/2019 |  | 02/28/2023
Trane U.S. Inc. | AMERICAN STANDARD | WSC120H(3,4,W)*(G,K,N,P)A***6 |  | HSP-A, Single-Package Heat Pum | Both Heat Pump and Electric Re | 230 | 3 | False |  |  |  | True | Dual-Speed | 115000 | 10454 | 11 | 11 | 13.4 |  | 106000 | 9137 | 3.4 | 3.3 | 58500 | 7619 | 2.25 | Federally-Regulated Commercial & Industrial Equipment | 09/23/2019 |  | 02/28/2023
Trane U.S. Inc. | AMERICAN STANDARD | WSC120H(3,4,W)*(G,K,N,P)A***6 |  | HSP-A, Single-Package Heat Pum | Both Heat Pump and Electric Re | 575 | 3 | False |  |  |  | True | Dual-Speed | 115000 | 10454 | 11 | 11 | 13.4 |  | 106000 | 9137 | 3.4 | 3.3 | 58500 | 7619 | 2.25 | Federally-Regulated Commercial & Industrial Equipment | 09/23/2019 |  | 02/28/2023
Trane U.S. Inc. | AMERICAN STANDARD | WSC102H(3,4,W)*0A***7 |  | HSP-A, Single-Package Heat Pum | Heat Pump | 208 | 3 | False |  |  |  | True | Dual-Speed | 100000 | 9090 | 11 | 10.8 | 12.9 |  | 89000 | 7671 | 3.4 | 3.3 | 48500 | 6768 | 2.1 | Federally-Regulated Commercial & Industrial Equipment | 09/23/2019 |  | 02/28/2023
Trane U.S. Inc. | AMERICAN STANDARD | WS(D,H)180E(3,4,W)R(G,N,P,R)****7 |  | HSP-A, Single-Package Heat Pum | Both Heat Pump and Electric Re | 575 | 3 | False |  |  |  | False | Single-Speed | 170000 | 16037 | 10.6 | 10.6 | 13.5 |  | 170000 | 15569 | 3.2 | 3.2 | 90000 | 12560 | 2.1 | Federally-Regulated Commercial & Industrial Equipment | 09/23/2019 |  | 02/28/2023
Trane U.S. Inc. | AMERICAN STANDARD | WS(D,H)150E(3,4,W)R0****0 |  | HSP-A, Single-Package Heat Pum | Heat Pump | 208 | 3 | False |  |  |  | False | Single-Speed | 146000 | 13773 | 10.6 | 10.4 | 12 |  | 136000 | 12455 | 3.2 | 3.2 | 75000 | 10466 | 2.1 | Federally-Regulated Commercial & Industrial Equipment | 09/23/2019 |  | 02/28/2023
Trane U.S. Inc. | AMERICAN STANDARD | WS(D,H)240E(3,4,W)R0****(6,A) |  | HSP-A, Single-Package Heat Pum | Heat Pump | 460 | 3 | False |  |  |  | False | Single-Speed | 240000 | 24742 |  |  | 12 |  | 210000 | 19233 | 3.2 | 3.2 | 120000 | 16747 | 2.1 | Federally-Regulated Commercial & Industrial Equipment | 04/21/2020 | 204520807 | 02/28/2023
Trane U.S. Inc. | AMERICAN STANDARD | WS(D,H)150E(3,4,W)R(G,N,P,R)****7 |  | HSP-A, Single-Package Heat Pum | Both Heat Pump and Electric Re | 460 | 3 | False |  |  |  | False | Single-Speed | 146000 | 13773 | 10.6 | 10.6 | 13.5 |  | 136000 | 12455 | 3.2 | 3.2 | 75000 | 10466 | 2.1 | Federally-Regulated Commercial & Industrial Equipment | 09/23/2019 |  | 02/28/2023
Trane U.S. Inc. | AMERICAN STANDARD | WS(D,H)240E(3,4,W)R(G,N,P,R)****7 |  | HSP-A, Single-Package Heat Pum | Both Heat Pump and Electric Re | 575 | 3 | False |  |  |  | False | Single-Speed | 240000 | 24742 |  |  | 12 |  | 210000 | 19233 | 3.2 | 3.2 | 120000 | 16747 | 2.1 | Federally-Regulated Commercial & Industrial Equipment | 04/21/2020 | 200089772 | 02/28/2023
Trane U.S. Inc. | AMERICAN STANDARD | WS(D,H)180E(3,4,W)R0****(6,A) |  | HSP-A, Single-Package Heat Pum | Heat Pump | 460 | 3 | False |  |  |  | False | Single-Speed | 170000 | 16037 | 10.6 | 10.4 | 13.5 |  | 170000 | 15569 | 3.2 | 3.2 | 90000 | 12560 | 2.1 | Federally-Regulated Commercial & Industrial Equipment | 10/29/2019 |  | 02/28/2023
Trane U.S. Inc. | AMERICAN STANDARD | WS(D,H)180E(3,4,W)R(G,N,P,R)****(6,A) |  | HSP-A, Single-Package Heat Pum | Both Heat Pump and Electric Re | 230 | 3 | False |  |  |  | False | Single-Speed | 170000 | 16037 | 10.6 | 10.6 | 13.5 |  | 170000 | 15569 | 3.2 | 3.2 | 90000 | 12560 | 2.1 | Federally-Regulated Commercial & Industrial Equipment | 10/29/2019 |  | 02/28/2023
Trane U.S. Inc. | AMERICAN STANDARD | WS(D,H)150E(3,4,W)R0****(6,A) |  | HSP-A, Single-Package Heat Pum | Heat Pump | 208 | 3 | False |  |  |  | False | Single-Speed | 146000 | 13773 | 10.6 | 10.4 | 13.5 |  | 136000 | 12455 | 3.2 | 3.2 | 75000 | 10466 | 2.1 | Federally-Regulated Commercial & Industrial Equipment | 10/29/2019 |  | 02/28/2023
Trane U.S. Inc. | AMERICAN STANDARD | WS(D,H)180E(3,4,W)R0****(6,A) |  | HSP-A, Single-Package Heat Pum | Heat Pump | 208 | 3 | False |  |  |  | False | Single-Speed | 170000 | 16037 | 10.6 | 10.4 | 13.5 |  | 170000 | 15569 | 3.2 | 3.2 | 90000 | 12560 | 2.1 | Federally-Regulated Commercial & Industrial Equipment | 10/29/2019 |  | 02/28/2023
Trane U.S. Inc. | AMERICAN STANDARD | WS(D,H)240E(3,4,W)R(G,N,P,R)****(6,A) |  | HSP-A, Single-Package Heat Pum | Both Heat Pump and Electric Re | 208 | 3 | False |  |  |  | False | Single-Speed | 240000 | 24742 |  |  | 12 |  | 210000 | 19233 | 3.2 | 3.2 | 120000 | 16747 | 2.1 | Federally-Regulated Commercial & Industrial Equipment | 04/21/2020 | 204520808 | 02/28/2023
Trane U.S. Inc. | AMERICAN STANDARD | WS(D,H)180E(3,4,W)R0****0 |  | HSP-A, Single-Package Heat Pum | Heat Pump | 208 | 3 | False |  |  |  | False | Single-Speed | 170000 | 16037 | 10.6 | 10.4 | 12 |  | 170000 | 15569 | 3.2 | 3.2 | 90000 | 12560 | 2.1 | Federally-Regulated Commercial & Industrial Equipment | 09/23/2019 |  | 02/28/2023
Trane U.S. Inc. | AMERICAN STANDARD | WS(D,H)150E(3,4,W)R(G,N,P,R)****7 |  | HSP-A, Single-Package Heat Pum | Both Heat Pump and Electric Re | 208 | 3 | False |  |  |  | False | Single-Speed | 146000 | 13773 | 10.6 | 10.6 | 13.5 |  | 136000 | 12455 | 3.2 | 3.2 | 75000 | 10466 | 2.1 | Federally-Regulated Commercial & Industrial Equipment | 09/23/2019 |  | 02/28/2023
Trane U.S. Inc. | AMERICAN STANDARD | WS(D,H)150E(3,4,W)R(G,N,P,R)****(6,A) |  | HSP-A, Single-Package Heat Pum | Both Heat Pump and Electric Re | 208 | 3 | False |  |  |  | False | Single-Speed | 146000 | 13773 | 10.6 | 10.6 | 13.5 |  | 136000 | 12455 | 3.2 | 3.2 | 75000 | 10466 | 2.1 | Federally-Regulated Commercial & Industrial Equipment | 10/29/2019 |  | 02/28/2023
Trane U.S. Inc. | AMERICAN STANDARD | WS(D,H)240E(3,4,W)R(G,N,P,R)****(6,A) |  | HSP-A, Single-Package Heat Pum | Both Heat Pump and Electric Re | 575 | 3 | False |  |  |  | False | Single-Speed | 240000 | 24742 |  |  | 12 |  | 210000 | 19233 | 3.2 | 3.2 | 120000 | 16747 | 2.1 | Federally-Regulated Commercial & Industrial Equipment | 04/21/2020 | 204520808 | 02/28/2023
Trane U.S. Inc. | AMERICAN STANDARD | WS(D,H)240E(3,4,W)R0****(6,A) |  | HSP-A, Single-Package Heat Pum | Heat Pump | 230 | 3 | False |  |  |  | False | Single-Speed | 240000 | 24742 |  |  | 12 |  | 210000 | 19233 | 3.2 | 3.2 | 120000 | 16747 | 2.1 | Federally-Regulated Commercial & Industrial Equipment | 04/21/2020 | 204520807 | 02/28/2023
Trane U.S. Inc. | AMERICAN STANDARD | WSC102H(3,4,W)*0A***7 |  | HSP-A, Single-Package Heat Pum | Heat Pump | 575 | 3 | False |  |  |  | True | Dual-Speed | 100000 | 9090 | 11 | 10.8 | 12.9 |  | 89000 | 7671 | 3.4 | 3.3 | 48500 | 6768 | 2.1 | Federally-Regulated Commercial & Industrial Equipment | 09/23/2019 |  | 02/28/2023
Trane U.S. Inc. | AMERICAN STANDARD | WSC120H(3,4,W)*(G,K,N,P)A |  | HSP-A, Single-Package Heat Pum | Both Heat Pump and Electric Re | 208 | 3 | False |  |  |  | True | Dual-Speed | 115000 | 10454 | 11 | 11 | 12.2 |  | 106000 | 9137 | 3.4 | 3.3 | 58500 | 7619 | 2.25 | Federally-Regulated Commercial & Industrial Equipment | 09/23/2019 |  | 02/28/2023
Trane U.S. Inc. | AMERICAN STANDARD | WS(D,H)150E(3,4,W)R(G,N,P,R)****(6,A) |  | HSP-A, Single-Package Heat Pum | Both Heat Pump and Electric Re | 460 | 3 | False |  |  |  | False | Single-Speed | 146000 | 13773 | 10.6 | 10.6 | 13.5 |  | 136000 | 12455 | 3.2 | 3.2 | 75000 | 10466 | 2.1 | Federally-Regulated Commercial & Industrial Equipment | 10/29/2019 |  | 02/28/2023
Trane U.S. Inc. | AMERICAN STANDARD | WS(D,H)240E(3,4,W)R0****7 |  | HSP-A, Single-Package Heat Pum | Heat Pump | 230 | 3 | False |  |  |  | False | Single-Speed | 240000 | 24742 |  |  | 12 |  | 210000 | 19233 | 3.2 | 3.2 | 120000 | 16747 | 2.1 | Federally-Regulated Commercial & Industrial Equipment | 04/21/2020 | 200089770 | 02/28/2023
Trane U.S. Inc. | AMERICAN STANDARD | WSC120H(3,4,W)*(G,K,N,P)A |  | HSP-A, Single-Package Heat Pum | Both Heat Pump and Electric Re | 575 | 3 | False |  |  |  | True | Dual-Speed | 115000 | 10454 | 11 | 11 | 12.2 |  | 106000 | 9137 | 3.4 | 3.3 | 58500 | 7619 | 2.25 | Federally-Regulated Commercial & Industrial Equipment | 09/23/2019 |  | 02/28/2023
Trane U.S. Inc. | AMERICAN STANDARD | WSC102H(3,4,W)*0A***6 |  | HSP-A, Single-Package Heat Pum | Heat Pump | 460 | 3 | False |  |  |  | True | Dual-Speed | 100000 | 9090 | 11 | 10.8 | 13.4 |  | 89000 | 7671 | 3.4 | 3.3 | 48500 | 6768 | 2.1 | Federally-Regulated Commercial & Industrial Equipment | 09/23/2019 |  | 02/28/2023
Trane U.S. Inc. | AMERICAN STANDARD | WS(D,H)180E(3,4,W)R(G,N,P,R)****(6,A) |  | HSP-A, Single-Package Heat Pum | Both Heat Pump and Electric Re | 460 | 3 | False |  |  |  | False | Single-Speed | 170000 | 16037 | 10.6 | 10.6 | 13.5 |  | 170000 | 15569 | 3.2 | 3.2 | 90000 | 12560 | 2.1 | Federally-Regulated Commercial & Industrial Equipment | 10/29/2019 |  | 02/28/2023
Trane U.S. Inc. | AMERICAN STANDARD | WSC102H(3,4,W)*0A***6 |  | HSP-A, Single-Package Heat Pum | Heat Pump | 230 | 3 | False |  |  |  | True | Dual-Speed | 100000 | 9090 | 11 | 10.8 | 13.4 |  | 89000 | 7671 | 3.4 | 3.3 | 48500 | 6768 | 2.1 | Federally-Regulated Commercial & Industrial Equipment | 09/23/2019 |  | 02/28/2023
Trane U.S. Inc. | AMERICAN STANDARD | WSC120H(3,4,W)*0A***6 |  | HSP-A, Single-Package Heat Pum | Heat Pump | 208 | 3 | False |  |  |  | True | Dual-Speed | 115000 | 10454 | 11 | 10.8 | 13.4 |  | 106000 | 9137 | 3.4 | 3.3 | 58500 | 7619 | 2.25 | Federally-Regulated Commercial & Industrial Equipment | 09/23/2019 |  | 02/28/2023
Trane U.S. Inc. | AMERICAN STANDARD | WS(D,H)150E(3,4,W)R(G,N,P,R)****0 |  | HSP-A, Single-Package Heat Pum | Both Heat Pump and Electric Re | 230 | 3 | False |  |  |  | False | Single-Speed | 146000 | 13773 | 10.6 | 10.6 | 12 |  | 136000 | 12455 | 3.2 | 3.2 | 75000 | 10466 | 2.1 | Federally-Regulated Commercial & Industrial Equipment | 09/23/2019 |  | 02/28/2023
Trane U.S. Inc. | AMERICAN STANDARD | WSC120H(3,4,W)*0A***7 |  | HSP-A, Single-Package Heat Pum | Heat Pump | 460 | 3 | False |  |  |  | True | Dual-Speed | 115000 | 10454 | 11 | 10.8 | 12.9 |  | 106000 | 9137 | 3.4 | 3.3 | 58500 | 7619 | 2.25 | Federally-Regulated Commercial & Industrial Equipment | 09/23/2019 |  | 02/28/2023
Trane U.S. Inc. | AMERICAN STANDARD | WSC120H(3,4,W)*(G,K,N,P)A***6 |  | HSP-A, Single-Package Heat Pum | Both Heat Pump and Electric Re | 460 | 3 | False |  |  |  | True | Dual-Speed | 115000 | 10454 | 11 | 11 | 13.4 |  | 106000 | 9137 | 3.4 | 3.3 | 58500 | 7619 | 2.25 | Federally-Regulated Commercial & Industrial Equipment | 09/23/2019 |  | 02/28/2023
Trane U.S. Inc. | AMERICAN STANDARD | WS(D,H)180E(3,4,W)R(G,N,P,R)****0 |  | HSP-A, Single-Package Heat Pum | Both Heat Pump and Electric Re | 460 | 3 | False |  |  |  | False | Single-Speed | 170000 | 16037 | 10.6 | 10.6 | 12 |  | 170000 | 15569 | 3.2 | 3.2 | 90000 | 12560 | 2.1 | Federally-Regulated Commercial & Industrial Equipment | 09/23/2019 |  | 02/28/2023
Trane U.S. Inc. | AMERICAN STANDARD | WS(D,H)180E(3,4,W)R0****7 |  | HSP-A, Single-Package Heat Pum | Heat Pump | 460 | 3 | False |  |  |  | False | Single-Speed | 170000 | 16037 | 10.6 | 10.4 | 13.5 |  | 170000 | 15569 | 3.2 | 3.2 | 90000 | 12560 | 2.1 | Federally-Regulated Commercial & Industrial Equipment | 09/23/2019 |  | 02/28/2023
Trane U.S. Inc. | AMERICAN STANDARD | WS(D,H)180E(3,4,W)R0****0 |  | HSP-A, Single-Package Heat Pum | Heat Pump | 460 | 3 | False |  |  |  | False | Single-Speed | 170000 | 16037 | 10.6 | 10.4 | 12 |  | 170000 | 15569 | 3.2 | 3.2 | 90000 | 12560 | 2.1 | Federally-Regulated Commercial & Industrial Equipment | 09/23/2019 |  | 02/28/2023
Trane U.S. Inc. | AMERICAN STANDARD | WS(D,H)240E(3,4,W)R0****(6,A) |  | HSP-A, Single-Package Heat Pum | Heat Pump | 208 | 3 | False |  |  |  | False | Single-Speed | 240000 | 24742 |  |  | 12 |  | 210000 | 19233 | 3.2 | 3.2 | 120000 | 16747 | 2.1 | Federally-Regulated Commercial & Industrial Equipment | 04/21/2020 | 204520807 | 02/28/2023
Trane U.S. Inc. | AMERICAN STANDARD | WS(D,H)180E(3,4,W)R0****(6,A) |  | HSP-A, Single-Package Heat Pum | Heat Pump | 230 | 3 | False |  |  |  | False | Single-Speed | 170000 | 16037 | 10.6 | 10.4 | 13.5 |  | 170000 | 15569 | 3.2 | 3.2 | 90000 | 12560 | 2.1 | Federally-Regulated Commercial & Industrial Equipment | 10/29/2019 |  | 02/28/2023
Trane U.S. Inc. | AMERICAN STANDARD | WS(D,H)150E(3,4,W)R(G,N,P,R)****0 |  | HSP-A, Single-Package Heat Pum | Both Heat Pump and Electric Re | 575 | 3 | False |  |  |  | False | Single-Speed | 146000 | 13773 | 10.6 | 10.6 | 12 |  | 136000 | 12455 | 3.2 | 3.2 | 75000 | 10466 | 2.1 | Federally-Regulated Commercial & Industrial Equipment | 09/23/2019 |  | 02/28/2023
Trane U.S. Inc. | AMERICAN STANDARD | WS(D,H)180E(3,4,W)R(G,N,P,R)****7 |  | HSP-A, Single-Package Heat Pum | Both Heat Pump and Electric Re | 230 | 3 | False |  |  |  | False | Single-Speed | 170000 | 16037 | 10.6 | 10.6 | 13.5 |  | 170000 | 15569 | 3.2 | 3.2 | 90000 | 12560 | 2.1 | Federally-Regulated Commercial & Industrial Equipment | 09/23/2019 |  | 02/28/2023
Trane U.S. Inc. | AMERICAN STANDARD | WS(D,H)240E(3,4,W)R(G,N,P,R)****0 |  | HSP-A, Single-Package Heat Pum | Both Heat Pump and Electric Re | 230 | 3 | False |  |  |  | False | Single-Speed | 240000 | 24742 |  |  | 11.5 |  | 210000 | 19233 | 3.2 | 3.2 | 120000 | 16747 | 2.1 | Federally-Regulated Commercial & Industrial Equipment | 04/21/2020 | 200089035 | 02/28/2023
Trane U.S. Inc. | AMERICAN STANDARD | WS(D,H)240E(3,4,W)R0****7 |  | HSP-A, Single-Package Heat Pum | Heat Pump | 575 | 3 | False |  |  |  | False | Single-Speed | 240000 | 24742 |  |  | 12 |  | 210000 | 19233 | 3.2 | 3.2 | 120000 | 16747 | 2.1 | Federally-Regulated Commercial & Industrial Equipment | 04/21/2020 | 200089770 | 02/28/2023
Trane U.S. Inc. | AMERICAN STANDARD | WS(D,H)240E(3,4,W)R0****(6,A) |  | HSP-A, Single-Package Heat Pum | Heat Pump | 575 | 3 | False |  |  |  | False | Single-Speed | 240000 | 24742 |  |  | 12 |  | 210000 | 19233 | 3.2 | 3.2 | 120000 | 16747 | 2.1 | Federally-Regulated Commercial & Industrial Equipment | 04/21/2020 | 204520807 | 02/28/2023
York International | Luxaire | XXE09A(2,4,5)*1********* |  | HSP-A, Single-Package Heat Pum | Heat Pump | 230 | 3 | False |  |  |  | True | Single-Speed | 102000 | 8644 | 11.8 | 10.8 | 13.1 |  | 94000 | 8223 | 3.35 | 3.3 | 57000 | 7424 | 2.25 | Federally-Regulated Commercial & Industrial Equipment | 09/23/2019 |  | 02/28/2023
York International | Luxaire | XXE09A(2,4,5)*1********* |  | HSP-A, Single-Package Heat Pum | Heat Pump | 575 | 3 | False |  |  |  | True | Single-Speed | 102000 | 8644 | 11.8 | 10.8 | 13.1 |  | 94000 | 8223 | 3.35 | 3.3 | 57000 | 7424 | 2.25 | Federally-Regulated Commercial & Industrial Equipment | 09/23/2019 |  | 02/28/2023
York International | Luxaire | XXE09A(2,4,5)*1********* |  | HSP-A, Single-Package Heat Pum | Heat Pump | 460 | 3 | False |  |  |  | True | Single-Speed | 102000 | 8644 | 11.8 | 10.8 | 13.1 |  | 94000 | 8223 | 3.35 | 3.3 | 57000 | 7424 | 2.25 | Federally-Regulated Commercial & Industrial Equipment | 09/23/2019 |  | 02/28/2023
York International | Luxaire | XXE09A(2,4,5)*1********* |  | HSP-A, Single-Package Heat Pum | Heat Pump | 208 | 3 | False |  |  |  | True | Single-Speed | 102000 | 8644 | 11.8 | 10.8 | 13.1 |  | 94000 | 8223 | 3.35 | 3.3 | 57000 | 7424 | 2.25 | Federally-Regulated Commercial & Industrial Equipment | 09/23/2019 |  | 02/28/2023
York International | Coleman | XYEA7A(2,4,5)*1********* |  | HSP-A, Single-Package Heat Pum | Heat Pump | 208 | 3 | False |  |  |  | True | Dual-Speed | 70000 | 5833 | 12 | 10.8 | 14.1 |  | 67000 | 5775 | 3.4 | 3.3 | 38000 | 4640 | 2.4 | Federally-Regulated Commercial & Industrial Equipment | 09/23/2019 |  | 02/28/2023
York International | Coleman | XYEA7A(2,4,5)*1********* |  | HSP-A, Single-Package Heat Pum | Heat Pump | 230 | 3 | False |  |  |  | True | Dual-Speed | 70000 | 5833 | 12 | 10.8 | 14.1 |  | 67000 | 5775 | 3.4 | 3.3 | 38000 | 4640 | 2.4 | Federally-Regulated Commercial & Industrial Equipment | 09/23/2019 |  | 02/28/2023
York International | Coleman | XYEA7A(2,4,5)*1********* |  | HSP-A, Single-Package Heat Pum | Heat Pump | 460 | 3 | False |  |  |  | True | Dual-Speed | 70000 | 5833 | 12 | 10.8 | 14.1 |  | 67000 | 5775 | 3.4 | 3.3 | 38000 | 4640 | 2.4 | Federally-Regulated Commercial & Industrial Equipment | 09/23/2019 |  | 02/28/2023
York International | Coleman | XYEA7A(2,4,5)*1********* |  | HSP-A, Single-Package Heat Pum | Heat Pump | 575 | 3 | False |  |  |  | True | Dual-Speed | 70000 | 5833 | 12 | 10.8 | 14.1 |  | 67000 | 5775 | 3.4 | 3.3 | 38000 | 4640 | 2.4 | Federally-Regulated Commercial & Industrial Equipment | 09/23/2019 |  | 02/28/2023
York International | FRASER - JOHNSTON | XXE09A(2,4,5)*1********* |  | HSP-A, Single-Package Heat Pum | Heat Pump | 575 | 3 | False |  |  |  | True | Single-Speed | 102000 | 8644 | 11.8 | 10.8 | 13.1 |  | 94000 | 8223 | 3.35 | 3.3 | 57000 | 7424 | 2.25 | Federally-Regulated Commercial & Industrial Equipment | 09/23/2019 |  | 02/28/2023
York International | FRASER - JOHNSTON | XXE09A(2,4,5)*1********* |  | HSP-A, Single-Package Heat Pum | Heat Pump | 460 | 3 | False |  |  |  | True | Single-Speed | 102000 | 8644 | 11.8 | 10.8 | 13.1 |  | 94000 | 8223 | 3.35 | 3.3 | 57000 | 7424 | 2.25 | Federally-Regulated Commercial & Industrial Equipment | 09/23/2019 |  | 02/28/2023
York International | FRASER - JOHNSTON | XXE09A(2,4,5)*1********* |  | HSP-A, Single-Package Heat Pum | Heat Pump | 230 | 3 | False |  |  |  | True | Single-Speed | 102000 | 8644 | 11.8 | 10.8 | 13.1 |  | 94000 | 8223 | 3.35 | 3.3 | 57000 | 7424 | 2.25 | Federally-Regulated Commercial & Industrial Equipment | 09/23/2019 |  | 02/28/2023
York International | FRASER - JOHNSTON | XXE09A(2,4,5)*1********* |  | HSP-A, Single-Package Heat Pum | Heat Pump | 208 | 3 | False |  |  |  | True | Single-Speed | 102000 | 8644 | 11.8 | 10.8 | 13.1 |  | 94000 | 8223 | 3.35 | 3.3 | 57000 | 7424 | 2.25 | Federally-Regulated Commercial & Industrial Equipment | 09/23/2019 |  | 02/28/2023
York International | Luxaire | XYEA7A(2,4,5)*1********* |  | HSP-A, Single-Package Heat Pum | Heat Pump | 575 | 3 | False |  |  |  | True | Dual-Speed | 70000 | 5833 | 12 | 10.8 | 14.1 |  | 67000 | 5775 | 3.4 | 3.3 | 38000 | 4640 | 2.4 | Federally-Regulated Commercial & Industrial Equipment | 09/23/2019 |  | 02/28/2023
York International | Luxaire | XYEA7A(2,4,5)*3********* |  | HSP-A, Single-Package Heat Pum | Heat Pump | 230 | 3 | False |  |  |  | True | Dual-Speed | 70000 | 5833 | 12 | 10.8 | 14.8 |  | 67000 | 5775 | 3.4 | 3.3 | 38000 | 4640 | 2.4 | Federally-Regulated Commercial & Industrial Equipment | 09/23/2019 |  | 02/28/2023
York International | Luxaire | XYEA7A(2,4,5)*1********* |  | HSP-A, Single-Package Heat Pum | Heat Pump | 460 | 3 | False |  |  |  | True | Dual-Speed | 70000 | 5833 | 12 | 10.8 | 14.1 |  | 67000 | 5775 | 3.4 | 3.3 | 38000 | 4640 | 2.4 | Federally-Regulated Commercial & Industrial Equipment | 09/23/2019 |  | 02/28/2023
York International | Luxaire | XYEA7A(2,4,5)*1********* |  | HSP-A, Single-Package Heat Pum | Heat Pump | 230 | 3 | False |  |  |  | True | Dual-Speed | 70000 | 5833 | 12 | 10.8 | 14.1 |  | 67000 | 5775 | 3.4 | 3.3 | 38000 | 4640 | 2.4 | Federally-Regulated Commercial & Industrial Equipment | 09/23/2019 |  | 02/28/2023
York International | Luxaire | XYEA7A(2,4,5)*1********* |  | HSP-A, Single-Package Heat Pum | Heat Pump | 208 | 3 | False |  |  |  | True | Dual-Speed | 70000 | 5833 | 12 | 10.8 | 14.1 |  | 67000 | 5775 | 3.4 | 3.3 | 38000 | 4640 | 2.4 | Federally-Regulated Commercial & Industrial Equipment | 09/23/2019 |  | 02/28/2023
York International | Luxaire | XYEA7A(2,4,5)*3********* |  | HSP-A, Single-Package Heat Pum | Heat Pump | 575 | 3 | False |  |  |  | True | Dual-Speed | 70000 | 5833 | 12 | 10.8 | 14.8 |  | 67000 | 5775 | 3.4 | 3.3 | 38000 | 4640 | 2.4 | Federally-Regulated Commercial & Industrial Equipment | 09/23/2019 |  | 02/28/2023
York International | Luxaire | XYEA7A(2,4,5)*3********* |  | HSP-A, Single-Package Heat Pum | Heat Pump | 460 | 3 | False |  |  |  | True | Dual-Speed | 70000 | 5833 | 12 | 10.8 | 14.8 |  | 67000 | 5775 | 3.4 | 3.3 | 38000 | 4640 | 2.4 | Federally-Regulated Commercial & Industrial Equipment | 09/23/2019 |  | 02/28/2023
York International | Luxaire | XYEA7A(2,4,5)*3********* |  | HSP-A, Single-Package Heat Pum | Heat Pump | 208 | 3 | False |  |  |  | True | Dual-Speed | 70000 | 5833 | 12 | 10.8 | 14.8 |  | 67000 | 5775 | 3.4 | 3.3 | 38000 | 4640 | 2.4 | Federally-Regulated Commercial & Industrial Equipment | 09/23/2019 |  | 02/28/2023
York International | York | XYEA7A(2,4,5)*1********* |  | HSP-A, Single-Package Heat Pum | Heat Pump | 208 | 3 | False |  |  |  | True | Dual-Speed | 70000 | 5833 | 12 | 10.8 | 14.1 |  | 67000 | 5775 | 3.4 | 3.3 | 38000 | 4640 | 2.4 | Federally-Regulated Commercial & Industrial Equipment | 06/03/2019 |  | 02/28/2023
York International | York | XXE09A(2,4,5)*1********* |  | HSP-A, Single-Package Heat Pum | Heat Pump | 460 | 3 | False |  |  |  | True | Single-Speed | 102000 | 8644 | 11.8 | 10.8 | 13.1 |  | 94000 | 8223 | 3.35 | 3.3 | 57000 | 7424 | 2.25 | Federally-Regulated Commercial & Industrial Equipment | 09/23/2019 |  | 02/28/2023
York International | York | XP150[C,E]**(P,R,S,U,V,X)(2,4,5)*******2 |  | HSP-A, Single-Package Heat Pum | Both Heat Pump and Electric Re | 460 | 3 | False |  |  |  | True | Single-Speed | 144000 | 13584 | 10.6 | 10.6 | 13.5 |  | 135000 | 12364 | 3.2 | 3.2 | 90000 | 12866 | 2.05 | Federally-Regulated Commercial & Industrial Equipment | 06/03/2019 |  | 02/28/2023
York International | York | XXE09A(2,4,5)*1********* |  | HSP-A, Single-Package Heat Pum | Heat Pump | 208 | 3 | False |  |  |  | True | Single-Speed | 102000 | 8644 | 11.8 | 10.8 | 13.1 |  | 94000 | 8223 | 3.35 | 3.3 | 57000 | 7424 | 2.25 | Federally-Regulated Commercial & Industrial Equipment | 09/23/2019 |  | 02/28/2023
York International | York | XYEA7A(2,4,5)*1********* |  | HSP-A, Single-Package Heat Pum | Heat Pump | 460 | 3 | False |  |  |  | True | Dual-Speed | 70000 | 5833 | 12 | 10.8 | 14.1 |  | 67000 | 5775 | 3.4 | 3.3 | 38000 | 4640 | 2.4 | Federally-Regulated Commercial & Industrial Equipment | 06/03/2019 |  | 02/28/2023
York International | York | XP150[C,E]**(P,R,S,U,V,X)(2,4,5)*******2 |  | HSP-A, Single-Package Heat Pum | Both Heat Pump and Electric Re | 230 | 3 | False |  |  |  | True | Single-Speed | 144000 | 13584 | 10.6 | 10.6 | 13.5 |  | 135000 | 12364 | 3.2 | 3.2 | 90000 | 12866 | 2.05 | Federally-Regulated Commercial & Industrial Equipment | 06/03/2019 |  | 02/28/2023
York International | York | XXE09A(2,4,5)*1********* |  | HSP-A, Single-Package Heat Pum | Heat Pump | 230 | 3 | False |  |  |  | True | Single-Speed | 102000 | 8644 | 11.8 | 10.8 | 13.1 |  | 94000 | 8223 | 3.35 | 3.3 | 57000 | 7424 | 2.25 | Federally-Regulated Commercial & Industrial Equipment | 09/23/2019 |  | 02/28/2023
York International | York | XYEA7A(2,4,5)*1********* |  | HSP-A, Single-Package Heat Pum | Heat Pump | 230 | 3 | False |  |  |  | True | Dual-Speed | 70000 | 5833 | 12 | 10.8 | 14.1 |  | 67000 | 5775 | 3.4 | 3.3 | 38000 | 4640 | 2.4 | Federally-Regulated Commercial & Industrial Equipment | 06/03/2019 |  | 02/28/2023
York International | York | XXE09A(2,4,5)*1********* |  | HSP-A, Single-Package Heat Pum | Heat Pump | 575 | 3 | False |  |  |  | True | Single-Speed | 102000 | 8644 | 11.8 | 10.8 | 13.1 |  | 94000 | 8223 | 3.35 | 3.3 | 57000 | 7424 | 2.25 | Federally-Regulated Commercial & Industrial Equipment | 09/23/2019 |  | 02/28/2023
York International | York | XP150[C,E]**(P,R,S,U,V,X)(2,4,5)*******2 |  | HSP-A, Single-Package Heat Pum | Both Heat Pump and Electric Re | 208 | 3 | False |  |  |  | True | Single-Speed | 144000 | 13584 | 10.6 | 10.6 | 13.5 |  | 135000 | 12364 | 3.2 | 3.2 | 90000 | 12866 | 2.05 | Federally-Regulated Commercial & Industrial Equipment | 06/03/2019 |  | 02/28/2023
York International | York | XP150[C,E]**(P,R,S,U,V,X)(2,4,5)*******2 |  | HSP-A, Single-Package Heat Pum | Both Heat Pump and Electric Re | 575 | 3 | False |  |  |  | True | Single-Speed | 144000 | 13584 | 10.6 | 10.6 | 13.5 |  | 135000 | 12364 | 3.2 | 3.2 | 90000 | 12866 | 2.05 | Federally-Regulated Commercial & Industrial Equipment | 06/03/2019 |  | 02/28/2023
York International | York | XYEA7A(2,4,5)*1********* |  | HSP-A, Single-Package Heat Pum | Heat Pump | 575 | 3 | False |  |  |  | True | Dual-Speed | 70000 | 5833 | 12 | 10.8 | 14.1 |  | 67000 | 5775 | 3.4 | 3.3 | 38000 | 4640 | 2.4 | Federally-Regulated Commercial & Industrial Equipment | 06/03/2019 |  | 02/28/2023
York International | TEMPMASTER, UNITARY PRODUCTS GROUP - COMMERCIAL | XXE09A(2,4,5)*1********* |  | HSP-A, Single-Package Heat Pum | Heat Pump | 230 | 3 | False |  |  |  | True | Single-Speed | 102000 | 8644 | 11.8 | 10.8 | 13.1 |  | 94000 | 8223 | 3.35 | 3.3 | 57000 | 7424 | 2.25 | Federally-Regulated Commercial & Industrial Equipment | 05/17/2019 |  | 02/28/2023
York International | TEMPMASTER, UNITARY PRODUCTS GROUP - COMMERCIAL | XXE09A(2,4,5)*1********* |  | HSP-A, Single-Package Heat Pum | Heat Pump | 575 | 3 | False |  |  |  | True | Single-Speed | 102000 | 8644 | 11.8 | 10.8 | 13.1 |  | 94000 | 8223 | 3.35 | 3.3 | 57000 | 7424 | 2.25 | Federally-Regulated Commercial & Industrial Equipment | 05/17/2019 |  | 02/28/2023
York International | TEMPMASTER, UNITARY PRODUCTS GROUP - COMMERCIAL | XXE09A(2,4,5)*1********* |  | HSP-A, Single-Package Heat Pum | Heat Pump | 460 | 3 | False |  |  |  | True | Single-Speed | 102000 | 8644 | 11.8 | 10.8 | 13.1 |  | 94000 | 8223 | 3.35 | 3.3 | 57000 | 7424 | 2.25 | Federally-Regulated Commercial & Industrial Equipment | 05/17/2019 |  | 02/28/2023
York International | TEMPMASTER, UNITARY PRODUCTS GROUP - COMMERCIAL | XXE09A(2,4,5)*1********* |  | HSP-A, Single-Package Heat Pum | Heat Pump | 208 | 3 | False |  |  |  | True | Single-Speed | 102000 | 8644 | 11.8 | 10.8 | 13.1 |  | 94000 | 8223 | 3.35 | 3.3 | 57000 | 7424 | 2.25 | Federally-Regulated Commercial & Industrial Equipment | 05/17/2019 |  | 02/28/2023
York International | CHAMPION, UNITARY PRODUCTS GROUP - COMMERCIAL | XYEA7A(2,4,5)*1********* |  | HSP-A, Single-Package Heat Pum | Heat Pump | 208 | 3 | False |  |  |  | True | Dual-Speed | 70000 | 5833 | 12 | 10.8 | 14.1 |  | 67000 | 5775 | 3.4 | 3.3 | 38000 | 4640 | 2.4 | Federally-Regulated Commercial & Industrial Equipment | 04/15/2019 |  | 02/28/2023
York International | CHAMPION, UNITARY PRODUCTS GROUP - COMMERCIAL | XYEA7A(2,4,5)*1********* |  | HSP-A, Single-Package Heat Pum | Heat Pump | 460 | 3 | False |  |  |  | True | Dual-Speed | 70000 | 5833 | 12 | 10.8 | 14.1 |  | 67000 | 5775 | 3.4 | 3.3 | 38000 | 4640 | 2.4 | Federally-Regulated Commercial & Industrial Equipment | 04/15/2019 |  | 02/28/2023
York International | CHAMPION, UNITARY PRODUCTS GROUP - COMMERCIAL | XYEA7A(2,4,5)*1********* |  | HSP-A, Single-Package Heat Pum | Heat Pump | 575 | 3 | False |  |  |  | True | Dual-Speed | 70000 | 5833 | 12 | 10.8 | 14.1 |  | 67000 | 5775 | 3.4 | 3.3 | 38000 | 4640 | 2.4 | Federally-Regulated Commercial & Industrial Equipment | 04/15/2019 |  | 02/28/2023
York International | CHAMPION, UNITARY PRODUCTS GROUP - COMMERCIAL | XYEA7A(2,4,5)*1********* |  | HSP-A, Single-Package Heat Pum | Heat Pump | 230 | 3 | False |  |  |  | True | Dual-Speed | 70000 | 5833 | 12 | 10.8 | 14.1 |  | 67000 | 5775 | 3.4 | 3.3 | 38000 | 4640 | 2.4 | Federally-Regulated Commercial & Industrial Equipment | 04/15/2019 |  | 02/28/2023
York International | TEMPMASTER, UNITARY PRODUCTS GROUP - COMMERCIAL | XYEA7A(2,4,5)*3********* |  | HSP-A, Single-Package Heat Pum | Heat Pump | 208 | 3 | False |  |  |  | True | Dual-Speed | 70000 | 5833 | 12 | 10.8 | 14.8 |  | 67000 | 5775 | 3.4 | 3.3 | 38000 | 4640 | 2.4 | Federally-Regulated Commercial & Industrial Equipment | 04/16/2019 |  | 02/28/2023
York International | TEMPMASTER, UNITARY PRODUCTS GROUP - COMMERCIAL | XYEA7A(2,4,5)*1********* |  | HSP-A, Single-Package Heat Pum | Heat Pump | 575 | 3 | False |  |  |  | True | Dual-Speed | 70000 | 5833 | 12 | 10.8 | 14.1 |  | 67000 | 5775 | 3.4 | 3.3 | 38000 | 4640 | 2.4 | Federally-Regulated Commercial & Industrial Equipment | 04/16/2019 |  | 02/28/2023
York International | TEMPMASTER, UNITARY PRODUCTS GROUP - COMMERCIAL | XYEA7A(2,4,5)*3********* |  | HSP-A, Single-Package Heat Pum | Heat Pump | 230 | 3 | False |  |  |  | True | Dual-Speed | 70000 | 5833 | 12 | 10.8 | 14.8 |  | 67000 | 5775 | 3.4 | 3.3 | 38000 | 4640 | 2.4 | Federally-Regulated Commercial & Industrial Equipment | 04/16/2019 |  | 02/28/2023
York International | TEMPMASTER, UNITARY PRODUCTS GROUP - COMMERCIAL | XYEA7A(2,4,5)*3********* |  | HSP-A, Single-Package Heat Pum | Heat Pump | 460 | 3 | False |  |  |  | True | Dual-Speed | 70000 | 5833 | 12 | 10.8 | 14.8 |  | 67000 | 5775 | 3.4 | 3.3 | 38000 | 4640 | 2.4 | Federally-Regulated Commercial & Industrial Equipment | 04/16/2019 |  | 02/28/2023
York International | TEMPMASTER, UNITARY PRODUCTS GROUP - COMMERCIAL | XYEA7A(2,4,5)*3********* |  | HSP-A, Single-Package Heat Pum | Heat Pump | 575 | 3 | False |  |  |  | True | Dual-Speed | 70000 | 5833 | 12 | 10.8 | 14.8 |  | 67000 | 5775 | 3.4 | 3.3 | 38000 | 4640 | 2.4 | Federally-Regulated Commercial & Industrial Equipment | 04/16/2019 |  | 02/28/2023
York International | TEMPMASTER, UNITARY PRODUCTS GROUP - COMMERCIAL | XYEA7A(2,4,5)*1********* |  | HSP-A, Single-Package Heat Pum | Heat Pump | 230 | 3 | False |  |  |  | True | Dual-Speed | 70000 | 5833 | 12 | 10.8 | 14.1 |  | 67000 | 5775 | 3.4 | 3.3 | 38000 | 4640 | 2.4 | Federally-Regulated Commercial & Industrial Equipment | 04/16/2019 |  | 02/28/2023
York International | TEMPMASTER, UNITARY PRODUCTS GROUP - COMMERCIAL | XYEA7A(2,4,5)*1********* |  | HSP-A, Single-Package Heat Pum | Heat Pump | 208 | 3 | False |  |  |  | True | Dual-Speed | 70000 | 5833 | 12 | 10.8 | 14.1 |  | 67000 | 5775 | 3.4 | 3.3 | 38000 | 4640 | 2.4 | Federally-Regulated Commercial & Industrial Equipment | 04/16/2019 |  | 02/28/2023
York International | TEMPMASTER, UNITARY PRODUCTS GROUP - COMMERCIAL | XYEA7A(2,4,5)*1********* |  | HSP-A, Single-Package Heat Pum | Heat Pump | 460 | 3 | False |  |  |  | True | Dual-Speed | 70000 | 5833 | 12 | 10.8 | 14.1 |  | 67000 | 5775 | 3.4 | 3.3 | 38000 | 4640 | 2.4 | Federally-Regulated Commercial & Industrial Equipment | 04/16/2019 |  | 02/28/2023
York International | FRASER - JOHNSTON | XYEA7A(2,4,5)*1********* |  | HSP-A, Single-Package Heat Pum | Heat Pump | 460 | 3 | False |  |  |  | True | Dual-Speed | 70000 | 5833 | 12 | 10.8 | 14.1 |  | 67000 | 5775 | 3.4 | 3.3 | 38000 | 4640 | 2.4 | Federally-Regulated Commercial & Industrial Equipment | 04/16/2019 |  | 02/28/2023
York International | FRASER - JOHNSTON | XYEA7A(2,4,5)*3********* |  | HSP-A, Single-Package Heat Pum | Heat Pump | 230 | 3 | False |  |  |  | True | Dual-Speed | 70000 | 5833 | 12 | 10.8 | 14.8 |  | 67000 | 5775 | 3.4 | 3.3 | 38000 | 4640 | 2.4 | Federally-Regulated Commercial & Industrial Equipment | 04/16/2019 |  | 02/28/2023
York International | FRASER - JOHNSTON | XYEA7A(2,4,5)*3********* |  | HSP-A, Single-Package Heat Pum | Heat Pump | 208 | 3 | False |  |  |  | True | Dual-Speed | 70000 | 5833 | 12 | 10.8 | 14.8 |  | 67000 | 5775 | 3.4 | 3.3 | 38000 | 4640 | 2.4 | Federally-Regulated Commercial & Industrial Equipment | 04/16/2019 |  | 02/28/2023
York International | FRASER - JOHNSTON | XYEA7A(2,4,5)*1********* |  | HSP-A, Single-Package Heat Pum | Heat Pump | 208 | 3 | False |  |  |  | True | Dual-Speed | 70000 | 5833 | 12 | 10.8 | 14.1 |  | 67000 | 5775 | 3.4 | 3.3 | 38000 | 4640 | 2.4 | Federally-Regulated Commercial & Industrial Equipment | 04/16/2019 |  | 02/28/2023
York International | FRASER - JOHNSTON | XYEA7A(2,4,5)*3********* |  | HSP-A, Single-Package Heat Pum | Heat Pump | 460 | 3 | False |  |  |  | True | Dual-Speed | 70000 | 5833 | 12 | 10.8 | 14.8 |  | 67000 | 5775 | 3.4 | 3.3 | 38000 | 4640 | 2.4 | Federally-Regulated Commercial & Industrial Equipment | 04/16/2019 |  | 02/28/2023
York International | FRASER - JOHNSTON | XYEA7A(2,4,5)*1********* |  | HSP-A, Single-Package Heat Pum | Heat Pump | 575 | 3 | False |  |  |  | True | Dual-Speed | 70000 | 5833 | 12 | 10.8 | 14.1 |  | 67000 | 5775 | 3.4 | 3.3 | 38000 | 4640 | 2.4 | Federally-Regulated Commercial & Industrial Equipment | 04/16/2019 |  | 02/28/2023
York International | FRASER - JOHNSTON | XYEA7A(2,4,5)*3********* |  | HSP-A, Single-Package Heat Pum | Heat Pump | 575 | 3 | False |  |  |  | True | Dual-Speed | 70000 | 5833 | 12 | 10.8 | 14.8 |  | 67000 | 5775 | 3.4 | 3.3 | 38000 | 4640 | 2.4 | Federally-Regulated Commercial & Industrial Equipment | 04/16/2019 |  | 02/28/2023
York International | FRASER - JOHNSTON | XYEA7A(2,4,5)*1********* |  | HSP-A, Single-Package Heat Pum | Heat Pump | 230 | 3 | False |  |  |  | True | Dual-Speed | 70000 | 5833 | 12 | 10.8 | 14.1 |  | 67000 | 5775 | 3.4 | 3.3 | 38000 | 4640 | 2.4 | Federally-Regulated Commercial & Industrial Equipment | 04/16/2019 |  | 02/28/2023
Lennox Industries Inc. | Allied Commercial | LDT102H4E**Y,G,J |  | HSP-A, Single-Package Heat Pum | Heat Pump | 230 | 3 | False |  |  |  | True | Dual-Speed | 98000 | 8235 |  |  | 15.5 |  | 94000 | 7871 | 3.5 | 3.3 | 53000 | 6903 | 2.25 | Federally-Regulated Commercial & Industrial Equipment | 03/23/2023 | 211745878 | 03/30/2023
Lennox Industries Inc. | Allied Commercial | LDT102H4E**Y,G,J |  | HSP-A, Single-Package Heat Pum | Heat Pump | 460 | 3 | False |  |  |  | True | Dual-Speed | 98000 | 8235 |  |  | 15.5 |  | 94000 | 7871 | 3.5 | 3.3 | 53000 | 6903 | 2.25 | Federally-Regulated Commercial & Industrial Equipment | 03/23/2023 | 211745878 | 03/30/2023
Lennox Industries Inc. | Allied Commercial | LDT092H4E**Y,G,J |  | HSP-A, Single-Package Heat Pum | Heat Pump | 460 | 3 | False |  |  |  | True | Dual-Speed | 90000 | 7563 |  |  | 16 |  | 84000 | 7033 | 3.5 | 3.3 | 46000 | 5991 | 2.25 | Federally-Regulated Commercial & Industrial Equipment | 03/23/2023 | 211745877 | 03/30/2023
Lennox Industries Inc. | Allied Commercial | LDT102H4E**Y,G,J |  | HSP-A, Single-Package Heat Pum | Heat Pump | 575 | 3 | False |  |  |  | True | Dual-Speed | 98000 | 8235 |  |  | 15.5 |  | 94000 | 7871 | 3.5 | 3.3 | 53000 | 6903 | 2.25 | Federally-Regulated Commercial & Industrial Equipment | 03/23/2023 | 211745878 | 03/30/2023
Lennox Industries Inc. | Allied Commercial | LHT150H4E**Y,G,J |  | HSP-A, Single-Package Heat Pum | Heat Pump | 575 | 3 | False |  |  |  | True | Dual-Speed | 136000 | 12363 |  |  | 14.3 |  | 128000 | 11033 | 3.4 | 3.2 | 73000 | 10187 | 2.1 | Federally-Regulated Commercial & Industrial Equipment | 03/23/2023 | 211745880 | 03/30/2023
Lennox Industries Inc. | Allied Commercial | LDT078H4E**Y,G,J |  | HSP-A, Single-Package Heat Pum | Heat Pump | 230 | 3 | False |  |  |  | True | Dual-Speed | 78000 | 6393 |  |  | 16.5 |  | 73000 | 6112 | 3.5 | 3.3 | 40000 | 5210 | 2.25 | Federally-Regulated Commercial & Industrial Equipment | 03/23/2023 | 211745876 | 03/30/2023
Lennox Industries Inc. | Allied Commercial | LDT122H4E**Y,G,J |  | HSP-A, Single-Package Heat Pum | Heat Pump | 575 | 3 | False |  |  |  | True | Dual-Speed | 118000 | 9915 |  |  | 15.5 |  | 114000 | 9684 | 3.45 | 3.3 | 65000 | 8466 | 2.25 | Federally-Regulated Commercial & Industrial Equipment | 03/23/2023 | 211745879 | 03/30/2023
Lennox Industries Inc. | Allied Commercial | LHT150H4E**Y,G,J |  | HSP-A, Single-Package Heat Pum | Heat Pump | 230 | 3 | False |  |  |  | True | Dual-Speed | 136000 | 12363 |  |  | 14.3 |  | 128000 | 11033 | 3.4 | 3.2 | 73000 | 10187 | 2.1 | Federally-Regulated Commercial & Industrial Equipment | 03/23/2023 | 211745880 | 03/30/2023
Lennox Industries Inc. | Allied Commercial | LHT150H4E**Y,G,J |  | HSP-A, Single-Package Heat Pum | Heat Pump | 208 | 3 | False |  |  |  | True | Dual-Speed | 136000 | 12363 |  |  | 14.3 |  | 128000 | 11033 | 3.4 | 3.2 | 73000 | 10187 | 2.1 | Federally-Regulated Commercial & Industrial Equipment | 03/23/2023 | 211745880 | 03/30/2023
Lennox Industries Inc. | Allied Commercial | LDT122H4E**Y,G,J |  | HSP-A, Single-Package Heat Pum | Heat Pump | 460 | 3 | False |  |  |  | True | Dual-Speed | 118000 | 9915 |  |  | 15.5 |  | 114000 | 9684 | 3.45 | 3.3 | 65000 | 8466 | 2.25 | Federally-Regulated Commercial & Industrial Equipment | 03/23/2023 | 211745879 | 03/30/2023
Lennox Industries Inc. | Allied Commercial | LHT150H4E**Y,G,J |  | HSP-A, Single-Package Heat Pum | Heat Pump | 460 | 3 | False |  |  |  | True | Dual-Speed | 136000 | 12363 |  |  | 14.3 |  | 128000 | 11033 | 3.4 | 3.2 | 73000 | 10187 | 2.1 | Federally-Regulated Commercial & Industrial Equipment | 03/23/2023 | 211745880 | 03/30/2023
Lennox Industries Inc. | Allied Commercial | LDT092H4E**Y,G,J |  | HSP-A, Single-Package Heat Pum | Heat Pump | 208 | 3 | False |  |  |  | True | Dual-Speed | 90000 | 7563 |  |  | 16 |  | 84000 | 7033 | 3.5 | 3.3 | 46000 | 5991 | 2.25 | Federally-Regulated Commercial & Industrial Equipment | 03/23/2023 | 211745877 | 03/30/2023
Lennox Industries Inc. | Allied Commercial | LDT078H4E**Y,G,J |  | HSP-A, Single-Package Heat Pum | Heat Pump | 575 | 3 | False |  |  |  | True | Dual-Speed | 78000 | 6393 |  |  | 16.5 |  | 73000 | 6112 | 3.5 | 3.3 | 40000 | 5210 | 2.25 | Federally-Regulated Commercial & Industrial Equipment | 03/23/2023 | 211745876 | 03/30/2023
Lennox Industries Inc. | Allied Commercial | LDT078H4E**Y,G,J |  | HSP-A, Single-Package Heat Pum | Heat Pump | 460 | 3 | False |  |  |  | True | Dual-Speed | 78000 | 6393 |  |  | 16.5 |  | 73000 | 6112 | 3.5 | 3.3 | 40000 | 5210 | 2.25 | Federally-Regulated Commercial & Industrial Equipment | 03/23/2023 | 211745876 | 03/30/2023
Lennox Industries Inc. | Allied Commercial | LDT078H4E**Y,G,J |  | HSP-A, Single-Package Heat Pum | Heat Pump | 208 | 3 | False |  |  |  | True | Dual-Speed | 78000 | 6393 |  |  | 16.5 |  | 73000 | 6112 | 3.5 | 3.3 | 40000 | 5210 | 2.25 | Federally-Regulated Commercial & Industrial Equipment | 03/23/2023 | 211745876 | 03/30/2023
Lennox Industries Inc. | Allied Commercial | LDT102H4E**Y,G,J |  | HSP-A, Single-Package Heat Pum | Heat Pump | 208 | 3 | False |  |  |  | True | Dual-Speed | 98000 | 8235 |  |  | 15.5 |  | 94000 | 7871 | 3.5 | 3.3 | 53000 | 6903 | 2.25 | Federally-Regulated Commercial & Industrial Equipment | 03/23/2023 | 211745878 | 03/30/2023
Lennox Industries Inc. | Allied Commercial | LDT092H4E**Y,G,J |  | HSP-A, Single-Package Heat Pum | Heat Pump | 230 | 3 | False |  |  |  | True | Dual-Speed | 90000 | 7563 |  |  | 16 |  | 84000 | 7033 | 3.5 | 3.3 | 46000 | 5991 | 2.25 | Federally-Regulated Commercial & Industrial Equipment | 03/23/2023 | 211745877 | 03/30/2023
Lennox Industries Inc. | Allied Commercial | LDT150H4E**Y,G,J |  | HSP-A, Single-Package Heat Pum | Heat Pump | 460 | 3 | False |  |  |  | True | Dual-Speed | 136000 | 12592 |  |  | 14.3 |  | 128000 | 11033 | 3.4 | 3.2 | 73000 | 10187 | 2.1 | Federally-Regulated Commercial & Industrial Equipment | 03/23/2023 | 211745881 | 03/30/2023
Lennox Industries Inc. | Allied Commercial | LDT150H4E**Y,G,J |  | HSP-A, Single-Package Heat Pum | Heat Pump | 230 | 3 | False |  |  |  | True | Dual-Speed | 136000 | 12592 |  |  | 14.3 |  | 128000 | 11033 | 3.4 | 3.2 | 73000 | 10187 | 2.1 | Federally-Regulated Commercial & Industrial Equipment | 03/23/2023 | 211745881 | 03/30/2023
Lennox Industries Inc. | Allied Commercial | LDT092H4E**Y,G,J |  | HSP-A, Single-Package Heat Pum | Heat Pump | 575 | 3 | False |  |  |  | True | Dual-Speed | 90000 | 7563 |  |  | 16 |  | 84000 | 7033 | 3.5 | 3.3 | 46000 | 5991 | 2.25 | Federally-Regulated Commercial & Industrial Equipment | 03/23/2023 | 211745877 | 03/30/2023
Lennox Industries Inc. | Allied Commercial | LDT122H4E**Y,G,J |  | HSP-A, Single-Package Heat Pum | Heat Pump | 230 | 3 | False |  |  |  | True | Dual-Speed | 118000 | 9915 |  |  | 15.5 |  | 114000 | 9684 | 3.45 | 3.3 | 65000 | 8466 | 2.25 | Federally-Regulated Commercial & Industrial Equipment | 03/23/2023 | 211745879 | 03/30/2023
Lennox Industries Inc. | Allied Commercial | LDT150H4E**Y,G,J |  | HSP-A, Single-Package Heat Pum | Heat Pump | 575 | 3 | False |  |  |  | True | Dual-Speed | 136000 | 12592 |  |  | 14.3 |  | 128000 | 11033 | 3.4 | 3.2 | 73000 | 10187 | 2.1 | Federally-Regulated Commercial & Industrial Equipment | 03/23/2023 | 211745881 | 03/30/2023
Lennox Industries Inc. | Allied Commercial | LDT122H4E**Y,G,J |  | HSP-A, Single-Package Heat Pum | Heat Pump | 208 | 3 | False |  |  |  | True | Dual-Speed | 118000 | 9915 |  |  | 15.5 |  | 114000 | 9684 | 3.45 | 3.3 | 65000 | 8466 | 2.25 | Federally-Regulated Commercial & Industrial Equipment | 03/23/2023 | 211745879 | 03/30/2023
Lennox Industries Inc. | Allied Commercial | LDT150H4E**Y,G,J |  | HSP-A, Single-Package Heat Pum | Heat Pump | 208 | 3 | False |  |  |  | True | Dual-Speed | 136000 | 12592 |  |  | 14.3 |  | 128000 | 11033 | 3.4 | 3.2 | 73000 | 10187 | 2.1 | Federally-Regulated Commercial & Industrial Equipment | 03/23/2023 | 211745881 | 03/30/2023
York International | Johnson Controls | J20XPC00(P,R,S,U,V,X)(2,4,5)******** |  | HSP-A, Single-Package Heat Pum | Heat Pump | 460 | 3 | False |  |  |  | True | Single-Speed | 240000 | 25263 | 9.5 | 9.3 | 12 |  | 240000 | 21980 | 3.2 | 3.2 | 136000 | 19443 | 2.05 | Federally-Regulated Commercial & Industrial Equipment | 09/23/2019 |  | 04/06/2023
York International | Johnson Controls | J15XPC00(P,R,S,U,V,X)(2,4,5)******** |  | HSP-A, Single-Package Heat Pum | Heat Pump | 208 | 3 | False |  |  |  | True | Single-Speed | 176000 | 16603 | 10.6 | 10.4 | 13.2 |  | 162000 | 14653 | 3.24 | 3.2 | 99000 | 14153 | 2.05 | Federally-Regulated Commercial & Industrial Equipment | 09/23/2019 |  | 04/06/2023
York International | Johnson Controls | J15XPC00(P,R,S,U,V,X)(2,4,5)******** |  | HSP-A, Single-Package Heat Pum | Heat Pump | 460 | 3 | False |  |  |  | True | Single-Speed | 176000 | 16603 | 10.6 | 10.4 | 13.2 |  | 162000 | 14653 | 3.24 | 3.2 | 99000 | 14153 | 2.05 | Federally-Regulated Commercial & Industrial Equipment | 09/23/2019 |  | 04/06/2023
York International | Johnson Controls | J20XPC00(P,R,S,U,V,X)(2,4,5)******** |  | HSP-A, Single-Package Heat Pum | Heat Pump | 208 | 3 | False |  |  |  | True | Single-Speed | 240000 | 25263 | 9.5 | 9.3 | 12 |  | 240000 | 21980 | 3.2 | 3.2 | 136000 | 19443 | 2.05 | Federally-Regulated Commercial & Industrial Equipment | 09/23/2019 |  | 04/06/2023
York International | Johnson Controls | J20XPC00(P,R,S,U,V,X)(2,4,5)******** |  | HSP-A, Single-Package Heat Pum | Heat Pump | 575 | 3 | False |  |  |  | True | Single-Speed | 240000 | 25263 | 9.5 | 9.3 | 12 |  | 240000 | 21980 | 3.2 | 3.2 | 136000 | 19443 | 2.05 | Federally-Regulated Commercial & Industrial Equipment | 09/23/2019 |  | 04/06/2023
York International | Johnson Controls | J20XPC00(P,R,S,U,V,X)(2,4,5)******** |  | HSP-A, Single-Package Heat Pum | Heat Pump | 230 | 3 | False |  |  |  | True | Single-Speed | 240000 | 25263 | 9.5 | 9.3 | 12 |  | 240000 | 21980 | 3.2 | 3.2 | 136000 | 19443 | 2.05 | Federally-Regulated Commercial & Industrial Equipment | 09/23/2019 |  | 04/06/2023
York International | Johnson Controls | J15XPC00(B,D)(2,4,5)******** |  | HSP-A, Single-Package Heat Pum | Heat Pump | 575 | 3 | False |  |  |  | True | Single-Speed | 176000 | 16603 | 10.6 | 10.4 | 11.8 |  | 162000 | 14653 | 3.24 | 3.2 | 99000 | 14153 | 2.05 | Federally-Regulated Commercial & Industrial Equipment | 09/23/2019 |  | 04/06/2023
York International | Johnson Controls | J15XPC00(B,D)(2,4,5)******** |  | HSP-A, Single-Package Heat Pum | Heat Pump | 230 | 3 | False |  |  |  | True | Single-Speed | 176000 | 16603 | 10.6 | 10.4 | 11.8 |  | 162000 | 14653 | 3.24 | 3.2 | 99000 | 14153 | 2.05 | Federally-Regulated Commercial & Industrial Equipment | 09/23/2019 |  | 04/06/2023
York International | Johnson Controls | J15XPC00(P,R,S,U,V,X)(2,4,5)******** |  | HSP-A, Single-Package Heat Pum | Heat Pump | 230 | 3 | False |  |  |  | True | Single-Speed | 176000 | 16603 | 10.6 | 10.4 | 13.2 |  | 162000 | 14653 | 3.24 | 3.2 | 99000 | 14153 | 2.05 | Federally-Regulated Commercial & Industrial Equipment | 09/23/2019 |  | 04/06/2023
York International | Johnson Controls | J15XPC00(B,D)(2,4,5)******** |  | HSP-A, Single-Package Heat Pum | Heat Pump | 208 | 3 | False |  |  |  | True | Single-Speed | 176000 | 16603 | 10.6 | 10.4 | 11.8 |  | 162000 | 14653 | 3.24 | 3.2 | 99000 | 14153 | 2.05 | Federally-Regulated Commercial & Industrial Equipment | 09/23/2019 |  | 04/06/2023
York International | Johnson Controls | J15XPC00(P,R,S,U,V,X)(2,4,5)******** |  | HSP-A, Single-Package Heat Pum | Heat Pump | 575 | 3 | False |  |  |  | True | Single-Speed | 176000 | 16603 | 10.6 | 10.4 | 13.2 |  | 162000 | 14653 | 3.24 | 3.2 | 99000 | 14153 | 2.05 | Federally-Regulated Commercial & Industrial Equipment | 09/23/2019 |  | 04/06/2023
York International | Johnson Controls | J15XPC00(B,D)(2,4,5)******** |  | HSP-A, Single-Package Heat Pum | Heat Pump | 460 | 3 | False |  |  |  | True | Single-Speed | 176000 | 16603 | 10.6 | 10.4 | 11.8 |  | 162000 | 14653 | 3.24 | 3.2 | 99000 | 14153 | 2.05 | Federally-Regulated Commercial & Industrial Equipment | 09/23/2019 |  | 04/06/2023
York International | SUNLINE MAGNUM | XP240C00(P,R,S,U,V,X)(2,4,5)******** |  | HSP-A, Single-Package Heat Pum | Heat Pump | 208 | 3 | False |  |  |  | True | Single-Speed | 240000 | 25263 | 9.5 | 9.3 | 12 |  | 240000 | 21980 | 3.2 | 3.2 | 136000 | 19443 | 2.05 | Federally-Regulated Commercial & Industrial Equipment | 09/23/2019 |  | 04/06/2023
York International | SUNLINE MAGNUM | XP180C00(P,R,S,U,V,X)(2,4,5)******** |  | HSP-A, Single-Package Heat Pum | Heat Pump | 460 | 3 | False |  |  |  | True | Single-Speed | 176000 | 16603 | 10.6 | 10.4 | 13.2 |  | 162000 | 14653 | 3.24 | 3.2 | 99000 | 14153 | 2.05 | Federally-Regulated Commercial & Industrial Equipment | 09/23/2019 |  | 04/06/2023
York International | SUNLINE MAGNUM | XP240C00(P,R,S,U,V,X)(2,4,5)******** |  | HSP-A, Single-Package Heat Pum | Heat Pump | 230 | 3 | False |  |  |  | True | Single-Speed | 240000 | 25263 | 9.5 | 9.3 | 12 |  | 240000 | 21980 | 3.2 | 3.2 | 136000 | 19443 | 2.05 | Federally-Regulated Commercial & Industrial Equipment | 09/23/2019 |  | 04/06/2023
York International | SUNLINE MAGNUM | XP180C00(B,D)(2,4,5)******** |  | HSP-A, Single-Package Heat Pum | Heat Pump | 208 | 3 | False |  |  |  | True | Single-Speed | 176000 | 16603 | 10.6 | 10.4 | 11.8 |  | 162000 | 14653 | 3.24 | 3.2 | 99000 | 14153 | 2.05 | Federally-Regulated Commercial & Industrial Equipment | 09/23/2019 |  | 04/06/2023
York International | SUNLINE MAGNUM | XP180C00(B,D)(2,4,5)******** |  | HSP-A, Single-Package Heat Pum | Heat Pump | 460 | 3 | False |  |  |  | True | Single-Speed | 176000 | 16603 | 10.6 | 10.4 | 11.8 |  | 162000 | 14653 | 3.24 | 3.2 | 99000 | 14153 | 2.05 | Federally-Regulated Commercial & Industrial Equipment | 09/23/2019 |  | 04/06/2023
York International | SUNLINE MAGNUM | XP180C00(B,D)(2,4,5)******** |  | HSP-A, Single-Package Heat Pum | Heat Pump | 230 | 3 | False |  |  |  | True | Single-Speed | 176000 | 16603 | 10.6 | 10.4 | 11.8 |  | 162000 | 14653 | 3.24 | 3.2 | 99000 | 14153 | 2.05 | Federally-Regulated Commercial & Industrial Equipment | 09/23/2019 |  | 04/06/2023
York International | SUNLINE MAGNUM | XP180C00(B,D)(2,4,5)******** |  | HSP-A, Single-Package Heat Pum | Heat Pump | 575 | 3 | False |  |  |  | True | Single-Speed | 176000 | 16603 | 10.6 | 10.4 | 11.8 |  | 162000 | 14653 | 3.24 | 3.2 | 99000 | 14153 | 2.05 | Federally-Regulated Commercial & Industrial Equipment | 09/23/2019 |  | 04/06/2023
York International | SUNLINE MAGNUM | XP180C00(P,R,S,U,V,X)(2,4,5)******** |  | HSP-A, Single-Package Heat Pum | Heat Pump | 208 | 3 | False |  |  |  | True | Single-Speed | 176000 | 16603 | 10.6 | 10.4 | 13.2 |  | 162000 | 14653 | 3.24 | 3.2 | 99000 | 14153 | 2.05 | Federally-Regulated Commercial & Industrial Equipment | 09/23/2019 |  | 04/06/2023
York International | SUNLINE MAGNUM | XP240C00(P,R,S,U,V,X)(2,4,5)******** |  | HSP-A, Single-Package Heat Pum | Heat Pump | 575 | 3 | False |  |  |  | True | Single-Speed | 240000 | 25263 | 9.5 | 9.3 | 12 |  | 240000 | 21980 | 3.2 | 3.2 | 136000 | 19443 | 2.05 | Federally-Regulated Commercial & Industrial Equipment | 09/23/2019 |  | 04/06/2023
York International | SUNLINE MAGNUM | XP240C00(P,R,S,U,V,X)(2,4,5)******** |  | HSP-A, Single-Package Heat Pum | Heat Pump | 460 | 3 | False |  |  |  | True | Single-Speed | 240000 | 25263 | 9.5 | 9.3 | 12 |  | 240000 | 21980 | 3.2 | 3.2 | 136000 | 19443 | 2.05 | Federally-Regulated Commercial & Industrial Equipment | 09/23/2019 |  | 04/06/2023
York International | SUNLINE MAGNUM | XP180C00(P,R,S,U,V,X)(2,4,5)******** |  | HSP-A, Single-Package Heat Pum | Heat Pump | 575 | 3 | False |  |  |  | True | Single-Speed | 176000 | 16603 | 10.6 | 10.4 | 13.2 |  | 162000 | 14653 | 3.24 | 3.2 | 99000 | 14153 | 2.05 | Federally-Regulated Commercial & Industrial Equipment | 09/23/2019 |  | 04/06/2023
York International | SUNLINE MAGNUM | XP180C00(P,R,S,U,V,X)(2,4,5)******** |  | HSP-A, Single-Package Heat Pum | Heat Pump | 230 | 3 | False |  |  |  | True | Single-Speed | 176000 | 16603 | 10.6 | 10.4 | 13.2 |  | 162000 | 14653 | 3.24 | 3.2 | 99000 | 14153 | 2.05 | Federally-Regulated Commercial & Industrial Equipment | 09/23/2019 |  | 04/06/2023
Goodman Manufacturing Co., L.P. | Daikin | DCH072********A* |  | HSP-A, Single-Package Heat Pum | Both Heat Pump and Electric Re | 208 | 3 | False |  |  |  | False | Single-Speed | 70000 | 6306 | 11.1 | 8.9 |  |  | 70000 | 5698 | 3.6 | 3 | 39000 | 4969 | 2.3 | Federally-Regulated Commercial & Industrial Equipment | 04/08/2016 |  | 04/10/2023
Goodman Manufacturing Co., L.P. | Daikin | DCH072********A* |  | HSP-A, Single-Package Heat Pum | Both Heat Pump and Electric Re | 230 | 3 | False |  |  |  | False | Single-Speed | 70000 | 6306 | 11.1 | 8.9 |  |  | 70000 | 5698 | 3.6 | 3 | 39000 | 4969 | 2.3 | Federally-Regulated Commercial & Industrial Equipment | 04/08/2016 |  | 04/10/2023
Goodman Manufacturing Co., L.P. | Daikin | DCH072********A* |  | HSP-A, Single-Package Heat Pum | Both Heat Pump and Electric Re | 460 | 3 | False |  |  |  | False | Single-Speed | 70000 | 6306 | 11.1 | 8.9 |  |  | 70000 | 5698 | 3.6 | 3 | 39000 | 4969 | 2.3 | Federally-Regulated Commercial & Industrial Equipment | 04/08/2016 |  | 04/10/2023
Goodman Manufacturing Co., L.P. | Daikin | DCH072********A* |  | HSP-A, Single-Package Heat Pum | Both Heat Pump and Electric Re | 575 | 3 | False |  |  |  | False | Single-Speed | 70000 | 6306 | 11.1 | 8.9 |  |  | 70000 | 5698 | 3.6 | 3 | 39000 | 4969 | 2.3 | Federally-Regulated Commercial & Industrial Equipment | 04/08/2016 |  | 04/10/2023
Goodman Manufacturing Co., L.P. | GOODMAN; JANITROL; AMANA DISTINCTIONS; EVERREST; ONE HOUR AIR CONDITIONING AND HEATING; ENERGI AIR | CPH072********B* |  | HSP-A, Single-Package Heat Pum | Both Heat Pump and Electric Re | 208 | 3 | False |  |  |  | False | Single-Speed | 70000 | 6306 | 11.1 | 8.9 |  |  | 70000 | 5698 | 3.6 | 3 | 39000 | 4969 | 2.3 | Federally-Regulated Commercial & Industrial Equipment | 04/08/2016 |  | 04/10/2023
Goodman Manufacturing Co., L.P. | GOODMAN; JANITROL; AMANA DISTINCTIONS; EVERREST; ONE HOUR AIR CONDITIONING AND HEATING; ENERGI AIR | CPH072********B* |  | HSP-A, Single-Package Heat Pum | Both Heat Pump and Electric Re | 230 | 3 | False |  |  |  | False | Single-Speed | 70000 | 6306 | 11.1 | 8.9 |  |  | 70000 | 5698 | 3.6 | 3 | 39000 | 4969 | 2.3 | Federally-Regulated Commercial & Industrial Equipment | 04/08/2016 |  | 04/10/2023
Goodman Manufacturing Co., L.P. | GOODMAN; JANITROL; AMANA DISTINCTIONS; EVERREST; ONE HOUR AIR CONDITIONING AND HEATING; ENERGI AIR | CPH072********B* |  | HSP-A, Single-Package Heat Pum | Both Heat Pump and Electric Re | 460 | 3 | False |  |  |  | False | Single-Speed | 70000 | 6306 | 11.1 | 8.9 |  |  | 70000 | 5698 | 3.6 | 3 | 39000 | 4969 | 2.3 | Federally-Regulated Commercial & Industrial Equipment | 04/08/2016 |  | 04/10/2023
Goodman Manufacturing Co., L.P. | GOODMAN; JANITROL; AMANA DISTINCTIONS; EVERREST; ONE HOUR AIR CONDITIONING AND HEATING; ENERGI AIR | CPH072********B* |  | HSP-A, Single-Package Heat Pum | Both Heat Pump and Electric Re | 575 | 3 | False |  |  |  | False | Single-Speed | 70000 | 6306 | 11.1 | 8.9 |  |  | 70000 | 5698 | 3.6 | 3 | 39000 | 4969 | 2.3 | Federally-Regulated Commercial & Industrial Equipment | 04/08/2016 |  | 04/10/2023
Goodman Manufacturing Co., L.P. | GOODMAN; JANITROL; AMANA DISTINCTIONS; EVERREST; ONE HOUR AIR CONDITIONING AND HEATING; ENERGI AIR | CPH072****V***A* |  | HSP-A, Single-Package Heat Pum | Both Heat Pump and Electric Re | 208 | 3 | False |  |  |  | True | Dual-Speed | 69000 | 6160 | 11.2 | 8.9 |  |  | 69000 | 5465 | 3.7 | 3 | 38000 | 4842 | 2.3 | Federally-Regulated Commercial & Industrial Equipment | 04/08/2016 |  | 04/10/2023
Goodman Manufacturing Co., L.P. | GOODMAN; JANITROL; AMANA DISTINCTIONS; EVERREST; ONE HOUR AIR CONDITIONING AND HEATING; ENERGI AIR | CPH072****V***A* |  | HSP-A, Single-Package Heat Pum | Both Heat Pump and Electric Re | 230 | 3 | False |  |  |  | True | Dual-Speed | 69000 | 6160 | 11.2 | 8.9 |  |  | 69000 | 5465 | 3.7 | 3 | 38000 | 4842 | 2.3 | Federally-Regulated Commercial & Industrial Equipment | 04/08/2016 |  | 04/10/2023
Goodman Manufacturing Co., L.P. | GOODMAN; JANITROL; AMANA DISTINCTIONS; EVERREST; ONE HOUR AIR CONDITIONING AND HEATING; ENERGI AIR | CPH072****V***A* |  | HSP-A, Single-Package Heat Pum | Both Heat Pump and Electric Re | 460 | 3 | False |  |  |  | True | Dual-Speed | 69000 | 6160 | 11.2 | 8.9 |  |  | 69000 | 5465 | 3.7 | 3 | 38000 | 4842 | 2.3 | Federally-Regulated Commercial & Industrial Equipment | 04/08/2016 |  | 04/10/2023
Goodman Manufacturing Co., L.P. | GOODMAN; JANITROL; AMANA DISTINCTIONS; EVERREST; ONE HOUR AIR CONDITIONING AND HEATING; ENERGI AIR | CPH072****V***A* |  | HSP-A, Single-Package Heat Pum | Both Heat Pump and Electric Re | 575 | 3 | False |  |  |  | True | Dual-Speed | 69000 | 6160 | 11.2 | 8.9 |  |  | 69000 | 5465 | 3.7 | 3 | 38000 | 4842 | 2.3 | Federally-Regulated Commercial & Industrial Equipment | 04/08/2016 |  | 04/10/2023
Goodman Manufacturing Co., L.P. | Goodman | CPH072********B* |  | HSP-A, Single-Package Heat Pum | Both Heat Pump and Electric Re | 208 | 3 | False |  |  |  | False | Single-Speed | 70000 | 6306 | 11.1 | 11 |  |  | 70000 | 5698 | 3.6 | 3.3 | 39000 | 4969 | 2.3 | Federally-Regulated Commercial & Industrial Equipment | 09/14/2016 |  | 04/10/2023
Goodman Manufacturing Co., L.P. | Goodman | CPH072********B* |  | HSP-A, Single-Package Heat Pum | Both Heat Pump and Electric Re | 230 | 3 | False |  |  |  | False | Single-Speed | 70000 | 6306 | 11.1 | 11 |  |  | 70000 | 5698 | 3.6 | 3.3 | 39000 | 4969 | 2.3 | Federally-Regulated Commercial & Industrial Equipment | 09/14/2016 |  | 04/10/2023
Goodman Manufacturing Co., L.P. | Goodman | CPH072********B* |  | HSP-A, Single-Package Heat Pum | Both Heat Pump and Electric Re | 460 | 3 | False |  |  |  | False | Single-Speed | 70000 | 6306 | 11.1 | 11 |  |  | 70000 | 5698 | 3.6 | 3.3 | 39000 | 4969 | 2.3 | Federally-Regulated Commercial & Industrial Equipment | 09/14/2016 |  | 04/10/2023
Goodman Manufacturing Co., L.P. | FRASER - JOHNSTON | PH-10C00A*(2,4,5)**** | NS-10C00*(5,6)****** | HRCU-A-CB, Split System: Heat | Heat Pump | 208 | 3 |  | False |  |  | True | Single-Speed | 120000 | 11111 | 10.8 | 10.8 |  |  | 109000 | 9680 | 3.3 | 3.3 | 63000 | 8206 | 2.3 | Federally-Regulated Commercial & Industrial Equipment | 10/11/2017 |  | 04/10/2023
Goodman Manufacturing Co., L.P. | FRASER - JOHNSTON | PH-10C00A*(2,4,5)**** | NS-10C00*(5,6)****** | HRCU-A-CB, Split System: Heat | Heat Pump | 230 | 3 |  | False |  |  | True | Single-Speed | 120000 | 11111 | 10.8 | 10.8 |  |  | 109000 | 9680 | 3.3 | 3.3 | 63000 | 8206 | 2.3 | Federally-Regulated Commercial & Industrial Equipment | 10/11/2017 |  | 04/10/2023
Goodman Manufacturing Co., L.P. | FRASER - JOHNSTON | PH-10C00A*(2,4,5)**** | NS-10C00*(5,6)****** | HRCU-A-CB, Split System: Heat | Heat Pump | 460 | 3 |  | False |  |  | True | Single-Speed | 120000 | 11111 | 10.8 | 10.8 |  |  | 109000 | 9680 | 3.3 | 3.3 | 63000 | 8206 | 2.3 | Federally-Regulated Commercial & Industrial Equipment | 10/11/2017 |  | 04/10/2023
Goodman Manufacturing Co., L.P. | FRASER - JOHNSTON | PH-10C00A*(2,4,5)**** | NS-10C00*(5,6)****** | HRCU-A-CB, Split System: Heat | Heat Pump | 575 | 3 |  | False |  |  | True | Single-Speed | 120000 | 11111 | 10.8 | 10.8 |  |  | 109000 | 9680 | 3.3 | 3.3 | 63000 | 8206 | 2.3 | Federally-Regulated Commercial & Industrial Equipment | 10/11/2017 |  | 04/10/2023
Goodman Manufacturing Co., L.P. | FRASER - JOHNSTON | PH-15C00A*(2,4,5)***** | NS-15C00*(5,6)****** | HRCU-A-CB, Split System: Heat | Heat Pump | 208 | 3 |  | False |  |  | True | Single-Speed | 180000 | 16981 | 10.6 | 10.4 |  |  | 168000 | 15386 | 3.2 | 3.2 | 104000 | 13252 | 2.3 | Federally-Regulated Commercial & Industrial Equipment | 10/11/2017 |  | 04/10/2023
Goodman Manufacturing Co., L.P. | FRASER - JOHNSTON | PH-15C00A*(2,4,5)***** | NS-15C00*(5,6)****** | HRCU-A-CB, Split System: Heat | Heat Pump | 230 | 3 |  | False |  |  | True | Single-Speed | 180000 | 16981 | 10.6 | 10.4 |  |  | 168000 | 15386 | 3.2 | 3.2 | 104000 | 13252 | 2.3 | Federally-Regulated Commercial & Industrial Equipment | 10/11/2017 |  | 04/10/2023
Goodman Manufacturing Co., L.P. | FRASER - JOHNSTON | PH-15C00A*(2,4,5)***** | NS-15C00*(5,6)****** | HRCU-A-CB, Split System: Heat | Heat Pump | 460 | 3 |  | False |  |  | True | Single-Speed | 180000 | 16981 | 10.6 | 10.4 |  |  | 168000 | 15386 | 3.2 | 3.2 | 104000 | 13252 | 2.3 | Federally-Regulated Commercial & Industrial Equipment | 10/11/2017 |  | 04/10/2023
Goodman Manufacturing Co., L.P. | FRASER - JOHNSTON | PH-15C00A*(2,4,5)***** | NS-15C00*(5,6)****** | HRCU-A-CB, Split System: Heat | Heat Pump | 575 | 3 |  | False |  |  | True | Single-Speed | 180000 | 16981 | 10.6 | 10.4 |  |  | 168000 | 15386 | 3.2 | 3.2 | 104000 | 13252 | 2.3 | Federally-Regulated Commercial & Industrial Equipment | 10/11/2017 |  | 04/10/2023
Goodman Manufacturing Co., L.P. | FRASER - JOHNSTON | PJ-15C00A*(2,4,5)***** | NW-15C00*(5,6)****** | HRCU-A-CB, Split System: Heat | Heat Pump | 208 | 3 |  | False |  |  | True | Single-Speed | 174000 | 16415 | 10.6 | 10.4 |  |  | 160000 | 13791 | 3.4 | 3.2 | 100000 | 13025 | 2.3 | Federally-Regulated Commercial & Industrial Equipment | 10/11/2017 |  | 04/10/2023
Goodman Manufacturing Co., L.P. | FRASER - JOHNSTON | PJ-15C00A*(2,4,5)***** | NW-15C00*(5,6)****** | HRCU-A-CB, Split System: Heat | Heat Pump | 230 | 3 |  | False |  |  | True | Single-Speed | 174000 | 16415 | 10.6 | 10.4 |  |  | 160000 | 13791 | 3.4 | 3.2 | 100000 | 13025 | 2.3 | Federally-Regulated Commercial & Industrial Equipment | 10/11/2017 |  | 04/10/2023
Goodman Manufacturing Co., L.P. | FRASER - JOHNSTON | PJ-15C00A*(2,4,5)***** | NW-15C00*(5,6)****** | HRCU-A-CB, Split System: Heat | Heat Pump | 460 | 3 |  | False |  |  | True | Single-Speed | 174000 | 16415 | 10.6 | 10.4 |  |  | 160000 | 13791 | 3.4 | 3.2 | 100000 | 13025 | 2.3 | Federally-Regulated Commercial & Industrial Equipment | 10/11/2017 |  | 04/10/2023
Goodman Manufacturing Co., L.P. | FRASER - JOHNSTON | PJ-15C00A*(2,4,5)***** | NW-15C00*(5,6)****** | HRCU-A-CB, Split System: Heat | Heat Pump | 575 | 3 |  | False |  |  | True | Single-Speed | 174000 | 16415 | 10.6 | 10.4 |  |  | 160000 | 13791 | 3.4 | 3.2 | 100000 | 13025 | 2.3 | Federally-Regulated Commercial & Industrial Equipment | 10/11/2017 |  | 04/10/2023
Goodman Manufacturing Co., L.P. | FRASER - JOHNSTON | PJ-20C00A*(2,4,5)***** | NW-20C00*(5,6)****** | HRCU-A-CB, Split System: Heat | Heat Pump | 208 | 3 |  | False |  |  | True | Single-Speed | 238000 | 22452 | 10.6 | 10.4 |  |  | 220000 | 19538 | 3.3 | 3.2 | 130000 | 17318 | 2.2 | Federally-Regulated Commercial & Industrial Equipment | 10/11/2017 |  | 04/10/2023
Goodman Manufacturing Co., L.P. | FRASER - JOHNSTON | PJ-20C00A*(2,4,5)***** | NW-20C00*(5,6)****** | HRCU-A-CB, Split System: Heat | Heat Pump | 230 | 3 |  | False |  |  | True | Single-Speed | 238000 | 22452 | 10.6 | 10.4 |  |  | 220000 | 19538 | 3.3 | 3.2 | 130000 | 17318 | 2.2 | Federally-Regulated Commercial & Industrial Equipment | 10/11/2017 |  | 04/10/2023
Goodman Manufacturing Co., L.P. | FRASER - JOHNSTON | PJ-20C00A*(2,4,5)***** | NW-20C00*(5,6)****** | HRCU-A-CB, Split System: Heat | Heat Pump | 460 | 3 |  | False |  |  | True | Single-Speed | 238000 | 22452 | 10.6 | 10.4 |  |  | 220000 | 19538 | 3.3 | 3.2 | 130000 | 17318 | 2.2 | Federally-Regulated Commercial & Industrial Equipment | 10/11/2017 |  | 04/10/2023
Goodman Manufacturing Co., L.P. | FRASER - JOHNSTON | PJ-20C00A*(2,4,5)***** | NW-20C00*(5,6)****** | HRCU-A-CB, Split System: Heat | Heat Pump | 575 | 3 |  | False |  |  | True | Single-Speed | 238000 | 22452 | 10.6 | 10.4 |  |  | 220000 | 19538 | 3.3 | 3.2 | 130000 | 17318 | 2.2 | Federally-Regulated Commercial & Industrial Equipment | 10/11/2017 |  | 04/10/2023
Goodman Manufacturing Co., L.P. | FRASER - JOHNSTON | PH-07C00A*(2,4,5)***** | NS-07C00*(5,6)****** | HRCU-A-CB, Split System: Heat | Heat Pump | 208 | 3 |  | False |  |  | True | Single-Speed | 89000 | 8090 | 11 | 10.8 |  |  | 82000 | 7068 | 3.4 | 3.3 | 49000 | 6243 | 2.3 | Federally-Regulated Commercial & Industrial Equipment | 10/11/2017 |  | 04/10/2023
Goodman Manufacturing Co., L.P. | FRASER - JOHNSTON | PH-07C00A*(2,4,5)***** | NS-07C00*(5,6)****** | HRCU-A-CB, Split System: Heat | Heat Pump | 230 | 3 |  | False |  |  | True | Single-Speed | 89000 | 8090 | 11 | 10.8 |  |  | 82000 | 7068 | 3.4 | 3.3 | 49000 | 6243 | 2.3 | Federally-Regulated Commercial & Industrial Equipment | 10/11/2017 |  | 04/10/2023
Goodman Manufacturing Co., L.P. | FRASER - JOHNSTON | PH-07C00A*(2,4,5)***** | NS-07C00*(5,6)****** | HRCU-A-CB, Split System: Heat | Heat Pump | 460 | 3 |  | False |  |  | True | Single-Speed | 89000 | 8090 | 11 | 10.8 |  |  | 82000 | 7068 | 3.4 | 3.3 | 49000 | 6243 | 2.3 | Federally-Regulated Commercial & Industrial Equipment | 10/11/2017 |  | 04/10/2023
Goodman Manufacturing Co., L.P. | FRASER - JOHNSTON | PH-07C00A*(2,4,5)***** | NS-07C00*(5,6)****** | HRCU-A-CB, Split System: Heat | Heat Pump | 575 | 3 |  | False |  |  | True | Single-Speed | 89000 | 8090 | 11 | 10.8 |  |  | 82000 | 7068 | 3.4 | 3.3 | 49000 | 6243 | 2.3 | Federally-Regulated Commercial & Industrial Equipment | 10/11/2017 |  | 04/10/2023
Goodman Manufacturing Co., L.P. | Goodman | CPH072********B* |  | HSP-A, Single-Package Heat Pum | Both Heat Pump and Electric Re | 575 | 3 | False |  |  |  | False | Single-Speed | 70000 | 6306 | 11.1 | 10.8 |  |  | 70000 | 5698 | 3.6 | 3.3 |  |  |  | Federally-Regulated Commercial & Industrial Equipment | 05/08/2012 |  | 04/10/2023
Daikin U.S. Corp. | Daikin | DCH102****B***A* |  | HSP-A, Single-Package Heat Pum | Both Heat Pump and Electric Re | 575 | 3 | False |  |  |  | False | Single-Speed | 102000 | 9189 | 11.1 | 11 |  |  | 102000 | 8792 | 3.4 | 3.3 | 52000 | 6773 | 2.25 | Federally-Regulated Commercial & Industrial Equipment | 01/28/2019 |  | 04/10/2023
Daikin U.S. Corp. | Daikin | DCH102****B***A* |  | HSP-A, Single-Package Heat Pum | Both Heat Pump and Electric Re | 460 | 3 | False |  |  |  | False | Single-Speed | 102000 | 9189 | 11.1 | 11 |  |  | 102000 | 8792 | 3.4 | 3.3 | 52000 | 6773 | 2.25 | Federally-Regulated Commercial & Industrial Equipment | 01/28/2019 |  | 04/10/2023
Daikin U.S. Corp. | Daikin | DCH102****B***A* |  | HSP-A, Single-Package Heat Pum | Both Heat Pump and Electric Re | 230 | 3 | False |  |  |  | False | Single-Speed | 102000 | 9189 | 11.1 | 11 |  |  | 102000 | 8792 | 3.4 | 3.3 | 55500 | 7229 | 2.25 | Federally-Regulated Commercial & Industrial Equipment | 01/28/2019 |  | 04/10/2023
Daikin U.S. Corp. | Daikin | DCH102****B***A* |  | HSP-A, Single-Package Heat Pum | Both Heat Pump and Electric Re | 208 | 3 | False |  |  |  | False | Single-Speed | 102000 | 9189 | 11.1 | 11 |  |  | 102000 | 8792 | 3.4 | 3.3 | 52000 | 6773 | 2.25 | Federally-Regulated Commercial & Industrial Equipment | 01/28/2019 |  | 04/10/2023
Daikin U.S. Corp. | Daikin | DCH090****B***A* |  | HSP-A, Single-Package Heat Pum | Both Heat Pump and Electric Re | 575 | 3 | False |  |  |  | False | Single-Speed | 90000 | 7826 | 11.5 | 11 |  |  | 90000 | 7757 | 3.4 | 3.3 | 52000 | 6349 | 2.4 | Federally-Regulated Commercial & Industrial Equipment | 01/28/2019 |  | 04/10/2023
Daikin U.S. Corp. | Daikin | DCH090****B***A* |  | HSP-A, Single-Package Heat Pum | Both Heat Pump and Electric Re | 460 | 3 | False |  |  |  | False | Single-Speed | 90000 | 7826 | 11.5 | 11 |  |  | 90000 | 7757 | 3.4 | 3.3 | 52000 | 6349 | 2.4 | Federally-Regulated Commercial & Industrial Equipment | 01/28/2019 |  | 04/10/2023
Daikin U.S. Corp. | Daikin | DCH090****B***A* |  | HSP-A, Single-Package Heat Pum | Both Heat Pump and Electric Re | 230 | 3 | False |  |  |  | False | Single-Speed | 90000 | 7826 | 11.5 | 11 |  |  | 90000 | 7757 | 3.4 | 3.3 | 52000 | 6349 | 2.4 | Federally-Regulated Commercial & Industrial Equipment | 01/28/2019 |  | 04/10/2023
Daikin U.S. Corp. | Daikin | DCH090****B***A* |  | HSP-A, Single-Package Heat Pum | Both Heat Pump and Electric Re | 208 | 3 | False |  |  |  | False | Single-Speed | 90000 | 7826 | 11.5 | 11 |  |  | 90000 | 7757 | 3.4 | 3.3 | 52000 | 6349 | 2.4 | Federally-Regulated Commercial & Industrial Equipment | 01/28/2019 |  | 04/10/2023
Daikin U.S. Corp. | Daikin | DCH150****B***A* |  | HSP-A, Single-Package Heat Pum | Both Heat Pump and Electric Re | 575 | 3 | False |  |  |  | False | Single-Speed | 140000 | 13207 | 10.6 | 10.6 |  |  | 142000 | 13005 | 3.2 | 3.2 | 82000 | 11443 | 2.1 | Federally-Regulated Commercial & Industrial Equipment | 01/28/2019 |  | 04/10/2023
Daikin U.S. Corp. | Daikin | DCH150****B***A* |  | HSP-A, Single-Package Heat Pum | Both Heat Pump and Electric Re | 460 | 3 | False |  |  |  | False | Single-Speed | 140000 | 13207 | 10.6 | 10.6 |  |  | 142000 | 13005 | 3.2 | 3.2 | 82000 | 11443 | 2.1 | Federally-Regulated Commercial & Industrial Equipment | 01/28/2019 |  | 04/10/2023
Daikin U.S. Corp. | Daikin | DCH150****B***A* |  | HSP-A, Single-Package Heat Pum | Both Heat Pump and Electric Re | 230 | 3 | False |  |  |  | False | Single-Speed | 140000 | 13207 | 10.6 | 10.6 |  |  | 142000 | 13005 | 3.2 | 3.2 | 82000 | 11443 | 2.1 | Federally-Regulated Commercial & Industrial Equipment | 01/28/2019 |  | 04/10/2023
Daikin U.S. Corp. | Daikin | DCH150****B***A* |  | HSP-A, Single-Package Heat Pum | Both Heat Pump and Electric Re | 208 | 3 | False |  |  |  | False | Single-Speed | 140000 | 13207 | 10.6 | 10.6 |  |  | 142000 | 13005 | 3.2 | 3.2 | 82000 | 11443 | 2.1 | Federally-Regulated Commercial & Industrial Equipment | 01/28/2019 |  | 04/10/2023
Daikin U.S. Corp. | Daikin | DCH120****B***A* |  | HSP-A, Single-Package Heat Pum | Both Heat Pump and Electric Re | 575 | 3 | False |  |  |  | False | Single-Speed | 115000 | 10360 | 11.1 | 11 |  |  | 116000 | 9999 | 3.4 | 3.3 | 56000 | 7135 | 2.3 | Federally-Regulated Commercial & Industrial Equipment | 01/28/2019 |  | 04/10/2023
Daikin U.S. Corp. | Daikin | DCH120****B***A* |  | HSP-A, Single-Package Heat Pum | Both Heat Pump and Electric Re | 460 | 3 | False |  |  |  | False | Single-Speed | 115000 | 10360 | 11.1 | 11 |  |  | 116000 | 9999 | 3.4 | 3.3 | 56000 | 7135 | 2.3 | Federally-Regulated Commercial & Industrial Equipment | 01/28/2019 |  | 04/10/2023
Daikin U.S. Corp. | Daikin | DCH120****B***A* |  | HSP-A, Single-Package Heat Pum | Both Heat Pump and Electric Re | 230 | 3 | False |  |  |  | False | Single-Speed | 115000 | 10360 | 11.1 | 11 |  |  | 116000 | 9999 | 3.4 | 3.3 | 56000 | 7135 | 2.3 | Federally-Regulated Commercial & Industrial Equipment | 01/28/2019 |  | 04/10/2023
Daikin U.S. Corp. | Daikin | DCH120****B***A* |  | HSP-A, Single-Package Heat Pum | Both Heat Pump and Electric Re | 208 | 3 | False |  |  |  | False | Single-Speed | 115000 | 10360 | 11.1 | 11 |  |  | 116000 | 9999 | 3.4 | 3.3 | 56000 | 7135 | 2.3 | Federally-Regulated Commercial & Industrial Equipment | 01/28/2019 |  | 04/10/2023
Daikin U.S. Corp. | Daikin | DZ11SA0903A* | DAR0904A* | HRCU-A-CB, Split System: Heat | Heat Pump | 230 | 3 |  | False |  |  | True | Single-Speed | 87000 | 7909 | 11 | 10.8 |  |  | 82000 | 7282 | 3.3 | 3.3 | 52000 | 6927 | 2.2 | Federally-Regulated Commercial & Industrial Equipment | 01/28/2019 |  | 04/10/2023
Daikin U.S. Corp. | Daikin | DZ11SA0903A* | DAR0904A* | HRCU-A-CB, Split System: Heat | Heat Pump | 208 | 3 |  | False |  |  | True | Single-Speed | 87000 | 7909 | 11 | 10.8 |  |  | 82000 | 7282 | 3.3 | 3.3 | 52000 | 6927 | 2.2 | Federally-Regulated Commercial & Industrial Equipment | 01/28/2019 |  | 04/10/2023
Daikin U.S. Corp. | Daikin | DZ11SA0904A* | DAR0904A* | HRCU-A-CB, Split System: Heat | Heat Pump | 460 | 3 |  | False |  |  | True | Single-Speed | 87000 | 7909 | 11 | 10.8 |  |  | 82000 | 7282 | 3.3 | 3.3 | 52000 | 6927 | 2.2 | Federally-Regulated Commercial & Industrial Equipment | 01/28/2019 |  | 04/10/2023
Daikin U.S. Corp. | Daikin | DZ11SA1203A* | DAR1204A* | HRCU-A-CB, Split System: Heat | Heat Pump | 230 | 3 |  | False |  |  | True | Single-Speed | 110000 | 10000 | 11 | 10.8 |  |  | 100000 | 8881 | 3.3 | 3.3 | 60000 | 7992 | 2.2 | Federally-Regulated Commercial & Industrial Equipment | 01/28/2019 |  | 04/10/2023
Daikin U.S. Corp. | Daikin | DZ11SA1203A* | DAR1204A* | HRCU-A-CB, Split System: Heat | Heat Pump | 208 | 3 |  | False |  |  | True | Single-Speed | 110000 | 10000 | 11 | 10.8 |  |  | 100000 | 8881 | 3.3 | 3.3 | 60000 | 7992 | 2.2 | Federally-Regulated Commercial & Industrial Equipment | 01/28/2019 |  | 04/10/2023
Daikin U.S. Corp. | Daikin | DZ11SA1204A* | DAR1204A* | HRCU-A-CB, Split System: Heat | Heat Pump | 460 | 3 |  | False |  |  | True | Single-Speed | 110000 | 10000 | 11 | 10.8 |  |  | 100000 | 8881 | 3.3 | 3.3 | 60000 | 7992 | 2.2 | Federally-Regulated Commercial & Industrial Equipment | 01/28/2019 |  | 04/10/2023
Daikin U.S. Corp. | McQuay | DPS010AHHG4**-6* |  | HSP-A, Single-Package Heat Pum | Both Heat Pump and Electric Re | 460 | 3 | False |  |  |  | True | Variable-Speed | 121000 | 10000 | 12.1 | 11 | 18.2 |  | 112000 | 9432 | 3.48 | 3.3 | 65000 | 7937 | 2.4 | Federally-Regulated Commercial & Industrial Equipment | 05/02/2019 |  | 04/10/2023
Daikin U.S. Corp. | McQuay | DPS010AHHG4*C-6* |  | HSP-A, Single-Package Heat Pum | Both Heat Pump and Electric Re | 460 | 3 | False |  |  |  | True | Variable-Speed | 121000 | 10000 | 12.1 | 11 | 16.5 |  | 112000 | 9432 | 3.48 | 3.3 | 65000 | 7937 | 2.4 | Federally-Regulated Commercial & Industrial Equipment | 05/02/2019 |  | 04/10/2023
Daikin U.S. Corp. | McQuay | DPS010AHHW4**-6* |  | HSP-A, Single-Package Heat Pum | Both Heat Pump and Electric Re | 460 | 3 | False |  |  |  | True | Variable-Speed | 121000 | 10000 | 12.1 | 11 | 18.2 |  | 112000 | 9432 | 3.48 | 3.3 | 65000 | 7937 | 2.4 | Federally-Regulated Commercial & Industrial Equipment | 05/02/2019 |  | 04/10/2023
Daikin U.S. Corp. | McQuay | DPS010AHHW4*C-6* |  | HSP-A, Single-Package Heat Pum | Both Heat Pump and Electric Re | 460 | 3 | False |  |  |  | True | Variable-Speed | 121000 | 10000 | 12.1 | 11 | 16.5 |  | 112000 | 9432 | 3.48 | 3.3 | 65000 | 7937 | 2.4 | Federally-Regulated Commercial & Industrial Equipment | 05/02/2019 |  | 04/10/2023
Daikin U.S. Corp. | McQuay | DPS010AHHE4**-6* |  | HSP-A, Single-Package Heat Pum | Both Heat Pump and Electric Re | 460 | 3 | False |  |  |  | True | Variable-Speed | 121000 | 10000 | 12.1 | 11 | 18.2 |  | 112000 | 9432 | 3.48 | 3.3 | 65000 | 7937 | 2.4 | Federally-Regulated Commercial & Industrial Equipment | 05/02/2019 |  | 04/10/2023
Daikin U.S. Corp. | McQuay | DPS010AHHE4*C-6* |  | HSP-A, Single-Package Heat Pum | Both Heat Pump and Electric Re | 460 | 3 | False |  |  |  | True | Variable-Speed | 121000 | 10000 | 12.1 | 11 | 16.5 |  | 112000 | 9432 | 3.48 | 3.3 | 65000 | 7937 | 2.4 | Federally-Regulated Commercial & Industrial Equipment | 05/02/2019 |  | 04/10/2023
Daikin U.S. Corp. | McQuay | DPS010AHHG2**-6* |  | HSP-A, Single-Package Heat Pum | Both Heat Pump and Electric Re | 230 | 3 | False |  |  |  | True | Variable-Speed | 121000 | 10000 | 12.1 | 11 | 18.2 |  | 106000 | 8926 | 3.48 | 3.3 | 63000 | 7693 | 2.4 | Federally-Regulated Commercial & Industrial Equipment | 05/02/2019 |  | 04/10/2023
Daikin U.S. Corp. | McQuay | DPS010AHHG2**-6* |  | HSP-A, Single-Package Heat Pum | Both Heat Pump and Electric Re | 208 | 3 | False |  |  |  | True | Variable-Speed | 121000 | 10000 | 12.1 | 11 | 18.2 |  | 106000 | 8926 | 3.48 | 3.3 | 63000 | 7693 | 2.4 | Federally-Regulated Commercial & Industrial Equipment | 05/02/2019 |  | 04/10/2023
Daikin U.S. Corp. | McQuay | DPS010AHHG2*C-6* |  | HSP-A, Single-Package Heat Pum | Both Heat Pump and Electric Re | 230 | 3 | False |  |  |  | True | Variable-Speed | 121000 | 10000 | 12.1 | 11 | 16.5 |  | 106000 | 8926 | 3.48 | 3.3 | 63000 | 7693 | 2.4 | Federally-Regulated Commercial & Industrial Equipment | 05/02/2019 |  | 04/10/2023
Daikin U.S. Corp. | McQuay | DPS010AHHG2*C-6* |  | HSP-A, Single-Package Heat Pum | Both Heat Pump and Electric Re | 208 | 3 | False |  |  |  | True | Variable-Speed | 121000 | 10000 | 12.1 | 11 | 16.5 |  | 106000 | 8926 | 3.48 | 3.3 | 63000 | 7693 | 2.4 | Federally-Regulated Commercial & Industrial Equipment | 05/02/2019 |  | 04/10/2023
Daikin U.S. Corp. | McQuay | DPS010AHHW2**-6* |  | HSP-A, Single-Package Heat Pum | Both Heat Pump and Electric Re | 230 | 3 | False |  |  |  | True | Variable-Speed | 121000 | 10000 | 12.1 | 11 | 18.2 |  | 106000 | 8926 | 3.48 | 3.3 | 63000 | 7693 | 2.4 | Federally-Regulated Commercial & Industrial Equipment | 05/02/2019 |  | 04/10/2023
Daikin U.S. Corp. | McQuay | DPS010AHHW2**-6* |  | HSP-A, Single-Package Heat Pum | Both Heat Pump and Electric Re | 208 | 3 | False |  |  |  | True | Variable-Speed | 121000 | 10000 | 12.1 | 11 | 18.2 |  | 106000 | 8926 | 3.48 | 3.3 | 63000 | 7693 | 2.4 | Federally-Regulated Commercial & Industrial Equipment | 05/02/2019 |  | 04/10/2023
Daikin U.S. Corp. | McQuay | DPS010AHHW2*C-6* |  | HSP-A, Single-Package Heat Pum | Both Heat Pump and Electric Re | 230 | 3 | False |  |  |  | True | Variable-Speed | 121000 | 10000 | 12.1 | 11 | 16.5 |  | 106000 | 8926 | 3.48 | 3.3 | 63000 | 7693 | 2.4 | Federally-Regulated Commercial & Industrial Equipment | 05/02/2019 |  | 04/10/2023
Daikin U.S. Corp. | McQuay | DPS010AHHW2*C-6* |  | HSP-A, Single-Package Heat Pum | Both Heat Pump and Electric Re | 208 | 3 | False |  |  |  | True | Variable-Speed | 121000 | 10000 | 12.1 | 11 | 16.5 |  | 106000 | 8926 | 3.48 | 3.3 | 63000 | 7693 | 2.4 | Federally-Regulated Commercial & Industrial Equipment | 05/02/2019 |  | 04/10/2023
Daikin U.S. Corp. | McQuay | DPS010AHHE2**-6* |  | HSP-A, Single-Package Heat Pum | Both Heat Pump and Electric Re | 230 | 3 | False |  |  |  | True | Variable-Speed | 121000 | 10000 | 12.1 | 11 | 18.2 |  | 106000 | 8926 | 3.48 | 3.3 | 63000 | 7693 | 2.4 | Federally-Regulated Commercial & Industrial Equipment | 05/02/2019 |  | 04/10/2023
Daikin U.S. Corp. | McQuay | DPS010AHHE2**-6* |  | HSP-A, Single-Package Heat Pum | Both Heat Pump and Electric Re | 208 | 3 | False |  |  |  | True | Variable-Speed | 121000 | 10000 | 12.1 | 11 | 18.2 |  | 106000 | 8926 | 3.48 | 3.3 | 63000 | 7693 | 2.4 | Federally-Regulated Commercial & Industrial Equipment | 05/02/2019 |  | 04/10/2023
Daikin U.S. Corp. | McQuay | DPS010AHHE2*C-6* |  | HSP-A, Single-Package Heat Pum | Both Heat Pump and Electric Re | 230 | 3 | False |  |  |  | True | Variable-Speed | 121000 | 10000 | 12.1 | 11 | 16.5 |  | 106000 | 8926 | 3.48 | 3.3 | 63000 | 7693 | 2.4 | Federally-Regulated Commercial & Industrial Equipment | 05/02/2019 |  | 04/10/2023
Daikin U.S. Corp. | McQuay | DPS010AHHE2*C-6* |  | HSP-A, Single-Package Heat Pum | Both Heat Pump and Electric Re | 208 | 3 | False |  |  |  | True | Variable-Speed | 121000 | 10000 | 12.1 | 11 | 16.5 |  | 106000 | 8926 | 3.48 | 3.3 | 63000 | 7693 | 2.4 | Federally-Regulated Commercial & Industrial Equipment | 05/02/2019 |  | 04/10/2023
Daikin U.S. Corp. | Daikin | DZ11TA1204A* | DAT12044A* | HRCU-A-CB, Split System: Heat | Heat Pump | 460 | 3 |  | False |  |  | True | Dual-Speed | 115000 | 10454 | 11 | 10.8 | 13.5 |  | 100000 | 8881 | 3.3 | 3.3 | 60000 | 7815 | 2.25 | Federally-Regulated Commercial & Industrial Equipment | 05/31/2019 |  | 04/10/2023
Daikin U.S. Corp. | Daikin | DZ11TA0904A* | DAT09044A* | HRCU-A-CB, Split System: Heat | Heat Pump | 460 | 3 |  | False |  |  | True | Dual-Speed | 93000 | 8454 | 11 | 10.8 | 13 |  | 82000 | 7282 | 3.3 | 3.3 | 52000 | 6773 | 2.25 | Federally-Regulated Commercial & Industrial Equipment | 05/31/2019 |  | 04/10/2023
Daikin U.S. Corp. | Daikin | DPS006AHHE4**-4* |  | HSP-A, Single-Package Heat Pum | Both Heat Pump and Electric Re | 460 | 3 | False |  |  |  | True | Variable-Speed | 67000 | 6090 | 11 | 11 | 18.8 |  | 66000 | 5241 | 3.69 | 3.3 | 39000 | 4499 | 2.54 | Federally-Regulated Commercial & Industrial Equipment | 05/31/2019 |  | 04/10/2023
Daikin U.S. Corp. | Daikin | DPS006AHHG4**-4* |  | HSP-A, Single-Package Heat Pum | Both Heat Pump and Electric Re | 460 | 3 | False |  |  |  | True | Variable-Speed | 68000 | 6071 | 11.2 | 11 | 18.8 |  | 65000 | 5162 | 3.69 | 3.3 | 39000 | 4499 | 2.54 | Federally-Regulated Commercial & Industrial Equipment | 05/31/2019 |  | 04/10/2023
Daikin U.S. Corp. | Daikin | DPS006AHHY4**-4* |  | HSP-A, Single-Package Heat Pum | Both Heat Pump and Electric Re | 460 | 3 | False |  |  |  | True | Variable-Speed | 68000 | 5964 | 11.4 | 11 | 19.3 |  | 65000 | 5093 | 3.74 | 3.3 | 39000 | 4464 | 2.56 | Federally-Regulated Commercial & Industrial Equipment | 05/31/2019 |  | 04/10/2023
Daikin U.S. Corp. | Daikin | DZ13SA0484A* (2) | DAT09044A* | HRCU-A-CB, Split System: Heat | Both Heat Pump and Electric Re | 460 | 3 |  | False |  |  | True | Single-Speed | 88000 | 7652 | 11.5 | 11 | 14 |  | 82000 | 7282 | 3.3 | 3.3 | 52000 | 6626 | 2.3 | Federally-Regulated Commercial & Industrial Equipment | 07/19/2019 |  | 04/10/2023
Daikin U.S. Corp. | Daikin | DZ13SA0604A* (2) | DAT12044A* | HRCU-A-CB, Split System: Heat | Both Heat Pump and Electric Re | 460 | 3 |  | False |  |  | True | Single-Speed | 114000 | 9913 | 11.5 | 11 | 13 |  | 110000 | 9769 | 3.3 | 3.3 | 70000 | 8919 | 2.3 | Federally-Regulated Commercial & Industrial Equipment | 07/19/2019 |  | 04/10/2023
Daikin U.S. Corp. | Daikin | DPS015AHHE5**-6 |  | HSP-A, Single-Package Heat Pum | Both Heat Pump and Electric Re | 575 | 3 | False |  |  |  | True | Variable-Speed | 166000 | 15660 | 10.6 | 10.6 | 16.7 |  | 160000 | 13283 | 3.53 | 3.2 | 91000 | 12177 | 2.19 | Federally-Regulated Commercial & Industrial Equipment | 07/19/2019 |  | 04/10/2023
Daikin U.S. Corp. | Daikin | DPS010AHHY4**-4* |  | HSP-A, Single-Package Heat Pum | Both Heat Pump and Electric Re | 460 | 3 | False |  |  |  | True | Variable-Speed | 120000 | 9836 | 12.2 | 11 | 18.3 |  | 105000 | 8868 | 3.47 | 3.3 | 62000 | 7539 | 2.41 | Federally-Regulated Commercial & Industrial Equipment | 07/19/2019 |  | 04/10/2023
Daikin U.S. Corp. | Daikin | DPS007AHHE5**-3-16 |  | HSP-A, Single-Package Heat Pum | Both Heat Pump and Electric Re | 575 | 3 | False |  |  |  | True | Variable-Speed | 90000 | 7200 | 12.5 | 11 | 19.1 |  | 78000 | 6385 | 3.58 | 3.3 | 47000 | 5763 | 2.39 | Federally-Regulated Commercial & Industrial Equipment | 07/19/2019 |  | 04/10/2023
Daikin U.S. Corp. | Daikin | DPS007AHHG5**-3* |  | HSP-A, Single-Package Heat Pum | Both Heat Pump and Electric Re | 575 | 3 | False |  |  |  | True | Variable-Speed | 90000 | 7086 | 12.7 | 11 | 19.4 |  | 78000 | 6314 | 3.62 | 3.3 | 47000 | 5763 | 2.39 | Federally-Regulated Commercial & Industrial Equipment | 07/19/2019 |  | 04/10/2023
Daikin U.S. Corp. | Daikin | DPS007AHHY4**-3* |  | HSP-A, Single-Package Heat Pum | Both Heat Pump and Electric Re | 460 | 3 | False |  |  |  | True | Variable-Speed | 90000 | 6923 | 13 | 11 | 20.1 |  | 78000 | 6178 | 3.7 | 3.3 | 47000 | 5645 | 2.44 | Federally-Regulated Commercial & Industrial Equipment | 07/19/2019 |  | 04/10/2023
Daikin U.S. Corp. | Daikin | DPS007AHHG4**-3-14 |  | HSP-A, Single-Package Heat Pum | Both Heat Pump and Electric Re | 460 | 3 | False |  |  |  | True | Variable-Speed | 89000 | 7606 | 11.7 | 11 | 18.8 |  | 78000 | 6385 | 3.58 | 3.3 | 47000 | 5787 | 2.38 | Federally-Regulated Commercial & Industrial Equipment | 07/19/2019 |  | 04/10/2023
Daikin U.S. Corp. | Daikin | DPS007AHHE4**-3-16 |  | HSP-A, Single-Package Heat Pum | Both Heat Pump and Electric Re | 460 | 3 | False |  |  |  | True | Variable-Speed | 90000 | 7142 | 12.6 | 11 | 19.6 |  | 78000 | 6297 | 3.63 | 3.3 | 47000 | 5715 | 2.41 | Federally-Regulated Commercial & Industrial Equipment | 07/19/2019 |  | 04/10/2023
Daikin U.S. Corp. | Daikin | DPS010AHHG5**-4* |  | HSP-A, Single-Package Heat Pum | Both Heat Pump and Electric Re | 575 | 3 | False |  |  |  | True | Variable-Speed | 119000 | 10438 | 11.4 | 11 | 17.8 |  | 105000 | 9104 | 3.38 | 3.3 | 62000 | 7732 | 2.35 | Federally-Regulated Commercial & Industrial Equipment | 07/19/2019 |  | 04/10/2023
Daikin U.S. Corp. | Daikin | DPS007AHHE4**-3-14 |  | HSP-A, Single-Package Heat Pum | Both Heat Pump and Electric Re | 460 | 3 | False |  |  |  | True | Variable-Speed | 89000 | 7295 | 12.2 | 11 | 18.8 |  | 78000 | 6385 | 3.58 | 3.3 | 47000 | 5787 | 2.38 | Federally-Regulated Commercial & Industrial Equipment | 07/19/2019 |  | 04/10/2023
Daikin U.S. Corp. | Daikin | DPS007AHHG4**-3-16 |  | HSP-A, Single-Package Heat Pum | Both Heat Pump and Electric Re | 460 | 3 | False |  |  |  | True | Variable-Speed | 90000 | 7438 | 12.1 | 11 | 19.3 |  | 78000 | 6297 | 3.63 | 3.3 | 47000 | 5715 | 2.41 | Federally-Regulated Commercial & Industrial Equipment | 07/19/2019 |  | 04/10/2023
Daikin U.S. Corp. | Daikin | DPS007AHHY4**-3-14 |  | HSP-A, Single-Package Heat Pum | Both Heat Pump and Electric Re | 460 | 3 | False |  |  |  | True | Variable-Speed | 89000 | 6953 | 12.8 | 11 | 19.3 |  | 78000 | 6314 | 3.62 | 3.3 | 47000 | 5739 | 2.4 | Federally-Regulated Commercial & Industrial Equipment | 07/19/2019 |  | 04/10/2023
Daikin U.S. Corp. | Daikin | DPS007AHHE5**-3* |  | HSP-A, Single-Package Heat Pum | Both Heat Pump and Electric Re | 575 | 3 | False |  |  |  | True | Variable-Speed | 90000 | 7086 | 12.7 | 11 | 19.4 |  | 78000 | 6314 | 3.62 | 3.3 | 47000 | 5763 | 2.39 | Federally-Regulated Commercial & Industrial Equipment | 07/19/2019 |  | 04/10/2023
Daikin U.S. Corp. | Daikin | DPS007AHHE4**-3* |  | HSP-A, Single-Package Heat Pum | Both Heat Pump and Electric Re | 460 | 3 | False |  |  |  | True | Variable-Speed | 90000 | 7031 | 12.8 | 11 | 19.6 |  | 78000 | 6245 | 3.66 | 3.3 | 47000 | 5691 | 2.42 | Federally-Regulated Commercial & Industrial Equipment | 07/19/2019 |  | 04/10/2023
Daikin U.S. Corp. | Daikin | DPS007AHHG5**-3-16 |  | HSP-A, Single-Package Heat Pum | Both Heat Pump and Electric Re | 575 | 3 | False |  |  |  | True | Variable-Speed | 90000 | 7500 | 12 | 11 | 19.1 |  | 78000 | 6385 | 3.58 | 3.3 | 47000 | 5812 | 2.37 | Federally-Regulated Commercial & Industrial Equipment | 07/19/2019 |  | 04/10/2023
Daikin U.S. Corp. | Daikin | DPS007AHHG5**-3-14 |  | HSP-A, Single-Package Heat Pum | Both Heat Pump and Electric Re | 575 | 3 | False |  |  |  | True | Variable-Speed | 89000 | 7672 | 11.6 | 11 | 18.6 |  | 78000 | 6550 | 3.49 | 3.3 | 47000 | 5911 | 2.33 | Federally-Regulated Commercial & Industrial Equipment | 07/19/2019 |  | 04/10/2023
Daikin U.S. Corp. | Daikin | DPS015AHHY5**-6 |  | HSP-A, Single-Package Heat Pum | Both Heat Pump and Electric Re | 575 | 3 | False |  |  |  | False | Variable-Speed | 166000 | 15514 | 10.7 | 10.6 | 17 |  | 160000 | 13098 | 3.58 | 3.2 | 91000 | 12067 | 2.21 | Federally-Regulated Commercial & Industrial Equipment | 07/19/2019 |  | 04/10/2023
Daikin U.S. Corp. | Daikin | DPS010AHHY5**-4* |  | HSP-A, Single-Package Heat Pum | Both Heat Pump and Electric Re | 575 | 3 | False |  |  |  | True | Variable-Speed | 120000 | 9917 | 12.1 | 11 | 18.1 |  | 105000 | 8971 | 3.43 | 3.3 | 62000 | 7634 | 2.38 | Federally-Regulated Commercial & Industrial Equipment | 07/19/2019 |  | 04/10/2023
Daikin U.S. Corp. | Daikin | DPS007AHHG4**-3* |  | HSP-A, Single-Package Heat Pum | Both Heat Pump and Electric Re | 460 | 3 | False |  |  |  | True | Variable-Speed | 90000 | 7031 | 12.8 | 11 | 19.6 |  | 78000 | 6245 | 3.66 | 3.3 | 47000 | 5691 | 2.42 | Federally-Regulated Commercial & Industrial Equipment | 07/19/2019 |  | 04/10/2023
Daikin U.S. Corp. | Daikin | DPS007AHHY5**-3* |  | HSP-A, Single-Package Heat Pum | Both Heat Pump and Electric Re | 575 | 3 | False |  |  |  | True | Variable-Speed | 90000 | 6976 | 12.9 | 11 | 19.9 |  | 78000 | 6245 | 3.66 | 3.3 | 47000 | 5715 | 2.41 | Federally-Regulated Commercial & Industrial Equipment | 07/19/2019 |  | 04/10/2023
Daikin U.S. Corp. | Daikin | DPS010AHHE5**-4* |  | HSP-A, Single-Package Heat Pum | Both Heat Pump and Electric Re | 575 | 3 | False |  |  |  | True | Variable-Speed | 119000 | 10258 | 11.6 | 11 | 17.8 |  | 105000 | 9104 | 3.38 | 3.3 | 62000 | 7732 | 2.35 | Federally-Regulated Commercial & Industrial Equipment | 07/19/2019 |  | 04/10/2023
Daikin U.S. Corp. | Daikin | DPS007AHHY5**-3-14 |  | HSP-A, Single-Package Heat Pum | Both Heat Pump and Electric Re | 575 | 3 | False |  |  |  | True | Variable-Speed | 89000 | 7007 | 12.7 | 11 | 19.1 |  | 78000 | 6457 | 3.54 | 3.3 | 47000 | 5861 | 2.35 | Federally-Regulated Commercial & Industrial Equipment | 07/19/2019 |  | 04/10/2023
Daikin U.S. Corp. | Daikin | DPS015AHHG5**-6 |  | HSP-A, Single-Package Heat Pum | Both Heat Pump and Electric Re | 575 | 3 | False |  |  |  | False | Variable-Speed | 164000 | 15471 | 10.6 | 10.6 | 16.4 |  | 160000 | 13552 | 3.46 | 3.2 | 91000 | 12233 | 2.18 | Federally-Regulated Commercial & Industrial Equipment | 07/19/2019 |  | 04/10/2023
Daikin U.S. Corp. | Daikin | DPS007AHHY4**-3-16 |  | HSP-A, Single-Package Heat Pum | Both Heat Pump and Electric Re | 460 | 3 | False |  |  |  | True | Variable-Speed | 90000 | 7031 | 12.8 | 11 | 19.8 |  | 78000 | 6228 | 3.67 | 3.3 | 47000 | 5668 | 2.43 | Federally-Regulated Commercial & Industrial Equipment | 07/19/2019 |  | 04/10/2023
Daikin U.S. Corp. | Daikin | DPS007AHHY5**-3-16 |  | HSP-A, Single-Package Heat Pum | Both Heat Pump and Electric Re | 575 | 3 | False |  |  |  | True | Variable-Speed | 90000 | 7086 | 12.7 | 11 | 19.6 |  | 78000 | 6314 | 3.62 | 3.3 | 47000 | 5763 | 2.39 | Federally-Regulated Commercial & Industrial Equipment | 07/19/2019 |  | 04/10/2023
Daikin U.S. Corp. | Daikin | DPS010AHHG4**-4* |  | HSP-A, Single-Package Heat Pum | Both Heat Pump and Electric Re | 460 | 3 | False |  |  |  | True | Variable-Speed | 119000 | 10347 | 11.5 | 11 | 18 |  | 105000 | 8997 | 3.42 | 3.3 | 62000 | 7634 | 2.38 | Federally-Regulated Commercial & Industrial Equipment | 07/19/2019 |  | 04/10/2023
Daikin U.S. Corp. | Daikin | DPS007AHHE5**-3-14 |  | HSP-A, Single-Package Heat Pum | Both Heat Pump and Electric Re | 575 | 3 | False |  |  |  | True | Variable-Speed | 89000 | 7355 | 12.1 | 11 | 18.6 |  | 78000 | 6531 | 3.5 | 3.3 | 47000 | 5911 | 2.33 | Federally-Regulated Commercial & Industrial Equipment | 07/19/2019 |  | 04/10/2023
Daikin U.S. Corp. | Daikin | DPS010AHHE4**-4* |  | HSP-A, Single-Package Heat Pum | Both Heat Pump and Electric Re | 460 | 3 | False |  |  |  | True | Variable-Speed | 119000 | 10170 | 11.7 | 11 | 18 |  | 105000 | 8997 | 3.42 | 3.3 | 62000 | 7634 | 2.38 | Federally-Regulated Commercial & Industrial Equipment | 07/19/2019 |  | 04/10/2023
Daikin U.S. Corp. | Daikin | DCH090****V***A* |  | HSP-A, Single-Package Heat Pum | Both Heat Pump and Electric Re | 575 | 3 | False |  |  |  | False | Single-Speed | 90000 | 7826 | 11.5 | 11 | 12.8 |  | 90000 | 7757 | 3.4 | 3.3 | 52000 | 6349 | 2.4 | Federally-Regulated Commercial & Industrial Equipment | 09/23/2019 |  | 04/10/2023
Daikin U.S. Corp. | Daikin | DCH090****V***A* |  | HSP-A, Single-Package Heat Pum | Both Heat Pump and Electric Re | 460 | 3 | False |  |  |  | False | Single-Speed | 90000 | 7826 | 11.5 | 11 | 12.8 |  | 90000 | 7757 | 3.4 | 3.3 | 52000 | 6349 | 2.4 | Federally-Regulated Commercial & Industrial Equipment | 09/23/2019 |  | 04/10/2023
Daikin U.S. Corp. | Daikin | DCH090****V***A* |  | HSP-A, Single-Package Heat Pum | Both Heat Pump and Electric Re | 230 | 3 | False |  |  |  | False | Single-Speed | 90000 | 7826 | 11.5 | 11 | 12.8 |  | 90000 | 7757 | 3.4 | 3.3 | 52000 | 6349 | 2.4 | Federally-Regulated Commercial & Industrial Equipment | 09/23/2019 |  | 04/10/2023
Daikin U.S. Corp. | Daikin | DCH090****V***A* |  | HSP-A, Single-Package Heat Pum | Both Heat Pump and Electric Re | 208 | 3 | False |  |  |  | False | Single-Speed | 90000 | 7826 | 11.5 | 11 | 12.8 |  | 90000 | 7757 | 3.4 | 3.3 | 52000 | 6349 | 2.4 | Federally-Regulated Commercial & Industrial Equipment | 09/23/2019 |  | 04/10/2023
Daikin U.S. Corp. | Daikin | DCH102****V***A* |  | HSP-A, Single-Package Heat Pum | Both Heat Pump and Electric Re | 575 | 3 | False |  |  |  | False | Single-Speed | 100000 | 9009 | 11.1 | 11 | 13 |  | 102000 | 8792 | 3.4 | 3.3 | 52000 | 6773 | 2.25 | Federally-Regulated Commercial & Industrial Equipment | 09/23/2019 |  | 04/10/2023
Daikin U.S. Corp. | Daikin | DCH102****V***A* |  | HSP-A, Single-Package Heat Pum | Both Heat Pump and Electric Re | 460 | 3 | False |  |  |  | False | Single-Speed | 100000 | 9009 | 11.1 | 11 | 13 |  | 102000 | 8792 | 3.4 | 3.3 | 52000 | 6773 | 2.25 | Federally-Regulated Commercial & Industrial Equipment | 09/23/2019 |  | 04/10/2023
Daikin U.S. Corp. | Daikin | DCH102****V***A* |  | HSP-A, Single-Package Heat Pum | Both Heat Pump and Electric Re | 230 | 3 | False |  |  |  | False | Single-Speed | 100000 | 9009 | 11.1 | 11 | 13 |  | 102000 | 8792 | 3.4 | 3.3 | 55500 | 7229 | 2.25 | Federally-Regulated Commercial & Industrial Equipment | 09/23/2019 |  | 04/10/2023
Daikin U.S. Corp. | Daikin | DCH102****V***A* |  | HSP-A, Single-Package Heat Pum | Both Heat Pump and Electric Re | 208 | 3 | False |  |  |  | False | Single-Speed | 100000 | 9009 | 11.1 | 11 | 13 |  | 102000 | 8792 | 3.4 | 3.3 | 52000 | 6773 | 2.25 | Federally-Regulated Commercial & Industrial Equipment | 09/23/2019 |  | 04/10/2023
Daikin U.S. Corp. | Daikin | DCH120****V***A* |  | HSP-A, Single-Package Heat Pum | Both Heat Pump and Electric Re | 575 | 3 | False |  |  |  | False | Single-Speed | 113000 | 10180 | 11.1 | 11 | 12.6 |  | 116000 | 9999 | 3.4 | 3.3 | 56000 | 7135 | 2.3 | Federally-Regulated Commercial & Industrial Equipment | 09/23/2019 |  | 04/10/2023
Daikin U.S. Corp. | Daikin | DCH120****V***A* |  | HSP-A, Single-Package Heat Pum | Both Heat Pump and Electric Re | 460 | 3 | False |  |  |  | False | Single-Speed | 113000 | 10180 | 11.1 | 11 | 12.6 |  | 116000 | 9999 | 3.4 | 3.3 | 56000 | 7135 | 2.3 | Federally-Regulated Commercial & Industrial Equipment | 09/23/2019 |  | 04/10/2023
Daikin U.S. Corp. | Daikin | DCH120****V***A* |  | HSP-A, Single-Package Heat Pum | Both Heat Pump and Electric Re | 230 | 3 | False |  |  |  | False | Single-Speed | 113000 | 10180 | 11.1 | 11 | 12.6 |  | 116000 | 9999 | 3.4 | 3.3 | 56000 | 7135 | 2.3 | Federally-Regulated Commercial & Industrial Equipment | 09/23/2019 |  | 04/10/2023
Daikin U.S. Corp. | Daikin | DCH120****V***A* |  | HSP-A, Single-Package Heat Pum | Both Heat Pump and Electric Re | 208 | 3 | False |  |  |  | False | Single-Speed | 113000 | 10180 | 11.1 | 11 | 12.6 |  | 116000 | 9999 | 3.4 | 3.3 | 56000 | 7135 | 2.3 | Federally-Regulated Commercial & Industrial Equipment | 09/23/2019 |  | 04/10/2023
Daikin U.S. Corp. | Daikin | DZ13SA0483A* (2) | DAT09043A* | HRCU-A-CB, Split System: Heat | Both Heat Pump and Electric Re | 230 | 3 |  | False |  |  | True | Single-Speed | 88000 | 7652 | 11.5 | 11 | 14 |  | 82000 | 7282 | 3.3 | 3.3 | 52000 | 6626 | 2.3 | Federally-Regulated Commercial & Industrial Equipment | 09/23/2019 |  | 04/10/2023
Daikin U.S. Corp. | Daikin | DZ13SA0483A* (2) | DAT09043A* | HRCU-A-CB, Split System: Heat | Both Heat Pump and Electric Re | 208 | 3 |  | False |  |  | True | Single-Speed | 88000 | 7652 | 11.5 | 11 | 14 |  | 82000 | 7282 | 3.3 | 3.3 | 52000 | 6626 | 2.3 | Federally-Regulated Commercial & Industrial Equipment | 09/23/2019 |  | 04/10/2023
Daikin U.S. Corp. | Daikin | DZ13SA0603A* (2) | DAT12043A* | HRCU-A-CB, Split System: Heat | Both Heat Pump and Electric Re | 230 | 3 |  | False |  |  | True | Single-Speed | 114000 | 9913 | 11.5 | 11 | 13 |  | 110000 | 9769 | 3.3 | 3.3 | 70000 | 8919 | 2.3 | Federally-Regulated Commercial & Industrial Equipment | 09/23/2019 |  | 04/10/2023
Daikin U.S. Corp. | Daikin | DZ13SA0603A* (2) | DAT12043A* | HRCU-A-CB, Split System: Heat | Both Heat Pump and Electric Re | 208 | 3 |  | False |  |  | True | Single-Speed | 114000 | 9913 | 11.5 | 11 | 13 |  | 110000 | 9769 | 3.3 | 3.3 | 70000 | 8919 | 2.3 | Federally-Regulated Commercial & Industrial Equipment | 09/23/2019 |  | 04/10/2023
Daikin U.S. Corp. | Daikin | DZ11TA1203A* | DAT12043A* | HRCU-A-CB, Split System: Heat | Heat Pump | 230 | 3 |  | False |  |  | True | Dual-Speed | 115000 | 10454 | 11 | 10.8 | 13.5 |  | 100000 | 8881 | 3.3 | 3.3 | 60000 | 7815 | 2.25 | Federally-Regulated Commercial & Industrial Equipment | 09/23/2019 |  | 04/10/2023
Daikin U.S. Corp. | Daikin | DZ11TA1203A* | DAT12043A* | HRCU-A-CB, Split System: Heat | Heat Pump | 208 | 3 |  | False |  |  | True | Dual-Speed | 115000 | 10454 | 11 | 10.8 | 13.5 |  | 100000 | 8881 | 3.3 | 3.3 | 60000 | 7815 | 2.25 | Federally-Regulated Commercial & Industrial Equipment | 09/23/2019 |  | 04/10/2023
Daikin U.S. Corp. | Daikin | DCH072****V***A* |  | HSP-A, Single-Package Heat Pum | Both Heat Pump and Electric Re | 575 | 3 | False |  |  |  | True | Dual-Speed | 69000 | 6160 | 11.2 | 11 | 15 |  | 69000 | 5465 | 3.7 | 3.3 | 38000 | 4842 | 2.3 | Federally-Regulated Commercial & Industrial Equipment | 09/23/2019 |  | 04/10/2023
Daikin U.S. Corp. | Daikin | DCH072****V***A* |  | HSP-A, Single-Package Heat Pum | Both Heat Pump and Electric Re | 460 | 3 | False |  |  |  | True | Dual-Speed | 69000 | 6160 | 11.2 | 11 | 15 |  | 69000 | 5465 | 3.7 | 3.3 | 38000 | 4842 | 2.3 | Federally-Regulated Commercial & Industrial Equipment | 09/23/2019 |  | 04/10/2023
Daikin U.S. Corp. | Daikin | DCH072****V***A* |  | HSP-A, Single-Package Heat Pum | Both Heat Pump and Electric Re | 230 | 3 | False |  |  |  | True | Dual-Speed | 69000 | 6160 | 11.2 | 11 | 15 |  | 69000 | 5465 | 3.7 | 3.3 | 38000 | 4842 | 2.3 | Federally-Regulated Commercial & Industrial Equipment | 09/23/2019 |  | 04/10/2023
Daikin U.S. Corp. | Daikin | DCH072****V***A* |  | HSP-A, Single-Package Heat Pum | Both Heat Pump and Electric Re | 208 | 3 | False |  |  |  | True | Dual-Speed | 69000 | 6160 | 11.2 | 11 | 15 |  | 69000 | 5465 | 3.7 | 3.3 | 38000 | 4842 | 2.3 | Federally-Regulated Commercial & Industrial Equipment | 09/23/2019 |  | 04/10/2023
Daikin U.S. Corp. | Daikin | DCH150****V***A* |  | HSP-A, Single-Package Heat Pum | Both Heat Pump and Electric Re | 575 | 3 | False |  |  |  | False | Single-Speed | 140000 | 13207 | 10.6 | 10.6 | 11.8 |  | 142000 | 13005 | 3.2 | 3.2 | 82000 | 11443 | 2.1 | Federally-Regulated Commercial & Industrial Equipment | 09/23/2019 |  | 04/10/2023
Daikin U.S. Corp. | Daikin | DCH150****V***A* |  | HSP-A, Single-Package Heat Pum | Both Heat Pump and Electric Re | 460 | 3 | False |  |  |  | False | Single-Speed | 140000 | 13207 | 10.6 | 10.6 | 11.8 |  | 142000 | 13005 | 3.2 | 3.2 | 82000 | 11443 | 2.1 | Federally-Regulated Commercial & Industrial Equipment | 09/23/2019 |  | 04/10/2023
Daikin U.S. Corp. | Daikin | DCH150****V***A* |  | HSP-A, Single-Package Heat Pum | Both Heat Pump and Electric Re | 230 | 3 | False |  |  |  | False | Single-Speed | 140000 | 13207 | 10.6 | 10.6 | 11.8 |  | 142000 | 13005 | 3.2 | 3.2 | 82000 | 11443 | 2.1 | Federally-Regulated Commercial & Industrial Equipment | 09/23/2019 |  | 04/10/2023
Daikin U.S. Corp. | Daikin | DCH150****V***A* |  | HSP-A, Single-Package Heat Pum | Both Heat Pump and Electric Re | 208 | 3 | False |  |  |  | False | Single-Speed | 140000 | 13207 | 10.6 | 10.6 | 11.8 |  | 142000 | 13005 | 3.2 | 3.2 | 82000 | 11443 | 2.1 | Federally-Regulated Commercial & Industrial Equipment | 09/23/2019 |  | 04/10/2023
Daikin U.S. Corp. | Daikin | DZ11TA0903A* | DAT09043A* | HRCU-A-CB, Split System: Heat | Heat Pump | 230 | 3 |  | False |  |  | True | Dual-Speed | 93000 | 8454 | 11 | 10.8 | 13 |  | 82000 | 7282 | 3.3 | 3.3 | 52000 | 6773 | 2.25 | Federally-Regulated Commercial & Industrial Equipment | 09/23/2019 |  | 04/10/2023
Daikin U.S. Corp. | Daikin | DZ11TA0903A* | DAT09043A* | HRCU-A-CB, Split System: Heat | Heat Pump | 208 | 3 |  | False |  |  | True | Dual-Speed | 93000 | 8454 | 11 | 10.8 | 13 |  | 82000 | 7282 | 3.3 | 3.3 | 52000 | 6773 | 2.25 | Federally-Regulated Commercial & Industrial Equipment | 09/23/2019 |  | 04/10/2023
Daikin U.S. Corp. | Daikin | DPS012AHHG4**-4* |  | HSP-A, Single-Package Heat Pum | Both Heat Pump and Electric Re | 460 | 3 | False |  |  |  | True | Variable-Speed | 142000 | 12909 | 11 | 10.6 | 17.5 |  | 136000 | 11388 | 3.5 | 3.2 | 77000 | 9727 | 2.32 | Federally-Regulated Commercial & Industrial Equipment | 09/23/2019 |  | 04/10/2023
Daikin U.S. Corp. | Daikin | DPS012AHHE5**-4* |  | HSP-A, Single-Package Heat Pum | Both Heat Pump and Electric Re | 575 | 3 | False |  |  |  | True | Variable-Speed | 142000 | 12909 | 11 | 10.6 | 17.6 |  | 136000 | 11553 | 3.45 | 3.2 | 77000 | 9854 | 2.29 | Federally-Regulated Commercial & Industrial Equipment | 09/23/2019 |  | 04/10/2023
Daikin U.S. Corp. | Daikin | DPS012AHHY5**-4* |  | HSP-A, Single-Package Heat Pum | Both Heat Pump and Electric Re | 575 | 3 | False |  |  |  | True | Variable-Speed | 142000 | 12724 | 11.16 | 10.6 | 17.9 |  | 136000 | 11071 | 3.6 | 3.2 | 77000 | 9727 | 2.32 | Federally-Regulated Commercial & Industrial Equipment | 09/23/2019 |  | 04/10/2023
Daikin U.S. Corp. | Daikin | DPS012AHHE4**-4* |  | HSP-A, Single-Package Heat Pum | Both Heat Pump and Electric Re | 460 | 3 | False |  |  |  | True | Variable-Speed | 142000 | 12827 | 11.07 | 10.6 | 17.7 |  | 136000 | 11388 | 3.5 | 3.2 | 77000 | 9727 | 2.32 | Federally-Regulated Commercial & Industrial Equipment | 09/23/2019 |  | 04/10/2023
Daikin U.S. Corp. | Daikin | DPS012AHHY4**-4* |  | HSP-A, Single-Package Heat Pum | Both Heat Pump and Electric Re | 460 | 3 | False |  |  |  | True | Variable-Speed | 142000 | 12611 | 11.26 | 10.6 | 18 |  | 136000 | 10920 | 3.65 | 3.2 | 77000 | 9602 | 2.35 | Federally-Regulated Commercial & Industrial Equipment | 09/23/2019 |  | 04/10/2023
Daikin U.S. Corp. | Daikin | DPS012AHHG5**-4* |  | HSP-A, Single-Package Heat Pum | Both Heat Pump and Electric Re | 575 | 3 | False |  |  |  | True | Variable-Speed | 142000 | 12909 | 11 | 10.6 | 17.4 |  | 136000 | 11553 | 3.45 | 3.2 | 77000 | 9854 | 2.29 | Federally-Regulated Commercial & Industrial Equipment | 09/23/2019 |  | 04/10/2023
Daikin U.S. Corp. | Daikin | DPS016AHHE-24 |  | HSP-A, Single-Package Heat Pum | Both Heat Pump and Electric Re | 575 | 3 | False |  |  |  | True | Variable-Speed | 166000 | 13833 | 12 | 10.6 | 21.2 |  | 160000 | 13208 | 3.55 | 3.2 | 95000 | 12211 | 2.28 | Federally-Regulated Commercial & Industrial Equipment | 09/23/2019 |  | 04/10/2023
Daikin U.S. Corp. | Daikin | DPS016AHHE-24 |  | HSP-A, Single-Package Heat Pum | Both Heat Pump and Electric Re | 460 | 3 | False |  |  |  | True | Variable-Speed | 166000 | 13833 | 12 | 10.6 | 21.2 |  | 160000 | 13208 | 3.55 | 3.2 | 95000 | 12211 | 2.28 | Federally-Regulated Commercial & Industrial Equipment | 09/23/2019 |  | 04/10/2023
Daikin U.S. Corp. | Daikin | DPS016AHHE-24 |  | HSP-A, Single-Package Heat Pum | Both Heat Pump and Electric Re | 230 | 3 | False |  |  |  | True | Variable-Speed | 166000 | 13833 | 12 | 10.6 | 21.2 |  | 160000 | 13208 | 3.55 | 3.2 | 95000 | 12211 | 2.28 | Federally-Regulated Commercial & Industrial Equipment | 09/23/2019 |  | 04/10/2023
Daikin U.S. Corp. | Daikin | DPS016AHHE-24 |  | HSP-A, Single-Package Heat Pum | Both Heat Pump and Electric Re | 208 | 3 | False |  |  |  | True | Variable-Speed | 166000 | 13833 | 12 | 10.6 | 21.2 |  | 160000 | 13208 | 3.55 | 3.2 | 95000 | 12211 | 2.28 | Federally-Regulated Commercial & Industrial Equipment | 09/23/2019 |  | 04/10/2023
Daikin U.S. Corp. | Daikin | DPS018AHHE-24H |  | HSP-A, Single-Package Heat Pum | Both Heat Pump and Electric Re | 575 | 3 | False |  |  |  | True | Variable-Speed | 178000 | 16181 | 11 | 10.6 | 19.6 |  | 174000 | 14569 | 3.5 | 3.2 | 106000 | 13685 | 2.27 | Federally-Regulated Commercial & Industrial Equipment | 09/23/2019 |  | 04/10/2023
Daikin U.S. Corp. | Daikin | DPS018AHHE-24H |  | HSP-A, Single-Package Heat Pum | Both Heat Pump and Electric Re | 460 | 3 | False |  |  |  | True | Variable-Speed | 178000 | 16181 | 11 | 10.6 | 19.6 |  | 174000 | 14569 | 3.5 | 3.2 | 106000 | 13685 | 2.27 | Federally-Regulated Commercial & Industrial Equipment | 09/23/2019 |  | 04/10/2023
Daikin U.S. Corp. | Daikin | DPS018AHHE-24H |  | HSP-A, Single-Package Heat Pum | Both Heat Pump and Electric Re | 230 | 3 | False |  |  |  | True | Variable-Speed | 178000 | 16181 | 11 | 10.6 | 19.6 |  | 174000 | 14569 | 3.5 | 3.2 | 106000 | 13685 | 2.27 | Federally-Regulated Commercial & Industrial Equipment | 09/23/2019 |  | 04/10/2023
Daikin U.S. Corp. | Daikin | DPS018AHHE-24H |  | HSP-A, Single-Package Heat Pum | Both Heat Pump and Electric Re | 208 | 3 | False |  |  |  | True | Variable-Speed | 178000 | 16181 | 11 | 10.6 | 19.6 |  | 174000 | 14569 | 3.5 | 3.2 | 106000 | 13685 | 2.27 | Federally-Regulated Commercial & Industrial Equipment | 09/23/2019 |  | 04/10/2023
Daikin U.S. Corp. | Daikin | DPS007AHHG2**-3-16 |  | HSP-A, Single-Package Heat Pum | Both Heat Pump and Electric Re | 230 | 3 | False |  |  |  | True | Variable-Speed | 90000 | 7438 | 12.1 | 11 | 19.3 |  | 78000 | 6297 | 3.63 | 3.3 | 47000 | 5715 | 2.41 | Federally-Regulated Commercial & Industrial Equipment | 09/23/2019 |  | 04/10/2023
Daikin U.S. Corp. | Daikin | DPS007AHHG2**-3-16 |  | HSP-A, Single-Package Heat Pum | Both Heat Pump and Electric Re | 208 | 3 | False |  |  |  | True | Variable-Speed | 90000 | 7438 | 12.1 | 11 | 19.3 |  | 78000 | 6297 | 3.63 | 3.3 | 47000 | 5715 | 2.41 | Federally-Regulated Commercial & Industrial Equipment | 09/23/2019 |  | 04/10/2023
Daikin U.S. Corp. | Daikin | DPS015AHHY4**-6 |  | HSP-A, Single-Package Heat Pum | Both Heat Pump and Electric Re | 460 | 3 | False |  |  |  | False | Variable-Speed | 166000 | 15229 | 10.9 | 10.6 | 17.3 |  | 160000 | 12882 | 3.64 | 3.2 | 91000 | 11853 | 2.25 | Federally-Regulated Commercial & Industrial Equipment | 09/23/2019 |  | 04/10/2023
Daikin U.S. Corp. | Daikin | DPS015AHHY4**-6 |  | HSP-A, Single-Package Heat Pum | Both Heat Pump and Electric Re | 230 | 3 | False |  |  |  | False | Variable-Speed | 166000 | 15229 | 10.9 | 10.6 | 17.3 |  | 160000 | 12882 | 3.64 | 3.2 | 91000 | 11853 | 2.25 | Federally-Regulated Commercial & Industrial Equipment | 09/23/2019 |  | 04/10/2023
Daikin U.S. Corp. | Daikin | DPS015AHHY4**-6 |  | HSP-A, Single-Package Heat Pum | Both Heat Pump and Electric Re | 208 | 3 | False |  |  |  | False | Variable-Speed | 166000 | 15229 | 10.9 | 10.6 | 17.3 |  | 160000 | 12882 | 3.64 | 3.2 | 91000 | 11853 | 2.25 | Federally-Regulated Commercial & Industrial Equipment | 09/23/2019 |  | 04/10/2023
Daikin U.S. Corp. | Daikin | DPS016AHHY-24H |  | HSP-A, Single-Package Heat Pum | Heat Pump | 575 | 3 | False |  |  |  | True | Variable-Speed | 168000 | 13884 | 12.1 | 10.4 | 21.2 |  | 158000 | 12617 | 3.67 | 3.2 | 93000 | 11647 | 2.34 | Federally-Regulated Commercial & Industrial Equipment | 09/23/2019 |  | 04/10/2023
Daikin U.S. Corp. | Daikin | DPS016AHHY-24H |  | HSP-A, Single-Package Heat Pum | Heat Pump | 460 | 3 | False |  |  |  | True | Variable-Speed | 168000 | 13884 | 12.1 | 10.4 | 21.2 |  | 158000 | 12617 | 3.67 | 3.2 | 93000 | 11647 | 2.34 | Federally-Regulated Commercial & Industrial Equipment | 09/23/2019 |  | 04/10/2023
Daikin U.S. Corp. | Daikin | DPS016AHHY-24H |  | HSP-A, Single-Package Heat Pum | Heat Pump | 230 | 3 | False |  |  |  | True | Variable-Speed | 168000 | 13884 | 12.1 | 10.4 | 21.2 |  | 158000 | 12617 | 3.67 | 3.2 | 93000 | 11647 | 2.34 | Federally-Regulated Commercial & Industrial Equipment | 09/23/2019 |  | 04/10/2023
Daikin U.S. Corp. | Daikin | DPS016AHHY-24H |  | HSP-A, Single-Package Heat Pum | Heat Pump | 208 | 3 | False |  |  |  | True | Variable-Speed | 168000 | 13884 | 12.1 | 10.4 | 21.2 |  | 158000 | 12617 | 3.67 | 3.2 | 93000 | 11647 | 2.34 | Federally-Regulated Commercial & Industrial Equipment | 09/23/2019 |  | 04/10/2023
Daikin U.S. Corp. | Daikin | DPS012AHHG2**-4* |  | HSP-A, Single-Package Heat Pum | Both Heat Pump and Electric Re | 230 | 3 | False |  |  |  | True | Variable-Speed | 142000 | 12827 | 11.07 | 10.6 | 17.9 |  | 136000 | 11388 | 3.5 | 3.2 | 77000 | 9727 | 2.32 | Federally-Regulated Commercial & Industrial Equipment | 09/23/2019 |  | 04/10/2023
Daikin U.S. Corp. | Daikin | DPS012AHHG2**-4* |  | HSP-A, Single-Package Heat Pum | Both Heat Pump and Electric Re | 208 | 3 | False |  |  |  | True | Variable-Speed | 142000 | 12827 | 11.07 | 10.6 | 17.5 |  | 136000 | 11388 | 3.5 | 3.2 | 77000 | 9727 | 2.32 | Federally-Regulated Commercial & Industrial Equipment | 09/23/2019 |  | 04/10/2023
Daikin U.S. Corp. | Daikin | DPS020AHHE-24 |  | HSP-A, Single-Package Heat Pum | Both Heat Pump and Electric Re | 575 | 3 | False |  |  |  | True | Variable-Speed | 236000 | 21851 | 10.8 | 10.6 | 18.6 |  | 216000 | 18618 | 3.4 | 3.2 | 132000 | 17584 | 2.2 | Federally-Regulated Commercial & Industrial Equipment | 09/23/2019 |  | 04/10/2023
Daikin U.S. Corp. | Daikin | DPS020AHHE-24 |  | HSP-A, Single-Package Heat Pum | Both Heat Pump and Electric Re | 460 | 3 | False |  |  |  | True | Variable-Speed | 236000 | 21851 | 10.8 | 10.6 | 18.6 |  | 216000 | 18618 | 3.4 | 3.2 | 132000 | 17584 | 2.2 | Federally-Regulated Commercial & Industrial Equipment | 09/23/2019 |  | 04/10/2023
Daikin U.S. Corp. | Daikin | DPS020AHHE-24 |  | HSP-A, Single-Package Heat Pum | Both Heat Pump and Electric Re | 230 | 3 | False |  |  |  | True | Variable-Speed | 236000 | 21851 | 10.8 | 10.6 | 18.6 |  | 216000 | 18618 | 3.4 | 3.2 | 132000 | 17584 | 2.2 | Federally-Regulated Commercial & Industrial Equipment | 09/23/2019 |  | 04/10/2023
Daikin U.S. Corp. | Daikin | DPS020AHHE-24 |  | HSP-A, Single-Package Heat Pum | Both Heat Pump and Electric Re | 208 | 3 | False |  |  |  | True | Variable-Speed | 236000 | 21851 | 10.8 | 10.6 | 18.6 |  | 216000 | 18618 | 3.4 | 3.2 | 132000 | 17584 | 2.2 | Federally-Regulated Commercial & Industrial Equipment | 09/23/2019 |  | 04/10/2023
Daikin U.S. Corp. | Daikin | DPS007AHHG2**-3* |  | HSP-A, Single-Package Heat Pum | Both Heat Pump and Electric Re | 230 | 3 | False |  |  |  | True | Variable-Speed | 90000 | 7031 | 12.8 | 11 | 19.6 |  | 78000 | 6245 | 3.66 | 3.3 | 47000 | 5691 | 2.42 | Federally-Regulated Commercial & Industrial Equipment | 09/23/2019 |  | 04/10/2023
Daikin U.S. Corp. | Daikin | DPS007AHHG2**-3* |  | HSP-A, Single-Package Heat Pum | Both Heat Pump and Electric Re | 208 | 3 | False |  |  |  | True | Variable-Speed | 90000 | 7031 | 12.8 | 11 | 19.6 |  | 78000 | 6245 | 3.66 | 3.3 | 47000 | 5691 | 2.42 | Federally-Regulated Commercial & Industrial Equipment | 09/23/2019 |  | 04/10/2023
Daikin U.S. Corp. | Daikin | DPS016AHHE-20 |  | HSP-A, Single-Package Heat Pum | Both Heat Pump and Electric Re | 575 | 3 | False |  |  |  | True | Variable-Speed | 166000 | 14434 | 11.5 | 10.6 | 20.5 |  | 160000 | 13208 | 3.55 | 3.2 | 95000 | 12211 | 2.28 | Federally-Regulated Commercial & Industrial Equipment | 09/23/2019 |  | 04/10/2023
Daikin U.S. Corp. | Daikin | DPS016AHHE-20 |  | HSP-A, Single-Package Heat Pum | Both Heat Pump and Electric Re | 460 | 3 | False |  |  |  | True | Variable-Speed | 166000 | 14434 | 11.5 | 10.6 | 20.5 |  | 160000 | 13208 | 3.55 | 3.2 | 95000 | 12211 | 2.28 | Federally-Regulated Commercial & Industrial Equipment | 09/23/2019 |  | 04/10/2023
Daikin U.S. Corp. | Daikin | DPS016AHHE-20 |  | HSP-A, Single-Package Heat Pum | Both Heat Pump and Electric Re | 230 | 3 | False |  |  |  | True | Variable-Speed | 166000 | 14434 | 11.5 | 10.6 | 20.5 |  | 160000 | 13208 | 3.55 | 3.2 | 95000 | 12211 | 2.28 | Federally-Regulated Commercial & Industrial Equipment | 09/23/2019 |  | 04/10/2023
Daikin U.S. Corp. | Daikin | DPS016AHHE-20 |  | HSP-A, Single-Package Heat Pum | Both Heat Pump and Electric Re | 208 | 3 | False |  |  |  | True | Variable-Speed | 166000 | 14434 | 11.5 | 10.6 | 20.5 |  | 160000 | 13208 | 3.55 | 3.2 | 95000 | 12211 | 2.28 | Federally-Regulated Commercial & Industrial Equipment | 09/23/2019 |  | 04/10/2023
Daikin U.S. Corp. | Daikin | DPS010AHHY2**-4* |  | HSP-A, Single-Package Heat Pum | Both Heat Pump and Electric Re | 230 | 3 | False |  |  |  | True | Variable-Speed | 120000 | 9836 | 12.2 | 11 | 18.3 |  | 105000 | 8868 | 3.47 | 3.3 | 62000 | 7539 | 2.41 | Federally-Regulated Commercial & Industrial Equipment | 09/23/2019 |  | 04/10/2023
Daikin U.S. Corp. | Daikin | DPS010AHHY2**-4* |  | HSP-A, Single-Package Heat Pum | Both Heat Pump and Electric Re | 208 | 3 | False |  |  |  | True | Variable-Speed | 120000 | 9836 | 12.2 | 11 | 18.3 |  | 105000 | 8868 | 3.47 | 3.3 | 62000 | 7539 | 2.41 | Federally-Regulated Commercial & Industrial Equipment | 09/23/2019 |  | 04/10/2023
Daikin U.S. Corp. | Daikin | DPS007AHHE2**-3-16 |  | HSP-A, Single-Package Heat Pum | Both Heat Pump and Electric Re | 230 | 3 | False |  |  |  | True | Variable-Speed | 90000 | 7142 | 12.6 | 11 | 19.3 |  | 78000 | 6297 | 3.63 | 3.3 | 47000 | 5715 | 2.41 | Federally-Regulated Commercial & Industrial Equipment | 09/23/2019 |  | 04/10/2023
Daikin U.S. Corp. | Daikin | DPS007AHHE2**-3-16 |  | HSP-A, Single-Package Heat Pum | Both Heat Pump and Electric Re | 208 | 3 | False |  |  |  | True | Variable-Speed | 90000 | 7142 | 12.6 | 11 | 19.3 |  | 78000 | 6297 | 3.63 | 3.3 | 47000 | 5715 | 2.41 | Federally-Regulated Commercial & Industrial Equipment | 09/23/2019 |  | 04/10/2023
Daikin U.S. Corp. | Daikin | DPS007AHHY2**-3-16 |  | HSP-A, Single-Package Heat Pum | Both Heat Pump and Electric Re | 230 | 3 | False |  |  |  | True | Variable-Speed | 90000 | 7031 | 12.8 | 11 | 19.8 |  | 78000 | 6228 | 3.67 | 3.3 | 47000 | 5668 | 2.43 | Federally-Regulated Commercial & Industrial Equipment | 09/23/2019 |  | 04/10/2023
Daikin U.S. Corp. | Daikin | DPS007AHHY2**-3-16 |  | HSP-A, Single-Package Heat Pum | Both Heat Pump and Electric Re | 208 | 3 | False |  |  |  | True | Variable-Speed | 90000 | 7031 | 12.8 | 11 | 19.8 |  | 78000 | 6228 | 3.67 | 3.3 | 47000 | 5668 | 2.43 | Federally-Regulated Commercial & Industrial Equipment | 09/23/2019 |  | 04/10/2023
Daikin U.S. Corp. | Daikin | DPS018AHHE-24 |  | HSP-A, Single-Package Heat Pum | Both Heat Pump and Electric Re | 575 | 3 | False |  |  |  | True | Variable-Speed | 180000 | 15789 | 11.4 | 10.6 | 20.9 |  | 172000 | 14002 | 3.6 | 3.2 | 104000 | 13081 | 2.33 | Federally-Regulated Commercial & Industrial Equipment | 09/23/2019 |  | 04/10/2023
Daikin U.S. Corp. | Daikin | DPS018AHHE-24 |  | HSP-A, Single-Package Heat Pum | Both Heat Pump and Electric Re | 460 | 3 | False |  |  |  | True | Variable-Speed | 180000 | 15789 | 11.4 | 10.6 | 20.9 |  | 172000 | 14002 | 3.6 | 3.2 | 104000 | 13081 | 2.33 | Federally-Regulated Commercial & Industrial Equipment | 09/23/2019 |  | 04/10/2023
Daikin U.S. Corp. | Daikin | DPS018AHHE-24 |  | HSP-A, Single-Package Heat Pum | Both Heat Pump and Electric Re | 230 | 3 | False |  |  |  | True | Variable-Speed | 180000 | 15789 | 11.4 | 10.6 | 20.9 |  | 172000 | 14002 | 3.6 | 3.2 | 104000 | 13081 | 2.33 | Federally-Regulated Commercial & Industrial Equipment | 09/23/2019 |  | 04/10/2023
Daikin U.S. Corp. | Daikin | DPS018AHHE-24 |  | HSP-A, Single-Package Heat Pum | Both Heat Pump and Electric Re | 208 | 3 | False |  |  |  | True | Variable-Speed | 180000 | 15789 | 11.4 | 10.6 | 20.9 |  | 172000 | 14002 | 3.6 | 3.2 | 104000 | 13081 | 2.33 | Federally-Regulated Commercial & Industrial Equipment | 09/23/2019 |  | 04/10/2023
Daikin U.S. Corp. | Daikin | DPS012AHHY2**-4* |  | HSP-A, Single-Package Heat Pum | Both Heat Pump and Electric Re | 230 | 3 | False |  |  |  | True | Variable-Speed | 142000 | 12611 | 11.26 | 10.6 | 18.2 |  | 136000 | 10920 | 3.65 | 3.2 | 77000 | 9602 | 2.35 | Federally-Regulated Commercial & Industrial Equipment | 09/23/2019 |  | 04/10/2023
Daikin U.S. Corp. | Daikin | DPS012AHHY2**-4* |  | HSP-A, Single-Package Heat Pum | Both Heat Pump and Electric Re | 208 | 3 | False |  |  |  | True | Variable-Speed | 142000 | 12611 | 11.26 | 10.6 | 18 |  | 136000 | 10920 | 3.65 | 3.2 | 77000 | 9602 | 2.35 | Federally-Regulated Commercial & Industrial Equipment | 09/23/2019 |  | 04/10/2023
Daikin U.S. Corp. | Daikin | DPS016AHHY-24 |  | HSP-A, Single-Package Heat Pum | Heat Pump | 575 | 3 | False |  |  |  | True | Variable-Speed | 168000 | 13770 | 12.2 | 10.4 | 21.3 |  | 158000 | 12617 | 3.67 | 3.2 | 93000 | 11647 | 2.34 | Federally-Regulated Commercial & Industrial Equipment | 09/23/2019 |  | 04/10/2023
Daikin U.S. Corp. | Daikin | DPS016AHHY-24 |  | HSP-A, Single-Package Heat Pum | Heat Pump | 460 | 3 | False |  |  |  | True | Variable-Speed | 168000 | 13770 | 12.2 | 10.4 | 21.3 |  | 158000 | 12617 | 3.67 | 3.2 | 93000 | 11647 | 2.34 | Federally-Regulated Commercial & Industrial Equipment | 09/23/2019 |  | 04/10/2023
Daikin U.S. Corp. | Daikin | DPS016AHHY-24 |  | HSP-A, Single-Package Heat Pum | Heat Pump | 230 | 3 | False |  |  |  | True | Variable-Speed | 168000 | 13770 | 12.2 | 10.4 | 21.3 |  | 158000 | 12617 | 3.67 | 3.2 | 93000 | 11647 | 2.34 | Federally-Regulated Commercial & Industrial Equipment | 09/23/2019 |  | 04/10/2023
Daikin U.S. Corp. | Daikin | DPS016AHHY-24 |  | HSP-A, Single-Package Heat Pum | Heat Pump | 208 | 3 | False |  |  |  | True | Variable-Speed | 168000 | 13770 | 12.2 | 10.4 | 21.3 |  | 158000 | 12617 | 3.67 | 3.2 | 93000 | 11647 | 2.34 | Federally-Regulated Commercial & Industrial Equipment | 09/23/2019 |  | 04/10/2023
Daikin U.S. Corp. | Daikin | DPS007AHHE2**-3-14 |  | HSP-A, Single-Package Heat Pum | Both Heat Pump and Electric Re | 230 | 3 | False |  |  |  | True | Variable-Speed | 89000 | 7295 | 12.2 | 11 | 18.8 |  | 78000 | 6385 | 3.58 | 3.3 | 47000 | 5787 | 2.38 | Federally-Regulated Commercial & Industrial Equipment | 09/23/2019 |  | 04/10/2023
Daikin U.S. Corp. | Daikin | DPS007AHHE2**-3-14 |  | HSP-A, Single-Package Heat Pum | Both Heat Pump and Electric Re | 208 | 3 | False |  |  |  | True | Variable-Speed | 89000 | 7295 | 12.2 | 11 | 18.8 |  | 78000 | 6385 | 3.58 | 3.3 | 47000 | 5787 | 2.38 | Federally-Regulated Commercial & Industrial Equipment | 09/23/2019 |  | 04/10/2023
Daikin U.S. Corp. | Daikin | DPS018AHHY-24H |  | HSP-A, Single-Package Heat Pum | Heat Pump | 575 | 3 | False |  |  |  | True | Variable-Speed | 180000 | 15789 | 11.4 | 10.4 | 20.9 |  | 172000 | 14002 | 3.6 | 3.2 | 104000 | 13081 | 2.33 | Federally-Regulated Commercial & Industrial Equipment | 09/23/2019 |  | 04/10/2023
Daikin U.S. Corp. | Daikin | DPS018AHHY-24H |  | HSP-A, Single-Package Heat Pum | Heat Pump | 460 | 3 | False |  |  |  | True | Variable-Speed | 180000 | 15789 | 11.4 | 10.4 | 20.9 |  | 172000 | 14002 | 3.6 | 3.2 | 104000 | 13081 | 2.33 | Federally-Regulated Commercial & Industrial Equipment | 09/23/2019 |  | 04/10/2023
Daikin U.S. Corp. | Daikin | DPS018AHHY-24H |  | HSP-A, Single-Package Heat Pum | Heat Pump | 230 | 3 | False |  |  |  | True | Variable-Speed | 180000 | 15789 | 11.4 | 10.4 | 20.9 |  | 172000 | 14002 | 3.6 | 3.2 | 104000 | 13081 | 2.33 | Federally-Regulated Commercial & Industrial Equipment | 09/23/2019 |  | 04/10/2023
Daikin U.S. Corp. | Daikin | DPS018AHHY-24H |  | HSP-A, Single-Package Heat Pum | Heat Pump | 208 | 3 | False |  |  |  | True | Variable-Speed | 180000 | 15789 | 11.4 | 10.4 | 20.9 |  | 172000 | 14002 | 3.6 | 3.2 | 104000 | 13081 | 2.33 | Federally-Regulated Commercial & Industrial Equipment | 09/23/2019 |  | 04/10/2023
Daikin U.S. Corp. | Daikin | DPS010AHHG2**-4* |  | HSP-A, Single-Package Heat Pum | Both Heat Pump and Electric Re | 230 | 3 | False |  |  |  | True | Variable-Speed | 119000 | 10347 | 11.5 | 11 | 18 |  | 105000 | 8997 | 3.42 | 3.3 | 62000 | 7634 | 2.38 | Federally-Regulated Commercial & Industrial Equipment | 09/23/2019 |  | 04/10/2023
Daikin U.S. Corp. | Daikin | DPS010AHHG2**-4* |  | HSP-A, Single-Package Heat Pum | Both Heat Pump and Electric Re | 208 | 3 | False |  |  |  | True | Variable-Speed | 119000 | 10347 | 11.5 | 11 | 18 |  | 105000 | 8997 | 3.42 | 3.3 | 62000 | 7634 | 2.38 | Federally-Regulated Commercial & Industrial Equipment | 09/23/2019 |  | 04/10/2023
Daikin U.S. Corp. | Daikin | DPS016AHHY-20 |  | HSP-A, Single-Package Heat Pum | Heat Pump | 575 | 3 | False |  |  |  | True | Variable-Speed | 166000 | 14188 | 11.7 | 10.4 | 20.8 |  | 160000 | 13208 | 3.55 | 3.2 | 95000 | 12211 | 2.28 | Federally-Regulated Commercial & Industrial Equipment | 09/23/2019 |  | 04/10/2023
Daikin U.S. Corp. | Daikin | DPS016AHHY-20 |  | HSP-A, Single-Package Heat Pum | Heat Pump | 460 | 3 | False |  |  |  | True | Variable-Speed | 166000 | 14188 | 11.7 | 10.4 | 20.8 |  | 160000 | 13208 | 3.55 | 3.2 | 95000 | 12211 | 2.28 | Federally-Regulated Commercial & Industrial Equipment | 09/23/2019 |  | 04/10/2023
Daikin U.S. Corp. | Daikin | DPS016AHHY-20 |  | HSP-A, Single-Package Heat Pum | Heat Pump | 230 | 3 | False |  |  |  | True | Variable-Speed | 166000 | 14188 | 11.7 | 10.4 | 20.8 |  | 160000 | 13208 | 3.55 | 3.2 | 95000 | 12211 | 2.28 | Federally-Regulated Commercial & Industrial Equipment | 09/23/2019 |  | 04/10/2023
Daikin U.S. Corp. | Daikin | DPS016AHHY-20 |  | HSP-A, Single-Package Heat Pum | Heat Pump | 208 | 3 | False |  |  |  | True | Variable-Speed | 166000 | 14188 | 11.7 | 10.4 | 20.8 |  | 160000 | 13208 | 3.55 | 3.2 | 95000 | 12211 | 2.28 | Federally-Regulated Commercial & Industrial Equipment | 09/23/2019 |  | 04/10/2023
Daikin U.S. Corp. | Daikin | DPS018AHHE-20 |  | HSP-A, Single-Package Heat Pum | Both Heat Pump and Electric Re | 575 | 3 | False |  |  |  | True | Variable-Speed | 178000 | 16481 | 10.8 | 10.6 | 20.3 |  | 174000 | 14569 | 3.5 | 3.2 | 106000 | 13685 | 2.27 | Federally-Regulated Commercial & Industrial Equipment | 09/23/2019 |  | 04/10/2023
Daikin U.S. Corp. | Daikin | DPS018AHHE-20 |  | HSP-A, Single-Package Heat Pum | Both Heat Pump and Electric Re | 460 | 3 | False |  |  |  | True | Variable-Speed | 178000 | 16481 | 10.8 | 10.6 | 20.3 |  | 174000 | 14569 | 3.5 | 3.2 | 106000 | 13685 | 2.27 | Federally-Regulated Commercial & Industrial Equipment | 09/23/2019 |  | 04/10/2023
Daikin U.S. Corp. | Daikin | DPS018AHHE-20 |  | HSP-A, Single-Package Heat Pum | Both Heat Pump and Electric Re | 230 | 3 | False |  |  |  | True | Variable-Speed | 178000 | 16481 | 10.8 | 10.6 | 20.3 |  | 174000 | 14569 | 3.5 | 3.2 | 106000 | 13685 | 2.27 | Federally-Regulated Commercial & Industrial Equipment | 09/23/2019 |  | 04/10/2023
Daikin U.S. Corp. | Daikin | DPS018AHHE-20 |  | HSP-A, Single-Package Heat Pum | Both Heat Pump and Electric Re | 208 | 3 | False |  |  |  | True | Variable-Speed | 178000 | 16481 | 10.8 | 10.6 | 20.3 |  | 174000 | 14569 | 3.5 | 3.2 | 106000 | 13685 | 2.27 | Federally-Regulated Commercial & Industrial Equipment | 09/23/2019 |  | 04/10/2023
Daikin U.S. Corp. | Daikin | DPS007AHHY2**-3* |  | HSP-A, Single-Package Heat Pum | Both Heat Pump and Electric Re | 230 | 3 | False |  |  |  | True | Variable-Speed | 90000 | 6923 | 13 | 11 | 20.1 |  | 78000 | 6178 | 3.7 | 3.3 | 47000 | 5645 | 2.44 | Federally-Regulated Commercial & Industrial Equipment | 09/23/2019 |  | 04/10/2023
Daikin U.S. Corp. | Daikin | DPS007AHHY2**-3* |  | HSP-A, Single-Package Heat Pum | Both Heat Pump and Electric Re | 208 | 3 | False |  |  |  | True | Variable-Speed | 90000 | 6923 | 13 | 11 | 20.1 |  | 78000 | 6178 | 3.7 | 3.3 | 47000 | 5645 | 2.44 | Federally-Regulated Commercial & Industrial Equipment | 09/23/2019 |  | 04/10/2023
Daikin U.S. Corp. | Daikin | DPS006AHHY2**-4* |  | HSP-A, Single-Package Heat Pum | Both Heat Pump and Electric Re | 230 | 3 | False |  |  |  | True | Variable-Speed | 68000 | 5964 | 11.4 | 11 | 19.3 |  | 65000 | 5015 | 3.74 | 3.3 | 39000 | 4464 | 2.56 | Federally-Regulated Commercial & Industrial Equipment | 09/23/2019 |  | 04/10/2023
Daikin U.S. Corp. | Daikin | DPS006AHHY2**-4* |  | HSP-A, Single-Package Heat Pum | Both Heat Pump and Electric Re | 208 | 3 | False |  |  |  | True | Variable-Speed | 68000 | 5964 | 11.4 | 11 | 19.3 |  | 65000 | 5093 | 3.74 | 3.3 | 39000 | 4464 | 2.56 | Federally-Regulated Commercial & Industrial Equipment | 09/23/2019 |  | 04/10/2023
Daikin U.S. Corp. | Daikin | DPS018AHHY-24 |  | HSP-A, Single-Package Heat Pum | Heat Pump | 575 | 3 | False |  |  |  | True | Variable-Speed | 180000 | 15652 | 11.5 | 10.4 | 21 |  | 172000 | 14002 | 3.6 | 3.2 | 104000 | 13081 | 2.33 | Federally-Regulated Commercial & Industrial Equipment | 09/23/2019 |  | 04/10/2023
Daikin U.S. Corp. | Daikin | DPS018AHHY-24 |  | HSP-A, Single-Package Heat Pum | Heat Pump | 460 | 3 | False |  |  |  | True | Variable-Speed | 180000 | 15652 | 11.5 | 10.4 | 21 |  | 172000 | 14002 | 3.6 | 3.2 | 104000 | 13081 | 2.33 | Federally-Regulated Commercial & Industrial Equipment | 09/23/2019 |  | 04/10/2023
Daikin U.S. Corp. | Daikin | DPS018AHHY-24 |  | HSP-A, Single-Package Heat Pum | Heat Pump | 230 | 3 | False |  |  |  | True | Variable-Speed | 180000 | 15652 | 11.5 | 10.4 | 21 |  | 172000 | 14002 | 3.6 | 3.2 | 104000 | 13081 | 2.33 | Federally-Regulated Commercial & Industrial Equipment | 09/23/2019 |  | 04/10/2023
Daikin U.S. Corp. | Daikin | DPS018AHHY-24 |  | HSP-A, Single-Package Heat Pum | Heat Pump | 208 | 3 | False |  |  |  | True | Variable-Speed | 180000 | 15652 | 11.5 | 10.4 | 21 |  | 172000 | 14002 | 3.6 | 3.2 | 104000 | 13081 | 2.33 | Federally-Regulated Commercial & Industrial Equipment | 09/23/2019 |  | 04/10/2023
Daikin U.S. Corp. | Daikin | DPS020AHHG-24 |  | HSP-A, Single-Package Heat Pum | Heat Pump | 575 | 3 | False |  |  |  | True | Variable-Speed | 234000 | 21869 | 10.7 | 10.4 | 18.7 |  | 218000 | 19360 | 3.3 | 3.2 | 132000 | 17584 | 2.2 | Federally-Regulated Commercial & Industrial Equipment | 09/23/2019 |  | 04/10/2023
Daikin U.S. Corp. | Daikin | DPS020AHHG-24 |  | HSP-A, Single-Package Heat Pum | Heat Pump | 460 | 3 | False |  |  |  | True | Variable-Speed | 234000 | 21869 | 10.7 | 10.4 | 18.7 |  | 218000 | 19360 | 3.3 | 3.2 | 132000 | 17584 | 2.2 | Federally-Regulated Commercial & Industrial Equipment | 09/23/2019 |  | 04/10/2023
Daikin U.S. Corp. | Daikin | DPS020AHHG-24 |  | HSP-A, Single-Package Heat Pum | Heat Pump | 230 | 3 | False |  |  |  | True | Variable-Speed | 234000 | 21869 | 10.7 | 10.4 | 18.7 |  | 218000 | 19360 | 3.3 | 3.2 | 132000 | 17584 | 2.2 | Federally-Regulated Commercial & Industrial Equipment | 09/23/2019 |  | 04/10/2023
Daikin U.S. Corp. | Daikin | DPS020AHHG-24 |  | HSP-A, Single-Package Heat Pum | Heat Pump | 208 | 3 | False |  |  |  | True | Variable-Speed | 234000 | 21869 | 10.7 | 10.4 | 18.7 |  | 218000 | 19360 | 3.3 | 3.2 | 132000 | 17584 | 2.2 | Federally-Regulated Commercial & Industrial Equipment | 09/23/2019 |  | 04/10/2023
Daikin U.S. Corp. | Daikin | DPS007AHHG2**-3-14 |  | HSP-A, Single-Package Heat Pum | Both Heat Pump and Electric Re | 230 | 3 | False |  |  |  | True | Variable-Speed | 89000 | 7606 | 11.7 | 11 | 18.8 |  | 78000 | 6385 | 3.58 | 3.3 | 47000 | 5787 | 2.38 | Federally-Regulated Commercial & Industrial Equipment | 09/23/2019 |  | 04/10/2023
Daikin U.S. Corp. | Daikin | DPS007AHHG2**-3-14 |  | HSP-A, Single-Package Heat Pum | Both Heat Pump and Electric Re | 208 | 3 | False |  |  |  | True | Variable-Speed | 89000 | 7606 | 11.7 | 11 | 18.8 |  | 78000 | 6385 | 3.58 | 3.3 | 47000 | 5787 | 2.38 | Federally-Regulated Commercial & Industrial Equipment | 09/23/2019 |  | 04/10/2023
Daikin U.S. Corp. | Daikin | DPS020AHHY-24 |  | HSP-A, Single-Package Heat Pum | Heat Pump | 575 | 3 | False |  |  |  | True | Variable-Speed | 236000 | 21651 | 10.9 | 10.4 | 19 |  | 216000 | 18618 | 3.4 | 3.2 | 132000 | 17584 | 2.2 | Federally-Regulated Commercial & Industrial Equipment | 09/23/2019 |  | 04/10/2023
Daikin U.S. Corp. | Daikin | DPS020AHHY-24 |  | HSP-A, Single-Package Heat Pum | Heat Pump | 460 | 3 | False |  |  |  | True | Variable-Speed | 236000 | 21651 | 10.9 | 10.4 | 19 |  | 216000 | 18618 | 3.4 | 3.2 | 132000 | 17584 | 2.2 | Federally-Regulated Commercial & Industrial Equipment | 09/23/2019 |  | 04/10/2023
Daikin U.S. Corp. | Daikin | DPS020AHHY-24 |  | HSP-A, Single-Package Heat Pum | Heat Pump | 230 | 3 | False |  |  |  | True | Variable-Speed | 236000 | 21651 | 10.9 | 10.4 | 19 |  | 216000 | 18618 | 3.4 | 3.2 | 132000 | 17584 | 2.2 | Federally-Regulated Commercial & Industrial Equipment | 09/23/2019 |  | 04/10/2023
Daikin U.S. Corp. | Daikin | DPS020AHHY-24 |  | HSP-A, Single-Package Heat Pum | Heat Pump | 208 | 3 | False |  |  |  | True | Variable-Speed | 236000 | 21651 | 10.9 | 10.4 | 19 |  | 216000 | 18618 | 3.4 | 3.2 | 132000 | 17584 | 2.2 | Federally-Regulated Commercial & Industrial Equipment | 09/23/2019 |  | 04/10/2023
Daikin U.S. Corp. | Daikin | DPS015AHHG4**-6 |  | HSP-A, Single-Package Heat Pum | Both Heat Pump and Electric Re | 460 | 3 | False |  |  |  | False | Variable-Speed | 164000 | 15327 | 10.7 | 10.6 | 16.4 |  | 160000 | 13397 | 3.5 | 3.2 | 91000 | 12122 | 2.2 | Federally-Regulated Commercial & Industrial Equipment | 09/23/2019 |  | 04/10/2023
Daikin U.S. Corp. | Daikin | DPS015AHHG4**-6 |  | HSP-A, Single-Package Heat Pum | Both Heat Pump and Electric Re | 230 | 3 | False |  |  |  | False | Variable-Speed | 164000 | 15327 | 10.7 | 10.6 | 16.4 |  | 160000 | 13397 | 3.5 | 3.2 | 91000 | 12122 | 2.2 | Federally-Regulated Commercial & Industrial Equipment | 09/23/2019 |  | 04/10/2023
Daikin U.S. Corp. | Daikin | DPS015AHHG4**-6 |  | HSP-A, Single-Package Heat Pum | Both Heat Pump and Electric Re | 208 | 3 | False |  |  |  | False | Variable-Speed | 164000 | 15327 | 10.7 | 10.6 | 16.4 |  | 160000 | 13397 | 3.5 | 3.2 | 91000 | 12122 | 2.2 | Federally-Regulated Commercial & Industrial Equipment | 09/23/2019 |  | 04/10/2023
Daikin U.S. Corp. | Daikin | DPS010AHHE2**-4* |  | HSP-A, Single-Package Heat Pum | Both Heat Pump and Electric Re | 230 | 3 | False |  |  |  | True | Variable-Speed | 119000 | 10170 | 11.7 | 11 | 18 |  | 105000 | 8997 | 3.42 | 3.3 | 62000 | 7634 | 2.38 | Federally-Regulated Commercial & Industrial Equipment | 09/23/2019 |  | 04/10/2023
Daikin U.S. Corp. | Daikin | DPS010AHHE2**-4* |  | HSP-A, Single-Package Heat Pum | Both Heat Pump and Electric Re | 208 | 3 | False |  |  |  | True | Variable-Speed | 119000 | 10170 | 11.7 | 11 | 18 |  | 105000 | 8997 | 3.42 | 3.3 | 62000 | 7634 | 2.38 | Federally-Regulated Commercial & Industrial Equipment | 09/23/2019 |  | 04/10/2023
Daikin U.S. Corp. | Daikin | DPS018AHHY-20H |  | HSP-A, Single-Package Heat Pum | Heat Pump | 575 | 3 | False |  |  |  | True | Variable-Speed | 176000 | 16603 | 10.6 | 10.4 | 19.6 |  | 176000 | 15170 | 3.4 | 3.2 | 108000 | 14257 | 2.22 | Federally-Regulated Commercial & Industrial Equipment | 09/23/2019 |  | 04/10/2023
Daikin U.S. Corp. | Daikin | DPS018AHHY-20H |  | HSP-A, Single-Package Heat Pum | Heat Pump | 460 | 3 | False |  |  |  | True | Variable-Speed | 176000 | 16603 | 10.6 | 10.4 | 19.6 |  | 176000 | 15170 | 3.4 | 3.2 | 108000 | 14257 | 2.22 | Federally-Regulated Commercial & Industrial Equipment | 09/23/2019 |  | 04/10/2023
Daikin U.S. Corp. | Daikin | DPS018AHHY-20H |  | HSP-A, Single-Package Heat Pum | Heat Pump | 230 | 3 | False |  |  |  | True | Variable-Speed | 176000 | 16603 | 10.6 | 10.4 | 19.6 |  | 176000 | 15170 | 3.4 | 3.2 | 108000 | 14257 | 2.22 | Federally-Regulated Commercial & Industrial Equipment | 09/23/2019 |  | 04/10/2023
Daikin U.S. Corp. | Daikin | DPS018AHHY-20H |  | HSP-A, Single-Package Heat Pum | Heat Pump | 208 | 3 | False |  |  |  | True | Variable-Speed | 176000 | 16603 | 10.6 | 10.4 | 19.6 |  | 176000 | 15170 | 3.4 | 3.2 | 108000 | 14257 | 2.22 | Federally-Regulated Commercial & Industrial Equipment | 09/23/2019 |  | 04/10/2023
Daikin U.S. Corp. | Daikin | DPS007AHHE2**-3* |  | HSP-A, Single-Package Heat Pum | Both Heat Pump and Electric Re | 230 | 3 | False |  |  |  | True | Variable-Speed | 90000 | 7031 | 12.8 | 11 | 19.6 |  | 78000 | 6245 | 3.66 | 3.3 | 47000 | 5691 | 2.42 | Federally-Regulated Commercial & Industrial Equipment | 09/23/2019 |  | 04/10/2023
Daikin U.S. Corp. | Daikin | DPS007AHHE2**-3* |  | HSP-A, Single-Package Heat Pum | Both Heat Pump and Electric Re | 208 | 3 | False |  |  |  | True | Variable-Speed | 90000 | 7031 | 12.8 | 11 | 19.6 |  | 78000 | 6245 | 3.66 | 3.3 | 47000 | 5691 | 2.42 | Federally-Regulated Commercial & Industrial Equipment | 09/23/2019 |  | 04/10/2023
Daikin U.S. Corp. | Daikin | DPS018AHHY-20 |  | HSP-A, Single-Package Heat Pum | Heat Pump | 575 | 3 | False |  |  |  | True | Variable-Speed | 178000 | 16181 | 11 | 10.4 | 20.4 |  | 174000 | 14569 | 3.5 | 3.2 | 106000 | 13685 | 2.27 | Federally-Regulated Commercial & Industrial Equipment | 09/23/2019 |  | 04/10/2023
Daikin U.S. Corp. | Daikin | DPS018AHHY-20 |  | HSP-A, Single-Package Heat Pum | Heat Pump | 460 | 3 | False |  |  |  | True | Variable-Speed | 178000 | 16181 | 11 | 10.4 | 20.4 |  | 174000 | 14569 | 3.5 | 3.2 | 106000 | 13685 | 2.27 | Federally-Regulated Commercial & Industrial Equipment | 09/23/2019 |  | 04/10/2023
Daikin U.S. Corp. | Daikin | DPS018AHHY-20 |  | HSP-A, Single-Package Heat Pum | Heat Pump | 230 | 3 | False |  |  |  | True | Variable-Speed | 178000 | 16181 | 11 | 10.4 | 20.4 |  | 174000 | 14569 | 3.5 | 3.2 | 106000 | 13685 | 2.27 | Federally-Regulated Commercial & Industrial Equipment | 09/23/2019 |  | 04/10/2023
Daikin U.S. Corp. | Daikin | DPS018AHHY-20 |  | HSP-A, Single-Package Heat Pum | Heat Pump | 208 | 3 | False |  |  |  | True | Variable-Speed | 178000 | 16181 | 11 | 10.4 | 20.4 |  | 174000 | 14569 | 3.5 | 3.2 | 106000 | 13685 | 2.27 | Federally-Regulated Commercial & Industrial Equipment | 09/23/2019 |  | 04/10/2023
Daikin U.S. Corp. | Daikin | DPS012AHHE2**-4* |  | HSP-A, Single-Package Heat Pum | Both Heat Pump and Electric Re | 230 | 3 | False |  |  |  | True | Variable-Speed | 142000 | 12827 | 11.07 | 10.6 | 17.7 |  | 136000 | 11388 | 3.5 | 3.2 | 77000 | 9727 | 2.32 | Federally-Regulated Commercial & Industrial Equipment | 09/23/2019 |  | 04/10/2023
Daikin U.S. Corp. | Daikin | DPS012AHHE2**-4* |  | HSP-A, Single-Package Heat Pum | Both Heat Pump and Electric Re | 208 | 3 | False |  |  |  | True | Variable-Speed | 142000 | 12827 | 11.07 | 10.6 | 17.7 |  | 136000 | 11388 | 3.5 | 3.2 | 77000 | 9727 | 2.32 | Federally-Regulated Commercial & Industrial Equipment | 09/23/2019 |  | 04/10/2023
Daikin U.S. Corp. | Daikin | DPS006AHHG2**-4* |  | HSP-A, Single-Package Heat Pum | Both Heat Pump and Electric Re | 230 | 3 | False |  |  |  | True | Variable-Speed | 68000 | 6071 | 11.2 | 11 | 18.8 |  | 65000 | 5162 | 3.69 | 3.3 | 39000 | 4499 | 2.54 | Federally-Regulated Commercial & Industrial Equipment | 09/23/2019 |  | 04/10/2023
Daikin U.S. Corp. | Daikin | DPS006AHHG2**-4* |  | HSP-A, Single-Package Heat Pum | Both Heat Pump and Electric Re | 208 | 3 | False |  |  |  | True | Variable-Speed | 68000 | 6071 | 11.2 | 11 | 18.8 |  | 65000 | 5162 | 3.69 | 3.3 | 39000 | 4499 | 2.54 | Federally-Regulated Commercial & Industrial Equipment | 09/23/2019 |  | 04/10/2023
Daikin U.S. Corp. | Daikin | DPS016AHHY-20H |  | HSP-A, Single-Package Heat Pum | Heat Pump | 575 | 3 | False |  |  |  | True | Variable-Speed | 164000 | 14513 | 11.3 | 10.4 | 20 |  | 162000 | 13801 | 3.44 | 3.2 | 97000 | 12805 | 2.22 | Federally-Regulated Commercial & Industrial Equipment | 09/23/2019 |  | 04/10/2023
Daikin U.S. Corp. | Daikin | DPS016AHHY-20H |  | HSP-A, Single-Package Heat Pum | Heat Pump | 460 | 3 | False |  |  |  | True | Variable-Speed | 164000 | 14513 | 11.3 | 10.4 | 20 |  | 162000 | 13801 | 3.44 | 3.2 | 97000 | 12805 | 2.22 | Federally-Regulated Commercial & Industrial Equipment | 09/23/2019 |  | 04/10/2023
Daikin U.S. Corp. | Daikin | DPS016AHHY-20H |  | HSP-A, Single-Package Heat Pum | Heat Pump | 230 | 3 | False |  |  |  | True | Variable-Speed | 164000 | 14513 | 11.3 | 10.4 | 20 |  | 162000 | 13801 | 3.44 | 3.2 | 97000 | 12805 | 2.22 | Federally-Regulated Commercial & Industrial Equipment | 09/23/2019 |  | 04/10/2023
Daikin U.S. Corp. | Daikin | DPS016AHHY-20H |  | HSP-A, Single-Package Heat Pum | Heat Pump | 208 | 3 | False |  |  |  | True | Variable-Speed | 164000 | 14513 | 11.3 | 10.4 | 20 |  | 162000 | 13801 | 3.44 | 3.2 | 97000 | 12805 | 2.22 | Federally-Regulated Commercial & Industrial Equipment | 09/23/2019 |  | 04/10/2023
Daikin U.S. Corp. | Daikin | DPS016AHHE-24H |  | HSP-A, Single-Package Heat Pum | Both Heat Pump and Electric Re | 575 | 3 | False |  |  |  | True | Variable-Speed | 166000 | 14188 | 11.7 | 10.6 | 20 |  | 160000 | 13208 | 3.55 | 3.2 | 95000 | 12211 | 2.28 | Federally-Regulated Commercial & Industrial Equipment | 09/23/2019 |  | 04/10/2023
Daikin U.S. Corp. | Daikin | DPS016AHHE-24H |  | HSP-A, Single-Package Heat Pum | Both Heat Pump and Electric Re | 460 | 3 | False |  |  |  | True | Variable-Speed | 166000 | 14188 | 11.7 | 10.6 | 20 |  | 160000 | 13208 | 3.55 | 3.2 | 95000 | 12211 | 2.28 | Federally-Regulated Commercial & Industrial Equipment | 09/23/2019 |  | 04/10/2023
Daikin U.S. Corp. | Daikin | DPS016AHHE-24H |  | HSP-A, Single-Package Heat Pum | Both Heat Pump and Electric Re | 230 | 3 | False |  |  |  | True | Variable-Speed | 166000 | 14188 | 11.7 | 10.6 | 20 |  | 160000 | 13208 | 3.55 | 3.2 | 95000 | 12211 | 2.28 | Federally-Regulated Commercial & Industrial Equipment | 09/23/2019 |  | 04/10/2023
Daikin U.S. Corp. | Daikin | DPS016AHHE-24H |  | HSP-A, Single-Package Heat Pum | Both Heat Pump and Electric Re | 208 | 3 | False |  |  |  | True | Variable-Speed | 166000 | 14188 | 11.7 | 10.6 | 20 |  | 160000 | 13208 | 3.55 | 3.2 | 95000 | 12211 | 2.28 | Federally-Regulated Commercial & Industrial Equipment | 09/23/2019 |  | 04/10/2023
Daikin U.S. Corp. | Daikin | DPS007AHHY2**-3-14 |  | HSP-A, Single-Package Heat Pum | Both Heat Pump and Electric Re | 230 | 3 | False |  |  |  | True | Variable-Speed | 89000 | 6953 | 12.8 | 11 | 19.3 |  | 78000 | 6314 | 3.62 | 3.3 | 47000 | 5739 | 2.4 | Federally-Regulated Commercial & Industrial Equipment | 09/23/2019 |  | 04/10/2023
Daikin U.S. Corp. | Daikin | DPS007AHHY2**-3-14 |  | HSP-A, Single-Package Heat Pum | Both Heat Pump and Electric Re | 208 | 3 | False |  |  |  | True | Variable-Speed | 89000 | 6953 | 12.8 | 11 | 19.3 |  | 78000 | 6314 | 3.62 | 3.3 | 47000 | 5739 | 2.4 | Federally-Regulated Commercial & Industrial Equipment | 09/23/2019 |  | 04/10/2023
Daikin U.S. Corp. | Daikin | DPS006AHHE2**-4* |  | HSP-A, Single-Package Heat Pum | Both Heat Pump and Electric Re | 230 | 3 | False |  |  |  | True | Variable-Speed | 67000 | 6090 | 11 | 11 | 18.8 |  | 66000 | 5241 | 3.69 | 3.3 | 39000 | 4499 | 2.54 | Federally-Regulated Commercial & Industrial Equipment | 09/23/2019 |  | 04/10/2023
Daikin U.S. Corp. | Daikin | DPS006AHHE2**-4* |  | HSP-A, Single-Package Heat Pum | Both Heat Pump and Electric Re | 208 | 3 | False |  |  |  | True | Variable-Speed | 67000 | 6090 | 11 | 11 | 18.8 |  | 66000 | 5241 | 3.69 | 3.3 | 39000 | 4499 | 2.54 | Federally-Regulated Commercial & Industrial Equipment | 09/23/2019 |  | 04/10/2023
Daikin U.S. Corp. | Daikin | DPS020AHHE-24H |  | HSP-A, Single-Package Heat Pum | Both Heat Pump and Electric Re | 575 | 3 | False |  |  |  | True | Variable-Speed | 232000 | 21886 | 10.6 | 10.6 | 18.3 |  | 218000 | 19965 | 3.2 | 3.2 | 134000 | 18700 | 2.1 | Federally-Regulated Commercial & Industrial Equipment | 09/23/2019 |  | 04/10/2023
Daikin U.S. Corp. | Daikin | DPS020AHHE-24H |  | HSP-A, Single-Package Heat Pum | Both Heat Pump and Electric Re | 460 | 3 | False |  |  |  | True | Variable-Speed | 232000 | 21886 | 10.6 | 10.6 | 18.3 |  | 218000 | 19965 | 3.2 | 3.2 | 134000 | 18700 | 2.1 | Federally-Regulated Commercial & Industrial Equipment | 09/23/2019 |  | 04/10/2023
Daikin U.S. Corp. | Daikin | DPS020AHHE-24H |  | HSP-A, Single-Package Heat Pum | Both Heat Pump and Electric Re | 230 | 3 | False |  |  |  | True | Variable-Speed | 232000 | 21886 | 10.6 | 10.6 | 18.3 |  | 218000 | 19965 | 3.2 | 3.2 | 134000 | 18700 | 2.1 | Federally-Regulated Commercial & Industrial Equipment | 09/23/2019 |  | 04/10/2023
Daikin U.S. Corp. | Daikin | DPS020AHHE-24H |  | HSP-A, Single-Package Heat Pum | Both Heat Pump and Electric Re | 208 | 3 | False |  |  |  | True | Variable-Speed | 232000 | 21886 | 10.6 | 10.6 | 18.3 |  | 218000 | 19965 | 3.2 | 3.2 | 134000 | 18700 | 2.1 | Federally-Regulated Commercial & Industrial Equipment | 09/23/2019 |  | 04/10/2023
Daikin U.S. Corp. | Daikin | DPS020AHHY-24H |  | HSP-A, Single-Package Heat Pum | Heat Pump | 575 | 3 | False |  |  |  | True | Variable-Speed | 234000 | 21666 | 10.8 | 10.4 | 18.8 |  | 218000 | 19360 | 3.3 | 3.2 | 132000 | 17584 | 2.2 | Federally-Regulated Commercial & Industrial Equipment | 09/23/2019 |  | 04/10/2023
Daikin U.S. Corp. | Daikin | DPS020AHHY-24H |  | HSP-A, Single-Package Heat Pum | Heat Pump | 460 | 3 | False |  |  |  | True | Variable-Speed | 234000 | 21666 | 10.8 | 10.4 | 18.8 |  | 218000 | 19360 | 3.3 | 3.2 | 132000 | 17584 | 2.2 | Federally-Regulated Commercial & Industrial Equipment | 09/23/2019 |  | 04/10/2023
Daikin U.S. Corp. | Daikin | DPS020AHHY-24H |  | HSP-A, Single-Package Heat Pum | Heat Pump | 230 | 3 | False |  |  |  | True | Variable-Speed | 234000 | 21666 | 10.8 | 10.4 | 18.8 |  | 218000 | 19360 | 3.3 | 3.2 | 132000 | 17584 | 2.2 | Federally-Regulated Commercial & Industrial Equipment | 09/23/2019 |  | 04/10/2023
Daikin U.S. Corp. | Daikin | DPS020AHHY-24H |  | HSP-A, Single-Package Heat Pum | Heat Pump | 208 | 3 | False |  |  |  | True | Variable-Speed | 234000 | 21666 | 10.8 | 10.4 | 18.8 |  | 218000 | 19360 | 3.3 | 3.2 | 132000 | 17584 | 2.2 | Federally-Regulated Commercial & Industrial Equipment | 09/23/2019 |  | 04/10/2023
Daikin U.S. Corp. | Daikin | DPS015AHHE4**-6 |  | HSP-A, Single-Package Heat Pum | Both Heat Pump and Electric Re | 460 | 3 | False |  |  |  | False | Variable-Speed | 166000 | 15514 | 10.7 | 10.6 | 16.7 |  | 160000 | 13098 | 3.58 | 3.2 | 91000 | 12013 | 2.22 | Federally-Regulated Commercial & Industrial Equipment | 09/23/2019 |  | 04/10/2023
Daikin U.S. Corp. | Daikin | DPS015AHHE4**-6 |  | HSP-A, Single-Package Heat Pum | Both Heat Pump and Electric Re | 230 | 3 | False |  |  |  | False | Variable-Speed | 166000 | 15514 | 10.7 | 10.6 | 16.7 |  | 160000 | 13098 | 3.58 | 3.2 | 91000 | 12013 | 2.22 | Federally-Regulated Commercial & Industrial Equipment | 09/23/2019 |  | 04/10/2023
Daikin U.S. Corp. | Daikin | DPS015AHHE4**-6 |  | HSP-A, Single-Package Heat Pum | Both Heat Pump and Electric Re | 208 | 3 | False |  |  |  | False | Variable-Speed | 166000 | 15514 | 10.7 | 10.6 | 16.7 |  | 160000 | 13098 | 3.58 | 3.2 | 91000 | 12013 | 2.22 | Federally-Regulated Commercial & Industrial Equipment | 09/23/2019 |  | 04/10/2023
York International | Luxaire | XXE08A(2,4,5)*1********* |  | HSP-A, Single-Package Heat Pum | Heat Pump | 460 | 3 | False |  |  |  | True | Single-Speed | 90000 | 7826 | 11.5 | 10.8 | 13.3 |  | 84000 | 7033 | 3.5 | 3.3 | 49000 | 6382 | 2.25 | Federally-Regulated Commercial & Industrial Equipment | 09/23/2019 |  | 04/25/2023
York International | Luxaire | XYE08A(2,4,5)*1******* |  | HSP-A, Single-Package Heat Pum | Heat Pump | 230 | 3 | False |  |  |  | True | Single-Speed | 88000 | 7272 | 12.1 | 10.8 | 14 |  | 84000 | 7033 | 3.5 | 3.3 | 48000 | 5861 | 2.4 | Federally-Regulated Commercial & Industrial Equipment | 09/23/2019 |  | 04/25/2023
York International | Luxaire | XYE09A(2,4,5)*1******* |  | HSP-A, Single-Package Heat Pum | Heat Pump | 575 | 3 | False |  |  |  | True | Single-Speed | 98000 | 8166 | 12 | 10.8 | 13.8 |  | 96000 | 8275 | 3.4 | 3.3 | 54000 | 7002 | 2.26 | Federally-Regulated Commercial & Industrial Equipment | 09/23/2019 |  | 04/25/2023
York International | Luxaire | XYE07A(2,4,5)*1******* |  | HSP-A, Single-Package Heat Pum | Heat Pump | 230 | 3 | False |  |  |  | True | Single-Speed | 71000 | 5916 | 12 | 10.8 | 13.2 |  | 69000 | 5947 | 3.4 | 3.3 | 39000 | 4762 | 2.4 | Federally-Regulated Commercial & Industrial Equipment | 09/23/2019 |  | 04/25/2023
York International | Luxaire | XYE07A(2,4,5)*1******* |  | HSP-A, Single-Package Heat Pum | Heat Pump | 208 | 3 | False |  |  |  | True | Single-Speed | 71000 | 5916 | 12 | 10.8 | 13.2 |  | 69000 | 5947 | 3.4 | 3.3 | 39000 | 4762 | 2.4 | Federally-Regulated Commercial & Industrial Equipment | 09/23/2019 |  | 04/25/2023
York International | Luxaire | XYE09A(2,4,5)*1******* |  | HSP-A, Single-Package Heat Pum | Heat Pump | 230 | 3 | False |  |  |  | True | Single-Speed | 98000 | 8166 | 12 | 10.8 | 13.8 |  | 96000 | 8275 | 3.4 | 3.3 | 54000 | 7002 | 2.26 | Federally-Regulated Commercial & Industrial Equipment | 09/23/2019 |  | 04/25/2023
York International | Luxaire | XXEA7A(2,4,5)*1********* |  | HSP-A, Single-Package Heat Pum | Heat Pump | 208 | 3 | False |  |  |  | True | Single-Speed | 66000 | 6000 | 11 | 10.8 | 12.7 |  | 65000 | 5442 | 3.5 | 3.3 | 35000 | 4459 | 2.3 | Federally-Regulated Commercial & Industrial Equipment | 09/23/2019 |  | 04/25/2023
York International | Luxaire | XXE12A(2,4,5)*3********* |  | HSP-A, Single-Package Heat Pum | Heat Pump | 460 | 3 | False |  |  |  | True | Single-Speed | 116000 | 10545 | 11 | 10.8 | 13.4 |  | 108000 | 9591 | 3.3 | 3.3 | 62000 | 8075 | 2.25 | Federally-Regulated Commercial & Industrial Equipment | 09/23/2019 |  | 04/25/2023
York International | Luxaire | XXEA7A(2,4,5)*1********* |  | HSP-A, Single-Package Heat Pum | Heat Pump | 575 | 3 | False |  |  |  | True | Single-Speed | 66000 | 6000 | 11 | 10.8 | 12.7 |  | 65000 | 5442 | 3.5 | 3.3 | 35000 | 4459 | 2.3 | Federally-Regulated Commercial & Industrial Equipment | 09/23/2019 |  | 04/25/2023
York International | Luxaire | XYE08A(2,4,5)*1******* |  | HSP-A, Single-Package Heat Pum | Heat Pump | 575 | 3 | False |  |  |  | True | Single-Speed | 88000 | 7272 | 12.1 | 10.8 | 14 |  | 84000 | 7033 | 3.5 | 3.3 | 48000 | 5861 | 2.4 | Federally-Regulated Commercial & Industrial Equipment | 09/23/2019 |  | 04/25/2023
York International | Luxaire | XXE12A(2,4,5)*3********* |  | HSP-A, Single-Package Heat Pum | Heat Pump | 575 | 3 | False |  |  |  | True | Single-Speed | 116000 | 10545 | 11 | 10.8 | 13.4 |  | 108000 | 9591 | 3.3 | 3.3 | 62000 | 8075 | 2.25 | Federally-Regulated Commercial & Industrial Equipment | 09/23/2019 |  | 04/25/2023
York International | Luxaire | XXEA7A(2,4,5)*1********* |  | HSP-A, Single-Package Heat Pum | Heat Pump | 230 | 3 | False |  |  |  | True | Single-Speed | 66000 | 6000 | 11 | 10.8 | 12.7 |  | 65000 | 5442 | 3.5 | 3.3 | 35000 | 4459 | 2.3 | Federally-Regulated Commercial & Industrial Equipment | 09/23/2019 |  | 04/25/2023
York International | Luxaire | XYE07A(2,4,5)*1******* |  | HSP-A, Single-Package Heat Pum | Heat Pump | 575 | 3 | False |  |  |  | True | Single-Speed | 71000 | 5916 | 12 | 10.8 | 13.2 |  | 69000 | 5947 | 3.4 | 3.3 | 39000 | 4762 | 2.4 | Federally-Regulated Commercial & Industrial Equipment | 09/23/2019 |  | 04/25/2023
York International | Luxaire | XYE08A(2,4,5)*1******* |  | HSP-A, Single-Package Heat Pum | Heat Pump | 208 | 3 | False |  |  |  | True | Single-Speed | 88000 | 7272 | 12.1 | 10.8 | 14 |  | 84000 | 7033 | 3.5 | 3.3 | 48000 | 5861 | 2.4 | Federally-Regulated Commercial & Industrial Equipment | 09/23/2019 |  | 04/25/2023
York International | Luxaire | XXE08A(2,4,5)*1********* |  | HSP-A, Single-Package Heat Pum | Heat Pump | 230 | 3 | False |  |  |  | True | Single-Speed | 90000 | 7826 | 11.5 | 10.8 | 13.3 |  | 84000 | 7033 | 3.5 | 3.3 | 49000 | 6382 | 2.25 | Federally-Regulated Commercial & Industrial Equipment | 09/23/2019 |  | 04/25/2023
York International | Luxaire | XXEA7A(2,4,5)*1********* |  | HSP-A, Single-Package Heat Pum | Heat Pump | 460 | 3 | False |  |  |  | True | Single-Speed | 66000 | 6000 | 11 | 10.8 | 12.7 |  | 65000 | 5442 | 3.5 | 3.3 | 35000 | 4459 | 2.3 | Federally-Regulated Commercial & Industrial Equipment | 09/23/2019 |  | 04/25/2023
York International | Luxaire | XXE08A(2,4,5)*1********* |  | HSP-A, Single-Package Heat Pum | Heat Pump | 208 | 3 | False |  |  |  | True | Single-Speed | 90000 | 7826 | 11.5 | 10.8 | 13.3 |  | 84000 | 7033 | 3.5 | 3.3 | 49000 | 6382 | 2.25 | Federally-Regulated Commercial & Industrial Equipment | 09/23/2019 |  | 04/25/2023
York International | Luxaire | XYE09A(2,4,5)*1******* |  | HSP-A, Single-Package Heat Pum | Heat Pump | 208 | 3 | False |  |  |  | True | Single-Speed | 98000 | 8166 | 12 | 10.8 | 13.8 |  | 96000 | 8275 | 3.4 | 3.3 | 54000 | 7002 | 2.26 | Federally-Regulated Commercial & Industrial Equipment | 09/23/2019 |  | 04/25/2023
York International | Luxaire | XXE08A(2,4,5)*1********* |  | HSP-A, Single-Package Heat Pum | Heat Pump | 575 | 3 | False |  |  |  | True | Single-Speed | 90000 | 7826 | 11.5 | 10.8 | 13.3 |  | 84000 | 7033 | 3.5 | 3.3 | 49000 | 6382 | 2.25 | Federally-Regulated Commercial & Industrial Equipment | 09/23/2019 |  | 04/25/2023
York International | Luxaire | XYE08A(2,4,5)*1******* |  | HSP-A, Single-Package Heat Pum | Heat Pump | 460 | 3 | False |  |  |  | True | Single-Speed | 88000 | 7272 | 12.1 | 10.8 | 14 |  | 84000 | 7033 | 3.5 | 3.3 | 48000 | 5861 | 2.4 | Federally-Regulated Commercial & Industrial Equipment | 09/23/2019 |  | 04/25/2023
York International | Luxaire | XYE07A(2,4,5)*1******* |  | HSP-A, Single-Package Heat Pum | Heat Pump | 460 | 3 | False |  |  |  | True | Single-Speed | 71000 | 5916 | 12 | 10.8 | 13.2 |  | 69000 | 5947 | 3.4 | 3.3 | 39000 | 4762 | 2.4 | Federally-Regulated Commercial & Industrial Equipment | 09/23/2019 |  | 04/25/2023
York International | Luxaire | XXE12A(2,4,5)*3********* |  | HSP-A, Single-Package Heat Pum | Heat Pump | 230 | 3 | False |  |  |  | True | Single-Speed | 116000 | 10545 | 11 | 10.8 | 13.4 |  | 108000 | 9591 | 3.3 | 3.3 | 62000 | 8075 | 2.25 | Federally-Regulated Commercial & Industrial Equipment | 09/23/2019 |  | 04/25/2023
York International | Luxaire | XYE09A(2,4,5)*1******* |  | HSP-A, Single-Package Heat Pum | Heat Pump | 460 | 3 | False |  |  |  | True | Single-Speed | 98000 | 8166 | 12 | 10.8 | 13.8 |  | 96000 | 8275 | 3.4 | 3.3 | 54000 | 7002 | 2.26 | Federally-Regulated Commercial & Industrial Equipment | 09/23/2019 |  | 04/25/2023
York International | Luxaire | XXE12A(2,4,5)*3********* |  | HSP-A, Single-Package Heat Pum | Heat Pump | 208 | 3 | False |  |  |  | True | Single-Speed | 116000 | 10545 | 11 | 10.8 | 13.4 |  | 108000 | 9591 | 3.3 | 3.3 | 62000 | 8075 | 2.25 | Federally-Regulated Commercial & Industrial Equipment | 09/23/2019 |  | 04/25/2023
York International | TEMPMASTER, UNITARY PRODUCTS GROUP - COMMERCIAL | XXEA7A(2,4,5)*1********* |  | HSP-A, Single-Package Heat Pum | Heat Pump | 575 | 3 | False |  |  |  | True | Single-Speed | 66000 | 6000 | 11 | 10.8 | 12.7 |  | 65000 | 5442 | 3.5 | 3.3 | 35000 | 4459 | 2.3 | Federally-Regulated Commercial & Industrial Equipment | 04/16/2019 |  | 04/25/2023
York International | TEMPMASTER, UNITARY PRODUCTS GROUP - COMMERCIAL | XXE08A(2,4,5)*1********* |  | HSP-A, Single-Package Heat Pum | Heat Pump | 230 | 3 | False |  |  |  | True | Single-Speed | 90000 | 7826 | 11.5 | 10.8 | 13.3 |  | 84000 | 7033 | 3.5 | 3.3 | 49000 | 6382 | 2.25 | Federally-Regulated Commercial & Industrial Equipment | 05/17/2019 |  | 04/25/2023
York International | TEMPMASTER, UNITARY PRODUCTS GROUP - COMMERCIAL | XXE08A(2,4,5)*1********* |  | HSP-A, Single-Package Heat Pum | Heat Pump | 208 | 3 | False |  |  |  | True | Single-Speed | 90000 | 7826 | 11.5 | 10.8 | 13.3 |  | 84000 | 7033 | 3.5 | 3.3 | 49000 | 6382 | 2.25 | Federally-Regulated Commercial & Industrial Equipment | 05/17/2019 |  | 04/25/2023
York International | TEMPMASTER, UNITARY PRODUCTS GROUP - COMMERCIAL | XXE08A(2,4,5)*1********* |  | HSP-A, Single-Package Heat Pum | Heat Pump | 460 | 3 | False |  |  |  | True | Single-Speed | 90000 | 7826 | 11.5 | 10.8 | 13.3 |  | 84000 | 7033 | 3.5 | 3.3 | 49000 | 6382 | 2.25 | Federally-Regulated Commercial & Industrial Equipment | 05/17/2019 |  | 04/25/2023
York International | TEMPMASTER, UNITARY PRODUCTS GROUP - COMMERCIAL | XYE07A(2,4,5)*1******* |  | HSP-A, Single-Package Heat Pum | Heat Pump | 208 | 3 | False |  |  |  | True | Single-Speed | 71000 | 5916 | 12 | 10.8 | 13.2 |  | 69000 | 5947 | 3.4 | 3.3 | 39000 | 4762 | 2.4 | Federally-Regulated Commercial & Industrial Equipment | 04/16/2019 |  | 04/25/2023
York International | TEMPMASTER, UNITARY PRODUCTS GROUP - COMMERCIAL | XYE07A(2,4,5)*1******* |  | HSP-A, Single-Package Heat Pum | Heat Pump | 230 | 3 | False |  |  |  | True | Single-Speed | 71000 | 5916 | 12 | 10.8 | 13.2 |  | 69000 | 5947 | 3.4 | 3.3 | 39000 | 4762 | 2.4 | Federally-Regulated Commercial & Industrial Equipment | 04/16/2019 |  | 04/25/2023
York International | TEMPMASTER, UNITARY PRODUCTS GROUP - COMMERCIAL | XXE12A(2,4,5)*3********* |  | HSP-A, Single-Package Heat Pum | Heat Pump | 230 | 3 | False |  |  |  | True | Single-Speed | 116000 | 10545 | 11 | 10.8 | 13.4 |  | 108000 | 9591 | 3.3 | 3.3 | 62000 | 8075 | 2.25 | Federally-Regulated Commercial & Industrial Equipment | 05/17/2019 |  | 04/25/2023
York International | TEMPMASTER, UNITARY PRODUCTS GROUP - COMMERCIAL | XXE08A(2,4,5)*1********* |  | HSP-A, Single-Package Heat Pum | Heat Pump | 575 | 3 | False |  |  |  | True | Single-Speed | 90000 | 7826 | 11.5 | 10.8 | 13.3 |  | 84000 | 7033 | 3.5 | 3.3 | 49000 | 6382 | 2.25 | Federally-Regulated Commercial & Industrial Equipment | 05/17/2019 |  | 04/25/2023
York International | TEMPMASTER, UNITARY PRODUCTS GROUP - COMMERCIAL | XXE12A(2,4,5)*3********* |  | HSP-A, Single-Package Heat Pum | Heat Pump | 460 | 3 | False |  |  |  | True | Single-Speed | 116000 | 10545 | 11 | 10.8 | 13.4 |  | 108000 | 9591 | 3.3 | 3.3 | 62000 | 8075 | 2.25 | Federally-Regulated Commercial & Industrial Equipment | 05/17/2019 |  | 04/25/2023
York International | TEMPMASTER, UNITARY PRODUCTS GROUP - COMMERCIAL | XYE08A(2,4,5)*1******* |  | HSP-A, Single-Package Heat Pum | Heat Pump | 575 | 3 | False |  |  |  | True | Single-Speed | 88000 | 7272 | 12.1 | 10.8 | 14 |  | 84000 | 7033 | 3.5 | 3.3 | 48000 | 5861 | 2.4 | Federally-Regulated Commercial & Industrial Equipment | 04/16/2019 |  | 04/25/2023
York International | TEMPMASTER, UNITARY PRODUCTS GROUP - COMMERCIAL | XXEA7A(2,4,5)*1********* |  | HSP-A, Single-Package Heat Pum | Heat Pump | 208 | 3 | False |  |  |  | True | Single-Speed | 66000 | 6000 | 11 | 10.8 | 12.7 |  | 65000 | 5442 | 3.5 | 3.3 | 35000 | 4459 | 2.3 | Federally-Regulated Commercial & Industrial Equipment | 04/16/2019 |  | 04/25/2023
York International | TEMPMASTER, UNITARY PRODUCTS GROUP - COMMERCIAL | XYE09A(2,4,5)*1******* |  | HSP-A, Single-Package Heat Pum | Heat Pump | 460 | 3 | False |  |  |  | True | Single-Speed | 98000 | 8166 | 12 | 10.8 | 13.8 |  | 96000 | 8275 | 3.4 | 3.3 | 54000 | 7002 | 2.26 | Federally-Regulated Commercial & Industrial Equipment | 05/17/2019 |  | 04/25/2023
York International | TEMPMASTER, UNITARY PRODUCTS GROUP - COMMERCIAL | XYE07A(2,4,5)*1******* |  | HSP-A, Single-Package Heat Pum | Heat Pump | 460 | 3 | False |  |  |  | True | Single-Speed | 71000 | 5916 | 12 | 10.8 | 13.2 |  | 69000 | 5947 | 3.4 | 3.3 | 39000 | 4762 | 2.4 | Federally-Regulated Commercial & Industrial Equipment | 04/16/2019 |  | 04/25/2023
York International | TEMPMASTER, UNITARY PRODUCTS GROUP - COMMERCIAL | XYE08A(2,4,5)*1******* |  | HSP-A, Single-Package Heat Pum | Heat Pump | 208 | 3 | False |  |  |  | True | Single-Speed | 88000 | 7272 | 12.1 | 10.8 | 14 |  | 84000 | 7033 | 3.5 | 3.3 | 48000 | 5861 | 2.4 | Federally-Regulated Commercial & Industrial Equipment | 04/16/2019 |  | 04/25/2023
York International | TEMPMASTER, UNITARY PRODUCTS GROUP - COMMERCIAL | XXE12A(2,4,5)*3********* |  | HSP-A, Single-Package Heat Pum | Heat Pump | 208 | 3 | False |  |  |  | True | Single-Speed | 116000 | 10545 | 11 | 10.8 | 13.4 |  | 108000 | 9591 | 3.3 | 3.3 | 62000 | 8075 | 2.25 | Federally-Regulated Commercial & Industrial Equipment | 05/17/2019 |  | 04/25/2023
York International | TEMPMASTER, UNITARY PRODUCTS GROUP - COMMERCIAL | XYE08A(2,4,5)*1******* |  | HSP-A, Single-Package Heat Pum | Heat Pump | 460 | 3 | False |  |  |  | True | Single-Speed | 88000 | 7272 | 12.1 | 10.8 | 14 |  | 84000 | 7033 | 3.5 | 3.3 | 48000 | 5861 | 2.4 | Federally-Regulated Commercial & Industrial Equipment | 04/16/2019 |  | 04/25/2023
York International | TEMPMASTER, UNITARY PRODUCTS GROUP - COMMERCIAL | XXEA7A(2,4,5)*1********* |  | HSP-A, Single-Package Heat Pum | Heat Pump | 230 | 3 | False |  |  |  | True | Single-Speed | 66000 | 6000 | 11 | 10.8 | 12.7 |  | 65000 | 5442 | 3.5 | 3.3 | 35000 | 4459 | 2.3 | Federally-Regulated Commercial & Industrial Equipment | 04/16/2019 |  | 04/25/2023
York International | TEMPMASTER, UNITARY PRODUCTS GROUP - COMMERCIAL | XYE07A(2,4,5)*1******* |  | HSP-A, Single-Package Heat Pum | Heat Pump | 575 | 3 | False |  |  |  | True | Single-Speed | 71000 | 5916 | 12 | 10.8 | 13.2 |  | 69000 | 5947 | 3.4 | 3.3 | 39000 | 4762 | 2.4 | Federally-Regulated Commercial & Industrial Equipment | 04/16/2019 |  | 04/25/2023
York International | TEMPMASTER, UNITARY PRODUCTS GROUP - COMMERCIAL | XYE09A(2,4,5)*1******* |  | HSP-A, Single-Package Heat Pum | Heat Pump | 575 | 3 | False |  |  |  | True | Single-Speed | 98000 | 8166 | 12 | 10.8 | 13.8 |  | 96000 | 8275 | 3.4 | 3.3 | 54000 | 7002 | 2.26 | Federally-Regulated Commercial & Industrial Equipment | 05/17/2019 |  | 04/25/2023
York International | TEMPMASTER, UNITARY PRODUCTS GROUP - COMMERCIAL | XXEA7A(2,4,5)*1********* |  | HSP-A, Single-Package Heat Pum | Heat Pump | 460 | 3 | False |  |  |  | True | Single-Speed | 66000 | 6000 | 11 | 10.8 | 12.7 |  | 65000 | 5442 | 3.5 | 3.3 | 35000 | 4459 | 2.3 | Federally-Regulated Commercial & Industrial Equipment | 04/16/2019 |  | 04/25/2023
York International | TEMPMASTER, UNITARY PRODUCTS GROUP - COMMERCIAL | XYE08A(2,4,5)*1******* |  | HSP-A, Single-Package Heat Pum | Heat Pump | 230 | 3 | False |  |  |  | True | Single-Speed | 88000 | 7272 | 12.1 | 10.8 | 14 |  | 84000 | 7033 | 3.5 | 3.3 | 48000 | 5861 | 2.4 | Federally-Regulated Commercial & Industrial Equipment | 04/16/2019 |  | 04/25/2023
York International | TEMPMASTER, UNITARY PRODUCTS GROUP - COMMERCIAL | XYE09A(2,4,5)*1******* |  | HSP-A, Single-Package Heat Pum | Heat Pump | 208 | 3 | False |  |  |  | True | Single-Speed | 98000 | 8166 | 12 | 10.8 | 13.8 |  | 96000 | 8275 | 3.4 | 3.3 | 54000 | 7002 | 2.26 | Federally-Regulated Commercial & Industrial Equipment | 05/17/2019 |  | 04/25/2023
York International | TEMPMASTER, UNITARY PRODUCTS GROUP - COMMERCIAL | XYE09A(2,4,5)*1******* |  | HSP-A, Single-Package Heat Pum | Heat Pump | 230 | 3 | False |  |  |  | True | Single-Speed | 98000 | 8166 | 12 | 10.8 | 13.8 |  | 96000 | 8275 | 3.4 | 3.3 | 54000 | 7002 | 2.26 | Federally-Regulated Commercial & Industrial Equipment | 05/17/2019 |  | 04/25/2023
York International | TEMPMASTER, UNITARY PRODUCTS GROUP - COMMERCIAL | XXE12A(2,4,5)*3********* |  | HSP-A, Single-Package Heat Pum | Heat Pump | 575 | 3 | False |  |  |  | True | Single-Speed | 116000 | 10545 | 11 | 10.8 | 13.4 |  | 108000 | 9591 | 3.3 | 3.3 | 62000 | 8075 | 2.25 | Federally-Regulated Commercial & Industrial Equipment | 05/17/2019 |  | 04/25/2023
York International | Coleman | XXEA7A(2,4,5)*1********* |  | HSP-A, Single-Package Heat Pum | Heat Pump | 575 | 3 | False |  |  |  | True | Single-Speed | 66000 | 6000 | 11 | 10.8 | 12.7 |  | 65000 | 5442 | 3.5 | 3.3 | 35000 | 4459 | 2.3 | Federally-Regulated Commercial & Industrial Equipment | 09/23/2019 |  | 04/25/2023
York International | Coleman | XYE08A(2,4,5)*1******* |  | HSP-A, Single-Package Heat Pum | Heat Pump | 208 | 3 | False |  |  |  | True | Single-Speed | 88000 | 7272 | 12.1 | 10.8 | 14 |  | 84000 | 7033 | 3.5 | 3.3 | 48000 | 5861 | 2.4 | Federally-Regulated Commercial & Industrial Equipment | 09/23/2019 |  | 04/25/2023
York International | Coleman | XYE09A(2,4,5)*1******* |  | HSP-A, Single-Package Heat Pum | Heat Pump | 230 | 3 | False |  |  |  | True | Single-Speed | 98000 | 8166 | 12 | 10.8 | 13.8 |  | 96000 | 8275 | 3.4 | 3.3 | 54000 | 7002 | 2.26 | Federally-Regulated Commercial & Industrial Equipment | 09/23/2019 |  | 04/25/2023
York International | Coleman | XYE09A(2,4,5)*1******* |  | HSP-A, Single-Package Heat Pum | Heat Pump | 208 | 3 | False |  |  |  | True | Single-Speed | 98000 | 8166 | 12 | 10.8 | 13.8 |  | 96000 | 8275 | 3.4 | 3.3 | 54000 | 7002 | 2.26 | Federally-Regulated Commercial & Industrial Equipment | 09/23/2019 |  | 04/25/2023
York International | Coleman | XYE08A(2,4,5)*1******* |  | HSP-A, Single-Package Heat Pum | Heat Pump | 575 | 3 | False |  |  |  | True | Single-Speed | 88000 | 7272 | 12.1 | 10.8 | 14 |  | 84000 | 7033 | 3.5 | 3.3 | 48000 | 5861 | 2.4 | Federally-Regulated Commercial & Industrial Equipment | 09/23/2019 |  | 04/25/2023
York International | Coleman | XXE12A(2,4,5)*3********* |  | HSP-A, Single-Package Heat Pum | Heat Pump | 460 | 3 | False |  |  |  | True | Single-Speed | 116000 | 10545 | 11 | 10.8 | 13.4 |  | 108000 | 9591 | 3.3 | 3.3 | 62000 | 8075 | 2.25 | Federally-Regulated Commercial & Industrial Equipment | 09/23/2019 |  | 04/25/2023
York International | Coleman | XYE07A(2,4,5)*1******* |  | HSP-A, Single-Package Heat Pum | Heat Pump | 575 | 3 | False |  |  |  | True | Single-Speed | 71000 | 5916 | 12 | 10.8 | 13.2 |  | 69000 | 5947 | 3.4 | 3.3 | 39000 | 4762 | 2.4 | Federally-Regulated Commercial & Industrial Equipment | 09/23/2019 |  | 04/25/2023
York International | Coleman | XXE12A(2,4,5)*3********* |  | HSP-A, Single-Package Heat Pum | Heat Pump | 230 | 3 | False |  |  |  | True | Single-Speed | 116000 | 10545 | 11 | 10.8 | 13.4 |  | 108000 | 9591 | 3.3 | 3.3 | 62000 | 8075 | 2.25 | Federally-Regulated Commercial & Industrial Equipment | 09/23/2019 |  | 04/25/2023
York International | Coleman | XYE07A(2,4,5)*1******* |  | HSP-A, Single-Package Heat Pum | Heat Pump | 230 | 3 | False |  |  |  | True | Single-Speed | 71000 | 5916 | 12 | 10.8 | 13.2 |  | 69000 | 5947 | 3.4 | 3.3 | 39000 | 4762 | 2.4 | Federally-Regulated Commercial & Industrial Equipment | 09/23/2019 |  | 04/25/2023
York International | Coleman | XYE07A(2,4,5)*1******* |  | HSP-A, Single-Package Heat Pum | Heat Pump | 208 | 3 | False |  |  |  | True | Single-Speed | 71000 | 5916 | 12 | 10.8 | 13.2 |  | 69000 | 5947 | 3.4 | 3.3 | 39000 | 4762 | 2.4 | Federally-Regulated Commercial & Industrial Equipment | 09/23/2019 |  | 04/25/2023
York International | Coleman | XYE09A(2,4,5)*1******* |  | HSP-A, Single-Package Heat Pum | Heat Pump | 460 | 3 | False |  |  |  | True | Single-Speed | 98000 | 8166 | 12 | 10.8 | 13.8 |  | 96000 | 8275 | 3.4 | 3.3 | 54000 | 7002 | 2.26 | Federally-Regulated Commercial & Industrial Equipment | 09/23/2019 |  | 04/25/2023
York International | Coleman | XYE08A(2,4,5)*1******* |  | HSP-A, Single-Package Heat Pum | Heat Pump | 460 | 3 | False |  |  |  | True | Single-Speed | 88000 | 7272 | 12.1 | 10.8 | 14 |  | 84000 | 7033 | 3.5 | 3.3 | 48000 | 5861 | 2.4 | Federally-Regulated Commercial & Industrial Equipment | 09/23/2019 |  | 04/25/2023
York International | Coleman | XXEA7A(2,4,5)*1********* |  | HSP-A, Single-Package Heat Pum | Heat Pump | 460 | 3 | False |  |  |  | True | Single-Speed | 66000 | 6000 | 11 | 10.8 | 12.7 |  | 65000 | 5442 | 3.5 | 3.3 | 35000 | 4459 | 2.3 | Federally-Regulated Commercial & Industrial Equipment | 09/23/2019 |  | 04/25/2023
York International | Coleman | XXE08A(2,4,5)*1********* |  | HSP-A, Single-Package Heat Pum | Heat Pump | 460 | 3 | False |  |  |  | True | Single-Speed | 90000 | 7826 | 11.5 | 10.8 | 13.3 |  | 84000 | 7033 | 3.5 | 3.3 | 49000 | 6382 | 2.25 | Federally-Regulated Commercial & Industrial Equipment | 09/23/2019 |  | 04/25/2023
York International | Coleman | XXEA7A(2,4,5)*1********* |  | HSP-A, Single-Package Heat Pum | Heat Pump | 208 | 3 | False |  |  |  | True | Single-Speed | 66000 | 6000 | 11 | 10.8 | 12.7 |  | 65000 | 5442 | 3.5 | 3.3 | 35000 | 4459 | 2.3 | Federally-Regulated Commercial & Industrial Equipment | 09/23/2019 |  | 04/25/2023
York International | Coleman | XXE08A(2,4,5)*1********* |  | HSP-A, Single-Package Heat Pum | Heat Pump | 230 | 3 | False |  |  |  | True | Single-Speed | 90000 | 7826 | 11.5 | 10.8 | 13.3 |  | 84000 | 7033 | 3.5 | 3.3 | 49000 | 6382 | 2.25 | Federally-Regulated Commercial & Industrial Equipment | 09/23/2019 |  | 04/25/2023
York International | Coleman | XYE08A(2,4,5)*1******* |  | HSP-A, Single-Package Heat Pum | Heat Pump | 230 | 3 | False |  |  |  | True | Single-Speed | 88000 | 7272 | 12.1 | 10.8 | 14 |  | 84000 | 7033 | 3.5 | 3.3 | 48000 | 5861 | 2.4 | Federally-Regulated Commercial & Industrial Equipment | 09/23/2019 |  | 04/25/2023
York International | Coleman | XXEA7A(2,4,5)*1********* |  | HSP-A, Single-Package Heat Pum | Heat Pump | 230 | 3 | False |  |  |  | True | Single-Speed | 66000 | 6000 | 11 | 10.8 | 12.7 |  | 65000 | 5442 | 3.5 | 3.3 | 35000 | 4459 | 2.3 | Federally-Regulated Commercial & Industrial Equipment | 09/23/2019 |  | 04/25/2023
York International | Coleman | XXE12A(2,4,5)*3********* |  | HSP-A, Single-Package Heat Pum | Heat Pump | 575 | 3 | False |  |  |  | True | Single-Speed | 116000 | 10545 | 11 | 10.8 | 13.4 |  | 108000 | 9591 | 3.3 | 3.3 | 62000 | 8075 | 2.25 | Federally-Regulated Commercial & Industrial Equipment | 09/23/2019 |  | 04/25/2023
York International | Coleman | XYE07A(2,4,5)*1******* |  | HSP-A, Single-Package Heat Pum | Heat Pump | 460 | 3 | False |  |  |  | True | Single-Speed | 71000 | 5916 | 12 | 10.8 | 13.2 |  | 69000 | 5947 | 3.4 | 3.3 | 39000 | 4762 | 2.4 | Federally-Regulated Commercial & Industrial Equipment | 09/23/2019 |  | 04/25/2023
York International | Coleman | XXE12A(2,4,5)*3********* |  | HSP-A, Single-Package Heat Pum | Heat Pump | 208 | 3 | False |  |  |  | True | Single-Speed | 116000 | 10545 | 11 | 10.8 | 13.4 |  | 108000 | 9591 | 3.3 | 3.3 | 62000 | 8075 | 2.25 | Federally-Regulated Commercial & Industrial Equipment | 09/23/2019 |  | 04/25/2023
York International | Coleman | XYE09A(2,4,5)*1******* |  | HSP-A, Single-Package Heat Pum | Heat Pump | 575 | 3 | False |  |  |  | True | Single-Speed | 98000 | 8166 | 12 | 10.8 | 13.8 |  | 96000 | 8275 | 3.4 | 3.3 | 54000 | 7002 | 2.26 | Federally-Regulated Commercial & Industrial Equipment | 09/23/2019 |  | 04/25/2023
York International | Coleman | XXE08A(2,4,5)*1********* |  | HSP-A, Single-Package Heat Pum | Heat Pump | 208 | 3 | False |  |  |  | True | Single-Speed | 90000 | 7826 | 11.5 | 10.8 | 13.3 |  | 84000 | 7033 | 3.5 | 3.3 | 49000 | 6382 | 2.25 | Federally-Regulated Commercial & Industrial Equipment | 09/23/2019 |  | 04/25/2023
York International | Coleman | XXE08A(2,4,5)*1********* |  | HSP-A, Single-Package Heat Pum | Heat Pump | 575 | 3 | False |  |  |  | True | Single-Speed | 90000 | 7826 | 11.5 | 10.8 | 13.3 |  | 84000 | 7033 | 3.5 | 3.3 | 49000 | 6382 | 2.25 | Federally-Regulated Commercial & Industrial Equipment | 09/23/2019 |  | 04/25/2023
York International | Johnson Controls | XXE08A(2,4,5)*1********* |  | HSP-A, Single-Package Heat Pum | Heat Pump | 575 | 3 | False |  |  |  | True | Single-Speed | 90000 | 7826 | 11.5 | 10.8 | 13.3 |  | 84000 | 7033 | 3.5 | 3.3 | 49000 | 6382 | 2.25 | Federally-Regulated Commercial & Industrial Equipment | 09/23/2019 |  | 04/25/2023
York International | Johnson Controls | XXE12A(2,4,5)*3********* |  | HSP-A, Single-Package Heat Pum | Heat Pump | 575 | 3 | False |  |  |  | True | Single-Speed | 116000 | 10545 | 11 | 10.8 | 13.4 |  | 108000 | 9591 | 3.3 | 3.3 | 62000 | 8075 | 2.25 | Federally-Regulated Commercial & Industrial Equipment | 09/23/2019 |  | 04/25/2023
York International | Johnson Controls | XXEA7A(2,4,5)*1********* |  | HSP-A, Single-Package Heat Pum | Heat Pump | 575 | 3 | False |  |  |  | True | Single-Speed | 66000 | 6000 | 11 | 10.8 | 12.7 |  | 65000 | 5442 | 3.5 | 3.3 | 35000 | 4459 | 2.3 | Federally-Regulated Commercial & Industrial Equipment | 09/23/2019 |  | 04/25/2023
York International | Johnson Controls | XYE07A(2,4,5)*1******* |  | HSP-A, Single-Package Heat Pum | Heat Pump | 575 | 3 | False |  |  |  | True | Single-Speed | 71000 | 5916 | 12 | 10.8 | 13.2 |  | 69000 | 5947 | 3.4 | 3.3 | 39000 | 4762 | 2.4 | Federally-Regulated Commercial & Industrial Equipment | 09/23/2019 |  | 04/25/2023
York International | Johnson Controls | XYE08A(2,4,5)*1******* |  | HSP-A, Single-Package Heat Pum | Heat Pump | 230 | 3 | False |  |  |  | True | Single-Speed | 88000 | 7272 | 12.1 | 10.8 | 14 |  | 84000 | 7033 | 3.5 | 3.3 | 48000 | 5861 | 2.4 | Federally-Regulated Commercial & Industrial Equipment | 09/23/2019 |  | 04/25/2023
York International | Johnson Controls | XXE08A(2,4,5)*1********* |  | HSP-A, Single-Package Heat Pum | Heat Pump | 460 | 3 | False |  |  |  | True | Single-Speed | 90000 | 7826 | 11.5 | 10.8 | 13.3 |  | 84000 | 7033 | 3.5 | 3.3 | 49000 | 6382 | 2.25 | Federally-Regulated Commercial & Industrial Equipment | 09/23/2019 |  | 04/25/2023
York International | Johnson Controls | XYE09A(2,4,5)*1******* |  | HSP-A, Single-Package Heat Pum | Heat Pump | 460 | 3 | False |  |  |  | True | Single-Speed | 98000 | 8166 | 12 | 10.8 | 13.8 |  | 96000 | 8275 | 3.4 | 3.3 | 54000 | 7002 | 2.26 | Federally-Regulated Commercial & Industrial Equipment | 09/23/2019 |  | 04/25/2023
York International | Johnson Controls | XXE12A(2,4,5)*3********* |  | HSP-A, Single-Package Heat Pum | Heat Pump | 208 | 3 | False |  |  |  | True | Single-Speed | 116000 | 10545 | 11 | 10.8 | 13.4 |  | 108000 | 9591 | 3.3 | 3.3 | 62000 | 8075 | 2.25 | Federally-Regulated Commercial & Industrial Equipment | 09/23/2019 |  | 04/25/2023
York International | Johnson Controls | XXE12A(2,4,5)*3********* |  | HSP-A, Single-Package Heat Pum | Heat Pump | 230 | 3 | False |  |  |  | True | Single-Speed | 116000 | 10545 | 11 | 10.8 | 13.4 |  | 108000 | 9591 | 3.3 | 3.3 | 62000 | 8075 | 2.25 | Federally-Regulated Commercial & Industrial Equipment | 09/23/2019 |  | 04/25/2023
York International | Johnson Controls | XYE07A(2,4,5)*1******* |  | HSP-A, Single-Package Heat Pum | Heat Pump | 460 | 3 | False |  |  |  | True | Single-Speed | 71000 | 5916 | 12 | 10.8 | 13.2 |  | 69000 | 5947 | 3.4 | 3.3 | 39000 | 4762 | 2.4 | Federally-Regulated Commercial & Industrial Equipment | 09/23/2019 |  | 04/25/2023
York International | Johnson Controls | XXE08A(2,4,5)*1********* |  | HSP-A, Single-Package Heat Pum | Heat Pump | 230 | 3 | False |  |  |  | True | Single-Speed | 90000 | 7826 | 11.5 | 10.8 | 13.3 |  | 84000 | 7033 | 3.5 | 3.3 | 49000 | 6382 | 2.25 | Federally-Regulated Commercial & Industrial Equipment | 09/23/2019 |  | 04/25/2023
York International | Johnson Controls | XXE12A(2,4,5)*3********* |  | HSP-A, Single-Package Heat Pum | Heat Pump | 460 | 3 | False |  |  |  | True | Single-Speed | 116000 | 10545 | 11 | 10.8 | 13.4 |  | 108000 | 9591 | 3.3 | 3.3 | 62000 | 8075 | 2.25 | Federally-Regulated Commercial & Industrial Equipment | 09/23/2019 |  | 04/25/2023
York International | Johnson Controls | XXEA7A(2,4,5)*1********* |  | HSP-A, Single-Package Heat Pum | Heat Pump | 460 | 3 | False |  |  |  | True | Single-Speed | 66000 | 6000 | 11 | 10.8 | 12.7 |  | 65000 | 5442 | 3.5 | 3.3 | 35000 | 4459 | 2.3 | Federally-Regulated Commercial & Industrial Equipment | 09/23/2019 |  | 04/25/2023
York International | Johnson Controls | XXEA7A(2,4,5)*1********* |  | HSP-A, Single-Package Heat Pum | Heat Pump | 230 | 3 | False |  |  |  | True | Single-Speed | 66000 | 6000 | 11 | 10.8 | 12.7 |  | 65000 | 5442 | 3.5 | 3.3 | 35000 | 4459 | 2.3 | Federally-Regulated Commercial & Industrial Equipment | 09/23/2019 |  | 04/25/2023
York International | Johnson Controls | XYE09A(2,4,5)*1******* |  | HSP-A, Single-Package Heat Pum | Heat Pump | 208 | 3 | False |  |  |  | True | Single-Speed | 98000 | 8166 | 12 | 10.8 | 13.8 |  | 96000 | 8275 | 3.4 | 3.3 | 54000 | 7002 | 2.26 | Federally-Regulated Commercial & Industrial Equipment | 09/23/2019 |  | 04/25/2023
York International | Johnson Controls | XYE07A(2,4,5)*1******* |  | HSP-A, Single-Package Heat Pum | Heat Pump | 230 | 3 | False |  |  |  | True | Single-Speed | 71000 | 5916 | 12 | 10.8 | 13.2 |  | 69000 | 5947 | 3.4 | 3.3 | 39000 | 4762 | 2.4 | Federally-Regulated Commercial & Industrial Equipment | 09/23/2019 |  | 04/25/2023
York International | Johnson Controls | XYE08A(2,4,5)*1******* |  | HSP-A, Single-Package Heat Pum | Heat Pump | 460 | 3 | False |  |  |  | True | Single-Speed | 88000 | 7272 | 12.1 | 10.8 | 14 |  | 84000 | 7033 | 3.5 | 3.3 | 48000 | 5861 | 2.4 | Federally-Regulated Commercial & Industrial Equipment | 09/23/2019 |  | 04/25/2023
York International | Johnson Controls | XYE08A(2,4,5)*1******* |  | HSP-A, Single-Package Heat Pum | Heat Pump | 575 | 3 | False |  |  |  | True | Single-Speed | 88000 | 7272 | 12.1 | 10.8 | 14 |  | 84000 | 7033 | 3.5 | 3.3 | 48000 | 5861 | 2.4 | Federally-Regulated Commercial & Industrial Equipment | 09/23/2019 |  | 04/25/2023
York International | Johnson Controls | XYE08A(2,4,5)*1******* |  | HSP-A, Single-Package Heat Pum | Heat Pump | 208 | 3 | False |  |  |  | True | Single-Speed | 88000 | 7272 | 12.1 | 10.8 | 14 |  | 84000 | 7033 | 3.5 | 3.3 | 48000 | 5861 | 2.4 | Federally-Regulated Commercial & Industrial Equipment | 09/23/2019 |  | 04/25/2023
York International | Johnson Controls | XYE09A(2,4,5)*1******* |  | HSP-A, Single-Package Heat Pum | Heat Pump | 230 | 3 | False |  |  |  | True | Single-Speed | 98000 | 8166 | 12 | 10.8 | 13.8 |  | 96000 | 8275 | 3.4 | 3.3 | 54000 | 7002 | 2.26 | Federally-Regulated Commercial & Industrial Equipment | 09/23/2019 |  | 04/25/2023
York International | Johnson Controls | XYE09A(2,4,5)*1******* |  | HSP-A, Single-Package Heat Pum | Heat Pump | 575 | 3 | False |  |  |  | True | Single-Speed | 98000 | 8166 | 12 | 10.8 | 13.8 |  | 96000 | 8275 | 3.4 | 3.3 | 54000 | 7002 | 2.26 | Federally-Regulated Commercial & Industrial Equipment | 09/23/2019 |  | 04/25/2023
York International | Johnson Controls | XXEA7A(2,4,5)*1********* |  | HSP-A, Single-Package Heat Pum | Heat Pump | 208 | 3 | False |  |  |  | True | Single-Speed | 66000 | 6000 | 11 | 10.8 | 12.7 |  | 65000 | 5442 | 3.5 | 3.3 | 35000 | 4459 | 2.3 | Federally-Regulated Commercial & Industrial Equipment | 09/23/2019 |  | 04/25/2023
York International | Johnson Controls | XXE08A(2,4,5)*1********* |  | HSP-A, Single-Package Heat Pum | Heat Pump | 208 | 3 | False |  |  |  | True | Single-Speed | 90000 | 7826 | 11.5 | 10.8 | 13.3 |  | 84000 | 7033 | 3.5 | 3.3 | 49000 | 6382 | 2.25 | Federally-Regulated Commercial & Industrial Equipment | 09/23/2019 |  | 04/25/2023
York International | Johnson Controls | XYE07A(2,4,5)*1******* |  | HSP-A, Single-Package Heat Pum | Heat Pump | 208 | 3 | False |  |  |  | True | Single-Speed | 71000 | 5916 | 12 | 10.8 | 13.2 |  | 69000 | 5947 | 3.4 | 3.3 | 39000 | 4762 | 2.4 | Federally-Regulated Commercial & Industrial Equipment | 09/23/2019 |  | 04/25/2023
York International | York | XXE12A(2,4,5)*3********* |  | HSP-A, Single-Package Heat Pum | Heat Pump | 208 | 3 | False |  |  |  | True | Single-Speed | 116000 | 10545 | 11 | 10.8 | 13.4 |  | 108000 | 9591 | 3.3 | 3.3 | 62000 | 8075 | 2.25 | Federally-Regulated Commercial & Industrial Equipment | 09/23/2019 |  | 04/25/2023
York International | York | XXEA7A(2,4,5)*1********* |  | HSP-A, Single-Package Heat Pum | Heat Pump | 460 | 3 | False |  |  |  | True | Single-Speed | 66000 | 6000 | 11 | 10.8 | 12.7 |  | 65000 | 5442 | 3.5 | 3.3 | 35000 | 4459 | 2.3 | Federally-Regulated Commercial & Industrial Equipment | 09/23/2019 |  | 04/25/2023
York International | York | XYE08A(2,4,5)*1******* |  | HSP-A, Single-Package Heat Pum | Heat Pump | 575 | 3 | False |  |  |  | True | Single-Speed | 88000 | 7272 | 12.1 | 10.8 | 14 |  | 84000 | 7033 | 3.5 | 3.3 | 48000 | 5861 | 2.4 | Federally-Regulated Commercial & Industrial Equipment | 09/23/2019 |  | 04/25/2023
York International | York | XYE08A(2,4,5)*1******* |  | HSP-A, Single-Package Heat Pum | Heat Pump | 208 | 3 | False |  |  |  | True | Single-Speed | 88000 | 7272 | 12.1 | 10.8 | 14 |  | 84000 | 7033 | 3.5 | 3.3 | 48000 | 5861 | 2.4 | Federally-Regulated Commercial & Industrial Equipment | 09/23/2019 |  | 04/25/2023
York International | York | XXE08A(2,4,5)*1********* |  | HSP-A, Single-Package Heat Pum | Heat Pump | 208 | 3 | False |  |  |  | True | Single-Speed | 90000 | 7826 | 11.5 | 10.8 | 13.3 |  | 84000 | 7033 | 3.5 | 3.3 | 49000 | 6382 | 2.25 | Federally-Regulated Commercial & Industrial Equipment | 09/23/2019 |  | 04/25/2023
York International | York | XYE08A(2,4,5)*1******* |  | HSP-A, Single-Package Heat Pum | Heat Pump | 460 | 3 | False |  |  |  | True | Single-Speed | 88000 | 7272 | 12.1 | 10.8 | 14 |  | 84000 | 7033 | 3.5 | 3.3 | 48000 | 5861 | 2.4 | Federally-Regulated Commercial & Industrial Equipment | 09/23/2019 |  | 04/25/2023
York International | York | XYE09A(2,4,5)*1******* |  | HSP-A, Single-Package Heat Pum | Heat Pump | 575 | 3 | False |  |  |  | True | Single-Speed | 98000 | 8166 | 12 | 10.8 | 13.8 |  | 96000 | 8275 | 3.4 | 3.3 | 54000 | 7002 | 2.26 | Federally-Regulated Commercial & Industrial Equipment | 09/23/2019 |  | 04/25/2023
York International | York | XXEA7A(2,4,5)*1********* |  | HSP-A, Single-Package Heat Pum | Heat Pump | 208 | 3 | False |  |  |  | True | Single-Speed | 66000 | 6000 | 11 | 10.8 | 12.7 |  | 65000 | 5442 | 3.5 | 3.3 | 35000 | 4459 | 2.3 | Federally-Regulated Commercial & Industrial Equipment | 09/23/2019 |  | 04/25/2023
York International | York | XYE09A(2,4,5)*1******* |  | HSP-A, Single-Package Heat Pum | Heat Pump | 460 | 3 | False |  |  |  | True | Single-Speed | 98000 | 8166 | 12 | 10.8 | 13.8 |  | 96000 | 8275 | 3.4 | 3.3 | 54000 | 7002 | 2.26 | Federally-Regulated Commercial & Industrial Equipment | 09/23/2019 |  | 04/25/2023
York International | York | XYE07A(2,4,5)*1******* |  | HSP-A, Single-Package Heat Pum | Heat Pump | 460 | 3 | False |  |  |  | True | Single-Speed | 71000 | 5916 | 12 | 10.8 | 13.2 |  | 69000 | 5947 | 3.4 | 3.3 | 39000 | 4762 | 2.4 | Federally-Regulated Commercial & Industrial Equipment | 09/23/2019 |  | 04/25/2023
York International | York | XYE09A(2,4,5)*1******* |  | HSP-A, Single-Package Heat Pum | Heat Pump | 208 | 3 | False |  |  |  | True | Single-Speed | 98000 | 8166 | 12 | 10.8 | 13.8 |  | 96000 | 8275 | 3.4 | 3.3 | 54000 | 7002 | 2.26 | Federally-Regulated Commercial & Industrial Equipment | 09/23/2019 |  | 04/25/2023
York International | York | XXE08A(2,4,5)*1********* |  | HSP-A, Single-Package Heat Pum | Heat Pump | 460 | 3 | False |  |  |  | True | Single-Speed | 90000 | 7826 | 11.5 | 10.8 | 13.3 |  | 84000 | 7033 | 3.5 | 3.3 | 49000 | 6382 | 2.25 | Federally-Regulated Commercial & Industrial Equipment | 09/23/2019 |  | 04/25/2023
York International | York | XYE07A(2,4,5)*1******* |  | HSP-A, Single-Package Heat Pum | Heat Pump | 208 | 3 | False |  |  |  | True | Single-Speed | 71000 | 5916 | 12 | 10.8 | 13.2 |  | 69000 | 5947 | 3.4 | 3.3 | 39000 | 4762 | 2.4 | Federally-Regulated Commercial & Industrial Equipment | 09/23/2019 |  | 04/25/2023
York International | York | XXE08A(2,4,5)*1********* |  | HSP-A, Single-Package Heat Pum | Heat Pump | 230 | 3 | False |  |  |  | True | Single-Speed | 90000 | 7826 | 11.5 | 10.8 | 13.3 |  | 84000 | 7033 | 3.5 | 3.3 | 49000 | 6382 | 2.25 | Federally-Regulated Commercial & Industrial Equipment | 09/23/2019 |  | 04/25/2023
York International | York | XXE12A(2,4,5)*3********* |  | HSP-A, Single-Package Heat Pum | Heat Pump | 460 | 3 | False |  |  |  | True | Single-Speed | 116000 | 10545 | 11 | 10.8 | 13.4 |  | 108000 | 9591 | 3.3 | 3.3 | 62000 | 8075 | 2.25 | Federally-Regulated Commercial & Industrial Equipment | 09/23/2019 |  | 04/25/2023
York International | York | XXEA7A(2,4,5)*1********* |  | HSP-A, Single-Package Heat Pum | Heat Pump | 230 | 3 | False |  |  |  | True | Single-Speed | 66000 | 6000 | 11 | 10.8 | 12.7 |  | 65000 | 5442 | 3.5 | 3.3 | 35000 | 4459 | 2.3 | Federally-Regulated Commercial & Industrial Equipment | 09/23/2019 |  | 04/25/2023
York International | York | XYE07A(2,4,5)*1******* |  | HSP-A, Single-Package Heat Pum | Heat Pump | 575 | 3 | False |  |  |  | True | Single-Speed | 71000 | 5916 | 12 | 10.8 | 13.2 |  | 69000 | 5947 | 3.4 | 3.3 | 39000 | 4762 | 2.4 | Federally-Regulated Commercial & Industrial Equipment | 09/23/2019 |  | 04/25/2023
York International | York | XXE12A(2,4,5)*3********* |  | HSP-A, Single-Package Heat Pum | Heat Pump | 230 | 3 | False |  |  |  | True | Single-Speed | 116000 | 10545 | 11 | 10.8 | 13.4 |  | 108000 | 9591 | 3.3 | 3.3 | 62000 | 8075 | 2.25 | Federally-Regulated Commercial & Industrial Equipment | 09/23/2019 |  | 04/25/2023
York International | York | XXE08A(2,4,5)*1********* |  | HSP-A, Single-Package Heat Pum | Heat Pump | 575 | 3 | False |  |  |  | True | Single-Speed | 90000 | 7826 | 11.5 | 10.8 | 13.3 |  | 84000 | 7033 | 3.5 | 3.3 | 49000 | 6382 | 2.25 | Federally-Regulated Commercial & Industrial Equipment | 09/23/2019 |  | 04/25/2023
York International | York | XXEA7A(2,4,5)*1********* |  | HSP-A, Single-Package Heat Pum | Heat Pump | 575 | 3 | False |  |  |  | True | Single-Speed | 66000 | 6000 | 11 | 10.8 | 12.7 |  | 65000 | 5442 | 3.5 | 3.3 | 35000 | 4459 | 2.3 | Federally-Regulated Commercial & Industrial Equipment | 09/23/2019 |  | 04/25/2023
York International | York | XXE12A(2,4,5)*3********* |  | HSP-A, Single-Package Heat Pum | Heat Pump | 575 | 3 | False |  |  |  | True | Single-Speed | 116000 | 10545 | 11 | 10.8 | 13.4 |  | 108000 | 9591 | 3.3 | 3.3 | 62000 | 8075 | 2.25 | Federally-Regulated Commercial & Industrial Equipment | 09/23/2019 |  | 04/25/2023
York International | York | XYE07A(2,4,5)*1******* |  | HSP-A, Single-Package Heat Pum | Heat Pump | 230 | 3 | False |  |  |  | True | Single-Speed | 71000 | 5916 | 12 | 10.8 | 13.2 |  | 69000 | 5947 | 3.4 | 3.3 | 39000 | 4762 | 2.4 | Federally-Regulated Commercial & Industrial Equipment | 09/23/2019 |  | 04/25/2023
York International | York | XYE08A(2,4,5)*1******* |  | HSP-A, Single-Package Heat Pum | Heat Pump | 230 | 3 | False |  |  |  | True | Single-Speed | 88000 | 7272 | 12.1 | 10.8 | 14 |  | 84000 | 7033 | 3.5 | 3.3 | 48000 | 5861 | 2.4 | Federally-Regulated Commercial & Industrial Equipment | 09/23/2019 |  | 04/25/2023
York International | York | XYE09A(2,4,5)*1******* |  | HSP-A, Single-Package Heat Pum | Heat Pump | 230 | 3 | False |  |  |  | True | Single-Speed | 98000 | 8166 | 12 | 10.8 | 13.8 |  | 96000 | 8275 | 3.4 | 3.3 | 54000 | 7002 | 2.26 | Federally-Regulated Commercial & Industrial Equipment | 09/23/2019 |  | 04/25/2023
York International | CHAMPION, UNITARY PRODUCTS GROUP - COMMERCIAL | XXE08A(2,4,5)*1********* |  | HSP-A, Single-Package Heat Pum | Heat Pump | 208 | 3 | False |  |  |  | True | Single-Speed | 90000 | 7826 | 11.5 | 10.8 | 13.3 |  | 84000 | 7033 | 3.5 | 3.3 | 49000 | 6382 | 2.25 | Federally-Regulated Commercial & Industrial Equipment | 05/17/2019 |  | 04/25/2023
York International | CHAMPION, UNITARY PRODUCTS GROUP - COMMERCIAL | XYE09A(2,4,5)*1******* |  | HSP-A, Single-Package Heat Pum | Heat Pump | 575 | 3 | False |  |  |  | True | Single-Speed | 98000 | 8166 | 12 | 10.8 | 13.8 |  | 96000 | 8275 | 3.4 | 3.3 | 54000 | 7002 | 2.26 | Federally-Regulated Commercial & Industrial Equipment | 05/17/2019 |  | 04/25/2023
York International | CHAMPION, UNITARY PRODUCTS GROUP - COMMERCIAL | XYE07A(2,4,5)*1******* |  | HSP-A, Single-Package Heat Pum | Heat Pump | 460 | 3 | False |  |  |  | True | Single-Speed | 71000 | 5916 | 12 | 10.8 | 13.2 |  | 69000 | 5947 | 3.4 | 3.3 | 39000 | 4762 | 2.4 | Federally-Regulated Commercial & Industrial Equipment | 04/16/2019 |  | 04/25/2023
York International | CHAMPION, UNITARY PRODUCTS GROUP - COMMERCIAL | XYE07A(2,4,5)*1******* |  | HSP-A, Single-Package Heat Pum | Heat Pump | 230 | 3 | False |  |  |  | True | Single-Speed | 71000 | 5916 | 12 | 10.8 | 13.2 |  | 69000 | 5947 | 3.4 | 3.3 | 39000 | 4762 | 2.4 | Federally-Regulated Commercial & Industrial Equipment | 04/16/2019 |  | 04/25/2023
York International | CHAMPION, UNITARY PRODUCTS GROUP - COMMERCIAL | XYE08A(2,4,5)*1******* |  | HSP-A, Single-Package Heat Pum | Heat Pump | 208 | 3 | False |  |  |  | True | Single-Speed | 88000 | 7272 | 12.1 | 10.8 | 14 |  | 84000 | 7033 | 3.5 | 3.3 | 48000 | 5861 | 2.4 | Federally-Regulated Commercial & Industrial Equipment | 04/16/2019 |  | 04/25/2023
York International | CHAMPION, UNITARY PRODUCTS GROUP - COMMERCIAL | XXE12A(2,4,5)*3********* |  | HSP-A, Single-Package Heat Pum | Heat Pump | 575 | 3 | False |  |  |  | True | Single-Speed | 116000 | 10545 | 11 | 10.8 | 13.4 |  | 108000 | 9591 | 3.3 | 3.3 | 62000 | 8075 | 2.25 | Federally-Regulated Commercial & Industrial Equipment | 05/17/2019 |  | 04/25/2023
York International | CHAMPION, UNITARY PRODUCTS GROUP - COMMERCIAL | XXEA7A(2,4,5)*1********* |  | HSP-A, Single-Package Heat Pum | Heat Pump | 208 | 3 | False |  |  |  | True | Single-Speed | 66000 | 6000 | 11 | 10.8 | 12.7 |  | 65000 | 5442 | 3.5 | 3.3 | 35000 | 4459 | 2.3 | Federally-Regulated Commercial & Industrial Equipment | 04/16/2019 |  | 04/25/2023
York International | CHAMPION, UNITARY PRODUCTS GROUP - COMMERCIAL | XYE09A(2,4,5)*1******* |  | HSP-A, Single-Package Heat Pum | Heat Pump | 208 | 3 | False |  |  |  | True | Single-Speed | 98000 | 8166 | 12 | 10.8 | 13.8 |  | 96000 | 8275 | 3.4 | 3.3 | 54000 | 7002 | 2.26 | Federally-Regulated Commercial & Industrial Equipment | 05/17/2019 |  | 04/25/2023
York International | CHAMPION, UNITARY PRODUCTS GROUP - COMMERCIAL | XYE09A(2,4,5)*1******* |  | HSP-A, Single-Package Heat Pum | Heat Pump | 460 | 3 | False |  |  |  | True | Single-Speed | 98000 | 8166 | 12 | 10.8 | 13.8 |  | 96000 | 8275 | 3.4 | 3.3 | 54000 | 7002 | 2.26 | Federally-Regulated Commercial & Industrial Equipment | 05/17/2019 |  | 04/25/2023
York International | CHAMPION, UNITARY PRODUCTS GROUP - COMMERCIAL | XXE12A(2,4,5)*3********* |  | HSP-A, Single-Package Heat Pum | Heat Pump | 230 | 3 | False |  |  |  | True | Single-Speed | 116000 | 10545 | 11 | 10.8 | 13.4 |  | 108000 | 9591 | 3.3 | 3.3 | 62000 | 8075 | 2.25 | Federally-Regulated Commercial & Industrial Equipment | 05/17/2019 |  | 04/25/2023
York International | CHAMPION, UNITARY PRODUCTS GROUP - COMMERCIAL | XXEA7A(2,4,5)*1********* |  | HSP-A, Single-Package Heat Pum | Heat Pump | 230 | 3 | False |  |  |  | True | Single-Speed | 66000 | 6000 | 11 | 10.8 | 12.7 |  | 65000 | 5442 | 3.5 | 3.3 | 35000 | 4459 | 2.3 | Federally-Regulated Commercial & Industrial Equipment | 04/16/2019 |  | 04/25/2023
York International | CHAMPION, UNITARY PRODUCTS GROUP - COMMERCIAL | XYE08A(2,4,5)*1******* |  | HSP-A, Single-Package Heat Pum | Heat Pump | 230 | 3 | False |  |  |  | True | Single-Speed | 88000 | 7272 | 12.1 | 10.8 | 14 |  | 84000 | 7033 | 3.5 | 3.3 | 48000 | 5861 | 2.4 | Federally-Regulated Commercial & Industrial Equipment | 04/16/2019 |  | 04/25/2023
York International | CHAMPION, UNITARY PRODUCTS GROUP - COMMERCIAL | XYE07A(2,4,5)*1******* |  | HSP-A, Single-Package Heat Pum | Heat Pump | 208 | 3 | False |  |  |  | True | Single-Speed | 71000 | 5916 | 12 | 10.8 | 13.2 |  | 69000 | 5947 | 3.4 | 3.3 | 39000 | 4762 | 2.4 | Federally-Regulated Commercial & Industrial Equipment | 04/16/2019 |  | 04/25/2023
York International | CHAMPION, UNITARY PRODUCTS GROUP - COMMERCIAL | XXE08A(2,4,5)*1********* |  | HSP-A, Single-Package Heat Pum | Heat Pump | 230 | 3 | False |  |  |  | True | Single-Speed | 90000 | 7826 | 11.5 | 10.8 | 13.3 |  | 84000 | 7033 | 3.5 | 3.3 | 49000 | 6382 | 2.25 | Federally-Regulated Commercial & Industrial Equipment | 05/17/2019 |  | 04/25/2023
York International | CHAMPION, UNITARY PRODUCTS GROUP - COMMERCIAL | XYE08A(2,4,5)*1******* |  | HSP-A, Single-Package Heat Pum | Heat Pump | 460 | 3 | False |  |  |  | True | Single-Speed | 88000 | 7272 | 12.1 | 10.8 | 14 |  | 84000 | 7033 | 3.5 | 3.3 | 48000 | 5861 | 2.4 | Federally-Regulated Commercial & Industrial Equipment | 04/16/2019 |  | 04/25/2023
York International | CHAMPION, UNITARY PRODUCTS GROUP - COMMERCIAL | XXE12A(2,4,5)*3********* |  | HSP-A, Single-Package Heat Pum | Heat Pump | 460 | 3 | False |  |  |  | True | Single-Speed | 116000 | 10545 | 11 | 10.8 | 13.4 |  | 108000 | 9591 | 3.3 | 3.3 | 62000 | 8075 | 2.25 | Federally-Regulated Commercial & Industrial Equipment | 05/17/2019 |  | 04/25/2023
York International | CHAMPION, UNITARY PRODUCTS GROUP - COMMERCIAL | XXEA7A(2,4,5)*1********* |  | HSP-A, Single-Package Heat Pum | Heat Pump | 460 | 3 | False |  |  |  | True | Single-Speed | 66000 | 6000 | 11 | 10.8 | 12.7 |  | 65000 | 5442 | 3.5 | 3.3 | 35000 | 4459 | 2.3 | Federally-Regulated Commercial & Industrial Equipment | 04/16/2019 |  | 04/25/2023
York International | CHAMPION, UNITARY PRODUCTS GROUP - COMMERCIAL | XXEA7A(2,4,5)*1********* |  | HSP-A, Single-Package Heat Pum | Heat Pump | 575 | 3 | False |  |  |  | True | Single-Speed | 66000 | 6000 | 11 | 10.8 | 12.7 |  | 65000 | 5442 | 3.5 | 3.3 | 35000 | 4459 | 2.3 | Federally-Regulated Commercial & Industrial Equipment | 04/16/2019 |  | 04/25/2023
York International | CHAMPION, UNITARY PRODUCTS GROUP - COMMERCIAL | XYE07A(2,4,5)*1******* |  | HSP-A, Single-Package Heat Pum | Heat Pump | 575 | 3 | False |  |  |  | True | Single-Speed | 71000 | 5916 | 12 | 10.8 | 13.2 |  | 69000 | 5947 | 3.4 | 3.3 | 39000 | 4762 | 2.4 | Federally-Regulated Commercial & Industrial Equipment | 04/16/2019 |  | 04/25/2023
York International | CHAMPION, UNITARY PRODUCTS GROUP - COMMERCIAL | XXE08A(2,4,5)*1********* |  | HSP-A, Single-Package Heat Pum | Heat Pump | 460 | 3 | False |  |  |  | True | Single-Speed | 90000 | 7826 | 11.5 | 10.8 | 13.3 |  | 84000 | 7033 | 3.5 | 3.3 | 49000 | 6382 | 2.25 | Federally-Regulated Commercial & Industrial Equipment | 05/17/2019 |  | 04/25/2023
York International | CHAMPION, UNITARY PRODUCTS GROUP - COMMERCIAL | XYE09A(2,4,5)*1******* |  | HSP-A, Single-Package Heat Pum | Heat Pump | 230 | 3 | False |  |  |  | True | Single-Speed | 98000 | 8166 | 12 | 10.8 | 13.8 |  | 96000 | 8275 | 3.4 | 3.3 | 54000 | 7002 | 2.26 | Federally-Regulated Commercial & Industrial Equipment | 05/17/2019 |  | 04/25/2023
York International | CHAMPION, UNITARY PRODUCTS GROUP - COMMERCIAL | XXE12A(2,4,5)*3********* |  | HSP-A, Single-Package Heat Pum | Heat Pump | 208 | 3 | False |  |  |  | True | Single-Speed | 116000 | 10545 | 11 | 10.8 | 13.4 |  | 108000 | 9591 | 3.3 | 3.3 | 62000 | 8075 | 2.25 | Federally-Regulated Commercial & Industrial Equipment | 05/17/2019 |  | 04/25/2023
York International | CHAMPION, UNITARY PRODUCTS GROUP - COMMERCIAL | XYE08A(2,4,5)*1******* |  | HSP-A, Single-Package Heat Pum | Heat Pump | 575 | 3 | False |  |  |  | True | Single-Speed | 88000 | 7272 | 12.1 | 10.8 | 14 |  | 84000 | 7033 | 3.5 | 3.3 | 48000 | 5861 | 2.4 | Federally-Regulated Commercial & Industrial Equipment | 04/16/2019 |  | 04/25/2023
York International | CHAMPION, UNITARY PRODUCTS GROUP - COMMERCIAL | XXE08A(2,4,5)*1********* |  | HSP-A, Single-Package Heat Pum | Heat Pump | 575 | 3 | False |  |  |  | True | Single-Speed | 90000 | 7826 | 11.5 | 10.8 | 13.3 |  | 84000 | 7033 | 3.5 | 3.3 | 49000 | 6382 | 2.25 | Federally-Regulated Commercial & Industrial Equipment | 05/17/2019 |  | 04/25/2023
York International | FRASER - JOHNSTON | XXE12A(2,4,5)*3********* |  | HSP-A, Single-Package Heat Pum | Heat Pump | 575 | 3 | False |  |  |  | True | Single-Speed | 116000 | 10545 | 11 | 10.8 | 13.4 |  | 108000 | 9591 | 3.3 | 3.3 | 62000 | 8075 | 2.25 | Federally-Regulated Commercial & Industrial Equipment | 09/23/2019 |  | 04/25/2023
York International | FRASER - JOHNSTON | XYE07A(2,4,5)*1******* |  | HSP-A, Single-Package Heat Pum | Heat Pump | 208 | 3 | False |  |  |  | True | Single-Speed | 71000 | 5916 | 12 | 10.8 | 13.2 |  | 69000 | 5947 | 3.4 | 3.3 | 39000 | 4762 | 2.4 | Federally-Regulated Commercial & Industrial Equipment | 09/23/2019 |  | 04/25/2023
York International | FRASER - JOHNSTON | XYE07A(2,4,5)*1******* |  | HSP-A, Single-Package Heat Pum | Heat Pump | 230 | 3 | False |  |  |  | True | Single-Speed | 71000 | 5916 | 12 | 10.8 | 13.2 |  | 69000 | 5947 | 3.4 | 3.3 | 39000 | 4762 | 2.4 | Federally-Regulated Commercial & Industrial Equipment | 09/23/2019 |  | 04/25/2023
York International | FRASER - JOHNSTON | XXE08A(2,4,5)*1********* |  | HSP-A, Single-Package Heat Pum | Heat Pump | 230 | 3 | False |  |  |  | True | Single-Speed | 90000 | 7826 | 11.5 | 10.8 | 13.3 |  | 84000 | 7033 | 3.5 | 3.3 | 49000 | 6382 | 2.25 | Federally-Regulated Commercial & Industrial Equipment | 09/23/2019 |  | 04/25/2023
York International | FRASER - JOHNSTON | XYE09A(2,4,5)*1******* |  | HSP-A, Single-Package Heat Pum | Heat Pump | 230 | 3 | False |  |  |  | True | Single-Speed | 98000 | 8166 | 12 | 10.8 | 13.8 |  | 96000 | 8275 | 3.4 | 3.3 | 54000 | 7002 | 2.26 | Federally-Regulated Commercial & Industrial Equipment | 09/23/2019 |  | 04/25/2023
York International | FRASER - JOHNSTON | XYE08A(2,4,5)*1******* |  | HSP-A, Single-Package Heat Pum | Heat Pump | 460 | 3 | False |  |  |  | True | Single-Speed | 88000 | 7272 | 12.1 | 10.8 | 14 |  | 84000 | 7033 | 3.5 | 3.3 | 48000 | 5861 | 2.4 | Federally-Regulated Commercial & Industrial Equipment | 09/23/2019 |  | 04/25/2023
York International | FRASER - JOHNSTON | XYE09A(2,4,5)*1******* |  | HSP-A, Single-Package Heat Pum | Heat Pump | 460 | 3 | False |  |  |  | True | Single-Speed | 98000 | 8166 | 12 | 10.8 | 13.8 |  | 96000 | 8275 | 3.4 | 3.3 | 54000 | 7002 | 2.26 | Federally-Regulated Commercial & Industrial Equipment | 09/23/2019 |  | 04/25/2023
York International | FRASER - JOHNSTON | XXEA7A(2,4,5)*1********* |  | HSP-A, Single-Package Heat Pum | Heat Pump | 575 | 3 | False |  |  |  | True | Single-Speed | 66000 | 6000 | 11 | 10.8 | 12.7 |  | 65000 | 5442 | 3.5 | 3.3 | 35000 | 4459 | 2.3 | Federally-Regulated Commercial & Industrial Equipment | 09/23/2019 |  | 04/25/2023
York International | FRASER - JOHNSTON | XYE08A(2,4,5)*1******* |  | HSP-A, Single-Package Heat Pum | Heat Pump | 575 | 3 | False |  |  |  | True | Single-Speed | 88000 | 7272 | 12.1 | 10.8 | 14 |  | 84000 | 7033 | 3.5 | 3.3 | 48000 | 5861 | 2.4 | Federally-Regulated Commercial & Industrial Equipment | 09/23/2019 |  | 04/25/2023
York International | FRASER - JOHNSTON | XYE09A(2,4,5)*1******* |  | HSP-A, Single-Package Heat Pum | Heat Pump | 575 | 3 | False |  |  |  | True | Single-Speed | 98000 | 8166 | 12 | 10.8 | 13.8 |  | 96000 | 8275 | 3.4 | 3.3 | 54000 | 7002 | 2.26 | Federally-Regulated Commercial & Industrial Equipment | 09/23/2019 |  | 04/25/2023
York International | FRASER - JOHNSTON | XXE12A(2,4,5)*3********* |  | HSP-A, Single-Package Heat Pum | Heat Pump | 230 | 3 | False |  |  |  | True | Single-Speed | 116000 | 10545 | 11 | 10.8 | 13.4 |  | 108000 | 9591 | 3.3 | 3.3 | 62000 | 8075 | 2.25 | Federally-Regulated Commercial & Industrial Equipment | 09/23/2019 |  | 04/25/2023
York International | FRASER - JOHNSTON | XYE07A(2,4,5)*1******* |  | HSP-A, Single-Package Heat Pum | Heat Pump | 460 | 3 | False |  |  |  | True | Single-Speed | 71000 | 5916 | 12 | 10.8 | 13.2 |  | 69000 | 5947 | 3.4 | 3.3 | 39000 | 4762 | 2.4 | Federally-Regulated Commercial & Industrial Equipment | 09/23/2019 |  | 04/25/2023
York International | FRASER - JOHNSTON | XYE08A(2,4,5)*1******* |  | HSP-A, Single-Package Heat Pum | Heat Pump | 208 | 3 | False |  |  |  | True | Single-Speed | 88000 | 7272 | 12.1 | 10.8 | 14 |  | 84000 | 7033 | 3.5 | 3.3 | 48000 | 5861 | 2.4 | Federally-Regulated Commercial & Industrial Equipment | 09/23/2019 |  | 04/25/2023
York International | FRASER - JOHNSTON | XXEA7A(2,4,5)*1********* |  | HSP-A, Single-Package Heat Pum | Heat Pump | 208 | 3 | False |  |  |  | True | Single-Speed | 66000 | 6000 | 11 | 10.8 | 12.7 |  | 65000 | 5442 | 3.5 | 3.3 | 35000 | 4459 | 2.3 | Federally-Regulated Commercial & Industrial Equipment | 09/23/2019 |  | 04/25/2023
York International | FRASER - JOHNSTON | XXE08A(2,4,5)*1********* |  | HSP-A, Single-Package Heat Pum | Heat Pump | 460 | 3 | False |  |  |  | True | Single-Speed | 90000 | 7826 | 11.5 | 10.8 | 13.3 |  | 84000 | 7033 | 3.5 | 3.3 | 49000 | 6382 | 2.25 | Federally-Regulated Commercial & Industrial Equipment | 09/23/2019 |  | 04/25/2023
York International | FRASER - JOHNSTON | XYE07A(2,4,5)*1******* |  | HSP-A, Single-Package Heat Pum | Heat Pump | 575 | 3 | False |  |  |  | True | Single-Speed | 71000 | 5916 | 12 | 10.8 | 13.2 |  | 69000 | 5947 | 3.4 | 3.3 | 39000 | 4762 | 2.4 | Federally-Regulated Commercial & Industrial Equipment | 09/23/2019 |  | 04/25/2023
York International | FRASER - JOHNSTON | XXE12A(2,4,5)*3********* |  | HSP-A, Single-Package Heat Pum | Heat Pump | 208 | 3 | False |  |  |  | True | Single-Speed | 116000 | 10545 | 11 | 10.8 | 13.4 |  | 108000 | 9591 | 3.3 | 3.3 | 62000 | 8075 | 2.25 | Federally-Regulated Commercial & Industrial Equipment | 09/23/2019 |  | 04/25/2023
York International | FRASER - JOHNSTON | XXEA7A(2,4,5)*1********* |  | HSP-A, Single-Package Heat Pum | Heat Pump | 230 | 3 | False |  |  |  | True | Single-Speed | 66000 | 6000 | 11 | 10.8 | 12.7 |  | 65000 | 5442 | 3.5 | 3.3 | 35000 | 4459 | 2.3 | Federally-Regulated Commercial & Industrial Equipment | 09/23/2019 |  | 04/25/2023
York International | FRASER - JOHNSTON | XXE08A(2,4,5)*1********* |  | HSP-A, Single-Package Heat Pum | Heat Pump | 575 | 3 | False |  |  |  | True | Single-Speed | 90000 | 7826 | 11.5 | 10.8 | 13.3 |  | 84000 | 7033 | 3.5 | 3.3 | 49000 | 6382 | 2.25 | Federally-Regulated Commercial & Industrial Equipment | 09/23/2019 |  | 04/25/2023
York International | FRASER - JOHNSTON | XXE08A(2,4,5)*1********* |  | HSP-A, Single-Package Heat Pum | Heat Pump | 208 | 3 | False |  |  |  | True | Single-Speed | 90000 | 7826 | 11.5 | 10.8 | 13.3 |  | 84000 | 7033 | 3.5 | 3.3 | 49000 | 6382 | 2.25 | Federally-Regulated Commercial & Industrial Equipment | 09/23/2019 |  | 04/25/2023
York International | FRASER - JOHNSTON | XXE12A(2,4,5)*3********* |  | HSP-A, Single-Package Heat Pum | Heat Pump | 460 | 3 | False |  |  |  | True | Single-Speed | 116000 | 10545 | 11 | 10.8 | 13.4 |  | 108000 | 9591 | 3.3 | 3.3 | 62000 | 8075 | 2.25 | Federally-Regulated Commercial & Industrial Equipment | 09/23/2019 |  | 04/25/2023
York International | FRASER - JOHNSTON | XYE08A(2,4,5)*1******* |  | HSP-A, Single-Package Heat Pum | Heat Pump | 230 | 3 | False |  |  |  | True | Single-Speed | 88000 | 7272 | 12.1 | 10.8 | 14 |  | 84000 | 7033 | 3.5 | 3.3 | 48000 | 5861 | 2.4 | Federally-Regulated Commercial & Industrial Equipment | 09/23/2019 |  | 04/25/2023
York International | FRASER - JOHNSTON | XXEA7A(2,4,5)*1********* |  | HSP-A, Single-Package Heat Pum | Heat Pump | 460 | 3 | False |  |  |  | True | Single-Speed | 66000 | 6000 | 11 | 10.8 | 12.7 |  | 65000 | 5442 | 3.5 | 3.3 | 35000 | 4459 | 2.3 | Federally-Regulated Commercial & Industrial Equipment | 09/23/2019 |  | 04/25/2023
York International | FRASER - JOHNSTON | XYE09A(2,4,5)*1******* |  | HSP-A, Single-Package Heat Pum | Heat Pump | 208 | 3 | False |  |  |  | True | Single-Speed | 98000 | 8166 | 12 | 10.8 | 13.8 |  | 96000 | 8275 | 3.4 | 3.3 | 54000 | 7002 | 2.26 | Federally-Regulated Commercial & Industrial Equipment | 09/23/2019 |  | 04/25/2023
Rheem Sales Company, Inc. | Sure | RHPDZS090AC*****B |  | HSP-A, Single-Package Heat Pum | Both Heat Pump and Electric Re | 230 | 3 | False |  |  |  | True | Dual-Speed | 86000 | 7818 |  |  | 12.2 |  | 84000 | 7460 | 3.3 |  | 48000 | 6252 | 2.25 | Federally-Regulated Commercial & Industrial Equipment | 04/21/2020 | 205465466 | 05/02/2023
Rheem Sales Company, Inc. | Sure | RHPDZS102AC*****B |  | HSP-A, Single-Package Heat Pum | Both Heat Pump and Electric Re | 208 | 3 | False |  |  |  | True | Dual-Speed | 97000 | 8818 |  |  | 12.2 |  | 97000 | 8614 | 3.3 |  | 58000 | 7554 | 2.25 | Federally-Regulated Commercial & Industrial Equipment | 04/21/2020 | 205465486 | 05/02/2023
Rheem Sales Company, Inc. | Sure | RHPDZS090AD*****B |  | HSP-A, Single-Package Heat Pum | Both Heat Pump and Electric Re | 460 | 3 | False |  |  |  | True | Dual-Speed | 86000 | 7818 |  |  | 12.2 |  | 84000 | 7460 | 3.3 |  | 48000 | 6252 | 2.25 | Federally-Regulated Commercial & Industrial Equipment | 04/21/2020 | 205465467 | 05/02/2023
Rheem Sales Company, Inc. | Sure | RHPDZS120AC*****B |  | HSP-A, Single-Package Heat Pum | Both Heat Pump and Electric Re | 230 | 3 | False |  |  |  | True | Dual-Speed | 114000 | 10363 |  |  | 12.2 |  | 112000 | 9946 | 3.3 |  | 68000 | 8857 | 2.25 | Federally-Regulated Commercial & Industrial Equipment | 04/21/2020 | 205465468 | 05/02/2023
Rheem Sales Company, Inc. | Sure | RHPDZS120AC*****B |  | HSP-A, Single-Package Heat Pum | Both Heat Pump and Electric Re | 208 | 3 | False |  |  |  | True | Dual-Speed | 114000 | 10363 |  |  | 12.2 |  | 112000 | 9946 | 3.3 |  | 68000 | 8857 | 2.25 | Federally-Regulated Commercial & Industrial Equipment | 04/21/2020 | 205465468 | 05/02/2023
Rheem Sales Company, Inc. | Sure | RHPDZS090AC*****B |  | HSP-A, Single-Package Heat Pum | Both Heat Pump and Electric Re | 208 | 3 | False |  |  |  | True | Dual-Speed | 86000 | 7818 |  |  | 12.2 |  | 84000 | 7460 | 3.3 |  | 48000 | 6252 | 2.25 | Federally-Regulated Commercial & Industrial Equipment | 04/21/2020 | 205465466 | 05/02/2023
Rheem Sales Company, Inc. | Sure | RHPDZS102AC*****B |  | HSP-A, Single-Package Heat Pum | Both Heat Pump and Electric Re | 230 | 3 | False |  |  |  | True | Dual-Speed | 97000 | 8818 |  |  | 12.2 |  | 97000 | 8614 | 3.3 |  | 58000 | 7554 | 2.25 | Federally-Regulated Commercial & Industrial Equipment | 04/21/2020 | 205465486 | 05/02/2023
Rheem Sales Company, Inc. | Sure | RHPDZS102AD*****B |  | HSP-A, Single-Package Heat Pum | Both Heat Pump and Electric Re | 460 | 3 | False |  |  |  | True | Dual-Speed | 97000 | 8818 |  |  | 12.2 |  | 97000 | 8614 | 3.3 |  | 58000 | 7554 | 2.25 | Federally-Regulated Commercial & Industrial Equipment | 04/21/2020 | 205465487 | 05/02/2023
Rheem Sales Company, Inc. | CLIMATEMASTER | RHPDZS090AC*****B |  | HSP-A, Single-Package Heat Pum | Both Heat Pump and Electric Re | 230 | 3 | False |  |  |  | True | Dual-Speed | 86000 | 7818 | 11 | 11 | 12.2 |  | 84000 | 7460 | 3.3 | 3.3 | 48000 | 6252 | 2.25 | Federally-Regulated Commercial & Industrial Equipment | 09/23/2019 |  | 05/02/2023
Rheem Sales Company, Inc. | CLIMATEMASTER | RHPDZS120AC*****B |  | HSP-A, Single-Package Heat Pum | Both Heat Pump and Electric Re | 208 | 3 | False |  |  |  | True | Dual-Speed | 114000 | 10363 | 11 | 11 | 12.2 |  | 112000 | 9946 | 3.3 | 3.3 | 68000 | 8857 | 2.25 | Federally-Regulated Commercial & Industrial Equipment | 09/23/2019 |  | 05/02/2023
Rheem Sales Company, Inc. | CLIMATEMASTER | RHPDZS120AC*****B |  | HSP-A, Single-Package Heat Pum | Both Heat Pump and Electric Re | 230 | 3 | False |  |  |  | True | Dual-Speed | 114000 | 10363 | 11 | 11 | 12.2 |  | 112000 | 9946 | 3.3 | 3.3 | 68000 | 8857 | 2.25 | Federally-Regulated Commercial & Industrial Equipment | 09/23/2019 |  | 05/02/2023
Rheem Sales Company, Inc. | CLIMATEMASTER | RHPDZS090AD*****B |  | HSP-A, Single-Package Heat Pum | Both Heat Pump and Electric Re | 460 | 3 | False |  |  |  | True | Dual-Speed | 86000 | 7818 | 11 | 11 | 12.2 |  | 84000 | 7460 | 3.3 | 3.3 | 48000 | 6252 | 2.25 | Federally-Regulated Commercial & Industrial Equipment | 08/06/2019 |  | 05/02/2023
Rheem Sales Company, Inc. | CLIMATEMASTER | RHPDZS120AD*****B |  | HSP-A, Single-Package Heat Pum | Both Heat Pump and Electric Re | 460 | 3 | False |  |  |  | True | Dual-Speed | 114000 | 10363 | 11 | 11 | 12.2 |  | 112000 | 9946 | 3.3 | 3.3 | 68000 | 8857 | 2.25 | Federally-Regulated Commercial & Industrial Equipment | 08/06/2019 |  | 05/02/2023
Rheem Sales Company, Inc. | CLIMATEMASTER | RHPDZS090AC*****B |  | HSP-A, Single-Package Heat Pum | Both Heat Pump and Electric Re | 208 | 3 | False |  |  |  | True | Dual-Speed | 86000 | 7818 | 11 | 11 | 12.2 |  | 84000 | 7460 | 3.3 | 3.3 | 48000 | 6252 | 2.25 | Federally-Regulated Commercial & Industrial Equipment | 09/23/2019 |  | 05/02/2023
Rheem Sales Company, Inc. | Rheem | RHPDZS102AD*****B |  | HSP-A, Single-Package Heat Pum | Both Heat Pump and Electric Re | 460 | 3 | False |  |  |  | True | Dual-Speed | 97000 | 8818 | 11 | 11 | 12.2 |  | 97000 | 8614 | 3.3 | 3.3 | 58000 | 7554 | 2.25 | Federally-Regulated Commercial & Industrial Equipment | 07/19/2019 |  | 05/02/2023
Rheem Sales Company, Inc. | Rheem | RHPDZS120AC*****B |  | HSP-A, Single-Package Heat Pum | Both Heat Pump and Electric Re | 230 | 3 | False |  |  |  | True | Dual-Speed | 114000 | 10363 | 11 | 11 | 12.2 |  | 112000 | 9946 | 3.3 | 3.3 | 68000 | 8857 | 2.25 | Federally-Regulated Commercial & Industrial Equipment | 09/23/2019 |  | 05/02/2023
Rheem Sales Company, Inc. | Rheem | RHPDZS102AC*****B |  | HSP-A, Single-Package Heat Pum | Both Heat Pump and Electric Re | 230 | 3 | False |  |  |  | True | Dual-Speed | 97000 | 8818 | 11 | 11 | 12.2 |  | 97000 | 8614 | 3.3 | 3.3 | 58000 | 7554 | 2.25 | Federally-Regulated Commercial & Industrial Equipment | 09/23/2019 |  | 05/02/2023
Rheem Sales Company, Inc. | Rheem | RHPDZS090AD*****B |  | HSP-A, Single-Package Heat Pum | Both Heat Pump and Electric Re | 460 | 3 | False |  |  |  | True | Dual-Speed | 86000 | 7818 | 11 | 11 | 12.2 |  | 84000 | 7460 | 3.3 | 3.3 | 48000 | 6252 | 2.25 | Federally-Regulated Commercial & Industrial Equipment | 05/31/2019 |  | 05/02/2023
Rheem Sales Company, Inc. | Rheem | RHPDZS090AC*****B |  | HSP-A, Single-Package Heat Pum | Both Heat Pump and Electric Re | 208 | 3 | False |  |  |  | True | Dual-Speed | 86000 | 7818 | 11 | 11 | 12.2 |  | 84000 | 7460 | 3.3 | 3.3 | 48000 | 6252 | 2.25 | Federally-Regulated Commercial & Industrial Equipment | 09/23/2019 |  | 05/02/2023
Rheem Sales Company, Inc. | Rheem | RHPDZS120AD*****B |  | HSP-A, Single-Package Heat Pum | Both Heat Pump and Electric Re | 460 | 3 | False |  |  |  | True | Dual-Speed | 114000 | 10363 | 11 | 11 | 12.2 |  | 112000 | 9946 | 3.3 | 3.3 | 68000 | 8857 | 2.25 | Federally-Regulated Commercial & Industrial Equipment | 05/31/2019 |  | 05/02/2023
Rheem Sales Company, Inc. | Rheem | RHPDZS090AC*****B |  | HSP-A, Single-Package Heat Pum | Both Heat Pump and Electric Re | 230 | 3 | False |  |  |  | True | Dual-Speed | 86000 | 7818 | 11 | 11 | 12.2 |  | 84000 | 7460 | 3.3 | 3.3 | 48000 | 6252 | 2.25 | Federally-Regulated Commercial & Industrial Equipment | 09/23/2019 |  | 05/02/2023
Rheem Sales Company, Inc. | Rheem | RHPDZS102AC*****B |  | HSP-A, Single-Package Heat Pum | Both Heat Pump and Electric Re | 208 | 3 | False |  |  |  | True | Dual-Speed | 97000 | 8818 | 11 | 11 | 12.2 |  | 97000 | 8614 | 3.3 | 3.3 | 58000 | 7554 | 2.25 | Federally-Regulated Commercial & Industrial Equipment | 09/23/2019 |  | 05/02/2023
Rheem Sales Company, Inc. | Rheem | RHPDZS120AC*****B |  | HSP-A, Single-Package Heat Pum | Both Heat Pump and Electric Re | 208 | 3 | False |  |  |  | True | Dual-Speed | 114000 | 10363 | 11 | 11 | 12.2 |  | 112000 | 9946 | 3.3 | 3.3 | 68000 | 8857 | 2.25 | Federally-Regulated Commercial & Industrial Equipment | 09/23/2019 |  | 05/02/2023
Rheem Sales Company, Inc. | Mainline | RHPDZS102AC*****B |  | HSP-A, Single-Package Heat Pum | Both Heat Pump and Electric Re | 230 | 3 | False |  |  |  | True | Dual-Speed | 97000 | 8818 | 11 | 11 | 12.2 |  | 97000 | 8614 | 3.3 | 3.3 | 58000 | 7554 | 2.25 | Federally-Regulated Commercial & Industrial Equipment | 09/23/2019 |  | 05/02/2023
Rheem Sales Company, Inc. | Mainline | RHPDZS120AC*****B |  | HSP-A, Single-Package Heat Pum | Both Heat Pump and Electric Re | 208 | 3 | False |  |  |  | True | Dual-Speed | 114000 | 10363 | 11 | 11 | 12.2 |  | 112000 | 9946 | 3.3 | 3.3 | 68000 | 8857 | 2.25 | Federally-Regulated Commercial & Industrial Equipment | 09/23/2019 |  | 05/02/2023
Rheem Sales Company, Inc. | Mainline | RHPDZS090AC*****B |  | HSP-A, Single-Package Heat Pum | Both Heat Pump and Electric Re | 230 | 3 | False |  |  |  | True | Dual-Speed | 86000 | 7818 | 11 | 11 | 12.2 |  | 84000 | 7460 | 3.3 | 3.3 | 48000 | 6252 | 2.25 | Federally-Regulated Commercial & Industrial Equipment | 09/23/2019 |  | 05/02/2023
Rheem Sales Company, Inc. | Mainline | RHPDZS102AC*****B |  | HSP-A, Single-Package Heat Pum | Both Heat Pump and Electric Re | 208 | 3 | False |  |  |  | True | Dual-Speed | 97000 | 8818 | 11 | 11 | 12.2 |  | 97000 | 8614 | 3.3 | 3.3 | 58000 | 7554 | 2.25 | Federally-Regulated Commercial & Industrial Equipment | 09/23/2019 |  | 05/02/2023
Rheem Sales Company, Inc. | Mainline | RHPDZS102AD*****B |  | HSP-A, Single-Package Heat Pum | Both Heat Pump and Electric Re | 460 | 3 | False |  |  |  | True | Dual-Speed | 97000 | 8818 | 11 | 11 | 12.2 |  | 97000 | 8614 | 3.3 | 3.3 | 58000 | 7554 | 2.25 | Federally-Regulated Commercial & Industrial Equipment | 09/23/2019 |  | 05/02/2023
Rheem Sales Company, Inc. | Mainline | RHPDZS120AC*****B |  | HSP-A, Single-Package Heat Pum | Both Heat Pump and Electric Re | 230 | 3 | False |  |  |  | True | Dual-Speed | 114000 | 10363 | 11 | 11 | 12.2 |  | 112000 | 9946 | 3.3 | 3.3 | 68000 | 8857 | 2.25 | Federally-Regulated Commercial & Industrial Equipment | 09/23/2019 |  | 05/02/2023
Rheem Sales Company, Inc. | Mainline | RHPDZS090AC*****B |  | HSP-A, Single-Package Heat Pum | Both Heat Pump and Electric Re | 208 | 3 | False |  |  |  | True | Dual-Speed | 86000 | 7818 | 11 | 11 | 12.2 |  | 84000 | 7460 | 3.3 | 3.3 | 48000 | 6252 | 2.25 | Federally-Regulated Commercial & Industrial Equipment | 09/23/2019 |  | 05/02/2023
Rheem Sales Company, Inc. | Ruud | RHPDZS120AC*****B |  | HSP-A, Single-Package Heat Pum | Both Heat Pump and Electric Re | 208 | 3 | False |  |  |  | True | Dual-Speed | 114000 | 10363 | 11 | 11 | 12.2 |  | 112000 | 9946 | 3.3 | 3.3 | 68000 | 8857 | 2.25 | Federally-Regulated Commercial & Industrial Equipment | 09/23/2019 |  | 05/02/2023
Rheem Sales Company, Inc. | Ruud | RHPDZS102AC*****B |  | HSP-A, Single-Package Heat Pum | Both Heat Pump and Electric Re | 208 | 3 | False |  |  |  | True | Dual-Speed | 97000 | 8818 | 11 | 11 | 12.2 |  | 97000 | 8614 | 3.3 | 3.3 | 58000 | 7554 | 2.25 | Federally-Regulated Commercial & Industrial Equipment | 09/23/2019 |  | 05/02/2023
Rheem Sales Company, Inc. | Ruud | RHPDZS120AD*****B |  | HSP-A, Single-Package Heat Pum | Both Heat Pump and Electric Re | 460 | 3 | False |  |  |  | True | Dual-Speed | 114000 | 10363 | 11 | 11 | 12.2 |  | 112000 | 9946 | 3.3 | 3.3 | 68000 | 8857 | 2.25 | Federally-Regulated Commercial & Industrial Equipment | 05/31/2019 |  | 05/02/2023
Rheem Sales Company, Inc. | Ruud | RHPDZS102AC*****B |  | HSP-A, Single-Package Heat Pum | Both Heat Pump and Electric Re | 230 | 3 | False |  |  |  | True | Dual-Speed | 97000 | 8818 | 11 | 11 | 12.2 |  | 97000 | 8614 | 3.3 | 3.3 | 58000 | 7554 | 2.25 | Federally-Regulated Commercial & Industrial Equipment | 09/23/2019 |  | 05/02/2023
Rheem Sales Company, Inc. | Ruud | RHPDZS090AC*****B |  | HSP-A, Single-Package Heat Pum | Both Heat Pump and Electric Re | 230 | 3 | False |  |  |  | True | Dual-Speed | 86000 | 7818 | 11 | 11 | 12.2 |  | 84000 | 7460 | 3.3 | 3.3 | 48000 | 6252 | 2.25 | Federally-Regulated Commercial & Industrial Equipment | 09/23/2019 |  | 05/02/2023
Rheem Sales Company, Inc. | Ruud | RHPDZS090AD*****B |  | HSP-A, Single-Package Heat Pum | Both Heat Pump and Electric Re | 460 | 3 | False |  |  |  | True | Dual-Speed | 86000 | 7818 | 11 | 11 | 12.2 |  | 84000 | 7460 | 3.3 | 3.3 | 48000 | 6252 | 2.25 | Federally-Regulated Commercial & Industrial Equipment | 05/31/2019 |  | 05/02/2023
Rheem Sales Company, Inc. | Ruud | RHPDZS102AD*****B |  | HSP-A, Single-Package Heat Pum | Both Heat Pump and Electric Re | 460 | 3 | False |  |  |  | True | Dual-Speed | 97000 | 8818 | 11 | 11 | 12.2 |  | 97000 | 8614 | 3.3 | 3.3 | 58000 | 7554 | 2.25 | Federally-Regulated Commercial & Industrial Equipment | 07/19/2019 |  | 05/02/2023
Rheem Sales Company, Inc. | Ruud | RHPDZS090AC*****B |  | HSP-A, Single-Package Heat Pum | Both Heat Pump and Electric Re | 208 | 3 | False |  |  |  | True | Dual-Speed | 86000 | 7818 | 11 | 11 | 12.2 |  | 84000 | 7460 | 3.3 | 3.3 | 48000 | 6252 | 2.25 | Federally-Regulated Commercial & Industrial Equipment | 09/23/2019 |  | 05/02/2023
Rheem Sales Company, Inc. | Ruud | RHPDZS120AC*****B |  | HSP-A, Single-Package Heat Pum | Both Heat Pump and Electric Re | 230 | 3 | False |  |  |  | True | Dual-Speed | 114000 | 10363 | 11 | 11 | 12.2 |  | 112000 | 9946 | 3.3 | 3.3 | 68000 | 8857 | 2.25 | Federally-Regulated Commercial & Industrial Equipment | 09/23/2019 |  | 05/02/2023
Rheem Sales Company, Inc. | RUSSELL | RHPDZS102AC*****B |  | HSP-A, Single-Package Heat Pum | Both Heat Pump and Electric Re | 230 | 3 | False |  |  |  | True | Dual-Speed | 97000 | 8818 |  |  | 12.2 |  | 97000 | 8614 | 3.3 | 3.3 | 58000 | 7554 | 2.25 | Federally-Regulated Commercial & Industrial Equipment | 04/21/2020 | 205465347 | 05/02/2023
Rheem Sales Company, Inc. | RUSSELL | RHPDZS102AD*****B |  | HSP-A, Single-Package Heat Pum | Both Heat Pump and Electric Re | 460 | 3 | False |  |  |  | True | Dual-Speed | 97000 | 8818 |  |  | 12.2 |  | 97000 | 8614 | 3.3 | 3.3 | 58000 | 7554 | 2.25 | Federally-Regulated Commercial & Industrial Equipment | 04/21/2020 | 205465348 | 05/02/2023
Rheem Sales Company, Inc. | RUSSELL | RHPDZS090AC*****B |  | HSP-A, Single-Package Heat Pum | Both Heat Pump and Electric Re | 208 | 3 | False |  |  |  | True | Dual-Speed | 86000 | 7818 |  |  | 12.2 |  | 84000 | 7460 | 3.3 | 3.3 | 48000 | 6252 | 2.25 | Federally-Regulated Commercial & Industrial Equipment | 04/21/2020 | 205465327 | 05/02/2023
Rheem Sales Company, Inc. | RUSSELL | RHPDZS090AC*****B |  | HSP-A, Single-Package Heat Pum | Both Heat Pump and Electric Re | 230 | 3 | False |  |  |  | True | Dual-Speed | 86000 | 7818 |  |  | 12.2 |  | 84000 | 7460 | 3.3 | 3.3 | 48000 | 6252 | 2.25 | Federally-Regulated Commercial & Industrial Equipment | 04/21/2020 | 205465327 | 05/02/2023
Rheem Sales Company, Inc. | RUSSELL | RHPDZS120AC*****B |  | HSP-A, Single-Package Heat Pum | Both Heat Pump and Electric Re | 208 | 3 | False |  |  |  | True | Dual-Speed | 114000 | 10363 |  |  | 12.2 |  | 112000 | 9946 | 3.3 | 3.3 | 68000 | 8857 | 2.25 | Federally-Regulated Commercial & Industrial Equipment | 04/21/2020 | 205465329 | 05/02/2023
Rheem Sales Company, Inc. | RUSSELL | RHPDZS120AD*****B |  | HSP-A, Single-Package Heat Pum | Both Heat Pump and Electric Re | 460 | 3 | False |  |  |  | True | Dual-Speed | 114000 | 10363 |  |  | 12.2 |  | 112000 | 9946 | 3.3 | 3.3 | 68000 | 8857 | 2.25 | Federally-Regulated Commercial & Industrial Equipment | 04/21/2020 | 205465330 | 05/02/2023
Rheem Sales Company, Inc. | RUSSELL | RHPDZS090AD*****B |  | HSP-A, Single-Package Heat Pum | Both Heat Pump and Electric Re | 460 | 3 | False |  |  |  | True | Dual-Speed | 86000 | 7818 |  |  | 12.2 |  | 84000 | 7460 | 3.3 | 3.3 | 48000 | 6252 | 2.25 | Federally-Regulated Commercial & Industrial Equipment | 04/21/2020 | 205465328 | 05/02/2023
Rheem Sales Company, Inc. | RUSSELL | RHPDZS102AC*****B |  | HSP-A, Single-Package Heat Pum | Both Heat Pump and Electric Re | 208 | 3 | False |  |  |  | True | Dual-Speed | 97000 | 8818 |  |  | 12.2 |  | 97000 | 8614 | 3.3 | 3.3 | 58000 | 7554 | 2.25 | Federally-Regulated Commercial & Industrial Equipment | 04/21/2020 | 205465347 | 05/02/2023
Rheem Sales Company, Inc. | RUSSELL | RHPDZS120AC*****B |  | HSP-A, Single-Package Heat Pum | Both Heat Pump and Electric Re | 230 | 3 | False |  |  |  | True | Dual-Speed | 114000 | 10363 |  |  | 12.2 |  | 112000 | 9946 | 3.3 | 3.3 | 68000 | 8857 | 2.25 | Federally-Regulated Commercial & Industrial Equipment | 04/21/2020 | 205465329 | 05/02/2023
Rheem Sales Company, Inc. | Weatherking | RHPDZS102AD*****B |  | HSP-A, Single-Package Heat Pum | Both Heat Pump and Electric Re | 460 | 3 | False |  |  |  | True | Dual-Speed | 97000 | 8818 | 11 | 11 | 12.2 |  | 97000 | 8614 | 3.3 | 3.3 | 58000 | 7554 | 2.25 | Federally-Regulated Commercial & Industrial Equipment | 07/19/2019 |  | 05/02/2023
Rheem Sales Company, Inc. | Weatherking | RHPDZS102AC*****B |  | HSP-A, Single-Package Heat Pum | Both Heat Pump and Electric Re | 230 | 3 | False |  |  |  | True | Dual-Speed | 97000 | 8818 | 11 |  | 12.2 |  | 97000 | 8614 | 3.3 |  | 58000 | 7554 | 2.25 | Federally-Regulated Commercial & Industrial Equipment | 09/23/2019 |  | 05/02/2023
Rheem Sales Company, Inc. | Weatherking | RHPDZS102AC*****B |  | HSP-A, Single-Package Heat Pum | Both Heat Pump and Electric Re | 208 | 3 | False |  |  |  | True | Dual-Speed | 97000 | 8818 | 11 |  | 12.2 |  | 97000 | 8614 | 3.3 |  | 58000 | 7554 | 2.25 | Federally-Regulated Commercial & Industrial Equipment | 09/23/2019 |  | 05/02/2023
York International | CHAMPION, UNITARY PRODUCTS GROUP - COMMERCIAL | XYEA7A(2,4,5)*1********* |  | HSP-A, Single-Package Heat Pum | Heat Pump | 208 | 3 | False |  |  |  | True | Dual-Speed | 70000 | 5833 |  |  | 14.1 |  | 67000 | 5775 | 3.4 | 3.3 | 38000 | 4640 | 2.4 | Federally-Regulated Commercial & Industrial Equipment | 02/28/2023 | 202373522 | 05/30/2023
York International | CHAMPION, UNITARY PRODUCTS GROUP - COMMERCIAL | XYEA7A(2,4,5)*1********* |  | HSP-A, Single-Package Heat Pum | Heat Pump | 575 | 3 | False |  |  |  | True | Dual-Speed | 70000 | 5833 |  |  | 14.1 |  | 67000 | 5775 | 3.4 | 3.3 | 38000 | 4640 | 2.4 | Federally-Regulated Commercial & Industrial Equipment | 02/28/2023 | 202373522 | 05/30/2023
York International | CHAMPION, UNITARY PRODUCTS GROUP - COMMERCIAL | XYEA7A(2,4,5)*1********* |  | HSP-A, Single-Package Heat Pum | Heat Pump | 230 | 3 | False |  |  |  | True | Dual-Speed | 70000 | 5833 |  |  | 14.1 |  | 67000 | 5775 | 3.4 | 3.3 | 38000 | 4640 | 2.4 | Federally-Regulated Commercial & Industrial Equipment | 02/28/2023 | 202373522 | 05/30/2023
York International | CHAMPION, UNITARY PRODUCTS GROUP - COMMERCIAL | XYEA7A(2,4,5)*1********* |  | HSP-A, Single-Package Heat Pum | Heat Pump | 460 | 3 | False |  |  |  | True | Dual-Speed | 70000 | 5833 |  |  | 14.1 |  | 67000 | 5775 | 3.4 | 3.3 | 38000 | 4640 | 2.4 | Federally-Regulated Commercial & Industrial Equipment | 02/28/2023 | 202373522 | 05/30/2023
York International | TEMPMASTER, UNITARY PRODUCTS GROUP - COMMERCIAL | PHT10C00*(2,4,5)***5 | NST10C00*(2,4,5,6)**** | HRCU-A-CB, Split System: Heat | Heat Pump | 208 | 3 |  | False |  |  | True | Single-Speed | 116000 | 10450 | 11.1 | 10.8 | 14.2 |  | 104000 | 9236 | 3.3 | 3.3 | 63000 | 8027 | 2.3 | Federally-Regulated Commercial & Industrial Equipment | 04/16/2019 |  | 05/30/2023
York International | TEMPMASTER, UNITARY PRODUCTS GROUP - COMMERCIAL | PHT07C00*(2,4,5)***** | NST07C00*(2,4,5,6)**** | HRCU-A-CB, Split System: Heat | Heat Pump | 208 | 3 |  | False |  |  | True | Single-Speed | 89000 | 8090 | 11 | 10.8 | 12.4 |  | 82000 | 7068 | 3.4 | 3.3 | 49000 | 6243 | 2.3 | Federally-Regulated Commercial & Industrial Equipment | 04/16/2019 |  | 05/30/2023
York International | TEMPMASTER, UNITARY PRODUCTS GROUP - COMMERCIAL | PJT20C00*(2,4,5)***** | NWT20C00*(2,4,5,6)**** | HRCU-A-CB, Split System: Heat | Heat Pump | 208 | 3 |  | False |  |  | True | Single-Speed | 230000 | 21698 | 10.6 | 10.4 | 13.3 |  | 220000 | 19538 | 3.3 | 3.2 | 130000 | 17318 | 2.2 | Federally-Regulated Commercial & Industrial Equipment | 04/16/2019 |  | 05/30/2023
York International | TEMPMASTER, UNITARY PRODUCTS GROUP - COMMERCIAL | PHT10C00*(2,4,5)**** | NST10C00*(2,4,5,6)**** | HRCU-A-CB, Split System: Heat | Heat Pump | 460 | 3 |  | False |  |  | True | Single-Speed | 120000 | 11111 | 10.8 | 10.8 |  |  | 109000 | 9680 | 3.3 | 3.3 | 63000 | 8206 | 2.25 | Federally-Regulated Commercial & Industrial Equipment | 01/28/2019 |  | 05/30/2023
York International | TEMPMASTER, UNITARY PRODUCTS GROUP - COMMERCIAL | PJT15C00*(2,4,5)***** | NJT15C00*(2,4,5,6)**** | HRCU-A-CB, Split System: Heat | Heat Pump | 230 | 3 |  | False |  |  | True | Single-Speed | 174000 | 16415 | 10.6 | 10.4 |  |  | 160000 | 13791 | 3.4 | 3.2 | 100000 | 13025 | 2.25 | Federally-Regulated Commercial & Industrial Equipment | 01/28/2019 |  | 05/30/2023
York International | TEMPMASTER, UNITARY PRODUCTS GROUP - COMMERCIAL | PHT15C00*(2,4,5)***** | NST15C00*(2,4,5,6)**** | HRCU-A-CB, Split System: Heat | Heat Pump | 230 | 3 |  | False |  |  | True | Single-Speed | 180000 | 16981 | 10.6 | 10.4 | 13.3 |  | 168000 | 15386 | 3.2 | 3.2 | 104000 | 13252 | 2.3 | Federally-Regulated Commercial & Industrial Equipment | 04/16/2019 |  | 05/30/2023
York International | TEMPMASTER, UNITARY PRODUCTS GROUP - COMMERCIAL | PHT10C00*(2,4,5)**** | NST10C00*(2,4,5,6)**** | HRCU-A-CB, Split System: Heat | Heat Pump | 575 | 3 |  | False |  |  | True | Single-Speed | 120000 | 11111 | 10.8 | 10.8 |  |  | 109000 | 9680 | 3.3 | 3.3 | 63000 | 8206 | 2.25 | Federally-Regulated Commercial & Industrial Equipment | 01/28/2019 |  | 05/30/2023
York International | TEMPMASTER, UNITARY PRODUCTS GROUP - COMMERCIAL | PJT20C00*(2,4,5)***** | NWT20C00*(2,4,5,6)**** | HRCU-A-CB, Split System: Heat | Heat Pump | 575 | 3 |  | False |  |  | True | Single-Speed | 230000 | 21698 | 10.6 | 10.4 | 13.3 |  | 220000 | 19538 | 3.3 | 3.2 | 130000 | 17318 | 2.2 | Federally-Regulated Commercial & Industrial Equipment | 04/16/2019 |  | 05/30/2023
York International | TEMPMASTER, UNITARY PRODUCTS GROUP - COMMERCIAL | XYEA7A(2,4,5)*1********* |  | HSP-A, Single-Package Heat Pum | Heat Pump | 230 | 3 | False |  |  |  | True | Dual-Speed | 70000 | 5833 |  |  | 14.1 |  | 67000 | 5775 | 3.4 | 3.3 | 38000 | 4640 | 2.4 | Federally-Regulated Commercial & Industrial Equipment | 02/28/2023 | 202373572 | 05/30/2023
York International | TEMPMASTER, UNITARY PRODUCTS GROUP - COMMERCIAL | PHT10C00*(2,4,5)***5 | NST10C00*(2,4,5,6)**** | HRCU-A-CB, Split System: Heat | Heat Pump | 460 | 3 |  | False |  |  | True | Single-Speed | 116000 | 10450 | 11.1 | 10.8 | 14.2 |  | 104000 | 9236 | 3.3 | 3.3 | 63000 | 8027 | 2.3 | Federally-Regulated Commercial & Industrial Equipment | 04/16/2019 |  | 05/30/2023
York International | TEMPMASTER, UNITARY PRODUCTS GROUP - COMMERCIAL | XYEA7A(2,4,5)*1********* |  | HSP-A, Single-Package Heat Pum | Heat Pump | 460 | 3 | False |  |  |  | True | Dual-Speed | 70000 | 5833 |  |  | 14.1 |  | 67000 | 5775 | 3.4 | 3.3 | 38000 | 4640 | 2.4 | Federally-Regulated Commercial & Industrial Equipment | 02/28/2023 | 202373572 | 05/30/2023
York International | TEMPMASTER, UNITARY PRODUCTS GROUP - COMMERCIAL | PHT07C00*(2,4,5)***** | NST07C00*(2,4,5,6)**** | HRCU-A-CB, Split System: Heat | Heat Pump | 230 | 3 |  | False |  |  | True | Single-Speed | 89000 | 8090 | 11 | 10.8 | 12.4 |  | 82000 | 7068 | 3.4 | 3.3 | 49000 | 6243 | 2.3 | Federally-Regulated Commercial & Industrial Equipment | 04/16/2019 |  | 05/30/2023
York International | TEMPMASTER, UNITARY PRODUCTS GROUP - COMMERCIAL | PHT07C00*(2,4,5)***** | NST07C00*(2,4,5,6)**** | HRCU-A-CB, Split System: Heat | Heat Pump | 460 | 3 |  | False |  |  | True | Single-Speed | 89000 | 8090 | 11 | 10.8 | 12.4 |  | 82000 | 7068 | 3.4 | 3.3 | 49000 | 6243 | 2.3 | Federally-Regulated Commercial & Industrial Equipment | 04/16/2019 |  | 05/30/2023
York International | TEMPMASTER, UNITARY PRODUCTS GROUP - COMMERCIAL | PJT15C00*(2,4,5)***** | NJT15C00*(2,4,5,6)**** | HRCU-A-CB, Split System: Heat | Heat Pump | 208 | 3 |  | False |  |  | True | Single-Speed | 174000 | 16415 | 10.6 | 10.4 |  |  | 160000 | 13791 | 3.4 | 3.2 | 100000 | 13025 | 2.25 | Federally-Regulated Commercial & Industrial Equipment | 01/28/2019 |  | 05/30/2023
York International | TEMPMASTER, UNITARY PRODUCTS GROUP - COMMERCIAL | XYEA7A(2,4,5)*1********* |  | HSP-A, Single-Package Heat Pum | Heat Pump | 208 | 3 | False |  |  |  | True | Dual-Speed | 70000 | 5833 |  |  | 14.1 |  | 67000 | 5775 | 3.4 | 3.3 | 38000 | 4640 | 2.4 | Federally-Regulated Commercial & Industrial Equipment | 02/28/2023 | 202373572 | 05/30/2023
York International | TEMPMASTER, UNITARY PRODUCTS GROUP - COMMERCIAL | PJT20C00*(2,4,5)***** | NWT20C00*(2,4,5,6)**** | HRCU-A-CB, Split System: Heat | Heat Pump | 230 | 3 |  | False |  |  | True | Single-Speed | 230000 | 21698 | 10.6 | 10.4 | 13.3 |  | 220000 | 19538 | 3.3 | 3.2 | 130000 | 17318 | 2.2 | Federally-Regulated Commercial & Industrial Equipment | 04/16/2019 |  | 05/30/2023
York International | TEMPMASTER, UNITARY PRODUCTS GROUP - COMMERCIAL | PHT15C00*(2,4,5)***** | NST15C00*(2,4,5,6)**** | HRCU-A-CB, Split System: Heat | Heat Pump | 460 | 3 |  | False |  |  | True | Single-Speed | 180000 | 16981 | 10.6 | 10.4 | 13.3 |  | 168000 | 15386 | 3.2 | 3.2 | 104000 | 13252 | 2.3 | Federally-Regulated Commercial & Industrial Equipment | 04/16/2019 |  | 05/30/2023
York International | TEMPMASTER, UNITARY PRODUCTS GROUP - COMMERCIAL | XYEA7A(2,4,5)*1********* |  | HSP-A, Single-Package Heat Pum | Heat Pump | 575 | 3 | False |  |  |  | True | Dual-Speed | 70000 | 5833 |  |  | 14.1 |  | 67000 | 5775 | 3.4 | 3.3 | 38000 | 4640 | 2.4 | Federally-Regulated Commercial & Industrial Equipment | 02/28/2023 | 202373572 | 05/30/2023
York International | TEMPMASTER, UNITARY PRODUCTS GROUP - COMMERCIAL | PHT10C00*(2,4,5)***5 | NST10C00*(2,4,5,6)**** | HRCU-A-CB, Split System: Heat | Heat Pump | 230 | 3 |  | False |  |  | True | Single-Speed | 116000 | 10450 | 11.1 | 10.8 | 14.2 |  | 104000 | 9236 | 3.3 | 3.3 | 63000 | 8027 | 2.3 | Federally-Regulated Commercial & Industrial Equipment | 04/16/2019 |  | 05/30/2023
York International | TEMPMASTER, UNITARY PRODUCTS GROUP - COMMERCIAL | PHT15C00*(2,4,5)***** | NST15C00*(2,4,5,6)**** | HRCU-A-CB, Split System: Heat | Heat Pump | 575 | 3 |  | False |  |  | True | Single-Speed | 180000 | 16981 | 10.6 | 10.4 | 13.3 |  | 168000 | 15386 | 3.2 | 3.2 | 104000 | 13252 | 2.3 | Federally-Regulated Commercial & Industrial Equipment | 04/16/2019 |  | 05/30/2023
York International | TEMPMASTER, UNITARY PRODUCTS GROUP - COMMERCIAL | PHT07C00*(2,4,5)***** | NST07C00*(2,4,5,6)**** | HRCU-A-CB, Split System: Heat | Heat Pump | 575 | 3 |  | False |  |  | True | Single-Speed | 89000 | 8090 | 11 | 10.8 | 12.4 |  | 82000 | 7068 | 3.4 | 3.3 | 49000 | 6243 | 2.3 | Federally-Regulated Commercial & Industrial Equipment | 04/16/2019 |  | 05/30/2023
York International | TEMPMASTER, UNITARY PRODUCTS GROUP - COMMERCIAL | PJT20C00*(2,4,5)***** | NWT20C00*(2,4,5,6)**** | HRCU-A-CB, Split System: Heat | Heat Pump | 460 | 3 |  | False |  |  | True | Single-Speed | 230000 | 21698 | 10.6 | 10.4 | 13.3 |  | 220000 | 19538 | 3.3 | 3.2 | 130000 | 17318 | 2.2 | Federally-Regulated Commercial & Industrial Equipment | 04/16/2019 |  | 05/30/2023
York International | TEMPMASTER, UNITARY PRODUCTS GROUP - COMMERCIAL | PHT15C00*(2,4,5)***** | NST15C00*(2,4,5,6)**** | HRCU-A-CB, Split System: Heat | Heat Pump | 208 | 3 |  | False |  |  | True | Single-Speed | 180000 | 16981 | 10.6 | 10.4 | 13.3 |  | 168000 | 15386 | 3.2 | 3.2 | 104000 | 13252 | 2.3 | Federally-Regulated Commercial & Industrial Equipment | 04/16/2019 |  | 05/30/2023
York International | TEMPMASTER, UNITARY PRODUCTS GROUP - COMMERCIAL | PJT15C00*(2,4,5)***** | NJT15C00*(2,4,5,6)**** | HRCU-A-CB, Split System: Heat | Heat Pump | 575 | 3 |  | False |  |  | True | Single-Speed | 174000 | 16415 | 10.6 | 10.4 |  |  | 160000 | 13791 | 3.4 | 3.2 | 100000 | 13025 | 2.25 | Federally-Regulated Commercial & Industrial Equipment | 01/28/2019 |  | 05/30/2023
York International | TEMPMASTER, UNITARY PRODUCTS GROUP - COMMERCIAL | PHT10C00*(2,4,5)**** | NST10C00*(2,4,5,6)**** | HRCU-A-CB, Split System: Heat | Heat Pump | 230 | 3 |  | False |  |  | True | Single-Speed | 120000 | 11111 | 10.8 | 10.8 |  |  | 109000 | 9680 | 3.3 | 3.3 | 63000 | 8206 | 2.25 | Federally-Regulated Commercial & Industrial Equipment | 01/28/2019 |  | 05/30/2023
York International | TEMPMASTER, UNITARY PRODUCTS GROUP - COMMERCIAL | PHT10C00*(2,4,5)**** | NST10C00*(2,4,5,6)**** | HRCU-A-CB, Split System: Heat | Heat Pump | 208 | 3 |  | False |  |  | True | Single-Speed | 120000 | 11111 | 10.8 | 10.8 |  |  | 109000 | 9680 | 3.3 | 3.3 | 63000 | 8206 | 2.25 | Federally-Regulated Commercial & Industrial Equipment | 01/28/2019 |  | 05/30/2023
York International | TEMPMASTER, UNITARY PRODUCTS GROUP - COMMERCIAL | PHT10C00*(2,4,5)***5 | NST10C00*(2,4,5,6)**** | HRCU-A-CB, Split System: Heat | Heat Pump | 575 | 3 |  | False |  |  | True | Single-Speed | 116000 | 10450 | 11.1 | 10.8 | 14.2 |  | 104000 | 9236 | 3.3 | 3.3 | 63000 | 8027 | 2.3 | Federally-Regulated Commercial & Industrial Equipment | 04/16/2019 |  | 05/30/2023
York International | TEMPMASTER, UNITARY PRODUCTS GROUP - COMMERCIAL | PJT15C00*(2,4,5)***** | NJT15C00*(2,4,5,6)**** | HRCU-A-CB, Split System: Heat | Heat Pump | 460 | 3 |  | False |  |  | True | Single-Speed | 174000 | 16415 | 10.6 | 10.4 |  |  | 160000 | 13791 | 3.4 | 3.2 | 100000 | 13025 | 2.25 | Federally-Regulated Commercial & Industrial Equipment | 01/28/2019 |  | 05/30/2023
York International | Coleman | XYEA7A(2,4,5)*1********* |  | HSP-A, Single-Package Heat Pum | Heat Pump | 230 | 3 | False |  |  |  | True | Dual-Speed | 70000 | 5833 |  |  | 14.1 |  | 67000 | 5775 | 3.4 | 3.3 | 38000 | 4640 | 2.4 | Federally-Regulated Commercial & Industrial Equipment | 02/28/2023 | 202373532 | 05/30/2023
York International | Coleman | XYEA7A(2,4,5)*1********* |  | HSP-A, Single-Package Heat Pum | Heat Pump | 460 | 3 | False |  |  |  | True | Dual-Speed | 70000 | 5833 |  |  | 14.1 |  | 67000 | 5775 | 3.4 | 3.3 | 38000 | 4640 | 2.4 | Federally-Regulated Commercial & Industrial Equipment | 02/28/2023 | 202373532 | 05/30/2023
York International | Coleman | XYEA7A(2,4,5)*1********* |  | HSP-A, Single-Package Heat Pum | Heat Pump | 575 | 3 | False |  |  |  | True | Dual-Speed | 70000 | 5833 |  |  | 14.1 |  | 67000 | 5775 | 3.4 | 3.3 | 38000 | 4640 | 2.4 | Federally-Regulated Commercial & Industrial Equipment | 02/28/2023 | 202373532 | 05/30/2023
York International | Coleman | XYEA7A(2,4,5)*1********* |  | HSP-A, Single-Package Heat Pum | Heat Pump | 208 | 3 | False |  |  |  | True | Dual-Speed | 70000 | 5833 |  |  | 14.1 |  | 67000 | 5775 | 3.4 | 3.3 | 38000 | 4640 | 2.4 | Federally-Regulated Commercial & Industrial Equipment | 02/28/2023 | 202373532 | 05/30/2023
York International | Luxaire | XYEA7A(2,4,5)*1********* |  | HSP-A, Single-Package Heat Pum | Heat Pump | 460 | 3 | False |  |  |  | True | Dual-Speed | 70000 | 5833 |  |  | 14.1 |  | 67000 | 5775 | 3.4 | 3.3 | 38000 | 4640 | 2.4 | Federally-Regulated Commercial & Industrial Equipment | 02/28/2023 | 202373542 | 05/30/2023
York International | Luxaire | XYEA7A(2,4,5)*1********* |  | HSP-A, Single-Package Heat Pum | Heat Pump | 208 | 3 | False |  |  |  | True | Dual-Speed | 70000 | 5833 |  |  | 14.1 |  | 67000 | 5775 | 3.4 | 3.3 | 38000 | 4640 | 2.4 | Federally-Regulated Commercial & Industrial Equipment | 02/28/2023 | 202373542 | 05/30/2023
York International | Luxaire | XYEA7A(2,4,5)*1********* |  | HSP-A, Single-Package Heat Pum | Heat Pump | 575 | 3 | False |  |  |  | True | Dual-Speed | 70000 | 5833 |  |  | 14.1 |  | 67000 | 5775 | 3.4 | 3.3 | 38000 | 4640 | 2.4 | Federally-Regulated Commercial & Industrial Equipment | 02/28/2023 | 202373542 | 05/30/2023
York International | Luxaire | XYEA7A(2,4,5)*1********* |  | HSP-A, Single-Package Heat Pum | Heat Pump | 230 | 3 | False |  |  |  | True | Dual-Speed | 70000 | 5833 |  |  | 14.1 |  | 67000 | 5775 | 3.4 | 3.3 | 38000 | 4640 | 2.4 | Federally-Regulated Commercial & Industrial Equipment | 02/28/2023 | 202373542 | 05/30/2023
York International | PREDATOR | XP102[C,E]**(P,R,S,U,V,X)(2,4,5)******** |  | HSP-A, Single-Package Heat Pum | Both Heat Pump and Electric Re | 575 | 3 | False |  |  |  | True | Single-Speed | 100000 | 8928 |  |  | 13.5 |  | 94000 | 8102 | 3.4 | 3.3 | 54000 | 7033 | 2.25 | Federally-Regulated Commercial & Industrial Equipment | 02/28/2023 | 8898011 | 05/30/2023
York International | PREDATOR | XP120[C,E]**(P,R,S,U,V,X)(2,4,5)******** |  | HSP-A, Single-Package Heat Pum | Both Heat Pump and Electric Re | 208 | 3 | False |  |  |  | True | Single-Speed | 114000 | 10363 |  |  | 13.5 |  | 106000 | 9137 | 3.4 | 3.3 | 59000 | 7685 | 2.25 | Federally-Regulated Commercial & Industrial Equipment | 02/28/2023 | 8898012 | 05/30/2023
York International | PREDATOR | XP078[C,E]**(P,R,S,U,V,X)(2,4,5)******** |  | HSP-A, Single-Package Heat Pum | Both Heat Pump and Electric Re | 460 | 3 | False |  |  |  | True | Single-Speed | 78000 | 6500 |  |  | 13.2 |  | 75000 | 6464 | 3.4 | 3.3 | 43000 | 5600 | 2.25 | Federally-Regulated Commercial & Industrial Equipment | 02/28/2023 | 8898009 | 05/30/2023
York International | PREDATOR | XP090[C,E]**(B,D)(2,4,5)******** |  | HSP-A, Single-Package Heat Pum | Both Heat Pump and Electric Re | 575 | 3 | False |  |  |  | True | Single-Speed | 90000 | 7894 |  |  | 12.2 |  | 88000 | 7585 | 3.4 | 3.3 | 51000 | 6643 | 2.25 | Federally-Regulated Commercial & Industrial Equipment | 02/28/2023 | 8897888 | 05/30/2023
York International | PREDATOR | XP078[C,E]**(P,R,S,U,V,X)(2,4,5)******** |  | HSP-A, Single-Package Heat Pum | Both Heat Pump and Electric Re | 208 | 3 | False |  |  |  | True | Single-Speed | 78000 | 6500 |  |  | 13.2 |  | 75000 | 6464 | 3.4 | 3.3 | 43000 | 5600 | 2.25 | Federally-Regulated Commercial & Industrial Equipment | 02/28/2023 | 8898009 | 05/30/2023
York International | PREDATOR | XP102[C,E]**(B,D)(2,4,5)******** |  | HSP-A, Single-Package Heat Pum | Both Heat Pump and Electric Re | 208 | 3 | False |  |  |  | True | Single-Speed | 100000 | 8928 |  |  | 12.4 |  | 94000 | 8102 | 3.4 | 3.3 | 54000 | 7033 | 2.25 | Federally-Regulated Commercial & Industrial Equipment | 02/28/2023 | 8897890 | 05/30/2023
York International | PREDATOR | XP120[C,E]**(P,R,S,U,V,X)(2,4,5)******** |  | HSP-A, Single-Package Heat Pum | Both Heat Pump and Electric Re | 230 | 3 | False |  |  |  | True | Single-Speed | 114000 | 10363 |  |  | 13.5 |  | 106000 | 9137 | 3.4 | 3.3 | 59000 | 7685 | 2.25 | Federally-Regulated Commercial & Industrial Equipment | 02/28/2023 | 8898012 | 05/30/2023
York International | PREDATOR | XP102[C,E]**(B,D)(2,4,5)******** |  | HSP-A, Single-Package Heat Pum | Both Heat Pump and Electric Re | 230 | 3 | False |  |  |  | True | Single-Speed | 100000 | 8928 |  |  | 12.4 |  | 94000 | 8102 | 3.4 | 3.3 | 54000 | 7033 | 2.25 | Federally-Regulated Commercial & Industrial Equipment | 02/28/2023 | 8897890 | 05/30/2023
York International | PREDATOR | XP120[C,E]**(P,R,S,U,V,X)(2,4,5)******** |  | HSP-A, Single-Package Heat Pum | Both Heat Pump and Electric Re | 460 | 3 | False |  |  |  | True | Single-Speed | 114000 | 10363 |  |  | 13.5 |  | 106000 | 9137 | 3.4 | 3.3 | 59000 | 7685 | 2.25 | Federally-Regulated Commercial & Industrial Equipment | 02/28/2023 | 8898012 | 05/30/2023
York International | PREDATOR | XP078[C,E]**(P,R,S,U,V,X)(2,4,5)******** |  | HSP-A, Single-Package Heat Pum | Both Heat Pump and Electric Re | 230 | 3 | False |  |  |  | True | Single-Speed | 78000 | 6500 |  |  | 13.2 |  | 75000 | 6464 | 3.4 | 3.3 | 43000 | 5600 | 2.25 | Federally-Regulated Commercial & Industrial Equipment | 02/28/2023 | 8898009 | 05/30/2023
York International | PREDATOR | XP102[C,E]**(B,D)(2,4,5)******** |  | HSP-A, Single-Package Heat Pum | Both Heat Pump and Electric Re | 460 | 3 | False |  |  |  | True | Single-Speed | 100000 | 8928 |  |  | 12.4 |  | 94000 | 8102 | 3.4 | 3.3 | 54000 | 7033 | 2.25 | Federally-Regulated Commercial & Industrial Equipment | 02/28/2023 | 8897890 | 05/30/2023
York International | PREDATOR | XP102[C,E]**(B,D)(2,4,5)******** |  | HSP-A, Single-Package Heat Pum | Both Heat Pump and Electric Re | 575 | 3 | False |  |  |  | True | Single-Speed | 100000 | 8928 |  |  | 12.4 |  | 94000 | 8102 | 3.4 | 3.3 | 54000 | 7033 | 2.25 | Federally-Regulated Commercial & Industrial Equipment | 02/28/2023 | 8897890 | 05/30/2023
York International | PREDATOR | XP102[C,E]**(P,R,S,U,V,X)(2,4,5)******** |  | HSP-A, Single-Package Heat Pum | Both Heat Pump and Electric Re | 230 | 3 | False |  |  |  | True | Single-Speed | 100000 | 8928 |  |  | 13.5 |  | 94000 | 8102 | 3.4 | 3.3 | 54000 | 7033 | 2.25 | Federally-Regulated Commercial & Industrial Equipment | 02/28/2023 | 8898011 | 05/30/2023
York International | PREDATOR | XP078[C,E]**(B,D)(2,4,5)******** |  | HSP-A, Single-Package Heat Pum | Both Heat Pump and Electric Re | 460 | 3 | False |  |  |  | True | Single-Speed | 78000 | 6500 |  |  | 12.2 |  | 75000 | 6464 | 3.4 | 3.3 | 43000 | 5600 | 2.25 | Federally-Regulated Commercial & Industrial Equipment | 02/28/2023 | 8897886 | 05/30/2023
York International | PREDATOR | XP078[C,E]**(B,D)(2,4,5)******** |  | HSP-A, Single-Package Heat Pum | Both Heat Pump and Electric Re | 208 | 3 | False |  |  |  | True | Single-Speed | 78000 | 6500 |  |  | 12.2 |  | 75000 | 6464 | 3.4 | 3.3 | 43000 | 5600 | 2.25 | Federally-Regulated Commercial & Industrial Equipment | 02/28/2023 | 8897886 | 05/30/2023
York International | PREDATOR | XP090[C,E]**(P,R,S,U,V,X)(2,4,5)******** |  | HSP-A, Single-Package Heat Pum | Both Heat Pump and Electric Re | 575 | 3 | False |  |  |  | True | Single-Speed | 90000 | 7894 |  |  | 12.6 |  | 88000 | 7585 | 3.4 | 3.3 | 51000 | 6643 | 2.25 | Federally-Regulated Commercial & Industrial Equipment | 02/28/2023 | 8898010 | 05/30/2023
York International | PREDATOR | XP102[C,E]**(P,R,S,U,V,X)(2,4,5)******** |  | HSP-A, Single-Package Heat Pum | Both Heat Pump and Electric Re | 208 | 3 | False |  |  |  | True | Single-Speed | 100000 | 8928 |  |  | 13.5 |  | 94000 | 8102 | 3.4 | 3.3 | 54000 | 7033 | 2.25 | Federally-Regulated Commercial & Industrial Equipment | 02/28/2023 | 8898011 | 05/30/2023
York International | PREDATOR | XP120[C,E]**(P,R,S,U,V,X)(2,4,5)******** |  | HSP-A, Single-Package Heat Pum | Both Heat Pump and Electric Re | 575 | 3 | False |  |  |  | True | Single-Speed | 114000 | 10363 |  |  | 13.5 |  | 106000 | 9137 | 3.4 | 3.3 | 59000 | 7685 | 2.25 | Federally-Regulated Commercial & Industrial Equipment | 02/28/2023 | 8898012 | 05/30/2023
York International | PREDATOR | XP078[C,E]**(P,R,S,U,V,X)(2,4,5)******** |  | HSP-A, Single-Package Heat Pum | Both Heat Pump and Electric Re | 575 | 3 | False |  |  |  | True | Single-Speed | 78000 | 6500 |  |  | 13.2 |  | 75000 | 6464 | 3.4 | 3.3 | 43000 | 5600 | 2.25 | Federally-Regulated Commercial & Industrial Equipment | 02/28/2023 | 8898009 | 05/30/2023
York International | PREDATOR | XP090[C,E]**(P,R,S,U,V,X)(2,4,5)******** |  | HSP-A, Single-Package Heat Pum | Both Heat Pump and Electric Re | 208 | 3 | False |  |  |  | True | Single-Speed | 90000 | 7894 |  |  | 12.6 |  | 88000 | 7585 | 3.4 | 3.3 | 51000 | 6643 | 2.25 | Federally-Regulated Commercial & Industrial Equipment | 02/28/2023 | 8898010 | 05/30/2023
York International | PREDATOR | XP078[C,E]**(B,D)(2,4,5)******** |  | HSP-A, Single-Package Heat Pum | Both Heat Pump and Electric Re | 575 | 3 | False |  |  |  | True | Single-Speed | 78000 | 6500 |  |  | 12.2 |  | 75000 | 6464 | 3.4 | 3.3 | 43000 | 5600 | 2.25 | Federally-Regulated Commercial & Industrial Equipment | 02/28/2023 | 8897886 | 05/30/2023
York International | PREDATOR | XP090[C,E]**(B,D)(2,4,5)******** |  | HSP-A, Single-Package Heat Pum | Both Heat Pump and Electric Re | 230 | 3 | False |  |  |  | True | Single-Speed | 90000 | 7894 |  |  | 12.2 |  | 88000 | 7585 | 3.4 | 3.3 | 51000 | 6643 | 2.25 | Federally-Regulated Commercial & Industrial Equipment | 02/28/2023 | 8897888 | 05/30/2023
York International | PREDATOR | XP102[C,E]**(P,R,S,U,V,X)(2,4,5)******** |  | HSP-A, Single-Package Heat Pum | Both Heat Pump and Electric Re | 460 | 3 | False |  |  |  | True | Single-Speed | 100000 | 8928 |  |  | 13.5 |  | 94000 | 8102 | 3.4 | 3.3 | 54000 | 7033 | 2.25 | Federally-Regulated Commercial & Industrial Equipment | 02/28/2023 | 8898011 | 05/30/2023
York International | PREDATOR | XP090[C,E]**(B,D)(2,4,5)******** |  | HSP-A, Single-Package Heat Pum | Both Heat Pump and Electric Re | 460 | 3 | False |  |  |  | True | Single-Speed | 90000 | 7894 |  |  | 12.2 |  | 88000 | 7585 | 3.4 | 3.3 | 51000 | 6643 | 2.25 | Federally-Regulated Commercial & Industrial Equipment | 02/28/2023 | 8897888 | 05/30/2023
York International | PREDATOR | XP090[C,E]**(P,R,S,U,V,X)(2,4,5)******** |  | HSP-A, Single-Package Heat Pum | Both Heat Pump and Electric Re | 460 | 3 | False |  |  |  | True | Single-Speed | 90000 | 7894 |  |  | 12.6 |  | 88000 | 7585 | 3.4 | 3.3 | 51000 | 6643 | 2.25 | Federally-Regulated Commercial & Industrial Equipment | 02/28/2023 | 8898010 | 05/30/2023
York International | PREDATOR | XP090[C,E]**(B,D)(2,4,5)******** |  | HSP-A, Single-Package Heat Pum | Both Heat Pump and Electric Re | 208 | 3 | False |  |  |  | True | Single-Speed | 90000 | 7894 |  |  | 12.2 |  | 88000 | 7585 | 3.4 | 3.3 | 51000 | 6643 | 2.25 | Federally-Regulated Commercial & Industrial Equipment | 02/28/2023 | 8897888 | 05/30/2023
York International | PREDATOR | XP090[C,E]**(P,R,S,U,V,X)(2,4,5)******** |  | HSP-A, Single-Package Heat Pum | Both Heat Pump and Electric Re | 230 | 3 | False |  |  |  | True | Single-Speed | 90000 | 7894 |  |  | 12.6 |  | 88000 | 7585 | 3.4 | 3.3 | 51000 | 6643 | 2.25 | Federally-Regulated Commercial & Industrial Equipment | 02/28/2023 | 8898010 | 05/30/2023
York International | PREDATOR | XP078[C,E]**(B,D)(2,4,5)******** |  | HSP-A, Single-Package Heat Pum | Both Heat Pump and Electric Re | 230 | 3 | False |  |  |  | True | Single-Speed | 78000 | 6500 |  |  | 12.2 |  | 75000 | 6464 | 3.4 | 3.3 | 43000 | 5600 | 2.25 | Federally-Regulated Commercial & Industrial Equipment | 02/28/2023 | 8897886 | 05/30/2023
York International | SUNLINE MAGNUM | XP180C00(B,D)(2,4,5)******** |  | HSP-A, Single-Package Heat Pum | Heat Pump | 230 | 3 | False |  |  |  | True | Single-Speed | 176000 | 16603 |  |  | 11.8 |  | 162000 | 14653 | 3.24 | 3.2 | 99000 | 14153 | 2.05 | Federally-Regulated Commercial & Industrial Equipment | 04/06/2023 | 8898089 | 05/30/2023
York International | SUNLINE MAGNUM | XP240C00(P,R,S,U,V,X)(2,4,5)******** |  | HSP-A, Single-Package Heat Pum | Heat Pump | 230 | 3 | False |  |  |  | True | Single-Speed | 240000 | 25263 |  |  | 12 |  | 240000 | 21980 | 3.2 | 3.2 | 136000 | 19443 | 2.05 | Federally-Regulated Commercial & Industrial Equipment | 04/06/2023 | 8898095 | 05/30/2023
York International | SUNLINE MAGNUM | XP240C00(P,R,S,U,V,X)(2,4,5)******** |  | HSP-A, Single-Package Heat Pum | Heat Pump | 460 | 3 | False |  |  |  | True | Single-Speed | 240000 | 25263 |  |  | 12 |  | 240000 | 21980 | 3.2 | 3.2 | 136000 | 19443 | 2.05 | Federally-Regulated Commercial & Industrial Equipment | 04/06/2023 | 8898095 | 05/30/2023
York International | SUNLINE MAGNUM | XP240C00(P,R,S,U,V,X)(2,4,5)******** |  | HSP-A, Single-Package Heat Pum | Heat Pump | 208 | 3 | False |  |  |  | True | Single-Speed | 240000 | 25263 |  |  | 12 |  | 240000 | 21980 | 3.2 | 3.2 | 136000 | 19443 | 2.05 | Federally-Regulated Commercial & Industrial Equipment | 04/06/2023 | 8898095 | 05/30/2023
York International | SUNLINE MAGNUM | XP180C00(B,D)(2,4,5)******** |  | HSP-A, Single-Package Heat Pum | Heat Pump | 460 | 3 | False |  |  |  | True | Single-Speed | 176000 | 16603 |  |  | 11.8 |  | 162000 | 14653 | 3.24 | 3.2 | 99000 | 14153 | 2.05 | Federally-Regulated Commercial & Industrial Equipment | 04/06/2023 | 8898089 | 05/30/2023
York International | SUNLINE MAGNUM | XP180C00(P,R,S,U,V,X)(2,4,5)******** |  | HSP-A, Single-Package Heat Pum | Heat Pump | 575 | 3 | False |  |  |  | True | Single-Speed | 176000 | 16603 |  |  | 13.2 |  | 162000 | 14653 | 3.24 | 3.2 | 99000 | 14153 | 2.05 | Federally-Regulated Commercial & Industrial Equipment | 04/06/2023 | 8898091 | 05/30/2023
York International | SUNLINE MAGNUM | XP180C00(P,R,S,U,V,X)(2,4,5)******** |  | HSP-A, Single-Package Heat Pum | Heat Pump | 230 | 3 | False |  |  |  | True | Single-Speed | 176000 | 16603 |  |  | 13.2 |  | 162000 | 14653 | 3.24 | 3.2 | 99000 | 14153 | 2.05 | Federally-Regulated Commercial & Industrial Equipment | 04/06/2023 | 8898091 | 05/30/2023
York International | SUNLINE MAGNUM | XP240C00(P,R,S,U,V,X)(2,4,5)******** |  | HSP-A, Single-Package Heat Pum | Heat Pump | 575 | 3 | False |  |  |  | True | Single-Speed | 240000 | 25263 |  |  | 12 |  | 240000 | 21980 | 3.2 | 3.2 | 136000 | 19443 | 2.05 | Federally-Regulated Commercial & Industrial Equipment | 04/06/2023 | 8898095 | 05/30/2023
York International | SUNLINE MAGNUM | XP180C00(P,R,S,U,V,X)(2,4,5)******** |  | HSP-A, Single-Package Heat Pum | Heat Pump | 208 | 3 | False |  |  |  | True | Single-Speed | 176000 | 16603 |  |  | 13.2 |  | 162000 | 14653 | 3.24 | 3.2 | 99000 | 14153 | 2.05 | Federally-Regulated Commercial & Industrial Equipment | 04/06/2023 | 8898091 | 05/30/2023
York International | SUNLINE MAGNUM | XP180C00(P,R,S,U,V,X)(2,4,5)******** |  | HSP-A, Single-Package Heat Pum | Heat Pump | 460 | 3 | False |  |  |  | True | Single-Speed | 176000 | 16603 |  |  | 13.2 |  | 162000 | 14653 | 3.24 | 3.2 | 99000 | 14153 | 2.05 | Federally-Regulated Commercial & Industrial Equipment | 04/06/2023 | 8898091 | 05/30/2023
York International | SUNLINE MAGNUM | XP180C00(B,D)(2,4,5)******** |  | HSP-A, Single-Package Heat Pum | Heat Pump | 208 | 3 | False |  |  |  | True | Single-Speed | 176000 | 16603 |  |  | 11.8 |  | 162000 | 14653 | 3.24 | 3.2 | 99000 | 14153 | 2.05 | Federally-Regulated Commercial & Industrial Equipment | 04/06/2023 | 8898089 | 05/30/2023
York International | SUNLINE MAGNUM | XP180C00(B,D)(2,4,5)******** |  | HSP-A, Single-Package Heat Pum | Heat Pump | 575 | 3 | False |  |  |  | True | Single-Speed | 176000 | 16603 |  |  | 11.8 |  | 162000 | 14653 | 3.24 | 3.2 | 99000 | 14153 | 2.05 | Federally-Regulated Commercial & Industrial Equipment | 04/06/2023 | 8898089 | 05/30/2023
York International | CHAMPION, UNITARY PRODUCTS GROUP - COMMERCIAL | XXEA7A(2,4,5)*1********* |  | HSP-A, Single-Package Heat Pum | Heat Pump | 208 | 3 | False |  |  |  | True | Single-Speed | 66000 | 6000 |  |  | 12.7 |  | 65000 | 5442 | 3.5 | 3.3 | 35000 | 4459 | 2.3 | Federally-Regulated Commercial & Industrial Equipment | 04/25/2023 | 10190552 | 05/30/2023
York International | CHAMPION, UNITARY PRODUCTS GROUP - COMMERCIAL | XYE09A(2,4,5)*1******* |  | HSP-A, Single-Package Heat Pum | Heat Pump | 460 | 3 | False |  |  |  | True | Single-Speed | 98000 | 8166 |  |  | 13.8 |  | 96000 | 8275 | 3.4 | 3.3 | 54000 | 7002 | 2.26 | Federally-Regulated Commercial & Industrial Equipment | 04/25/2023 | 10098071 | 05/30/2023
York International | CHAMPION, UNITARY PRODUCTS GROUP - COMMERCIAL | XXE12A(2,4,5)*3********* |  | HSP-A, Single-Package Heat Pum | Heat Pump | 208 | 3 | False |  |  |  | True | Single-Speed | 116000 | 10545 |  |  | 13.4 |  | 108000 | 9591 | 3.3 | 3.3 | 62000 | 8075 | 2.25 | Federally-Regulated Commercial & Industrial Equipment | 04/25/2023 | 10091922 | 05/30/2023
York International | CHAMPION, UNITARY PRODUCTS GROUP - COMMERCIAL | XXE08A(2,4,5)*1********* |  | HSP-A, Single-Package Heat Pum | Heat Pump | 460 | 3 | False |  |  |  | True | Single-Speed | 90000 | 7826 |  |  | 13.3 |  | 84000 | 7033 | 3.5 | 3.3 | 49000 | 6382 | 2.25 | Federally-Regulated Commercial & Industrial Equipment | 04/25/2023 | 10190528 | 05/30/2023
York International | CHAMPION, UNITARY PRODUCTS GROUP - COMMERCIAL | XXE09A(2,4,5)*1********* |  | HSP-A, Single-Package Heat Pum | Heat Pump | 208 | 3 | False |  |  |  | True | Single-Speed | 102000 | 8644 |  |  | 13.1 |  | 94000 | 8223 | 3.35 | 3.3 | 57000 | 7424 | 2.25 | Federally-Regulated Commercial & Industrial Equipment | 02/28/2023 | 10190540 | 05/30/2023
York International | CHAMPION, UNITARY PRODUCTS GROUP - COMMERCIAL | XYE09A(2,4,5)*1******* |  | HSP-A, Single-Package Heat Pum | Heat Pump | 575 | 3 | False |  |  |  | True | Single-Speed | 98000 | 8166 |  |  | 13.8 |  | 96000 | 8275 | 3.4 | 3.3 | 54000 | 7002 | 2.26 | Federally-Regulated Commercial & Industrial Equipment | 04/25/2023 | 10098071 | 05/30/2023
York International | CHAMPION, UNITARY PRODUCTS GROUP - COMMERCIAL | XYE08A(2,4,5)*1******* |  | HSP-A, Single-Package Heat Pum | Heat Pump | 575 | 3 | False |  |  |  | True | Single-Speed | 88000 | 7272 |  |  | 14 |  | 84000 | 7033 | 3.5 | 3.3 | 48000 | 5861 | 2.4 | Federally-Regulated Commercial & Industrial Equipment | 04/25/2023 | 10098059 | 05/30/2023
York International | CHAMPION, UNITARY PRODUCTS GROUP - COMMERCIAL | XYE08A(2,4,5)*1******* |  | HSP-A, Single-Package Heat Pum | Heat Pump | 230 | 3 | False |  |  |  | True | Single-Speed | 88000 | 7272 |  |  | 14 |  | 84000 | 7033 | 3.5 | 3.3 | 48000 | 5861 | 2.4 | Federally-Regulated Commercial & Industrial Equipment | 04/25/2023 | 10098059 | 05/30/2023
York International | CHAMPION, UNITARY PRODUCTS GROUP - COMMERCIAL | XXEA7A(2,4,5)*1********* |  | HSP-A, Single-Package Heat Pum | Heat Pump | 460 | 3 | False |  |  |  | True | Single-Speed | 66000 | 6000 |  |  | 12.7 |  | 65000 | 5442 | 3.5 | 3.3 | 35000 | 4459 | 2.3 | Federally-Regulated Commercial & Industrial Equipment | 04/25/2023 | 10190552 | 05/30/2023
York International | CHAMPION, UNITARY PRODUCTS GROUP - COMMERCIAL | XXEA7A(2,4,5)*1********* |  | HSP-A, Single-Package Heat Pum | Heat Pump | 230 | 3 | False |  |  |  | True | Single-Speed | 66000 | 6000 |  |  | 12.7 |  | 65000 | 5442 | 3.5 | 3.3 | 35000 | 4459 | 2.3 | Federally-Regulated Commercial & Industrial Equipment | 04/25/2023 | 10190552 | 05/30/2023
York International | CHAMPION, UNITARY PRODUCTS GROUP - COMMERCIAL | XXE09A(2,4,5)*1********* |  | HSP-A, Single-Package Heat Pum | Heat Pump | 460 | 3 | False |  |  |  | True | Single-Speed | 102000 | 8644 |  |  | 13.1 |  | 94000 | 8223 | 3.35 | 3.3 | 57000 | 7424 | 2.25 | Federally-Regulated Commercial & Industrial Equipment | 02/28/2023 | 10190540 | 05/30/2023
York International | CHAMPION, UNITARY PRODUCTS GROUP - COMMERCIAL | XXE08A(2,4,5)*1********* |  | HSP-A, Single-Package Heat Pum | Heat Pump | 575 | 3 | False |  |  |  | True | Single-Speed | 90000 | 7826 |  |  | 13.3 |  | 84000 | 7033 | 3.5 | 3.3 | 49000 | 6382 | 2.25 | Federally-Regulated Commercial & Industrial Equipment | 04/25/2023 | 10190528 | 05/30/2023
York International | CHAMPION, UNITARY PRODUCTS GROUP - COMMERCIAL | XXE12A(2,4,5)*3********* |  | HSP-A, Single-Package Heat Pum | Heat Pump | 575 | 3 | False |  |  |  | True | Single-Speed | 116000 | 10545 |  |  | 13.4 |  | 108000 | 9591 | 3.3 | 3.3 | 62000 | 8075 | 2.25 | Federally-Regulated Commercial & Industrial Equipment | 04/25/2023 | 10091922 | 05/30/2023
York International | CHAMPION, UNITARY PRODUCTS GROUP - COMMERCIAL | XXE09A(2,4,5)*1********* |  | HSP-A, Single-Package Heat Pum | Heat Pump | 575 | 3 | False |  |  |  | True | Single-Speed | 102000 | 8644 |  |  | 13.1 |  | 94000 | 8223 | 3.35 | 3.3 | 57000 | 7424 | 2.25 | Federally-Regulated Commercial & Industrial Equipment | 02/28/2023 | 10190540 | 05/30/2023
York International | CHAMPION, UNITARY PRODUCTS GROUP - COMMERCIAL | XYE09A(2,4,5)*1******* |  | HSP-A, Single-Package Heat Pum | Heat Pump | 208 | 3 | False |  |  |  | True | Single-Speed | 98000 | 8166 |  |  | 13.8 |  | 96000 | 8275 | 3.4 | 3.3 | 54000 | 7002 | 2.26 | Federally-Regulated Commercial & Industrial Equipment | 04/25/2023 | 10098071 | 05/30/2023
York International | CHAMPION, UNITARY PRODUCTS GROUP - COMMERCIAL | XYE08A(2,4,5)*1******* |  | HSP-A, Single-Package Heat Pum | Heat Pump | 460 | 3 | False |  |  |  | True | Single-Speed | 88000 | 7272 |  |  | 14 |  | 84000 | 7033 | 3.5 | 3.3 | 48000 | 5861 | 2.4 | Federally-Regulated Commercial & Industrial Equipment | 04/25/2023 | 10098059 | 05/30/2023
York International | CHAMPION, UNITARY PRODUCTS GROUP - COMMERCIAL | XXE08A(2,4,5)*1********* |  | HSP-A, Single-Package Heat Pum | Heat Pump | 208 | 3 | False |  |  |  | True | Single-Speed | 90000 | 7826 |  |  | 13.3 |  | 84000 | 7033 | 3.5 | 3.3 | 49000 | 6382 | 2.25 | Federally-Regulated Commercial & Industrial Equipment | 04/25/2023 | 10190528 | 05/30/2023
York International | CHAMPION, UNITARY PRODUCTS GROUP - COMMERCIAL | XYE07A(2,4,5)*1******* |  | HSP-A, Single-Package Heat Pum | Heat Pump | 575 | 3 | False |  |  |  | True | Single-Speed | 71000 | 5916 |  |  | 13.2 |  | 69000 | 5947 | 3.4 | 3.3 | 39000 | 4762 | 2.4 | Federally-Regulated Commercial & Industrial Equipment | 04/25/2023 | 10098053 | 05/30/2023
York International | CHAMPION, UNITARY PRODUCTS GROUP - COMMERCIAL | XXE12A(2,4,5)*3********* |  | HSP-A, Single-Package Heat Pum | Heat Pump | 230 | 3 | False |  |  |  | True | Single-Speed | 116000 | 10545 |  |  | 13.4 |  | 108000 | 9591 | 3.3 | 3.3 | 62000 | 8075 | 2.25 | Federally-Regulated Commercial & Industrial Equipment | 04/25/2023 | 10091922 | 05/30/2023
York International | CHAMPION, UNITARY PRODUCTS GROUP - COMMERCIAL | XYE07A(2,4,5)*1******* |  | HSP-A, Single-Package Heat Pum | Heat Pump | 460 | 3 | False |  |  |  | True | Single-Speed | 71000 | 5916 |  |  | 13.2 |  | 69000 | 5947 | 3.4 | 3.3 | 39000 | 4762 | 2.4 | Federally-Regulated Commercial & Industrial Equipment | 04/25/2023 | 10098053 | 05/30/2023
York International | CHAMPION, UNITARY PRODUCTS GROUP - COMMERCIAL | XYE07A(2,4,5)*1******* |  | HSP-A, Single-Package Heat Pum | Heat Pump | 230 | 3 | False |  |  |  | True | Single-Speed | 71000 | 5916 |  |  | 13.2 |  | 69000 | 5947 | 3.4 | 3.3 | 39000 | 4762 | 2.4 | Federally-Regulated Commercial & Industrial Equipment | 04/25/2023 | 10098053 | 05/30/2023
York International | CHAMPION, UNITARY PRODUCTS GROUP - COMMERCIAL | XXE08A(2,4,5)*1********* |  | HSP-A, Single-Package Heat Pum | Heat Pump | 230 | 3 | False |  |  |  | True | Single-Speed | 90000 | 7826 |  |  | 13.3 |  | 84000 | 7033 | 3.5 | 3.3 | 49000 | 6382 | 2.25 | Federally-Regulated Commercial & Industrial Equipment | 04/25/2023 | 10190528 | 05/30/2023
York International | CHAMPION, UNITARY PRODUCTS GROUP - COMMERCIAL | XYE09A(2,4,5)*1******* |  | HSP-A, Single-Package Heat Pum | Heat Pump | 230 | 3 | False |  |  |  | True | Single-Speed | 98000 | 8166 |  |  | 13.8 |  | 96000 | 8275 | 3.4 | 3.3 | 54000 | 7002 | 2.26 | Federally-Regulated Commercial & Industrial Equipment | 04/25/2023 | 10098071 | 05/30/2023
York International | CHAMPION, UNITARY PRODUCTS GROUP - COMMERCIAL | XYE07A(2,4,5)*1******* |  | HSP-A, Single-Package Heat Pum | Heat Pump | 208 | 3 | False |  |  |  | True | Single-Speed | 71000 | 5916 |  |  | 13.2 |  | 69000 | 5947 | 3.4 | 3.3 | 39000 | 4762 | 2.4 | Federally-Regulated Commercial & Industrial Equipment | 04/25/2023 | 10098053 | 05/30/2023
York International | CHAMPION, UNITARY PRODUCTS GROUP - COMMERCIAL | XXE09A(2,4,5)*1********* |  | HSP-A, Single-Package Heat Pum | Heat Pump | 230 | 3 | False |  |  |  | True | Single-Speed | 102000 | 8644 |  |  | 13.1 |  | 94000 | 8223 | 3.35 | 3.3 | 57000 | 7424 | 2.25 | Federally-Regulated Commercial & Industrial Equipment | 02/28/2023 | 10190540 | 05/30/2023
York International | CHAMPION, UNITARY PRODUCTS GROUP - COMMERCIAL | XYE08A(2,4,5)*1******* |  | HSP-A, Single-Package Heat Pum | Heat Pump | 208 | 3 | False |  |  |  | True | Single-Speed | 88000 | 7272 |  |  | 14 |  | 84000 | 7033 | 3.5 | 3.3 | 48000 | 5861 | 2.4 | Federally-Regulated Commercial & Industrial Equipment | 04/25/2023 | 10098059 | 05/30/2023
York International | CHAMPION, UNITARY PRODUCTS GROUP - COMMERCIAL | XXE12A(2,4,5)*3********* |  | HSP-A, Single-Package Heat Pum | Heat Pump | 460 | 3 | False |  |  |  | True | Single-Speed | 116000 | 10545 |  |  | 13.4 |  | 108000 | 9591 | 3.3 | 3.3 | 62000 | 8075 | 2.25 | Federally-Regulated Commercial & Industrial Equipment | 04/25/2023 | 10091922 | 05/30/2023
York International | CHAMPION, UNITARY PRODUCTS GROUP - COMMERCIAL | XXEA7A(2,4,5)*1********* |  | HSP-A, Single-Package Heat Pum | Heat Pump | 575 | 3 | False |  |  |  | True | Single-Speed | 66000 | 6000 |  |  | 12.7 |  | 65000 | 5442 | 3.5 | 3.3 | 35000 | 4459 | 2.3 | Federally-Regulated Commercial & Industrial Equipment | 04/25/2023 | 10190552 | 05/30/2023
York International | Luxaire | XXE12A(2,4,5)*3********* |  | HSP-A, Single-Package Heat Pum | Heat Pump | 575 | 3 | False |  |  |  | True | Single-Speed | 116000 | 10545 |  |  | 13.4 |  | 108000 | 9591 | 3.3 | 3.3 | 62000 | 8075 | 2.25 | Federally-Regulated Commercial & Industrial Equipment | 04/25/2023 | 10091926 | 05/30/2023
York International | Luxaire | XXE08A(2,4,5)*1********* |  | HSP-A, Single-Package Heat Pum | Heat Pump | 460 | 3 | False |  |  |  | True | Single-Speed | 90000 | 7826 |  |  | 13.3 |  | 84000 | 7033 | 3.5 | 3.3 | 49000 | 6382 | 2.25 | Federally-Regulated Commercial & Industrial Equipment | 04/25/2023 | 10190532 | 05/30/2023
York International | Luxaire | XYE07A(2,4,5)*1******* |  | HSP-A, Single-Package Heat Pum | Heat Pump | 208 | 3 | False |  |  |  | True | Single-Speed | 71000 | 5916 |  |  | 13.2 |  | 69000 | 5947 | 3.4 | 3.3 | 39000 | 4762 | 2.4 | Federally-Regulated Commercial & Industrial Equipment | 04/25/2023 | 10098057 | 05/30/2023
York International | Luxaire | XXEA7A(2,4,5)*1********* |  | HSP-A, Single-Package Heat Pum | Heat Pump | 230 | 3 | False |  |  |  | True | Single-Speed | 66000 | 6000 |  |  | 12.7 |  | 65000 | 5442 | 3.5 | 3.3 | 35000 | 4459 | 2.3 | Federally-Regulated Commercial & Industrial Equipment | 04/25/2023 | 10190556 | 05/30/2023
York International | Luxaire | XYE08A(2,4,5)*1******* |  | HSP-A, Single-Package Heat Pum | Heat Pump | 575 | 3 | False |  |  |  | True | Single-Speed | 88000 | 7272 |  |  | 14 |  | 84000 | 7033 | 3.5 | 3.3 | 48000 | 5861 | 2.4 | Federally-Regulated Commercial & Industrial Equipment | 04/25/2023 | 10098063 | 05/30/2023
York International | Luxaire | XXE09A(2,4,5)*1********* |  | HSP-A, Single-Package Heat Pum | Heat Pump | 575 | 3 | False |  |  |  | True | Single-Speed | 102000 | 8644 |  |  | 13.1 |  | 94000 | 8223 | 3.35 | 3.3 | 57000 | 7424 | 2.25 | Federally-Regulated Commercial & Industrial Equipment | 02/28/2023 | 10190544 | 05/30/2023
York International | Luxaire | XYE09A(2,4,5)*1******* |  | HSP-A, Single-Package Heat Pum | Heat Pump | 230 | 3 | False |  |  |  | True | Single-Speed | 98000 | 8166 |  |  | 13.8 |  | 96000 | 8275 | 3.4 | 3.3 | 54000 | 7002 | 2.26 | Federally-Regulated Commercial & Industrial Equipment | 04/25/2023 | 10098075 | 05/30/2023
York International | Luxaire | XYE08A(2,4,5)*1******* |  | HSP-A, Single-Package Heat Pum | Heat Pump | 230 | 3 | False |  |  |  | True | Single-Speed | 88000 | 7272 |  |  | 14 |  | 84000 | 7033 | 3.5 | 3.3 | 48000 | 5861 | 2.4 | Federally-Regulated Commercial & Industrial Equipment | 04/25/2023 | 10098063 | 05/30/2023
York International | Luxaire | XYE09A(2,4,5)*1******* |  | HSP-A, Single-Package Heat Pum | Heat Pump | 575 | 3 | False |  |  |  | True | Single-Speed | 98000 | 8166 |  |  | 13.8 |  | 96000 | 8275 | 3.4 | 3.3 | 54000 | 7002 | 2.26 | Federally-Regulated Commercial & Industrial Equipment | 04/25/2023 | 10098075 | 05/30/2023
York International | Luxaire | XXE08A(2,4,5)*1********* |  | HSP-A, Single-Package Heat Pum | Heat Pump | 575 | 3 | False |  |  |  | True | Single-Speed | 90000 | 7826 |  |  | 13.3 |  | 84000 | 7033 | 3.5 | 3.3 | 49000 | 6382 | 2.25 | Federally-Regulated Commercial & Industrial Equipment | 04/25/2023 | 10190532 | 05/30/2023
York International | Luxaire | XXEA7A(2,4,5)*1********* |  | HSP-A, Single-Package Heat Pum | Heat Pump | 460 | 3 | False |  |  |  | True | Single-Speed | 66000 | 6000 |  |  | 12.7 |  | 65000 | 5442 | 3.5 | 3.3 | 35000 | 4459 | 2.3 | Federally-Regulated Commercial & Industrial Equipment | 04/25/2023 | 10190556 | 05/30/2023
York International | Luxaire | XYE08A(2,4,5)*1******* |  | HSP-A, Single-Package Heat Pum | Heat Pump | 208 | 3 | False |  |  |  | True | Single-Speed | 88000 | 7272 |  |  | 14 |  | 84000 | 7033 | 3.5 | 3.3 | 48000 | 5861 | 2.4 | Federally-Regulated Commercial & Industrial Equipment | 04/25/2023 | 10098063 | 05/30/2023
York International | Luxaire | XXE12A(2,4,5)*3********* |  | HSP-A, Single-Package Heat Pum | Heat Pump | 230 | 3 | False |  |  |  | True | Single-Speed | 116000 | 10545 |  |  | 13.4 |  | 108000 | 9591 | 3.3 | 3.3 | 62000 | 8075 | 2.25 | Federally-Regulated Commercial & Industrial Equipment | 04/25/2023 | 10091926 | 05/30/2023
York International | Luxaire | XXEA7A(2,4,5)*1********* |  | HSP-A, Single-Package Heat Pum | Heat Pump | 208 | 3 | False |  |  |  | True | Single-Speed | 66000 | 6000 |  |  | 12.7 |  | 65000 | 5442 | 3.5 | 3.3 | 35000 | 4459 | 2.3 | Federally-Regulated Commercial & Industrial Equipment | 04/25/2023 | 10190556 | 05/30/2023
York International | Luxaire | XYE08A(2,4,5)*1******* |  | HSP-A, Single-Package Heat Pum | Heat Pump | 460 | 3 | False |  |  |  | True | Single-Speed | 88000 | 7272 |  |  | 14 |  | 84000 | 7033 | 3.5 | 3.3 | 48000 | 5861 | 2.4 | Federally-Regulated Commercial & Industrial Equipment | 04/25/2023 | 10098063 | 05/30/2023
York International | Luxaire | XXEA7A(2,4,5)*1********* |  | HSP-A, Single-Package Heat Pum | Heat Pump | 575 | 3 | False |  |  |  | True | Single-Speed | 66000 | 6000 |  |  | 12.7 |  | 65000 | 5442 | 3.5 | 3.3 | 35000 | 4459 | 2.3 | Federally-Regulated Commercial & Industrial Equipment | 04/25/2023 | 10190556 | 05/30/2023
York International | Luxaire | XXE12A(2,4,5)*3********* |  | HSP-A, Single-Package Heat Pum | Heat Pump | 208 | 3 | False |  |  |  | True | Single-Speed | 116000 | 10545 |  |  | 13.4 |  | 108000 | 9591 | 3.3 | 3.3 | 62000 | 8075 | 2.25 | Federally-Regulated Commercial & Industrial Equipment | 04/25/2023 | 10091926 | 05/30/2023
York International | Luxaire | XXE08A(2,4,5)*1********* |  | HSP-A, Single-Package Heat Pum | Heat Pump | 230 | 3 | False |  |  |  | True | Single-Speed | 90000 | 7826 |  |  | 13.3 |  | 84000 | 7033 | 3.5 | 3.3 | 49000 | 6382 | 2.25 | Federally-Regulated Commercial & Industrial Equipment | 04/25/2023 | 10190532 | 05/30/2023
York International | Luxaire | XXE09A(2,4,5)*1********* |  | HSP-A, Single-Package Heat Pum | Heat Pump | 208 | 3 | False |  |  |  | True | Single-Speed | 102000 | 8644 |  |  | 13.1 |  | 94000 | 8223 | 3.35 | 3.3 | 57000 | 7424 | 2.25 | Federally-Regulated Commercial & Industrial Equipment | 02/28/2023 | 10190544 | 05/30/2023
York International | Luxaire | XYE07A(2,4,5)*1******* |  | HSP-A, Single-Package Heat Pum | Heat Pump | 460 | 3 | False |  |  |  | True | Single-Speed | 71000 | 5916 |  |  | 13.2 |  | 69000 | 5947 | 3.4 | 3.3 | 39000 | 4762 | 2.4 | Federally-Regulated Commercial & Industrial Equipment | 04/25/2023 | 10098057 | 05/30/2023
York International | Luxaire | XYE07A(2,4,5)*1******* |  | HSP-A, Single-Package Heat Pum | Heat Pump | 575 | 3 | False |  |  |  | True | Single-Speed | 71000 | 5916 |  |  | 13.2 |  | 69000 | 5947 | 3.4 | 3.3 | 39000 | 4762 | 2.4 | Federally-Regulated Commercial & Industrial Equipment | 04/25/2023 | 10098057 | 05/30/2023
York International | Luxaire | XYE09A(2,4,5)*1******* |  | HSP-A, Single-Package Heat Pum | Heat Pump | 208 | 3 | False |  |  |  | True | Single-Speed | 98000 | 8166 |  |  | 13.8 |  | 96000 | 8275 | 3.4 | 3.3 | 54000 | 7002 | 2.26 | Federally-Regulated Commercial & Industrial Equipment | 04/25/2023 | 10098075 | 05/30/2023
York International | Luxaire | XXE08A(2,4,5)*1********* |  | HSP-A, Single-Package Heat Pum | Heat Pump | 208 | 3 | False |  |  |  | True | Single-Speed | 90000 | 7826 |  |  | 13.3 |  | 84000 | 7033 | 3.5 | 3.3 | 49000 | 6382 | 2.25 | Federally-Regulated Commercial & Industrial Equipment | 04/25/2023 | 10190532 | 05/30/2023
York International | Luxaire | XYE07A(2,4,5)*1******* |  | HSP-A, Single-Package Heat Pum | Heat Pump | 230 | 3 | False |  |  |  | True | Single-Speed | 71000 | 5916 |  |  | 13.2 |  | 69000 | 5947 | 3.4 | 3.3 | 39000 | 4762 | 2.4 | Federally-Regulated Commercial & Industrial Equipment | 04/25/2023 | 10098057 | 05/30/2023
York International | Luxaire | XXE09A(2,4,5)*1********* |  | HSP-A, Single-Package Heat Pum | Heat Pump | 230 | 3 | False |  |  |  | True | Single-Speed | 102000 | 8644 |  |  | 13.1 |  | 94000 | 8223 | 3.35 | 3.3 | 57000 | 7424 | 2.25 | Federally-Regulated Commercial & Industrial Equipment | 02/28/2023 | 10190544 | 05/30/2023
York International | Luxaire | XYE09A(2,4,5)*1******* |  | HSP-A, Single-Package Heat Pum | Heat Pump | 460 | 3 | False |  |  |  | True | Single-Speed | 98000 | 8166 |  |  | 13.8 |  | 96000 | 8275 | 3.4 | 3.3 | 54000 | 7002 | 2.26 | Federally-Regulated Commercial & Industrial Equipment | 04/25/2023 | 10098075 | 05/30/2023
York International | Luxaire | XXE12A(2,4,5)*3********* |  | HSP-A, Single-Package Heat Pum | Heat Pump | 460 | 3 | False |  |  |  | True | Single-Speed | 116000 | 10545 |  |  | 13.4 |  | 108000 | 9591 | 3.3 | 3.3 | 62000 | 8075 | 2.25 | Federally-Regulated Commercial & Industrial Equipment | 04/25/2023 | 10091926 | 05/30/2023
York International | Luxaire | XXE09A(2,4,5)*1********* |  | HSP-A, Single-Package Heat Pum | Heat Pump | 460 | 3 | False |  |  |  | True | Single-Speed | 102000 | 8644 |  |  | 13.1 |  | 94000 | 8223 | 3.35 | 3.3 | 57000 | 7424 | 2.25 | Federally-Regulated Commercial & Industrial Equipment | 02/28/2023 | 10190544 | 05/30/2023
York International | FRASER - JOHNSTON | XYEA7A(2,4,5)*1********* |  | HSP-A, Single-Package Heat Pum | Heat Pump | 460 | 3 | False |  |  |  | True | Dual-Speed | 70000 | 5833 |  |  | 14.1 |  | 67000 | 5775 | 3.4 | 3.3 | 38000 | 4640 | 2.4 | Federally-Regulated Commercial & Industrial Equipment | 02/28/2023 | 202373552 | 05/30/2023
York International | FRASER - JOHNSTON | XYEA7A(2,4,5)*1********* |  | HSP-A, Single-Package Heat Pum | Heat Pump | 575 | 3 | False |  |  |  | True | Dual-Speed | 70000 | 5833 |  |  | 14.1 |  | 67000 | 5775 | 3.4 | 3.3 | 38000 | 4640 | 2.4 | Federally-Regulated Commercial & Industrial Equipment | 02/28/2023 | 202373552 | 05/30/2023
York International | FRASER - JOHNSTON | XYEA7A(2,4,5)*1********* |  | HSP-A, Single-Package Heat Pum | Heat Pump | 208 | 3 | False |  |  |  | True | Dual-Speed | 70000 | 5833 |  |  | 14.1 |  | 67000 | 5775 | 3.4 | 3.3 | 38000 | 4640 | 2.4 | Federally-Regulated Commercial & Industrial Equipment | 02/28/2023 | 202373552 | 05/30/2023
York International | FRASER - JOHNSTON | XYEA7A(2,4,5)*1********* |  | HSP-A, Single-Package Heat Pum | Heat Pump | 230 | 3 | False |  |  |  | True | Dual-Speed | 70000 | 5833 |  |  | 14.1 |  | 67000 | 5775 | 3.4 | 3.3 | 38000 | 4640 | 2.4 | Federally-Regulated Commercial & Industrial Equipment | 02/28/2023 | 202373552 | 05/30/2023
York International | York | XXEA7A(2,4,5)*1********* |  | HSP-A, Single-Package Heat Pum | Heat Pump | 208 | 3 | False |  |  |  | True | Single-Speed | 66000 | 6000 |  |  | 12.7 |  | 65000 | 5442 | 3.5 | 3.3 | 35000 | 4459 | 2.3 | Federally-Regulated Commercial & Industrial Equipment | 04/25/2023 | 10190522 | 05/30/2023
York International | York | PC090C00*(2,4,5)***** | NL090C00*(2,4,5,6)**** | HRCU-A-CB, Split System: Heat | Heat Pump | 230 | 3 |  | False |  |  | True | Single-Speed | 89000 | 8090 | 11 | 10.8 | 12.4 |  | 82000 | 7068 | 3.4 | 3.3 | 49000 | 6243 | 2.3 | Federally-Regulated Commercial & Industrial Equipment | 06/03/2019 |  | 05/30/2023
York International | York | XXEA7A(2,4,5)*1********* |  | HSP-A, Single-Package Heat Pum | Heat Pump | 230 | 3 | False |  |  |  | True | Single-Speed | 66000 | 6000 |  |  | 12.7 |  | 65000 | 5442 | 3.5 | 3.3 | 35000 | 4459 | 2.3 | Federally-Regulated Commercial & Industrial Equipment | 04/25/2023 | 10190522 | 05/30/2023
York International | York | XYEA7A(2,4,5)*1********* |  | HSP-A, Single-Package Heat Pum | Heat Pump | 230 | 3 | False |  |  |  | True | Dual-Speed | 70000 | 5833 | 12 | 10.8 | 14.1 |  | 67000 | 5775 | 3.4 | 3.3 | 38000 | 4640 | 2.4 | Federally-Regulated Commercial & Industrial Equipment | 09/23/2019 |  | 05/30/2023
York International | York | XXE08A(2,4,5)*1********* |  | HSP-A, Single-Package Heat Pum | Heat Pump | 460 | 3 | False |  |  |  | True | Single-Speed | 90000 | 7826 |  |  | 13.3 |  | 84000 | 7033 | 3.5 | 3.3 | 49000 | 6382 | 2.25 | Federally-Regulated Commercial & Industrial Equipment | 04/25/2023 | 10190524 | 05/30/2023
York International | York | XYE08A(2,4,5)*1******* |  | HSP-A, Single-Package Heat Pum | Heat Pump | 208 | 3 | False |  |  |  | True | Single-Speed | 88000 | 7272 |  |  | 14 |  | 84000 | 7033 | 3.5 | 3.3 | 48000 | 5861 | 2.4 | Federally-Regulated Commercial & Industrial Equipment | 04/25/2023 | 9119125 | 05/30/2023
York International | York | PD180C00*(2,4,5)***** | ND180C00*(2,4,5,6)**** | HRCU-A-CB, Split System: Heat | Heat Pump | 575 | 3 |  | False |  |  | True | Single-Speed | 174000 | 16415 | 10.6 | 10.4 | 11.6 |  | 160000 | 13791 | 3.4 | 3.2 | 100000 | 13025 | 2.25 | Federally-Regulated Commercial & Industrial Equipment | 06/03/2019 |  | 05/30/2023
York International | York | XXE08A(2,4,5)*1********* |  | HSP-A, Single-Package Heat Pum | Heat Pump | 575 | 3 | False |  |  |  | True | Single-Speed | 90000 | 7826 |  |  | 13.3 |  | 84000 | 7033 | 3.5 | 3.3 | 49000 | 6382 | 2.25 | Federally-Regulated Commercial & Industrial Equipment | 04/25/2023 | 10190524 | 05/30/2023
York International | York | PD240C00*(2,4,5)***** | NM240C00*(2,4,5,6)**** | HRCU-A-CB, Split System: Heat | Heat Pump | 575 | 3 |  | False |  |  | True | Single-Speed | 230000 | 21698 | 10.6 | 10.4 | 13.3 |  | 220000 | 19538 | 3.3 | 3.2 | 130000 | 17318 | 2.2 | Federally-Regulated Commercial & Industrial Equipment | 08/06/2019 |  | 05/30/2023
York International | York | PD180C00*(2,4,5)***** | ND180C00*(2,4,5,6)**** | HRCU-A-CB, Split System: Heat | Heat Pump | 460 | 3 |  | False |  |  | True | Single-Speed | 174000 | 16415 | 10.6 | 10.4 | 11.6 |  | 160000 | 13791 | 3.4 | 3.2 | 100000 | 13025 | 2.25 | Federally-Regulated Commercial & Industrial Equipment | 06/03/2019 |  | 05/30/2023
York International | York | XYE08A(2,4,5)*1******* |  | HSP-A, Single-Package Heat Pum | Heat Pump | 230 | 3 | False |  |  |  | True | Single-Speed | 88000 | 7272 |  |  | 14 |  | 84000 | 7033 | 3.5 | 3.3 | 48000 | 5861 | 2.4 | Federally-Regulated Commercial & Industrial Equipment | 04/25/2023 | 9119125 | 05/30/2023
York International | York | XYE07A(2,4,5)*1******* |  | HSP-A, Single-Package Heat Pum | Heat Pump | 460 | 3 | False |  |  |  | True | Single-Speed | 71000 | 5916 |  |  | 13.2 |  | 69000 | 5947 | 3.4 | 3.3 | 39000 | 4762 | 2.4 | Federally-Regulated Commercial & Industrial Equipment | 04/25/2023 | 9119124 | 05/30/2023
York International | York | PC180C00*(2,4,5)***** | NL180C00*(2,4,5,6)**** | HRCU-A-CB, Split System: Heat | Heat Pump | 208 | 3 |  | False |  |  | True | Single-Speed | 180000 | 16981 | 10.6 | 10.4 | 13.3 |  | 168000 | 15386 | 3.2 | 3.2 | 104000 | 13252 | 2.3 | Federally-Regulated Commercial & Industrial Equipment | 06/03/2019 |  | 05/30/2023
York International | York | XYE08A(2,4,5)*1******* |  | HSP-A, Single-Package Heat Pum | Heat Pump | 460 | 3 | False |  |  |  | True | Single-Speed | 88000 | 7272 |  |  | 14 |  | 84000 | 7033 | 3.5 | 3.3 | 48000 | 5861 | 2.4 | Federally-Regulated Commercial & Industrial Equipment | 04/25/2023 | 9119125 | 05/30/2023
York International | York | PD240C00*(2,4,5)***** | NM240C00*(2,4,5,6)**** | HRCU-A-CB, Split System: Heat | Heat Pump | 208 | 3 |  | False |  |  | True | Single-Speed | 230000 | 21698 | 10.6 | 10.4 | 13.3 |  | 220000 | 19538 | 3.3 | 3.2 | 130000 | 17318 | 2.2 | Federally-Regulated Commercial & Industrial Equipment | 08/06/2019 |  | 05/30/2023
York International | York | XYE09A(2,4,5)*1******* |  | HSP-A, Single-Package Heat Pum | Heat Pump | 460 | 3 | False |  |  |  | True | Single-Speed | 98000 | 8166 |  |  | 13.8 |  | 96000 | 8275 | 3.4 | 3.3 | 54000 | 7002 | 2.26 | Federally-Regulated Commercial & Industrial Equipment | 04/25/2023 | 9119126 | 05/30/2023
York International | York | XP150[C,E]**(P,R,S,U,V,X)(2,4,5)*******2 |  | HSP-A, Single-Package Heat Pum | Both Heat Pump and Electric Re | 230 | 3 | False |  |  |  | True | Single-Speed | 144000 | 13584 | 10.6 | 10.6 | 13.5 |  | 135000 | 12364 | 3.2 | 3.2 | 90000 | 12866 | 2.05 | Federally-Regulated Commercial & Industrial Equipment | 09/23/2019 |  | 05/30/2023
York International | York | XXE09A(2,4,5)*1********* |  | HSP-A, Single-Package Heat Pum | Heat Pump | 208 | 3 | False |  |  |  | True | Single-Speed | 102000 | 8644 |  |  | 13.1 |  | 94000 | 8223 | 3.35 | 3.3 | 57000 | 7424 | 2.25 | Federally-Regulated Commercial & Industrial Equipment | 02/28/2023 | 10190526 | 05/30/2023
York International | York | PC180C00*(2,4,5)***** | NL180C00*(2,4,5,6)**** | HRCU-A-CB, Split System: Heat | Heat Pump | 575 | 3 |  | False |  |  | True | Single-Speed | 180000 | 16981 | 10.6 | 10.4 | 13.3 |  | 168000 | 15386 | 3.2 | 3.2 | 104000 | 13252 | 2.3 | Federally-Regulated Commercial & Industrial Equipment | 06/03/2019 |  | 05/30/2023
York International | York | XYEA7A(2,4,5)*1********* |  | HSP-A, Single-Package Heat Pum | Heat Pump | 575 | 3 | False |  |  |  | True | Dual-Speed | 70000 | 5833 | 12 | 10.8 | 14.1 |  | 67000 | 5775 | 3.4 | 3.3 | 38000 | 4640 | 2.4 | Federally-Regulated Commercial & Industrial Equipment | 09/23/2019 |  | 05/30/2023
York International | York | XYE07A(2,4,5)*1******* |  | HSP-A, Single-Package Heat Pum | Heat Pump | 230 | 3 | False |  |  |  | True | Single-Speed | 71000 | 5916 |  |  | 13.2 |  | 69000 | 5947 | 3.4 | 3.3 | 39000 | 4762 | 2.4 | Federally-Regulated Commercial & Industrial Equipment | 04/25/2023 | 9119124 | 05/30/2023
York International | York | PC120C00*(2,4,5)**** | NL120C00*(2,4,5,6)**** | HRCU-A-CB, Split System: Heat | Heat Pump | 575 | 3 |  | False |  |  | True | Single-Speed | 120000 | 11111 | 10.8 | 10.8 | 13.5 |  | 109000 | 9680 | 3.3 | 3.3 | 63000 | 8206 | 2.25 | Federally-Regulated Commercial & Industrial Equipment | 06/03/2019 |  | 05/30/2023
York International | York | XYEA7A(2,4,5)*1********* |  | HSP-A, Single-Package Heat Pum | Heat Pump | 460 | 3 | False |  |  |  | True | Dual-Speed | 70000 | 5833 | 12 | 10.8 | 14.1 |  | 67000 | 5775 | 3.4 | 3.3 | 38000 | 4640 | 2.4 | Federally-Regulated Commercial & Industrial Equipment | 09/23/2019 |  | 05/30/2023
York International | York | XXE09A(2,4,5)*1********* |  | HSP-A, Single-Package Heat Pum | Heat Pump | 460 | 3 | False |  |  |  | True | Single-Speed | 102000 | 8644 |  |  | 13.1 |  | 94000 | 8223 | 3.35 | 3.3 | 57000 | 7424 | 2.25 | Federally-Regulated Commercial & Industrial Equipment | 02/28/2023 | 10190526 | 05/30/2023
York International | York | XYE07A(2,4,5)*1******* |  | HSP-A, Single-Package Heat Pum | Heat Pump | 575 | 3 | False |  |  |  | True | Single-Speed | 71000 | 5916 |  |  | 13.2 |  | 69000 | 5947 | 3.4 | 3.3 | 39000 | 4762 | 2.4 | Federally-Regulated Commercial & Industrial Equipment | 04/25/2023 | 9119124 | 05/30/2023
York International | York | XYE08A(2,4,5)*1******* |  | HSP-A, Single-Package Heat Pum | Heat Pump | 575 | 3 | False |  |  |  | True | Single-Speed | 88000 | 7272 |  |  | 14 |  | 84000 | 7033 | 3.5 | 3.3 | 48000 | 5861 | 2.4 | Federally-Regulated Commercial & Industrial Equipment | 04/25/2023 | 9119125 | 05/30/2023
York International | York | PD240C00*(2,4,5)***** | NM240C00*(2,4,5,6)**** | HRCU-A-CB, Split System: Heat | Heat Pump | 230 | 3 |  | False |  |  | True | Single-Speed | 230000 | 21698 | 10.6 | 10.4 | 13.3 |  | 220000 | 19538 | 3.3 | 3.2 | 130000 | 17318 | 2.2 | Federally-Regulated Commercial & Industrial Equipment | 08/06/2019 |  | 05/30/2023
York International | York | XYE09A(2,4,5)*1******* |  | HSP-A, Single-Package Heat Pum | Heat Pump | 575 | 3 | False |  |  |  | True | Single-Speed | 98000 | 8166 |  |  | 13.8 |  | 96000 | 8275 | 3.4 | 3.3 | 54000 | 7002 | 2.26 | Federally-Regulated Commercial & Industrial Equipment | 04/25/2023 | 9119126 | 05/30/2023
York International | York | PD180C00*(2,4,5)***** | ND180C00*(2,4,5,6)**** | HRCU-A-CB, Split System: Heat | Heat Pump | 208 | 3 |  | False |  |  | True | Single-Speed | 174000 | 16415 | 10.6 | 10.4 | 11.6 |  | 160000 | 13791 | 3.4 | 3.2 | 100000 | 13025 | 2.25 | Federally-Regulated Commercial & Industrial Equipment | 06/03/2019 |  | 05/30/2023
York International | York | PD240C00*(2,4,5)***** | NM240C00*(2,4,5,6)**** | HRCU-A-CB, Split System: Heat | Heat Pump | 460 | 3 |  | False |  |  | True | Single-Speed | 230000 | 21698 | 10.6 | 10.4 | 13.3 |  | 220000 | 19538 | 3.3 | 3.2 | 130000 | 17318 | 2.2 | Federally-Regulated Commercial & Industrial Equipment | 08/06/2019 |  | 05/30/2023
York International | York | XP150[C,E]**(P,R,S,U,V,X)(2,4,5)*******2 |  | HSP-A, Single-Package Heat Pum | Both Heat Pump and Electric Re | 460 | 3 | False |  |  |  | True | Single-Speed | 144000 | 13584 | 10.6 | 10.6 | 13.5 |  | 135000 | 12364 | 3.2 | 3.2 | 90000 | 12866 | 2.05 | Federally-Regulated Commercial & Industrial Equipment | 09/23/2019 |  | 05/30/2023
York International | York | XXEA7A(2,4,5)*1********* |  | HSP-A, Single-Package Heat Pum | Heat Pump | 460 | 3 | False |  |  |  | True | Single-Speed | 66000 | 6000 |  |  | 12.7 |  | 65000 | 5442 | 3.5 | 3.3 | 35000 | 4459 | 2.3 | Federally-Regulated Commercial & Industrial Equipment | 04/25/2023 | 10190522 | 05/30/2023
York International | York | PC120C00*(2,4,5)***5 | NL120C00*(2,4,5,6)**** | HRCU-A-CB, Split System: Heat | Heat Pump | 575 | 3 |  | False |  |  | True | Single-Speed | 116000 | 10450 | 11.1 | 10.8 | 14.2 |  | 104000 | 9236 | 3.3 | 3.3 | 63000 | 8027 | 2.3 | Federally-Regulated Commercial & Industrial Equipment | 06/03/2019 |  | 05/30/2023
York International | York | XXE12A(2,4,5)*3********* |  | HSP-A, Single-Package Heat Pum | Heat Pump | 575 | 3 | False |  |  |  | True | Single-Speed | 116000 | 10545 |  |  | 13.4 |  | 108000 | 9591 | 3.3 | 3.3 | 62000 | 8075 | 2.25 | Federally-Regulated Commercial & Industrial Equipment | 04/25/2023 | 10091900 | 05/30/2023
York International | York | XYE09A(2,4,5)*1******* |  | HSP-A, Single-Package Heat Pum | Heat Pump | 230 | 3 | False |  |  |  | True | Single-Speed | 98000 | 8166 |  |  | 13.8 |  | 96000 | 8275 | 3.4 | 3.3 | 54000 | 7002 | 2.26 | Federally-Regulated Commercial & Industrial Equipment | 04/25/2023 | 9119126 | 05/30/2023
York International | York | XXE08A(2,4,5)*1********* |  | HSP-A, Single-Package Heat Pum | Heat Pump | 208 | 3 | False |  |  |  | True | Single-Speed | 90000 | 7826 |  |  | 13.3 |  | 84000 | 7033 | 3.5 | 3.3 | 49000 | 6382 | 2.25 | Federally-Regulated Commercial & Industrial Equipment | 04/25/2023 | 10190524 | 05/30/2023
York International | York | PC120C00*(2,4,5)**** | NL120C00*(2,4,5,6)**** | HRCU-A-CB, Split System: Heat | Heat Pump | 460 | 3 |  | False |  |  | True | Single-Speed | 120000 | 11111 | 10.8 | 10.8 | 13.5 |  | 109000 | 9680 | 3.3 | 3.3 | 63000 | 8206 | 2.25 | Federally-Regulated Commercial & Industrial Equipment | 06/03/2019 |  | 05/30/2023
York International | York | XXE12A(2,4,5)*3********* |  | HSP-A, Single-Package Heat Pum | Heat Pump | 208 | 3 | False |  |  |  | True | Single-Speed | 116000 | 10545 |  |  | 13.4 |  | 108000 | 9591 | 3.3 | 3.3 | 62000 | 8075 | 2.25 | Federally-Regulated Commercial & Industrial Equipment | 04/25/2023 | 10091900 | 05/30/2023
York International | York | PC120C00*(2,4,5)**** | NL120C00*(2,4,5,6)**** | HRCU-A-CB, Split System: Heat | Heat Pump | 230 | 3 |  | False |  |  | True | Single-Speed | 120000 | 11111 | 10.8 | 10.8 | 13.5 |  | 109000 | 9680 | 3.3 | 3.3 | 63000 | 8206 | 2.25 | Federally-Regulated Commercial & Industrial Equipment | 06/03/2019 |  | 05/30/2023
York International | York | PC090C00*(2,4,5)***** | NL090C00*(2,4,5,6)**** | HRCU-A-CB, Split System: Heat | Heat Pump | 460 | 3 |  | False |  |  | True | Single-Speed | 89000 | 8090 | 11 | 10.8 | 12.4 |  | 82000 | 7068 | 3.4 | 3.3 | 49000 | 6243 | 2.3 | Federally-Regulated Commercial & Industrial Equipment | 06/03/2019 |  | 05/30/2023
York International | York | XYE07A(2,4,5)*1******* |  | HSP-A, Single-Package Heat Pum | Heat Pump | 208 | 3 | False |  |  |  | True | Single-Speed | 71000 | 5916 |  |  | 13.2 |  | 69000 | 5947 | 3.4 | 3.3 | 39000 | 4762 | 2.4 | Federally-Regulated Commercial & Industrial Equipment | 04/25/2023 | 9119124 | 05/30/2023
York International | York | PC090C00*(2,4,5)***** | NL090C00*(2,4,5,6)**** | HRCU-A-CB, Split System: Heat | Heat Pump | 208 | 3 |  | False |  |  | True | Single-Speed | 89000 | 8090 | 11 | 10.8 | 12.4 |  | 82000 | 7068 | 3.4 | 3.3 | 49000 | 6243 | 2.3 | Federally-Regulated Commercial & Industrial Equipment | 06/03/2019 |  | 05/30/2023
York International | York | PC180C00*(2,4,5)***** | NL180C00*(2,4,5,6)**** | HRCU-A-CB, Split System: Heat | Heat Pump | 230 | 3 |  | False |  |  | True | Single-Speed | 180000 | 16981 | 10.6 | 10.4 | 13.3 |  | 168000 | 15386 | 3.2 | 3.2 | 104000 | 13252 | 2.3 | Federally-Regulated Commercial & Industrial Equipment | 06/03/2019 |  | 05/30/2023
York International | York | XYEA7A(2,4,5)*1********* |  | HSP-A, Single-Package Heat Pum | Heat Pump | 208 | 3 | False |  |  |  | True | Dual-Speed | 70000 | 5833 | 12 | 10.8 | 14.1 |  | 67000 | 5775 | 3.4 | 3.3 | 38000 | 4640 | 2.4 | Federally-Regulated Commercial & Industrial Equipment | 09/23/2019 |  | 05/30/2023
York International | York | PC120C00*(2,4,5)***5 | NL120C00*(2,4,5,6)**** | HRCU-A-CB, Split System: Heat | Heat Pump | 460 | 3 |  | False |  |  | True | Single-Speed | 116000 | 10450 | 11.1 | 10.8 | 14.2 |  | 104000 | 9236 | 3.3 | 3.3 | 63000 | 8027 | 2.3 | Federally-Regulated Commercial & Industrial Equipment | 06/03/2019 |  | 05/30/2023
York International | York | PC120C00*(2,4,5)***5 | NL120C00*(2,4,5,6)**** | HRCU-A-CB, Split System: Heat | Heat Pump | 230 | 3 |  | False |  |  | True | Single-Speed | 116000 | 10450 | 11.1 | 10.8 | 14.2 |  | 104000 | 9236 | 3.3 | 3.3 | 63000 | 8027 | 2.3 | Federally-Regulated Commercial & Industrial Equipment | 06/03/2019 |  | 05/30/2023
York International | York | PD180C00*(2,4,5)***** | ND180C00*(2,4,5,6)**** | HRCU-A-CB, Split System: Heat | Heat Pump | 230 | 3 |  | False |  |  | True | Single-Speed | 174000 | 16415 | 10.6 | 10.4 | 11.6 |  | 160000 | 13791 | 3.4 | 3.2 | 100000 | 13025 | 2.25 | Federally-Regulated Commercial & Industrial Equipment | 06/03/2019 |  | 05/30/2023
York International | York | PC180C00*(2,4,5)***** | NL180C00*(2,4,5,6)**** | HRCU-A-CB, Split System: Heat | Heat Pump | 460 | 3 |  | False |  |  | True | Single-Speed | 180000 | 16981 | 10.6 | 10.4 | 13.3 |  | 168000 | 15386 | 3.2 | 3.2 | 104000 | 13252 | 2.3 | Federally-Regulated Commercial & Industrial Equipment | 06/03/2019 |  | 05/30/2023
York International | York | XXE09A(2,4,5)*1********* |  | HSP-A, Single-Package Heat Pum | Heat Pump | 230 | 3 | False |  |  |  | True | Single-Speed | 102000 | 8644 |  |  | 13.1 |  | 94000 | 8223 | 3.35 | 3.3 | 57000 | 7424 | 2.25 | Federally-Regulated Commercial & Industrial Equipment | 02/28/2023 | 10190526 | 05/30/2023
York International | York | XXE12A(2,4,5)*3********* |  | HSP-A, Single-Package Heat Pum | Heat Pump | 460 | 3 | False |  |  |  | True | Single-Speed | 116000 | 10545 |  |  | 13.4 |  | 108000 | 9591 | 3.3 | 3.3 | 62000 | 8075 | 2.25 | Federally-Regulated Commercial & Industrial Equipment | 04/25/2023 | 10091900 | 05/30/2023
York International | York | XXE08A(2,4,5)*1********* |  | HSP-A, Single-Package Heat Pum | Heat Pump | 230 | 3 | False |  |  |  | True | Single-Speed | 90000 | 7826 |  |  | 13.3 |  | 84000 | 7033 | 3.5 | 3.3 | 49000 | 6382 | 2.25 | Federally-Regulated Commercial & Industrial Equipment | 04/25/2023 | 10190524 | 05/30/2023
York International | York | XP150[C,E]**(P,R,S,U,V,X)(2,4,5)*******2 |  | HSP-A, Single-Package Heat Pum | Both Heat Pump and Electric Re | 575 | 3 | False |  |  |  | True | Single-Speed | 144000 | 13584 | 10.6 | 10.6 | 13.5 |  | 135000 | 12364 | 3.2 | 3.2 | 90000 | 12866 | 2.05 | Federally-Regulated Commercial & Industrial Equipment | 09/23/2019 |  | 05/30/2023
York International | York | XXE12A(2,4,5)*3********* |  | HSP-A, Single-Package Heat Pum | Heat Pump | 230 | 3 | False |  |  |  | True | Single-Speed | 116000 | 10545 |  |  | 13.4 |  | 108000 | 9591 | 3.3 | 3.3 | 62000 | 8075 | 2.25 | Federally-Regulated Commercial & Industrial Equipment | 04/25/2023 | 10091900 | 05/30/2023
York International | York | XXE09A(2,4,5)*1********* |  | HSP-A, Single-Package Heat Pum | Heat Pump | 575 | 3 | False |  |  |  | True | Single-Speed | 102000 | 8644 |  |  | 13.1 |  | 94000 | 8223 | 3.35 | 3.3 | 57000 | 7424 | 2.25 | Federally-Regulated Commercial & Industrial Equipment | 02/28/2023 | 10190526 | 05/30/2023
York International | York | XP150[C,E]**(P,R,S,U,V,X)(2,4,5)*******2 |  | HSP-A, Single-Package Heat Pum | Both Heat Pump and Electric Re | 208 | 3 | False |  |  |  | True | Single-Speed | 144000 | 13584 | 10.6 | 10.6 | 13.5 |  | 135000 | 12364 | 3.2 | 3.2 | 90000 | 12866 | 2.05 | Federally-Regulated Commercial & Industrial Equipment | 09/23/2019 |  | 05/30/2023
York International | York | PC090C00*(2,4,5)***** | NL090C00*(2,4,5,6)**** | HRCU-A-CB, Split System: Heat | Heat Pump | 575 | 3 |  | False |  |  | True | Single-Speed | 89000 | 8090 | 11 | 10.8 | 12.4 |  | 82000 | 7068 | 3.4 | 3.3 | 49000 | 6243 | 2.3 | Federally-Regulated Commercial & Industrial Equipment | 06/03/2019 |  | 05/30/2023
York International | York | XYE09A(2,4,5)*1******* |  | HSP-A, Single-Package Heat Pum | Heat Pump | 208 | 3 | False |  |  |  | True | Single-Speed | 98000 | 8166 |  |  | 13.8 |  | 96000 | 8275 | 3.4 | 3.3 | 54000 | 7002 | 2.26 | Federally-Regulated Commercial & Industrial Equipment | 04/25/2023 | 9119126 | 05/30/2023
York International | York | PC120C00*(2,4,5)***5 | NL120C00*(2,4,5,6)**** | HRCU-A-CB, Split System: Heat | Heat Pump | 208 | 3 |  | False |  |  | True | Single-Speed | 116000 | 10450 | 11.1 | 10.8 | 14.2 |  | 104000 | 9236 | 3.3 | 3.3 | 63000 | 8027 | 2.3 | Federally-Regulated Commercial & Industrial Equipment | 06/03/2019 |  | 05/30/2023
York International | York | PC120C00*(2,4,5)**** | NL120C00*(2,4,5,6)**** | HRCU-A-CB, Split System: Heat | Heat Pump | 208 | 3 |  | False |  |  | True | Single-Speed | 120000 | 11111 | 10.8 | 10.8 | 13.5 |  | 109000 | 9680 | 3.3 | 3.3 | 63000 | 8206 | 2.25 | Federally-Regulated Commercial & Industrial Equipment | 06/03/2019 |  | 05/30/2023
York International | York | XXEA7A(2,4,5)*1********* |  | HSP-A, Single-Package Heat Pum | Heat Pump | 575 | 3 | False |  |  |  | True | Single-Speed | 66000 | 6000 |  |  | 12.7 |  | 65000 | 5442 | 3.5 | 3.3 | 35000 | 4459 | 2.3 | Federally-Regulated Commercial & Industrial Equipment | 04/25/2023 | 10190522 | 05/30/2023
York International | TEMPMASTER, UNITARY PRODUCTS GROUP - COMMERCIAL | XXE12A(2,4,5)*3********* |  | HSP-A, Single-Package Heat Pum | Heat Pump | 575 | 3 | False |  |  |  | True | Single-Speed | 116000 | 10545 |  |  | 13.4 |  | 108000 | 9591 | 3.3 | 3.3 | 62000 | 8075 | 2.25 | Federally-Regulated Commercial & Industrial Equipment | 04/25/2023 | 10091927 | 05/30/2023
York International | TEMPMASTER, UNITARY PRODUCTS GROUP - COMMERCIAL | XXE09A(2,4,5)*1********* |  | HSP-A, Single-Package Heat Pum | Heat Pump | 208 | 3 | False |  |  |  | True | Single-Speed | 102000 | 8644 |  |  | 13.1 |  | 94000 | 8223 | 3.35 | 3.3 | 57000 | 7424 | 2.25 | Federally-Regulated Commercial & Industrial Equipment | 02/28/2023 | 10190545 | 05/30/2023
York International | TEMPMASTER, UNITARY PRODUCTS GROUP - COMMERCIAL | XYE09A(2,4,5)*1******* |  | HSP-A, Single-Package Heat Pum | Heat Pump | 208 | 3 | False |  |  |  | True | Single-Speed | 98000 | 8166 |  |  | 13.8 |  | 96000 | 8275 | 3.4 | 3.3 | 54000 | 7002 | 2.26 | Federally-Regulated Commercial & Industrial Equipment | 04/25/2023 | 10098076 | 05/30/2023
York International | TEMPMASTER, UNITARY PRODUCTS GROUP - COMMERCIAL | XXE08A(2,4,5)*1********* |  | HSP-A, Single-Package Heat Pum | Heat Pump | 208 | 3 | False |  |  |  | True | Single-Speed | 90000 | 7826 |  |  | 13.3 |  | 84000 | 7033 | 3.5 | 3.3 | 49000 | 6382 | 2.25 | Federally-Regulated Commercial & Industrial Equipment | 04/25/2023 | 10190533 | 05/30/2023
York International | TEMPMASTER, UNITARY PRODUCTS GROUP - COMMERCIAL | XYE09A(2,4,5)*1******* |  | HSP-A, Single-Package Heat Pum | Heat Pump | 575 | 3 | False |  |  |  | True | Single-Speed | 98000 | 8166 |  |  | 13.8 |  | 96000 | 8275 | 3.4 | 3.3 | 54000 | 7002 | 2.26 | Federally-Regulated Commercial & Industrial Equipment | 04/25/2023 | 10098076 | 05/30/2023
York International | TEMPMASTER, UNITARY PRODUCTS GROUP - COMMERCIAL | XXE08A(2,4,5)*1********* |  | HSP-A, Single-Package Heat Pum | Heat Pump | 575 | 3 | False |  |  |  | True | Single-Speed | 90000 | 7826 |  |  | 13.3 |  | 84000 | 7033 | 3.5 | 3.3 | 49000 | 6382 | 2.25 | Federally-Regulated Commercial & Industrial Equipment | 04/25/2023 | 10190533 | 05/30/2023
York International | TEMPMASTER, UNITARY PRODUCTS GROUP - COMMERCIAL | XXE09A(2,4,5)*1********* |  | HSP-A, Single-Package Heat Pum | Heat Pump | 230 | 3 | False |  |  |  | True | Single-Speed | 102000 | 8644 |  |  | 13.1 |  | 94000 | 8223 | 3.35 | 3.3 | 57000 | 7424 | 2.25 | Federally-Regulated Commercial & Industrial Equipment | 02/28/2023 | 10190545 | 05/30/2023
York International | TEMPMASTER, UNITARY PRODUCTS GROUP - COMMERCIAL | XXE08A(2,4,5)*1********* |  | HSP-A, Single-Package Heat Pum | Heat Pump | 230 | 3 | False |  |  |  | True | Single-Speed | 90000 | 7826 |  |  | 13.3 |  | 84000 | 7033 | 3.5 | 3.3 | 49000 | 6382 | 2.25 | Federally-Regulated Commercial & Industrial Equipment | 04/25/2023 | 10190533 | 05/30/2023
York International | TEMPMASTER, UNITARY PRODUCTS GROUP - COMMERCIAL | PJT15C00A(2,4,5)***** | NWT15C00*(2,4,5,6)**** | HRCU-A-CB, Split System: Heat | Heat Pump | 575 | 3 |  | False |  |  | True | Single-Speed | 174000 | 16415 | 10.6 | 10.4 | 14 |  | 160000 | 13791 | 3.4 | 3.2 | 100000 | 13025 | 2.25 | Federally-Regulated Commercial & Industrial Equipment | 05/17/2019 |  | 05/30/2023
York International | TEMPMASTER, UNITARY PRODUCTS GROUP - COMMERCIAL | PHT07C00A(2,4,5)***** | NST07C00*(2,4,5,6)**** | HRCU-A-CB, Split System: Heat | Heat Pump | 208 | 3 |  | False |  |  | True | Single-Speed | 89000 | 8090 | 11 | 10.8 | 12.4 |  | 82000 | 7282 | 3.3 | 3.3 | 49000 | 6243 | 2.3 | Federally-Regulated Commercial & Industrial Equipment | 04/16/2019 |  | 05/30/2023
York International | TEMPMASTER, UNITARY PRODUCTS GROUP - COMMERCIAL | XYE07A(2,4,5)*1******* |  | HSP-A, Single-Package Heat Pum | Heat Pump | 575 | 3 | False |  |  |  | True | Single-Speed | 71000 | 5916 |  |  | 13.2 |  | 69000 | 5947 | 3.4 | 3.3 | 39000 | 4762 | 2.4 | Federally-Regulated Commercial & Industrial Equipment | 04/25/2023 | 10098058 | 05/30/2023
York International | TEMPMASTER, UNITARY PRODUCTS GROUP - COMMERCIAL | XXEA7A(2,4,5)*1********* |  | HSP-A, Single-Package Heat Pum | Heat Pump | 575 | 3 | False |  |  |  | True | Single-Speed | 66000 | 6000 |  |  | 12.7 |  | 65000 | 5442 | 3.5 | 3.3 | 35000 | 4459 | 2.3 | Federally-Regulated Commercial & Industrial Equipment | 04/25/2023 | 10190557 | 05/30/2023
York International | TEMPMASTER, UNITARY PRODUCTS GROUP - COMMERCIAL | XXEA7A(2,4,5)*1********* |  | HSP-A, Single-Package Heat Pum | Heat Pump | 208 | 3 | False |  |  |  | True | Single-Speed | 66000 | 6000 |  |  | 12.7 |  | 65000 | 5442 | 3.5 | 3.3 | 35000 | 4459 | 2.3 | Federally-Regulated Commercial & Industrial Equipment | 04/25/2023 | 10190557 | 05/30/2023
York International | TEMPMASTER, UNITARY PRODUCTS GROUP - COMMERCIAL | XXE08A(2,4,5)*1********* |  | HSP-A, Single-Package Heat Pum | Heat Pump | 460 | 3 | False |  |  |  | True | Single-Speed | 90000 | 7826 |  |  | 13.3 |  | 84000 | 7033 | 3.5 | 3.3 | 49000 | 6382 | 2.25 | Federally-Regulated Commercial & Industrial Equipment | 04/25/2023 | 10190533 | 05/30/2023
York International | TEMPMASTER, UNITARY PRODUCTS GROUP - COMMERCIAL | XYE09A(2,4,5)*1******* |  | HSP-A, Single-Package Heat Pum | Heat Pump | 230 | 3 | False |  |  |  | True | Single-Speed | 98000 | 8166 |  |  | 13.8 |  | 96000 | 8275 | 3.4 | 3.3 | 54000 | 7002 | 2.26 | Federally-Regulated Commercial & Industrial Equipment | 04/25/2023 | 10098076 | 05/30/2023
York International | TEMPMASTER, UNITARY PRODUCTS GROUP - COMMERCIAL | XYE07A(2,4,5)*1******* |  | HSP-A, Single-Package Heat Pum | Heat Pump | 230 | 3 | False |  |  |  | True | Single-Speed | 71000 | 5916 |  |  | 13.2 |  | 69000 | 5947 | 3.4 | 3.3 | 39000 | 4762 | 2.4 | Federally-Regulated Commercial & Industrial Equipment | 04/25/2023 | 10098058 | 05/30/2023
York International | TEMPMASTER, UNITARY PRODUCTS GROUP - COMMERCIAL | XYE07A(2,4,5)*1******* |  | HSP-A, Single-Package Heat Pum | Heat Pump | 460 | 3 | False |  |  |  | True | Single-Speed | 71000 | 5916 |  |  | 13.2 |  | 69000 | 5947 | 3.4 | 3.3 | 39000 | 4762 | 2.4 | Federally-Regulated Commercial & Industrial Equipment | 04/25/2023 | 10098058 | 05/30/2023
York International | TEMPMASTER, UNITARY PRODUCTS GROUP - COMMERCIAL | PJT15C00A(2,4,5)***** | NWT15C00*(2,4,5,6)**** | HRCU-A-CB, Split System: Heat | Heat Pump | 460 | 3 |  | False |  |  | True | Single-Speed | 174000 | 16415 | 10.6 | 10.4 | 14 |  | 160000 | 13791 | 3.4 | 3.2 | 100000 | 13025 | 2.25 | Federally-Regulated Commercial & Industrial Equipment | 05/17/2019 |  | 05/30/2023
York International | TEMPMASTER, UNITARY PRODUCTS GROUP - COMMERCIAL | XYE09A(2,4,5)*1******* |  | HSP-A, Single-Package Heat Pum | Heat Pump | 460 | 3 | False |  |  |  | True | Single-Speed | 98000 | 8166 |  |  | 13.8 |  | 96000 | 8275 | 3.4 | 3.3 | 54000 | 7002 | 2.26 | Federally-Regulated Commercial & Industrial Equipment | 04/25/2023 | 10098076 | 05/30/2023
York International | TEMPMASTER, UNITARY PRODUCTS GROUP - COMMERCIAL | PHT07C00A(2,4,5)***** | NST07C00*(2,4,5,6)**** | HRCU-A-CB, Split System: Heat | Heat Pump | 460 | 3 |  | False |  |  | True | Single-Speed | 89000 | 8090 | 11 | 10.8 | 12.4 |  | 82000 | 7282 | 3.3 | 3.3 | 49000 | 6243 | 2.3 | Federally-Regulated Commercial & Industrial Equipment | 04/16/2019 |  | 05/30/2023
York International | TEMPMASTER, UNITARY PRODUCTS GROUP - COMMERCIAL | XXEA7A(2,4,5)*1********* |  | HSP-A, Single-Package Heat Pum | Heat Pump | 460 | 3 | False |  |  |  | True | Single-Speed | 66000 | 6000 |  |  | 12.7 |  | 65000 | 5442 | 3.5 | 3.3 | 35000 | 4459 | 2.3 | Federally-Regulated Commercial & Industrial Equipment | 04/25/2023 | 10190557 | 05/30/2023
York International | TEMPMASTER, UNITARY PRODUCTS GROUP - COMMERCIAL | PHT07C00A(2,4,5)***** | NST07C00*(2,4,5,6)**** | HRCU-A-CB, Split System: Heat | Heat Pump | 575 | 3 |  | False |  |  | True | Single-Speed | 89000 | 8090 | 11 | 10.8 | 12.4 |  | 82000 | 7282 | 3.3 | 3.3 | 49000 | 6243 | 2.3 | Federally-Regulated Commercial & Industrial Equipment | 04/16/2019 |  | 05/30/2023
York International | TEMPMASTER, UNITARY PRODUCTS GROUP - COMMERCIAL | XXE12A(2,4,5)*3********* |  | HSP-A, Single-Package Heat Pum | Heat Pump | 230 | 3 | False |  |  |  | True | Single-Speed | 116000 | 10545 |  |  | 13.4 |  | 108000 | 9591 | 3.3 | 3.3 | 62000 | 8075 | 2.25 | Federally-Regulated Commercial & Industrial Equipment | 04/25/2023 | 10091927 | 05/30/2023
York International | TEMPMASTER, UNITARY PRODUCTS GROUP - COMMERCIAL | PJT15C00A(2,4,5)***** | NWT15C00*(2,4,5,6)**** | HRCU-A-CB, Split System: Heat | Heat Pump | 208 | 3 |  | False |  |  | True | Single-Speed | 174000 | 16415 | 10.6 | 10.4 | 14 |  | 160000 | 13791 | 3.4 | 3.2 | 100000 | 13025 | 2.25 | Federally-Regulated Commercial & Industrial Equipment | 05/17/2019 |  | 05/30/2023
York International | TEMPMASTER, UNITARY PRODUCTS GROUP - COMMERCIAL | XYE08A(2,4,5)*1******* |  | HSP-A, Single-Package Heat Pum | Heat Pump | 208 | 3 | False |  |  |  | True | Single-Speed | 88000 | 7272 |  |  | 14 |  | 84000 | 7033 | 3.5 | 3.3 | 48000 | 5861 | 2.4 | Federally-Regulated Commercial & Industrial Equipment | 04/25/2023 | 10098064 | 05/30/2023
York International | TEMPMASTER, UNITARY PRODUCTS GROUP - COMMERCIAL | PJT15C00A(2,4,5)***** | NWT15C00*(2,4,5,6)**** | HRCU-A-CB, Split System: Heat | Heat Pump | 230 | 3 |  | False |  |  | True | Single-Speed | 174000 | 16415 | 10.6 | 10.4 | 14 |  | 160000 | 13791 | 3.4 | 3.2 | 100000 | 13025 | 2.25 | Federally-Regulated Commercial & Industrial Equipment | 05/17/2019 |  | 05/30/2023
York International | TEMPMASTER, UNITARY PRODUCTS GROUP - COMMERCIAL | XXE12A(2,4,5)*3********* |  | HSP-A, Single-Package Heat Pum | Heat Pump | 208 | 3 | False |  |  |  | True | Single-Speed | 116000 | 10545 |  |  | 13.4 |  | 108000 | 9591 | 3.3 | 3.3 | 62000 | 8075 | 2.25 | Federally-Regulated Commercial & Industrial Equipment | 04/25/2023 | 10091927 | 05/30/2023
York International | TEMPMASTER, UNITARY PRODUCTS GROUP - COMMERCIAL | XYE08A(2,4,5)*1******* |  | HSP-A, Single-Package Heat Pum | Heat Pump | 460 | 3 | False |  |  |  | True | Single-Speed | 88000 | 7272 |  |  | 14 |  | 84000 | 7033 | 3.5 | 3.3 | 48000 | 5861 | 2.4 | Federally-Regulated Commercial & Industrial Equipment | 04/25/2023 | 10098064 | 05/30/2023
York International | TEMPMASTER, UNITARY PRODUCTS GROUP - COMMERCIAL | PHT07C00A(2,4,5)***** | NST07C00*(2,4,5,6)**** | HRCU-A-CB, Split System: Heat | Heat Pump | 230 | 3 |  | False |  |  | True | Single-Speed | 89000 | 8090 | 11 | 10.8 | 12.4 |  | 82000 | 7282 | 3.3 | 3.3 | 49000 | 6243 | 2.3 | Federally-Regulated Commercial & Industrial Equipment | 04/16/2019 |  | 05/30/2023
York International | TEMPMASTER, UNITARY PRODUCTS GROUP - COMMERCIAL | XXEA7A(2,4,5)*1********* |  | HSP-A, Single-Package Heat Pum | Heat Pump | 230 | 3 | False |  |  |  | True | Single-Speed | 66000 | 6000 |  |  | 12.7 |  | 65000 | 5442 | 3.5 | 3.3 | 35000 | 4459 | 2.3 | Federally-Regulated Commercial & Industrial Equipment | 04/25/2023 | 10190557 | 05/30/2023
York International | TEMPMASTER, UNITARY PRODUCTS GROUP - COMMERCIAL | XYE08A(2,4,5)*1******* |  | HSP-A, Single-Package Heat Pum | Heat Pump | 230 | 3 | False |  |  |  | True | Single-Speed | 88000 | 7272 |  |  | 14 |  | 84000 | 7033 | 3.5 | 3.3 | 48000 | 5861 | 2.4 | Federally-Regulated Commercial & Industrial Equipment | 04/25/2023 | 10098064 | 05/30/2023
York International | TEMPMASTER, UNITARY PRODUCTS GROUP - COMMERCIAL | XXE12A(2,4,5)*3********* |  | HSP-A, Single-Package Heat Pum | Heat Pump | 460 | 3 | False |  |  |  | True | Single-Speed | 116000 | 10545 |  |  | 13.4 |  | 108000 | 9591 | 3.3 | 3.3 | 62000 | 8075 | 2.25 | Federally-Regulated Commercial & Industrial Equipment | 04/25/2023 | 10091927 | 05/30/2023
York International | TEMPMASTER, UNITARY PRODUCTS GROUP - COMMERCIAL | XYE07A(2,4,5)*1******* |  | HSP-A, Single-Package Heat Pum | Heat Pump | 208 | 3 | False |  |  |  | True | Single-Speed | 71000 | 5916 |  |  | 13.2 |  | 69000 | 5947 | 3.4 | 3.3 | 39000 | 4762 | 2.4 | Federally-Regulated Commercial & Industrial Equipment | 04/25/2023 | 10098058 | 05/30/2023
York International | TEMPMASTER, UNITARY PRODUCTS GROUP - COMMERCIAL | XYE08A(2,4,5)*1******* |  | HSP-A, Single-Package Heat Pum | Heat Pump | 575 | 3 | False |  |  |  | True | Single-Speed | 88000 | 7272 |  |  | 14 |  | 84000 | 7033 | 3.5 | 3.3 | 48000 | 5861 | 2.4 | Federally-Regulated Commercial & Industrial Equipment | 04/25/2023 | 10098064 | 05/30/2023
York International | TEMPMASTER, UNITARY PRODUCTS GROUP - COMMERCIAL | XXE09A(2,4,5)*1********* |  | HSP-A, Single-Package Heat Pum | Heat Pump | 460 | 3 | False |  |  |  | True | Single-Speed | 102000 | 8644 |  |  | 13.1 |  | 94000 | 8223 | 3.35 | 3.3 | 57000 | 7424 | 2.25 | Federally-Regulated Commercial & Industrial Equipment | 02/28/2023 | 10190545 | 05/30/2023
York International | TEMPMASTER, UNITARY PRODUCTS GROUP - COMMERCIAL | XXE09A(2,4,5)*1********* |  | HSP-A, Single-Package Heat Pum | Heat Pump | 575 | 3 | False |  |  |  | True | Single-Speed | 102000 | 8644 |  |  | 13.1 |  | 94000 | 8223 | 3.35 | 3.3 | 57000 | 7424 | 2.25 | Federally-Regulated Commercial & Industrial Equipment | 02/28/2023 | 10190545 | 05/30/2023
York International | Johnson Controls | XXE09A(2,4,5)*1********* |  | HSP-A, Single-Package Heat Pum | Heat Pump | 230 | 3 | False |  |  |  | True | Single-Speed | 102000 | 8644 |  |  | 13.1 |  | 94000 | 8223 | 3.35 | 3.3 | 57000 | 7424 | 2.25 | Federally-Regulated Commercial & Industrial Equipment | 02/28/2023 | 10190543 | 05/30/2023
York International | Johnson Controls | J20PDC00A(2,4,5)***** | J20NMC00*(2,4,5,6)**** | HRCU-A-CB, Split System: Heat | Heat Pump | 460 | 3 |  | False |  |  | True | Single-Speed | 230000 | 21698 | 10.6 | 10.4 | 13.3 |  | 220000 | 19538 | 3.3 | 3.2 | 130000 | 17318 | 2.2 | Federally-Regulated Commercial & Industrial Equipment | 09/23/2019 |  | 05/30/2023
York International | Johnson Controls | XXE09A(2,4,5)*1********* |  | HSP-A, Single-Package Heat Pum | Heat Pump | 460 | 3 | False |  |  |  | True | Single-Speed | 102000 | 8644 |  |  | 13.1 |  | 94000 | 8223 | 3.35 | 3.3 | 57000 | 7424 | 2.25 | Federally-Regulated Commercial & Industrial Equipment | 02/28/2023 | 10190543 | 05/30/2023
York International | Johnson Controls | XXEA7A(2,4,5)*1********* |  | HSP-A, Single-Package Heat Pum | Heat Pump | 460 | 3 | False |  |  |  | True | Single-Speed | 66000 | 6000 |  |  | 12.7 |  | 65000 | 5442 | 3.5 | 3.3 | 35000 | 4459 | 2.3 | Federally-Regulated Commercial & Industrial Equipment | 04/25/2023 | 10190555 | 05/30/2023
York International | Johnson Controls | XXEA7A(2,4,5)*1********* |  | HSP-A, Single-Package Heat Pum | Heat Pump | 230 | 3 | False |  |  |  | True | Single-Speed | 66000 | 6000 |  |  | 12.7 |  | 65000 | 5442 | 3.5 | 3.3 | 35000 | 4459 | 2.3 | Federally-Regulated Commercial & Industrial Equipment | 04/25/2023 | 10190555 | 05/30/2023
York International | Johnson Controls | XYE09A(2,4,5)*1******* |  | HSP-A, Single-Package Heat Pum | Heat Pump | 460 | 3 | False |  |  |  | True | Single-Speed | 98000 | 8166 |  |  | 13.8 |  | 96000 | 8275 | 3.4 | 3.3 | 54000 | 7002 | 2.26 | Federally-Regulated Commercial & Industrial Equipment | 04/25/2023 | 10098074 | 05/30/2023
York International | Johnson Controls | XXE12A(2,4,5)*3********* |  | HSP-A, Single-Package Heat Pum | Heat Pump | 208 | 3 | False |  |  |  | True | Single-Speed | 116000 | 10545 |  |  | 13.4 |  | 108000 | 9591 | 3.3 | 3.3 | 62000 | 8075 | 2.25 | Federally-Regulated Commercial & Industrial Equipment | 04/25/2023 | 10091925 | 05/30/2023
York International | Johnson Controls | XYE08A(2,4,5)*1******* |  | HSP-A, Single-Package Heat Pum | Heat Pump | 208 | 3 | False |  |  |  | True | Single-Speed | 88000 | 7272 |  |  | 14 |  | 84000 | 7033 | 3.5 | 3.3 | 48000 | 5861 | 2.4 | Federally-Regulated Commercial & Industrial Equipment | 04/25/2023 | 10098062 | 05/30/2023
York International | Johnson Controls | J15XPC00(B,D)(2,4,5)******** |  | HSP-A, Single-Package Heat Pum | Heat Pump | 460 | 3 | False |  |  |  | True | Single-Speed | 176000 | 16603 |  |  | 11.8 |  | 162000 | 14653 | 3.24 | 3.2 | 99000 | 14153 | 2.05 | Federally-Regulated Commercial & Industrial Equipment | 04/06/2023 | 8913507 | 05/30/2023
York International | Johnson Controls | XXE08A(2,4,5)*1********* |  | HSP-A, Single-Package Heat Pum | Heat Pump | 575 | 3 | False |  |  |  | True | Single-Speed | 90000 | 7826 |  |  | 13.3 |  | 84000 | 7033 | 3.5 | 3.3 | 49000 | 6382 | 2.25 | Federally-Regulated Commercial & Industrial Equipment | 04/25/2023 | 10190531 | 05/30/2023
York International | Johnson Controls | XYE08A(2,4,5)*1******* |  | HSP-A, Single-Package Heat Pum | Heat Pump | 460 | 3 | False |  |  |  | True | Single-Speed | 88000 | 7272 |  |  | 14 |  | 84000 | 7033 | 3.5 | 3.3 | 48000 | 5861 | 2.4 | Federally-Regulated Commercial & Industrial Equipment | 04/25/2023 | 10098062 | 05/30/2023
York International | Johnson Controls | J20XPC00(P,R,S,U,V,X)(2,4,5)******** |  | HSP-A, Single-Package Heat Pum | Heat Pump | 230 | 3 | False |  |  |  | True | Single-Speed | 240000 | 25263 |  |  | 12 |  | 240000 | 21980 | 3.2 | 3.2 | 136000 | 19443 | 2.05 | Federally-Regulated Commercial & Industrial Equipment | 04/06/2023 | 8913512 | 05/30/2023
York International | Johnson Controls | J15XPC00(P,R,S,U,V,X)(2,4,5)******** |  | HSP-A, Single-Package Heat Pum | Heat Pump | 230 | 3 | False |  |  |  | True | Single-Speed | 176000 | 16603 |  |  | 13.2 |  | 162000 | 14653 | 3.24 | 3.2 | 99000 | 14153 | 2.05 | Federally-Regulated Commercial & Industrial Equipment | 04/06/2023 | 8913509 | 05/30/2023
York International | Johnson Controls | J20XPC00(P,R,S,U,V,X)(2,4,5)******** |  | HSP-A, Single-Package Heat Pum | Heat Pump | 575 | 3 | False |  |  |  | True | Single-Speed | 240000 | 25263 |  |  | 12 |  | 240000 | 21980 | 3.2 | 3.2 | 136000 | 19443 | 2.05 | Federally-Regulated Commercial & Industrial Equipment | 04/06/2023 | 8913512 | 05/30/2023
York International | Johnson Controls | J20PDC00A(2,4,5)***** | J20NMC00*(2,4,5,6)**** | HRCU-A-CB, Split System: Heat | Heat Pump | 575 | 3 |  | False |  |  | True | Single-Speed | 230000 | 21698 | 10.6 | 10.4 | 13.3 |  | 220000 | 19538 | 3.3 | 3.2 | 130000 | 17318 | 2.2 | Federally-Regulated Commercial & Industrial Equipment | 09/23/2019 |  | 05/30/2023
York International | Johnson Controls | XYE07A(2,4,5)*1******* |  | HSP-A, Single-Package Heat Pum | Heat Pump | 575 | 3 | False |  |  |  | True | Single-Speed | 71000 | 5916 |  |  | 13.2 |  | 69000 | 5947 | 3.4 | 3.3 | 39000 | 4762 | 2.4 | Federally-Regulated Commercial & Industrial Equipment | 04/25/2023 | 10098056 | 05/30/2023
York International | Johnson Controls | XYE07A(2,4,5)*1******* |  | HSP-A, Single-Package Heat Pum | Heat Pump | 230 | 3 | False |  |  |  | True | Single-Speed | 71000 | 5916 |  |  | 13.2 |  | 69000 | 5947 | 3.4 | 3.3 | 39000 | 4762 | 2.4 | Federally-Regulated Commercial & Industrial Equipment | 04/25/2023 | 10098056 | 05/30/2023
York International | Johnson Controls | XXE08A(2,4,5)*1********* |  | HSP-A, Single-Package Heat Pum | Heat Pump | 230 | 3 | False |  |  |  | True | Single-Speed | 90000 | 7826 |  |  | 13.3 |  | 84000 | 7033 | 3.5 | 3.3 | 49000 | 6382 | 2.25 | Federally-Regulated Commercial & Industrial Equipment | 04/25/2023 | 10190531 | 05/30/2023
York International | Johnson Controls | J15XPC00(P,R,S,U,V,X)(2,4,5)******** |  | HSP-A, Single-Package Heat Pum | Heat Pump | 460 | 3 | False |  |  |  | True | Single-Speed | 176000 | 16603 |  |  | 13.2 |  | 162000 | 14653 | 3.24 | 3.2 | 99000 | 14153 | 2.05 | Federally-Regulated Commercial & Industrial Equipment | 04/06/2023 | 8913509 | 05/30/2023
York International | Johnson Controls | J15XPC00(P,R,S,U,V,X)(2,4,5)******** |  | HSP-A, Single-Package Heat Pum | Heat Pump | 575 | 3 | False |  |  |  | True | Single-Speed | 176000 | 16603 |  |  | 13.2 |  | 162000 | 14653 | 3.24 | 3.2 | 99000 | 14153 | 2.05 | Federally-Regulated Commercial & Industrial Equipment | 04/06/2023 | 8913509 | 05/30/2023
York International | Johnson Controls | XXE08A(2,4,5)*1********* |  | HSP-A, Single-Package Heat Pum | Heat Pump | 208 | 3 | False |  |  |  | True | Single-Speed | 90000 | 7826 |  |  | 13.3 |  | 84000 | 7033 | 3.5 | 3.3 | 49000 | 6382 | 2.25 | Federally-Regulated Commercial & Industrial Equipment | 04/25/2023 | 10190531 | 05/30/2023
York International | Johnson Controls | J20PDC00A(2,4,5)***** | J20NMC00*(2,4,5,6)**** | HRCU-A-CB, Split System: Heat | Heat Pump | 230 | 3 |  | False |  |  | True | Single-Speed | 230000 | 21698 | 10.6 | 10.4 | 13.3 |  | 220000 | 19538 | 3.3 | 3.2 | 130000 | 17318 | 2.2 | Federally-Regulated Commercial & Industrial Equipment | 09/23/2019 |  | 05/30/2023
York International | Johnson Controls | XYE07A(2,4,5)*1******* |  | HSP-A, Single-Package Heat Pum | Heat Pump | 208 | 3 | False |  |  |  | True | Single-Speed | 71000 | 5916 |  |  | 13.2 |  | 69000 | 5947 | 3.4 | 3.3 | 39000 | 4762 | 2.4 | Federally-Regulated Commercial & Industrial Equipment | 04/25/2023 | 10098056 | 05/30/2023
York International | Johnson Controls | XXE09A(2,4,5)*1********* |  | HSP-A, Single-Package Heat Pum | Heat Pump | 575 | 3 | False |  |  |  | True | Single-Speed | 102000 | 8644 |  |  | 13.1 |  | 94000 | 8223 | 3.35 | 3.3 | 57000 | 7424 | 2.25 | Federally-Regulated Commercial & Industrial Equipment | 02/28/2023 | 10190543 | 05/30/2023
York International | Johnson Controls | J15XPC00(P,R,S,U,V,X)(2,4,5)******** |  | HSP-A, Single-Package Heat Pum | Heat Pump | 208 | 3 | False |  |  |  | True | Single-Speed | 176000 | 16603 |  |  | 13.2 |  | 162000 | 14653 | 3.24 | 3.2 | 99000 | 14153 | 2.05 | Federally-Regulated Commercial & Industrial Equipment | 04/06/2023 | 8913509 | 05/30/2023
York International | Johnson Controls | J20XPC00(P,R,S,U,V,X)(2,4,5)******** |  | HSP-A, Single-Package Heat Pum | Heat Pump | 208 | 3 | False |  |  |  | True | Single-Speed | 240000 | 25263 |  |  | 12 |  | 240000 | 21980 | 3.2 | 3.2 | 136000 | 19443 | 2.05 | Federally-Regulated Commercial & Industrial Equipment | 04/06/2023 | 8913512 | 05/30/2023
York International | Johnson Controls | J15XPC00(B,D)(2,4,5)******** |  | HSP-A, Single-Package Heat Pum | Heat Pump | 575 | 3 | False |  |  |  | True | Single-Speed | 176000 | 16603 |  |  | 11.8 |  | 162000 | 14653 | 3.24 | 3.2 | 99000 | 14153 | 2.05 | Federally-Regulated Commercial & Industrial Equipment | 04/06/2023 | 8913507 | 05/30/2023
York International | Johnson Controls | XYE08A(2,4,5)*1******* |  | HSP-A, Single-Package Heat Pum | Heat Pump | 575 | 3 | False |  |  |  | True | Single-Speed | 88000 | 7272 |  |  | 14 |  | 84000 | 7033 | 3.5 | 3.3 | 48000 | 5861 | 2.4 | Federally-Regulated Commercial & Industrial Equipment | 04/25/2023 | 10098062 | 05/30/2023
York International | Johnson Controls | XXE12A(2,4,5)*3********* |  | HSP-A, Single-Package Heat Pum | Heat Pump | 575 | 3 | False |  |  |  | True | Single-Speed | 116000 | 10545 |  |  | 13.4 |  | 108000 | 9591 | 3.3 | 3.3 | 62000 | 8075 | 2.25 | Federally-Regulated Commercial & Industrial Equipment | 04/25/2023 | 10091925 | 05/30/2023
York International | Johnson Controls | XXEA7A(2,4,5)*1********* |  | HSP-A, Single-Package Heat Pum | Heat Pump | 208 | 3 | False |  |  |  | True | Single-Speed | 66000 | 6000 |  |  | 12.7 |  | 65000 | 5442 | 3.5 | 3.3 | 35000 | 4459 | 2.3 | Federally-Regulated Commercial & Industrial Equipment | 04/25/2023 | 10190555 | 05/30/2023
York International | Johnson Controls | XYE09A(2,4,5)*1******* |  | HSP-A, Single-Package Heat Pum | Heat Pump | 575 | 3 | False |  |  |  | True | Single-Speed | 98000 | 8166 |  |  | 13.8 |  | 96000 | 8275 | 3.4 | 3.3 | 54000 | 7002 | 2.26 | Federally-Regulated Commercial & Industrial Equipment | 04/25/2023 | 10098074 | 05/30/2023
York International | Johnson Controls | XYE09A(2,4,5)*1******* |  | HSP-A, Single-Package Heat Pum | Heat Pump | 208 | 3 | False |  |  |  | True | Single-Speed | 98000 | 8166 |  |  | 13.8 |  | 96000 | 8275 | 3.4 | 3.3 | 54000 | 7002 | 2.26 | Federally-Regulated Commercial & Industrial Equipment | 04/25/2023 | 10098074 | 05/30/2023
York International | Johnson Controls | XYE08A(2,4,5)*1******* |  | HSP-A, Single-Package Heat Pum | Heat Pump | 230 | 3 | False |  |  |  | True | Single-Speed | 88000 | 7272 |  |  | 14 |  | 84000 | 7033 | 3.5 | 3.3 | 48000 | 5861 | 2.4 | Federally-Regulated Commercial & Industrial Equipment | 04/25/2023 | 10098062 | 05/30/2023
York International | Johnson Controls | XXE08A(2,4,5)*1********* |  | HSP-A, Single-Package Heat Pum | Heat Pump | 460 | 3 | False |  |  |  | True | Single-Speed | 90000 | 7826 |  |  | 13.3 |  | 84000 | 7033 | 3.5 | 3.3 | 49000 | 6382 | 2.25 | Federally-Regulated Commercial & Industrial Equipment | 04/25/2023 | 10190531 | 05/30/2023
York International | Johnson Controls | J20XPC00(P,R,S,U,V,X)(2,4,5)******** |  | HSP-A, Single-Package Heat Pum | Heat Pump | 460 | 3 | False |  |  |  | True | Single-Speed | 240000 | 25263 |  |  | 12 |  | 240000 | 21980 | 3.2 | 3.2 | 136000 | 19443 | 2.05 | Federally-Regulated Commercial & Industrial Equipment | 04/06/2023 | 8913512 | 05/30/2023
York International | Johnson Controls | J15XPC00(B,D)(2,4,5)******** |  | HSP-A, Single-Package Heat Pum | Heat Pump | 208 | 3 | False |  |  |  | True | Single-Speed | 176000 | 16603 |  |  | 11.8 |  | 162000 | 14653 | 3.24 | 3.2 | 99000 | 14153 | 2.05 | Federally-Regulated Commercial & Industrial Equipment | 04/06/2023 | 8913507 | 05/30/2023
York International | Johnson Controls | XYE07A(2,4,5)*1******* |  | HSP-A, Single-Package Heat Pum | Heat Pump | 460 | 3 | False |  |  |  | True | Single-Speed | 71000 | 5916 |  |  | 13.2 |  | 69000 | 5947 | 3.4 | 3.3 | 39000 | 4762 | 2.4 | Federally-Regulated Commercial & Industrial Equipment | 04/25/2023 | 10098056 | 05/30/2023
York International | Johnson Controls | XYE09A(2,4,5)*1******* |  | HSP-A, Single-Package Heat Pum | Heat Pump | 230 | 3 | False |  |  |  | True | Single-Speed | 98000 | 8166 |  |  | 13.8 |  | 96000 | 8275 | 3.4 | 3.3 | 54000 | 7002 | 2.26 | Federally-Regulated Commercial & Industrial Equipment | 04/25/2023 | 10098074 | 05/30/2023
York International | Johnson Controls | XXE12A(2,4,5)*3********* |  | HSP-A, Single-Package Heat Pum | Heat Pump | 230 | 3 | False |  |  |  | True | Single-Speed | 116000 | 10545 |  |  | 13.4 |  | 108000 | 9591 | 3.3 | 3.3 | 62000 | 8075 | 2.25 | Federally-Regulated Commercial & Industrial Equipment | 04/25/2023 | 10091925 | 05/30/2023
York International | Johnson Controls | XXEA7A(2,4,5)*1********* |  | HSP-A, Single-Package Heat Pum | Heat Pump | 575 | 3 | False |  |  |  | True | Single-Speed | 66000 | 6000 |  |  | 12.7 |  | 65000 | 5442 | 3.5 | 3.3 | 35000 | 4459 | 2.3 | Federally-Regulated Commercial & Industrial Equipment | 04/25/2023 | 10190555 | 05/30/2023
York International | Johnson Controls | XXE09A(2,4,5)*1********* |  | HSP-A, Single-Package Heat Pum | Heat Pump | 208 | 3 | False |  |  |  | True | Single-Speed | 102000 | 8644 |  |  | 13.1 |  | 94000 | 8223 | 3.35 | 3.3 | 57000 | 7424 | 2.25 | Federally-Regulated Commercial & Industrial Equipment | 02/28/2023 | 10190543 | 05/30/2023
York International | Johnson Controls | J15XPC00(B,D)(2,4,5)******** |  | HSP-A, Single-Package Heat Pum | Heat Pump | 230 | 3 | False |  |  |  | True | Single-Speed | 176000 | 16603 |  |  | 11.8 |  | 162000 | 14653 | 3.24 | 3.2 | 99000 | 14153 | 2.05 | Federally-Regulated Commercial & Industrial Equipment | 04/06/2023 | 8913507 | 05/30/2023
York International | Johnson Controls | XXE12A(2,4,5)*3********* |  | HSP-A, Single-Package Heat Pum | Heat Pump | 460 | 3 | False |  |  |  | True | Single-Speed | 116000 | 10545 |  |  | 13.4 |  | 108000 | 9591 | 3.3 | 3.3 | 62000 | 8075 | 2.25 | Federally-Regulated Commercial & Industrial Equipment | 04/25/2023 | 10091925 | 05/30/2023
York International | Johnson Controls | J20PDC00A(2,4,5)***** | J20NMC00*(2,4,5,6)**** | HRCU-A-CB, Split System: Heat | Heat Pump | 208 | 3 |  | False |  |  | True | Single-Speed | 230000 | 21698 | 10.6 | 10.4 | 13.3 |  | 220000 | 19538 | 3.3 | 3.2 | 130000 | 17318 | 2.2 | Federally-Regulated Commercial & Industrial Equipment | 09/23/2019 |  | 05/30/2023
York International | Fraser Johnston | BACB-T/-W240A/E |  | HSP-A, Single-Package Heat Pum | Heat Pump | 208 | 3 |  |  |  | No Match |  | No Match | 222000 | 26117 | 8.5 | 8.5 |  | 8 | 226000 | 22078 | 3 | 2.9 | 120000 | 17584 | 2 | Federally-Regulated Commercial & Industrial Equipment | 03/31/1998 |  | 05/09/1998
Carrier Corp. - Syracuse | Day & Night | CHS072(H,L,S)A* | FHS072(M,S,K)**A0* | HRCU-A-CB, Split System: Heat | Heat Pump | 460 | 3 |  |  |  |  | True | Single-Speed | 70000 | 6363 | 11 | 10.8 |  |  | 66000 | 5861 | 3.3 | 3.3 |  |  |  | Federally-Regulated Commercial & Industrial Equipment | 07/18/2013 |  | 10/28/2014
Carrier Corp. - Syracuse | Bryant Air Conditioning | 548DPX/DEX102-AA |  | HSP-A, Single-Package Heat Pum | Heat Pump | 208 | 3 |  |  |  | No Match |  | No Match | 96000 | 10786 | 8.9 | 8.9 |  | 8.9 | 93000 | 8789 | 3.1 | 3 | 43000 | 7411 | 1.7 | Federally-Regulated Commercial & Industrial Equipment | 05/22/2000 |  | 11/20/2000
Trane U.S. Inc. | American Standard, Inc. | WCH150A300A |  | HSP-A, Single-Package Heat Pum | Heat Pump | 230 | 3 |  |  |  | No Match |  | No Match | 150000 | 16130 | 9.3 |  |  |  | 132000 | 13300 | 2.9 |  | 70000 | 10790 | 1.9 | Non Federally-Regulated | 07/31/1992 |  | 03/31/1998
Trane U.S. Inc. | Trane Unitary Products Group | WC(D,H)150E3F*B |  | HSP-A, Single-Package Heat Pum | Both Heat Pump and Electric Re | 460 | 3 | False |  |  |  | False | Single-Speed | 146000 | 13272 | 11 | 10.4 |  |  | 146000 | 13371 | 3.2 | 3.2 |  |  |  | Federally-Regulated Commercial & Industrial Equipment | 03/02/2012 |  | 08/28/2012
York International | Luxaire | PJ180C00A*(2,4,5)***** | NJ180C00*(5,6)****** | HRCU-A-CB, Split System: Heat | Heat Pump | 208 | 3 |  |  |  |  | True | Single-Speed | 180000 | 16981 | 10.6 | 8.5 |  |  | 168000 | 14490 | 3.4 | 2.9 |  |  |  | Federally-Regulated Commercial & Industrial Equipment | 07/16/2009 |  | 01/24/2011
Trane U.S. Inc. | Trane Unitary Products Group | WSC072E3*0A |  | HSP-A, Single-Package Heat Pum | Heat Pump | 208 | 3 | False |  |  |  | True | Single-Speed | 75000 | 6578 | 11.4 | 10.8 |  |  | 71000 | 5945 | 3.5 | 3.3 |  |  |  | Federally-Regulated Commercial & Industrial Equipment | 12/12/2012 |  | 08/28/2014
Carrier Corp. - Syracuse | Arcoaire | RHS072(H,L,S)******** |  | HSP-A, Single-Package Heat Pum | Heat Pump | 208 | 3 | False |  |  |  | False | Single-Speed | 70000 | 6306 | 11.1 | 10.8 |  |  | 67000 | 5950 | 3.3 | 3.3 |  |  |  | Federally-Regulated Commercial & Industrial Equipment | 10/28/2014 |  | 10/28/2014
Rheem Sales Company, Inc. | Addison Products | RHB10T-4 | AH10T3/4K | HRCU-A-CB, Split System: Heat | Heat Pump | 460 | 3 |  |  |  | No Match |  | No Match | 118000 | 14390 | 8.2 |  |  |  | 118000 | 14390 | 2.4 |  | 60000 | 8790 | 2 | Non Federally-Regulated | 05/11/1988 |  | 03/15/1989
Carrier Corp. - Syracuse | Day & Night | 542EE120000 |  | HSP-A, Single-Package Heat Pum | Heat Pump | 460 | 3 |  |  |  | No Match |  | No Match | 120000 | 14700 | 8.2 |  |  |  | 120000 | 12200 |  |  | 65000 | 9200 |  | Non Federally-Regulated | 05/11/1988 |  | 03/15/1989
Carrier Corp. - Syracuse | Comfortmaker | RHS18*(H,L,S)0******A |  | HSP-A, Single-Package Heat Pum | Heat Pump | 208 | 3 | False |  |  |  | True | Single-Speed | 172000 | 15925 | 10.8 | 10.4 |  |  | 220000 | 19538 | 3.3 | 3.2 |  |  |  | Federally-Regulated Commercial & Industrial Equipment | 03/10/2011 |  | 12/12/2012
Trane U.S. Inc. | Trane | BWC240A3 |  | HSP-A, Single-Package Heat Pum | Heat Pump | 230 | 3 |  |  |  | No Match |  | No Match | 234000 | 29000 | 8.1 |  |  |  | 224000 | 24000 | 2.7 |  | 116000 | 18400 | 1.8 | Non Federally-Regulated | 05/11/1988 |  | 03/15/1989
Rheem Sales Company, Inc. | Century | HR100-3SZ | AHH100-Z | HRCU-A-CB, Split System: Heat | Heat Pump | 208 | 3 |  |  |  | No Match |  | No Match | 121000 | 12872 | 9.4 | 8.9 |  |  | 125000 | 11817 | 3.1 | 3 | 84000 | 11190 | 2.2 | Federally-Regulated Commercial & Industrial Equipment | 02/03/1998 |  | 03/31/1998
Trane U.S. Inc. | American Standard, Inc. | WC(D,H)150EW0*B |  | HSP-A, Single-Package Heat Pum | Both Heat Pump and Electric Re | 230 | 3 | False |  |  |  | False | Single-Speed | 146000 | 13272 | 11 | 10.4 |  |  | 146000 | 13371 | 3.2 | 3.2 |  |  |  | Federally-Regulated Commercial & Industrial Equipment | 03/02/2012 |  | 08/28/2012
Goettl | Goettl | HP 662A |  | HSP-A, Single-Package Heat Pum | Heat Pump | 230 | 1 |  |  |  | No Match |  | No Match | 66000 | 8050 | 8.2 | 8.2 |  |  | 66000 | 6670 |  |  | 35600 | 5795 |  | Non Federally-Regulated | 02/22/1990 |  | 07/31/1992
McQuay International | McQuay International | DPS006AHHW2*C-4 |  | HSP-A, Single-Package Heat Pum | Heat Pump | 208 | 3 | False |  |  |  | True | Variable-Speed | 69000 | 6216 | 11.1 | 10.8 |  |  | 64000 | 5083 | 3.7 | 3.3 |  |  |  | Federally-Regulated Commercial & Industrial Equipment | 08/28/2012 |  | 04/19/2013
Rheem Sales Company, Inc. | Rheem | UPWA-100CAS | UHPA-100E2 | HRCU-A-CB, Split System: Heat | Heat Pump | 208 | 3 |  |  |  | No Match |  | No Match | 119000 | 15300 | 7.8 | 7.5 |  |  | 118000 | 12800 | 2.7 |  | 61000 | 9900 | 1.8 | Non Federally-Regulated | 09/08/1982 |  | 08/30/1983
Trane U.S. Inc. | American Standard, Inc. | WCH075A4OOA |  | HSP-A, Single-Package Heat Pum | Heat Pump | 460 | 3 |  |  |  | No Match |  | No Match | 71000 | 8550 | 8.3 | 8.2 |  |  | 71000 | 7170 |  |  | 33000 | 5090 |  | Non Federally-Regulated | 03/15/1989 |  | 10/10/1989
Carrier Corp. - Syracuse | Airquest | RHS18*(H,L,S)0******A |  | HSP-A, Single-Package Heat Pum | Heat Pump | 208 | 3 | False |  |  |  | True | Single-Speed | 172000 | 15925 | 10.8 | 10.4 |  |  | 220000 | 19538 | 3.3 | 3.2 |  |  |  | Federally-Regulated Commercial & Industrial Equipment | 03/10/2011 |  | 12/12/2012
Goettl | American Best | HP902E-3 |  | HSP-A, Single-Package Heat Pum | Heat Pump | 230 | 3 |  |  |  | No Match |  | No Match | 94000 | 9900 | 9.5 | 8.9 |  |  | 96000 | 9345 | 3 | 3 | 50000 | 7280 | 2 | Federally-Regulated Commercial & Industrial Equipment | 07/24/1995 |  | 09/02/1995
Rheem Sales Company, Inc. | Heil Quaker | NRHR10LP30A |  | HSP-A, Single-Package Heat Pum | Heat Pump | 460 | 3 |  |  |  | No Match |  | No Match | 119000 | 13985 | 8.5 | 8.2 |  |  | 127000 | 12195 | 3.1 |  | 68000 | 9665 | 2.1 | Non Federally-Regulated | 03/15/1989 |  | 10/10/1989
Carrier Corp. - Syracuse | Comfortmaker | RHS150(H,L,S)******AA |  | HSP-A, Single-Package Heat Pum | Heat Pump | 208 | 3 | False |  |  |  | False | Single-Speed | 142000 | 13396 | 10.6 | 10.4 |  |  | 142000 | 13005 | 3.2 | 3.2 |  |  |  | Federally-Regulated Commercial & Industrial Equipment | 12/12/2012 |  | 10/28/2014
York International | Fraser Johnston | EAHP-W090A | FBHP-S090A | HRCU-A-CB, Split System: Heat | Heat Pump | 460 | 3 |  |  |  | No Match |  | No Match | 93000 | 10941 | 8.5 | 8.2 |  |  | 103000 | 9434 | 3.2 |  | 59000 | 6917 | 2.5 | Non Federally-Regulated | 02/22/1990 |  | 07/31/1992
Rheem Sales Company, Inc. | Rheem | UPWA-100DAJ | UHPA-100G2 | HRCU-A-CB, Split System: Heat | Heat Pump | 460 | 3 |  |  |  | No Match |  | No Match | 119000 | 14900 | 8 | 7.5 |  |  | 118000 | 12400 |  |  | 61000 | 9500 |  | Non Federally-Regulated | 09/08/1982 |  | 08/30/1983
Goettl | American Best | HP902E-3 |  | HSP-A, Single-Package Heat Pum | Heat Pump | 230 | 3 |  |  |  | No Match |  | No Match | 94000 | 9894 | 9.5 | 8.9 |  |  | 96000 | 9375 | 3 | 3 | 50000 | 7324 | 2 | Federally-Regulated Commercial & Industrial Equipment | 11/18/1999 |  | 04/13/2000
Daikin Comfort Technologies Manufacturing, L.P. | Goodman | CPH120****V***A* |  | HSP-A, Single-Package Heat Pum | Both Heat Pump and Electric Re | 230 | 3 | False |  |  |  | False | Single-Speed | 116000 | 10265 | 11.3 | 10.8 |  |  | 120000 | 10343 | 3.4 | 3.3 |  |  |  | Federally-Regulated Commercial & Industrial Equipment | 04/19/2013 |  | 01/09/2014
Rheem Sales Company, Inc. | Heil | NRHR10HP30B |  | HSP-A, Single-Package Heat Pum | Heat Pump | 208 | 3 |  |  |  | No Match |  | No Match | 120000 | 13400 | 9 | 8.9 |  |  | 126000 | 11875 | 3.1 | 3 | 67000 | 9345 | 2.1 | Non Federally-Regulated | 03/19/1993 |  | 09/02/1995
Carrier Corp. - Syracuse | Carrier Corp. | 50TCQ*24***(5,6,1)A* |  | HSP-A, Single-Package Heat Pum | Heat Pump | 230 | 3 | False |  |  |  | True | Single-Speed | 232000 | 21886 | 10.6 | 10.4 |  |  | 220000 | 19538 | 3.3 | 3.2 |  |  |  | Federally-Regulated Commercial & Industrial Equipment | 11/30/2011 |  | 12/12/2012
Carrier Corp. | Carrier | 50HJQ012*5*1** | 40RR044 | HSP-A, Single-Package Heat Pum | Heat Pump | 230 | 3 |  |  |  | No Match |  | No Match | 414549 | 50554 | 8.2 | 8.9 |  | 10.4 | 425000 | 9767 | 3.3 | 3 | 64000 | 8929 | 2.1 | Federally-Regulated Commercial & Industrial Equipment | 08/24/1995 |  | 04/07/1996
Carrier Corp. - Syracuse | Bryant Heating & Cooling Systems | 548J(P,E,T)17*********(A,B)A |  | HSP-A, Single-Package Heat Pum | Heat Pump | 460 | 3 | False |  |  |  | True | Single-Speed | 172000 | 15925 | 10.8 | 10.4 |  |  | 220000 | 19538 | 3.3 | 3.2 |  |  |  | Federally-Regulated Commercial & Industrial Equipment | 12/12/2012 |  | 05/09/2013
Carrier Corp. - Syracuse | Bryant Heating & Cooling Systems | 549J(P,E,T)08*********(D,E)A |  | HSP-A, Single-Package Heat Pum | Heat Pump | 575 | 3 | False |  |  |  | True | Single-Speed | 90000 | 7438 | 12.1 | 10.8 |  |  | 84000 | 7033 | 3.5 | 3.3 |  |  |  | Federally-Regulated Commercial & Industrial Equipment | 10/28/2014 |  | 04/21/2015
Goettl | American Best | HPC901E-3 |  | HSP-A, Single-Package Heat Pum | Heat Pump | 230 | 3 |  |  |  | No Match |  | No Match | 96000 | 9142 | 10.5 | 8.9 |  |  | 97000 | 9473 | 3 | 3 | 55000 | 8057 | 2 | Federally-Regulated Commercial & Industrial Equipment | 11/18/1999 |  | 04/13/2000
York International | York | BP090[C,E]***(2,4,5)* |  | HSP-A, Single-Package Heat Pum | Both Heat Pump and Electric Re | 460 | 3 |  |  |  |  | False | Dual-Speed | 89000 | 8396 | 10.6 | 8.9 |  | 11 | 85000 | 7790 | 3.2 | 3 | 46000 | 6132 | 2.2 | Federally-Regulated Commercial & Industrial Equipment | 01/18/2008 |  | 02/24/2011
International Comfort Products | Thermal Zone | PHE090S***** |  | HSP-A, Single-Package Heat Pum | Heat Pump | 575 | 3 |  |  |  | No Match |  | No Match | 87000 | 8613 | 10.1 | 8.9 |  |  | 83000 | 7599 | 3.2 | 3 | 47000 | 6259 | 2.2 | Federally-Regulated Commercial & Industrial Equipment | 05/21/2002 |  | 09/25/2002
Carrier Corp. - Syracuse | Keeprite | RHS(243)(H,L,S)******TA |  | HSP-A, Single-Package Heat Pum | Heat Pump | 575 | 3 | False |  |  |  | True | Single-Speed | 232000 | 21886 | 10.6 | 10.4 |  |  | 220000 | 19538 | 3.3 | 3.2 |  |  |  | Federally-Regulated Commercial & Industrial Equipment | 10/28/2014 |  | 10/28/2014
Carrier Corp. - Syracuse | Heil | RHS(181,183)(H,L,S)******TA |  | HSP-A, Single-Package Heat Pum | Heat Pump | 208 | 3 | False |  |  |  | True | Single-Speed | 172000 | 15925 | 10.8 | 10.4 |  |  | 220000 | 19538 | 3.3 | 3.2 |  |  |  | Federally-Regulated Commercial & Industrial Equipment | 12/12/2012 |  | 05/09/2013
Carrier Corp. - Syracuse | Bryant Heating & Cooling Systems | 549J(P,E,T)12*********(A,B)A |  | HSP-A, Single-Package Heat Pum | Heat Pump | 208 | 3 | False |  |  |  | True | Single-Speed | 119000 | 9674 | 12.3 | 10.8 |  |  | 116000 | 9713 | 3.5 | 3.3 |  |  |  | Federally-Regulated Commercial & Industrial Equipment | 12/12/2012 |  | 04/21/2015
Carrier Corp. - Syracuse | Airquest | RHH090(H,L,S)******** |  | HSP-A, Single-Package Heat Pum | Heat Pump | 575 | 3 | False |  |  |  | True | Single-Speed | 90000 | 7438 | 12.1 | 10.8 |  |  | 84000 | 7033 | 3.5 | 3.3 |  |  |  | Federally-Regulated Commercial & Industrial Equipment | 11/30/2011 |  | 12/12/2012
Rheem Sales Company, Inc. | Rheem | RPDC-075C |  | HSP-A, Single-Package Heat Pum | Heat Pump | 208 | 3 |  |  |  | No Match |  | No Match | 93000 | 10333 | 9 | 8.9 |  | 9.9 | 93000 | 9085 | 3 | 3 | 51000 | 7117 | 2.1 | Federally-Regulated Commercial & Industrial Equipment | 02/03/1998 |  | 03/31/1998
Carrier Corp. - Syracuse | Keeprite | RHS(240)(H,L,S)******AA |  | HSP-A, Single-Package Heat Pum | Heat Pump | 575 | 3 | False |  |  |  | True | Single-Speed | 232000 | 21886 | 10.6 | 10.4 |  |  | 220000 | 19538 | 3.3 | 3.2 |  |  |  | Federally-Regulated Commercial & Industrial Equipment | 10/28/2014 |  | 10/28/2014
Carrier Corp. - Syracuse | Carrier | 50HJQ00850/60 |  | HSP-A, Single-Package Heat Pum | Heat Pump | 460 | 3 |  |  |  | No Match |  | No Match | 88000 | 8800 | 10 | 8.9 |  | 10.8 | 87000 | 7968 | 3.2 | 3 | 48000 | 6964 | 2 | Federally-Regulated Commercial & Industrial Equipment | 02/03/1998 |  | 03/31/1998
Carrier Corp. - Syracuse | Arcoaire | RHS090(L,S)******AA |  | HSP-A, Single-Package Heat Pum | Heat Pump | 460 | 3 | False |  |  |  | False | Single-Speed | 88000 | 7857 | 11.2 | 10.8 |  |  | 86000 | 7413 | 3.4 | 3.3 |  |  |  | Federally-Regulated Commercial & Industrial Equipment | 10/28/2014 |  | 10/28/2014
York International | Fraser Johnston | EASE-W090A | FCHP-S090A | HRCU-A-CB, Split System: Heat | Heat Pump | 460 | 3 |  |  |  | No Match |  | No Match | 91000 | 9891 | 9.2 | 8.9 |  |  | 84000 | 8200 | 3 | 3 | 51000 | 5333 | 2.8 | Non Federally-Regulated | 04/02/1993 |  | 09/02/1995
Carrier Corp. - Syracuse | Keeprite | RHS(243)(H,L,S)******AA |  | HSP-A, Single-Package Heat Pum | Heat Pump | 575 | 3 | False |  |  |  | True | Single-Speed | 232000 | 21886 | 10.6 | 10.4 |  |  | 220000 | 19538 | 3.3 | 3.2 |  |  |  | Federally-Regulated Commercial & Industrial Equipment | 10/28/2014 |  | 10/28/2014
International Comfort Products | Heil | PHE090S***** |  | HSP-A, Single-Package Heat Pum | Heat Pump | 575 | 3 |  |  |  | No Match |  | No Match | 87000 | 8613 | 10.1 | 8.9 |  |  | 83000 | 7599 | 3.2 | 3 | 47000 | 6259 | 2.2 | Federally-Regulated Commercial & Industrial Equipment | 03/21/2002 |  | 09/25/2002
York International | Fraser Johnston | BADF-T/W120N205/245 |  | HSP-A, Single-Package Heat Pum | Heat Pump | 460 | 3 |  |  |  | No Match |  | No Match | 118000 | 13111 | 9 | 8.9 |  |  | 116000 | 11329 | 3 | 3 | 70000 | 10254 | 2 | Federally-Regulated Commercial & Industrial Equipment | 05/22/2000 |  | 01/18/2008
York International | Coleman | BA-15[E72]***(T,W,X)* |  | HSP-A, Single-Package Heat Pum | Both Heat Pump and Electric Re | 575 | 3 |  |  |  |  | True | Single-Speed | 160000 | 16327 | 9.8 | 8.5 |  | 9.4 | 172000 | 15762 | 3.2 | 2.9 | 102000 | 14244 | 2.1 | Federally-Regulated Commercial & Industrial Equipment | 01/18/2008 |  | 02/24/2011
Carrier Corp. - Syracuse | Arcoaire | RHS(120,121)(H,L,S)******** |  | HSP-A, Single-Package Heat Pum | Heat Pump | 460 | 3 | False |  |  |  | False | Single-Speed | 116000 | 10545 | 11 | 10.8 |  |  | 116000 | 9999 | 3.4 | 3.3 |  |  |  | Federally-Regulated Commercial & Industrial Equipment | 11/30/2011 |  | 12/12/2012
International Comfort Products | Arcoaire | RYMA75F**** |  | HSP-A, Single-Package Heat Pum | Heat Pump | 460 | 3 |  |  |  | No Match |  | No Match | 91000 | 9784 | 9.3 | 8.9 |  | 10.4 | 90000 | 8506 | 3.1 | 3 | 48000 | 7031 | 2 | Federally-Regulated Commercial & Industrial Equipment | 11/18/1999 |  | 04/13/2000
Lennox Industries Inc. | Armstrong | PRTC178CH-4,L-4 |  | HSP-A, Single-Package Heat Pum | Heat Pump | 460 | 3 |  |  |  | No Match |  | No Match | 178000 | 20000 | 8.9 |  |  |  | 178000 | 17580 | 2.9 |  | 96000 | 14065 | 2 | Non Federally-Regulated | 07/31/1992 |  | 03/31/1998
Trane U.S. Inc. | American Standard, Inc. | WC(D,H)075C400A |  | HSP-A, Single-Package Heat Pum | Heat Pump | 460 | 3 |  |  |  | No Match |  | No Match | 71000 | 7978 | 8.9 | 8.9 |  |  | 71000 | 6935 | 3 | 3 | 35000 | 5127 | 2 | Non Federally-Regulated | 01/31/1992 |  | 07/31/1992
York International | Evcon | EASE-T,W,X240 | FAHP-N240 | HRCU-A-CB, Split System: Heat | Heat Pump | 208 | 3 |  |  |  |  | True | Single-Speed | 214000 | 24884 | 8.6 | 8.5 |  | 9.6 | 218000 | 22045 | 2.9 | 2.9 | 138000 | 19271 | 2.1 | Federally-Regulated Commercial & Industrial Equipment | 01/18/2008 |  | 02/24/2011
Lennox Industries Inc. | Armstrong | LHA180HN2* |  | HSP-A, Single-Package Heat Pum | Heat Pump | 208 | 3 |  |  |  | No Match |  | No Match | 182000 | 16545 | 11 | 8.5 |  | 12 | 192000 | 17047 | 3.3 | 2.9 | 106000 | 15528 | 2 | Federally-Regulated Commercial & Industrial Equipment | 09/20/2001 |  | 07/18/2002
Carrier Corp. - Syracuse | ICP Commercial | RHS150(H,L,S)******TA |  | HSP-A, Single-Package Heat Pum | Heat Pump | 460 | 3 | False |  |  |  | False | Single-Speed | 142000 | 13396 | 10.6 | 10.4 |  |  | 142000 | 13005 | 3.2 | 3.2 |  |  |  | Federally-Regulated Commercial & Industrial Equipment | 12/12/2012 |  | 10/28/2014
Rheem Sales Company, Inc. | Rheem | RPWA-200CAS | RHPA-200G | HRCU-A-CB, Split System: Heat | Heat Pump | 230 | 3 |  |  |  | No Match |  | No Match | 237600 | 28600 | 8.3 |  |  |  | 230250 | 24085 |  |  | 141700 | 21850 |  | Non Federally-Regulated | 06/11/1985 |  | 05/11/1988
Carrier Corp. - Syracuse | Day & Night | RHH102(H,L,S)******TA |  | HSP-A, Single-Package Heat Pum | Heat Pump | 575 | 3 | False |  |  |  | True | Single-Speed | 100000 | 8333 | 12 | 10.8 |  |  | 100000 | 8619 | 3.4 | 3.3 |  |  |  | Federally-Regulated Commercial & Industrial Equipment | 12/12/2012 |  | 10/28/2014
Carrier Corp. - Syracuse | Carrier | 38AQ0166 + 38AQ0126 | 40RR028 | HSP-A, Single-Package Heat Pum | Heat Pump | 460 | 3 |  |  |  | No Match |  | No Match | 267375 | 32903 | 9.3 | 8.5 |  | 9.7 | 259800 | 27023 | 3.3 | 2.9 | 94000 | 22873 | 2.2 | Non Federally-Regulated | 06/11/1985 |  | 03/15/1989
Carrier Corp. - Syracuse | Carrier | 50HJQ014501/601 |  | HSP-A, Single-Package Heat Pum | Heat Pump | 208 | 3 |  |  |  | No Match |  | No Match | 140000 | 14285 | 9.8 | 8.5 |  | 12.4 | 136000 | 12456 | 3.2 | 2.9 | 72000 | 10048 | 2.1 | Federally-Regulated Commercial & Industrial Equipment | 03/31/1998 |  | 05/09/1998
Carrier Corp. - Syracuse | Comfortmaker | CHS240(H,L,S)D* | FHS240(S,H,L)**A0* | HRCU-A-CB, Split System: Heat | Heat Pump | 575 | 3 |  |  |  |  | True | Single-Speed | 222000 | 20747 | 10.7 | 10.4 |  |  | 214000 | 17919 | 3.5 | 3.2 |  |  |  | Federally-Regulated Commercial & Industrial Equipment | 07/18/2013 |  | 10/28/2014
Carrier Corp. - Syracuse | Payne | PH1RPA/REA120-AA |  | HSP-A, Single-Package Heat Pum | Heat Pump | 208 | 3 |  |  |  | No Match |  | No Match | 112000 | 12444 | 9 | 8.9 |  | 9 | 105000 | 9926 | 3.1 | 3 | 53000 | 8726 | 1.8 | Federally-Regulated Commercial & Industrial Equipment | 12/14/1998 |  | 08/17/1999
York International | Luxaire | PJ240C00A*(2,4,5)***** | NJ240C00*(5,6)****** | HRCU-A-CB, Split System: Heat | Heat Pump | 575 | 3 |  |  |  |  | True | Single-Speed | 238000 | 22453 | 10.6 | 8.5 |  |  | 220000 | 18975 | 3.4 | 2.9 |  |  |  | Federally-Regulated Commercial & Industrial Equipment | 07/16/2009 |  | 01/24/2011
Trane U.S. Inc. | American Standard, Inc. | TWA090A400A | TWE090A400A | HRCU-A-CB, Split System: Heat | Heat Pump | 460 | 3 |  |  |  | No Match |  | No Match | 88000 | 10230 | 8.6 |  |  |  | 85000 | 8300 | 3 | 2.5 | 44000 | 6380 | 2 | Non Federally-Regulated | 05/25/1989 |  | 02/22/1990
Lennox Industries Inc. | Lennox | LHA088S* |  | HSP-A, Single-Package Heat Pum | Heat Pump | 460 | 3 |  |  |  | No Match |  | No Match | 86000 | 9555 | 9 | 8.9 |  |  | 86000 | 8401 | 3 | 3 | 48000 | 7033 | 2 | Federally-Regulated Commercial & Industrial Equipment | 12/14/1998 |  | 08/17/1999
Trane U.S. Inc. | General Electric | BWA180C4K | BWV180B | HRCU-A-CB, Split System: Heat | Heat Pump | 460 | 3 |  |  |  | No Match |  | No Match | 182000 | 22000 | 8.3 |  |  |  | 172000 | 18300 |  |  | 101000 | 15200 |  | Non Federally-Regulated | 06/11/1985 |  | 05/11/1988
Trane U.S. Inc. | American Standard, Inc. | TWA180B400A | TWE180B400A | HRCU-A-CB, Split System: Heat | Heat Pump | 460 | 3 |  |  |  | No Match |  | No Match | 176000 | 19550 | 9 |  |  |  | 172000 | 16160 | 3.1 | 2.5 | 90000 | 11880 | 2.2 | Non Federally-Regulated | 05/25/1989 |  | 02/22/1990
Lennox Industries Inc. | Armstrong | LHA120H* |  | HSP-A, Single-Package Heat Pum | Heat Pump | 460 | 3 |  |  |  | No Match |  | No Match | 118000 | 11456 | 10.3 | 8.9 |  |  | 120000 | 10654 | 3.3 | 3 | 72000 | 10045 | 2.1 | Federally-Regulated Commercial & Industrial Equipment | 07/19/2001 |  | 11/21/2001
Carrier Corp. - Syracuse | Tempstar | RHH072(H,L,S)******** |  | HSP-A, Single-Package Heat Pum | Heat Pump | 208 | 3 | False |  |  |  | True | Single-Speed | 72000 | 6000 | 12 | 10.8 |  |  | 70000 | 6033 | 3.4 | 3.3 |  |  |  | Federally-Regulated Commercial & Industrial Equipment | 10/28/2014 |  | 10/28/2014
Trane U.S. Inc. | Trane | TWA120A300C* | TWE120A300C* | HRCU-A-CB, Split System: Heat | Heat Pump | 230 | 3 |  |  |  | No Match |  | No Match | 117000 | 13146 | 8.9 | 8.9 |  |  | 119000 | 11622 | 3 | 3 | 64000 | 8929 | 2.1 | Federally-Regulated Commercial & Industrial Equipment | 11/18/1999 |  | 11/21/2000
Rheem Sales Company, Inc. | Heat Controller | HR100-3SZ | AHH100-Z | HRCU-A-CB, Split System: Heat | Heat Pump | 230 | 3 |  |  |  | No Match |  | No Match | 116000 | 13033 | 8.9 | 8.9 |  |  | 125000 | 11814 | 3.1 | 3 | 68000 | 9487 | 2.1 | Federally-Regulated Commercial & Industrial Equipment | 02/06/2002 |  | 07/18/2002
Compu-Aire | Maxi-Kool | MKH-532 |  | HSP-A, Single-Package Heat Pum | Heat Pump | 208 | 3 |  |  |  | No Match |  | No Match | 66400 | 7060 | 9.4 | 8.9 |  |  | 59300 | 5430 | 3.2 | 3 | 36000 | 4980 | 2.1 | Non Federally-Regulated | 03/31/1993 |  | 04/07/1996
Carrier Corp. - Syracuse | Payne | 548CEX090 |  | HSP-A, Single-Package Heat Pum | Heat Pump | 460 | 3 |  |  |  | No Match |  | No Match | 90000 | 10300 | 8.7 | 8.9 |  |  | 92000 | 8500 | 3.2 | 3 | 49000 | 7100 | 2 | Non Federally-Regulated | 07/31/1992 |  | 03/31/1998
York International | York | B1CH240A/E***25/46/58 |  | HSP-A, Single-Package Heat Pum | Heat Pump | 208 | 3 |  |  |  | No Match |  | No Match | 222000 | 26117 | 8.5 | 8.5 |  | 8 | 226000 | 22078 | 3 | 2.9 | 120000 | 17584 | 2 | Federally-Regulated Commercial & Industrial Equipment | 10/02/1998 |  | 11/18/1999
York International | Evcon | XA-12[C,E]***(T,W,X)* |  | HSP-A, Single-Package Heat Pum | Both Heat Pump and Electric Re | 460 | 3 | False |  |  |  | True | Single-Speed | 150000 | 13636 | 11 | 10.4 |  | 11.9 | 135000 | 12364 | 3.2 | 3.2 | 90000 | 11997 | 2.2 | Federally-Regulated Commercial & Industrial Equipment | 01/24/2011 |  | 01/09/2014
Rheem Sales Company, Inc. | Maratherm | NCHR10H001B | NEPR10M030A | HRCU-A-CB, Split System: Heat | Heat Pump | 208 | 3 |  |  |  | No Match |  | No Match | 118000 | 14390 | 8.2 |  |  |  | 118000 | 12350 | 2.8 | 2.5 | 60000 | 8790 | 2 | Non Federally-Regulated | 08/23/1990 |  | 07/27/1992
York International | Johnson Controls | J10PCC00A*(2,4,5)***** | J10NCC00*(5,6)****** | HRCU-A-CB, Split System: Heat | Heat Pump | 208 | 3 |  |  |  |  | True | Single-Speed | 124000 | 11273 | 11 | 8.9 |  |  | 109000 | 9686 | 3.3 | 3 |  |  |  | Federally-Regulated Commercial & Industrial Equipment | 07/16/2009 |  | 01/09/2014
Goettl | American Best | HP-662A-3 |  | HSP-A, Single-Package Heat Pum | Heat Pump | 230 | 3 |  |  |  | No Match |  | No Match | 67000 | 7052 | 9.5 | 8.9 |  |  | 67000 | 6543 | 3 | 3 | 35600 | 5215 | 2 | Federally-Regulated Commercial & Industrial Equipment | 11/18/1999 |  | 04/13/2000
Carrier Corp. - Syracuse | Day & Night | 541AP090 | 517A090 | HRCU-A-CB, Split System: Heat | Heat Pump | 208 | 3 |  |  |  | No Match |  | No Match | 86000 | 10730 | 8 | 8.2 |  |  | 87000 | 9800 |  |  | 42500 | 6555 | 1.9 | Non Federally-Regulated | 02/22/1990 |  | 07/31/1992
Trane U.S. Inc. | Trane Unitary Products Group | 4TWA3048A4 (2) | TWE120E1**A* | HRCU-A-CB, Split System: Heat | Heat Pump | 460 | 3 |  |  |  |  | True | Single-Speed | 101000 | 8326 | 12.1 | 10.8 |  |  | 95000 | 7524 | 3.7 | 3.3 |  |  |  | Federally-Regulated Commercial & Industrial Equipment | 11/30/2011 |  | 05/02/2012
Carrier Corp. - Syracuse | Keeprite | CHS240(H,L,S)D* | FHS240(S,H,L)A*A* | HRCU-A-CB, Split System: Heat | Heat Pump | 460 | 3 |  |  |  |  | True | Single-Speed | 222000 | 20747 | 10.7 | 10.4 |  |  | 214000 | 17919 | 3.5 | 3.2 |  |  |  | Federally-Regulated Commercial & Industrial Equipment | 03/10/2011 |  | 12/12/2012
Carrier Corp. - Syracuse | Arcoaire | RHS(240,243)(H,L,S)******TA |  | HSP-A, Single-Package Heat Pum | Heat Pump | 208 | 3 | False |  |  |  | True | Single-Speed | 232000 | 21886 | 10.6 | 10.4 |  |  | 220000 | 19538 | 3.3 | 3.2 |  |  |  | Federally-Regulated Commercial & Industrial Equipment | 12/12/2012 |  | 04/21/2014
Trane U.S. Inc. | Trane | WCD180B30*E* |  | HSP-A, Single-Package Heat Pum | Heat Pump | 208 | 3 |  |  |  | No Match |  | No Match | 174000 | 19333 | 9 | 8.5 |  | 9.3 | 160000 | 15631 | 3 | 2.9 | 84000 | 11723 | 2.1 | Federally-Regulated Commercial & Industrial Equipment | 03/31/1998 |  | 05/09/1998
Carrier Corp. - Syracuse | Carrier | 38AQ0346 + 38AQ0125 | 40RR044 | HRCU-A-CB, Split System: Heat | Heat Pump | 460 | 3 |  |  |  | No Match |  | No Match | 414549 | 50554 | 8.2 | 7.5 |  |  | 425000 | 47879 |  |  | 234000 | 36074 |  | Non Federally-Regulated | 08/30/1983 |  | 06/11/1985
York International | York | BP150C00A2/4/5***1* |  | HSP-A, Single-Package Heat Pum | Heat Pump | 208 | 3 |  |  |  | No Match |  | No Match | 144000 | 15483 | 9.3 | 8.5 |  | 11 | 142000 | 13421 | 3.1 | 2.9 | 91000 | 12696 | 2.1 | Federally-Regulated Commercial & Industrial Equipment | 11/21/2000 |  | 02/05/2002
Carrier Corp. - Syracuse | Day & Night | CHS240(H,L,S)D* | FHS240(S,H,L)**A0* | HRCU-A-CB, Split System: Heat | Heat Pump | 460 | 3 |  |  |  |  | True | Single-Speed | 222000 | 20747 | 10.7 | 10.4 |  |  | 214000 | 17919 | 3.5 | 3.2 |  |  |  | Federally-Regulated Commercial & Industrial Equipment | 07/18/2013 |  | 10/28/2014
McQuay International | McQuay International | DPS012AHHG2*C-6 |  | HSP-A, Single-Package Heat Pum | Heat Pump | 230 | 3 | False |  |  |  | True | Variable-Speed | 144000 | 12203 | 11.8 | 10.4 |  |  | 135000 | 11810 | 3.4 | 3.2 |  |  |  | Federally-Regulated Commercial & Industrial Equipment | 08/28/2012 |  | 04/19/2013
York International | Johnson Controls | J07PCC00A*(2,4,5)***** | J07NCC00*(5,6)****** | HRCU-A-CB, Split System: Heat | Heat Pump | 575 | 3 |  |  |  |  | True | Single-Speed | 92000 | 8364 | 11 | 8.9 |  |  | 82000 | 7287 | 3.3 | 3 |  |  |  | Federally-Regulated Commercial & Industrial Equipment | 07/16/2009 |  | 01/09/2014
Goettl | American Best | HP722E-3 |  | HSP-A, Single-Package Heat Pum | Heat Pump | 230 | 3 |  |  |  | No Match |  | No Match | 69000 | 7263 | 9.5 | 8.9 |  |  | 68000 | 4980 | 4 | 3 | 38000 | 5060 | 2.2 | Federally-Regulated Commercial & Industrial Equipment | 05/22/2000 |  | 05/23/2001
McQuay International | McQuay International | DPS006AHHW4**-6 |  | HSP-A, Single-Package Heat Pum | Heat Pump | 460 | 3 | False |  |  |  | True | Variable-Speed | 70000 | 6194 | 11.3 | 10.8 |  |  | 72000 | 5197 | 4.1 | 3.3 |  |  |  | Federally-Regulated Commercial & Industrial Equipment | 03/02/2012 |  | 08/28/2012
McQuay International | McQuay International | DPS010AHHE2**-6 |  | HSP-A, Single-Package Heat Pum | Heat Pump | 230 | 3 | False |  |  |  | True | Variable-Speed | 121000 | 10000 | 12.1 | 10.8 |  |  | 119000 | 9105 | 3.8 | 3.3 |  |  |  | Federally-Regulated Commercial & Industrial Equipment | 03/02/2012 |  | 08/28/2012
Carrier Corp. - Syracuse | Airquest | RHH(120,121)(H,L,S)******** |  | HSP-A, Single-Package Heat Pum | Heat Pump | 575 | 3 | False |  |  |  | True | Single-Speed | 119000 | 9674 | 12.3 | 10.8 |  |  | 116000 | 9713 | 3.5 | 3.3 |  |  |  | Federally-Regulated Commercial & Industrial Equipment | 11/30/2011 |  | 12/12/2012
Carrier Corp. - Syracuse | Keeprite | RHS090(L,S)******AA |  | HSP-A, Single-Package Heat Pum | Heat Pump | 575 | 3 | False |  |  |  | False | Single-Speed | 88000 | 7857 | 11.2 | 10.8 |  |  | 86000 | 7413 | 3.4 | 3.3 |  |  |  | Federally-Regulated Commercial & Industrial Equipment | 12/12/2012 |  | 10/28/2014
Carrier Corp. - Syracuse | Carrier Corp. | 50TCQA07***(5,6,1)A* |  | HSP-A, Single-Package Heat Pum | Both Heat Pump and Electric Re | 575 | 3 |  |  |  |  | False | Single-Speed | 70000 | 6306 | 11.1 | 8.9 |  |  | 67000 | 5954 | 3.3 | 3 |  |  |  | Federally-Regulated Commercial & Industrial Equipment | 07/16/2009 |  | 12/12/2012
International Comfort Products | Kenmore | PH*120N2LA* |  | HSP-A, Single-Package Heat Pum | Heat Pump | 460 | 3 |  |  |  | No Match |  | No Match | 123000 | 13516 | 9.1 | 8.9 |  | 9.5 | 123000 | 11625 | 3.1 | 3 | 71000 | 10401 | 2 | Federally-Regulated Commercial & Industrial Equipment | 05/22/2000 |  | 09/20/2001
Trane U.S. Inc. | General Electric | BWC120F3F |  | HSP-A, Single-Package Heat Pum | Heat Pump | 230 | 3 |  |  |  | No Match |  | No Match | 118000 | 14300 | 8.3 | 8.2 |  |  | 118000 | 11900 |  |  | 62500 | 8750 |  | Non Federally-Regulated | 06/11/1985 |  | 05/11/1988
Carrier Corp. - Syracuse | Airquest | RHS072(H,L,S)******** |  | HSP-A, Single-Package Heat Pum | Heat Pump | 460 | 3 | False |  |  |  | False | Single-Speed | 70000 | 6306 | 11.1 | 10.8 |  |  | 67000 | 5950 | 3.3 | 3.3 |  |  |  | Federally-Regulated Commercial & Industrial Equipment | 10/28/2014 |  | 10/28/2014
Carrier Corp. - Syracuse | Arcoaire | RHS150(H,L,S)******TA |  | HSP-A, Single-Package Heat Pum | Heat Pump | 575 | 3 | False |  |  |  | False | Single-Speed | 142000 | 13396 | 10.6 | 10.4 |  |  | 142000 | 13005 | 3.2 | 3.2 |  |  |  | Federally-Regulated Commercial & Industrial Equipment | 10/28/2014 |  | 10/28/2014
Lennox Industries Inc. | Lennox | CHP11-2753-6G |  | HSP-A, Single-Package Heat Pum | Heat Pump | 460 | 3 |  |  |  | No Match |  | No Match | 240000 | 28800 | 8.3 |  |  |  | 240000 | 24700 | 2.8 |  | 134000 | 18700 | 2.1 | Voluntarily Certified | 01/22/1990 |  | 07/27/1992
Carrier Corp. - Syracuse | Arcoaire | RHH102(H,L,S)******TA |  | HSP-A, Single-Package Heat Pum | Heat Pump | 208 | 3 | False |  |  |  | True | Single-Speed | 100000 | 8333 | 12 | 10.8 |  |  | 100000 | 8619 | 3.4 | 3.3 |  |  |  | Federally-Regulated Commercial & Industrial Equipment | 10/28/2014 |  | 10/28/2014
McQuay International | McQuay International | DPS012AHHW4*C-6 |  | HSP-A, Single-Package Heat Pum | Heat Pump | 460 | 3 | False |  |  |  | True | Variable-Speed | 144000 | 12203 | 11.8 | 10.4 |  |  | 135000 | 11810 | 3.4 | 3.2 |  |  |  | Federally-Regulated Commercial & Industrial Equipment | 08/28/2012 |  | 04/19/2013
Carrier Corp. - Syracuse | Payne | 542EE120000 |  | HSP-A, Single-Package Heat Pum | Heat Pump | 460 | 3 |  |  |  | No Match |  | No Match | 120000 | 14700 | 8.2 |  |  |  | 120000 | 12200 |  |  | 65000 | 9200 |  | Non Federally-Regulated | 05/11/1988 |  | 03/15/1989
Carrier Corp. - Syracuse | Airquest | RHH072(H,L,S)******** |  | HSP-A, Single-Package Heat Pum | Heat Pump | 575 | 3 | False |  |  |  | True | Single-Speed | 72000 | 6000 | 12 | 10.8 |  |  | 70000 | 6033 | 3.4 | 3.3 |  |  |  | Federally-Regulated Commercial & Industrial Equipment | 11/30/2011 |  | 10/28/2014
Carrier Corp. | Day & Night | 541AE090 | 517A090 | HRCU-A-CB, Split System: Heat | Heat Pump | 460 | 3 |  |  |  | No Match |  | No Match | 88000 | 10730 | 8.2 |  |  |  | 87000 | 9800 | 2.6 | 2.5 | 42500 | 6555 | 1.9 | Non Federally-Regulated | 03/07/1988 |  | 07/27/1992
Carrier Corp. - Syracuse | Tempstar | CHS121(H,L,S)A* | FHS120(M,S)**A0* | HRCU-A-CB, Split System: Heat | Heat Pump | 460 | 3 |  |  |  |  | True | Single-Speed | 112000 | 10181 | 11 | 10.8 |  |  | 106000 | 9413 | 3.3 | 3.3 |  |  |  | Federally-Regulated Commercial & Industrial Equipment | 07/18/2013 |  | 10/28/2014
McQuay International | McQuay International | DPS010AHHW5**-4* |  | HSP-A, Single-Package Heat Pum | Heat Pump | 575 | 3 | False |  |  |  | True | Variable-Speed | 120000 | 10084 | 11.9 | 10.8 |  |  | 118000 | 10231 | 3.4 | 3.3 |  |  |  | Federally-Regulated Commercial & Industrial Equipment | 04/19/2013 |  | 01/09/2014
Rheem Sales Company, Inc. | Ruud | UJKB-A090C |  | HSP-A, Single-Package Heat Pum | Heat Pump | 230 | 3 |  |  |  | No Match |  | No Match | 89000 | 9673 | 9.2 | 8.9 |  | 12.1 | 90000 | 8789 | 3 | 3 | 52500 | 7691 | 2 | Federally-Regulated Commercial & Industrial Equipment | 05/22/2000 |  | 11/21/2001
Carrier Corp. - Syracuse | Carrier | 38AQ0165 | 40RR016 | HRCU-A-CB, Split System: Heat | Heat Pump | 208 | 3 |  |  |  | No Match |  | No Match | 168000 | 21682 | 7.7 | 7.5 |  |  | 170000 | 16968 |  |  | 96000 | 13520 |  | Non Federally-Regulated | 09/08/1982 |  | 05/16/1984
York International | Evcon | BA-07C00*T/W/X***** |  | HSP-A, Single-Package Heat Pum | Heat Pump | 575 | 3 |  |  |  | No Match |  | No Match | 90000 | 8411 | 10.7 | 8.9 |  | 11 | 85000 | 7782 | 3.2 | 3 | 46000 | 6126 | 2.2 | Federally-Regulated Commercial & Industrial Equipment | 07/31/2002 |  | 01/18/2008
McQuay International | McQuay International | DPS012AHHE2*C-4 |  | HSP-A, Single-Package Heat Pum | Heat Pump | 230 | 3 | False |  |  |  | True | Variable-Speed | 144000 | 12307 | 11.7 | 10.4 |  |  | 138000 | 11392 | 3.6 | 3.2 |  |  |  | Federally-Regulated Commercial & Industrial Equipment | 03/02/2012 |  | 08/28/2012
Carrier Corp. - Syracuse | Keeprite | RHS072(H,L,S)******A |  | HSP-A, Single-Package Heat Pum | Both Heat Pump and Electric Re | 460 | 3 |  |  |  |  | False | Single-Speed | 70000 | 6306 | 11.1 | 8.9 |  |  | 67000 | 5954 | 3.3 | 3 |  |  |  | Federally-Regulated Commercial & Industrial Equipment | 07/16/2009 |  | 12/12/2012
York International | York | XP078[C,E]***(2,4,5)***6 |  | HSP-A, Single-Package Heat Pum | Both Heat Pump and Electric Re | 230 | 3 | False |  |  |  | True | Single-Speed | 78000 | 6782 | 11.5 | 10.8 |  |  | 75000 | 6561 | 3.4 | 3.3 |  |  |  | Federally-Regulated Commercial & Industrial Equipment | 04/19/2013 |  | 01/09/2014
Carrier Corp. - Syracuse | Carrier | 38AQ0246 | 40RR024 | HRCU-A-CB, Split System: Heat | Heat Pump | 460 | 3 |  |  |  | No Match |  | No Match | 202771 | 25346 | 8 |  |  |  | 230000 | 24060 |  |  | 129000 | 19024 |  | Non Federally-Regulated | 06/11/1985 |  | 10/10/1989
Lennox Industries Inc. | Lennox | CHP16-1353-5Y |  | HSP-A, Single-Package Heat Pum | Heat Pump | 208 | 3 |  |  |  | No Match |  | No Match | 117000 | 13150 | 8.9 | 8.9 |  |  | 119000 | 11625 | 3 | 3 | 64000 | 9380 | 2 | Federally-Regulated Commercial & Industrial Equipment | 08/22/1994 |  | 09/02/1995
Carrier Corp. - Syracuse | Heil | RHH072(H,L,S)******** |  | HSP-A, Single-Package Heat Pum | Heat Pump | 575 | 3 | False |  |  |  | True | Single-Speed | 72000 | 6000 | 12 | 10.8 |  |  | 70000 | 6033 | 3.4 | 3.3 |  |  |  | Federally-Regulated Commercial & Industrial Equipment | 11/30/2011 |  | 10/28/2014
York International | Johnson Controls | J10PCC00A*(2,4,5)***** | J10NCC00*(5,6)****** | HRCU-A-CB, Split System: Heat | Heat Pump | 575 | 3 |  |  |  |  | True | Single-Speed | 124000 | 11273 | 11 | 8.9 |  |  | 109000 | 9686 | 3.3 | 3 |  |  |  | Federally-Regulated Commercial & Industrial Equipment | 07/16/2009 |  | 01/09/2014
Lennox Industries Inc. | Armstrong | LHA120H* |  | HSP-A, Single-Package Heat Pum | Heat Pump | 460 | 3 |  |  |  | No Match |  | No Match | 118000 | 11456 | 10.3 | 8.9 |  | 11.3 | 120000 | 10657 | 3.3 | 3 | 72000 | 10048 | 2.1 | Federally-Regulated Commercial & Industrial Equipment | 02/03/1998 |  | 03/31/1998
York International | Coleman | PH090C00A*(2,4,5)***** | NH090C00*(5,6)****** | HRCU-A-CB, Split System: Heat | Heat Pump | 208 | 3 |  |  |  |  | True | Single-Speed | 92000 | 8364 | 11 | 8.9 |  |  | 82000 | 7287 | 3.3 | 3 |  |  |  | Federally-Regulated Commercial & Industrial Equipment | 07/16/2009 |  | 01/09/2014
Carrier Corp. - Syracuse | Comfortmaker | RHS(243)(H,L,S)******TA |  | HSP-A, Single-Package Heat Pum | Heat Pump | 230 | 3 | False |  |  |  | True | Single-Speed | 232000 | 21886 | 10.6 | 10.4 |  |  | 220000 | 19538 | 3.3 | 3.2 |  |  |  | Federally-Regulated Commercial & Industrial Equipment | 04/21/2014 |  | 10/28/2014
McQuay International | McQuay International | DPS010AHHE2**-4 |  | HSP-A, Single-Package Heat Pum | Heat Pump | 230 | 3 | False |  |  |  | True | Variable-Speed | 120000 | 10000 | 12 | 10.8 |  |  | 110000 | 9426 | 3.4 | 3.3 |  |  |  | Federally-Regulated Commercial & Industrial Equipment | 08/28/2012 |  | 04/19/2013
Lennox Industries Inc. | Lennox | CHP16-1353-5G |  | HSP-A, Single-Package Heat Pum | Heat Pump | 460 | 3 |  |  |  | No Match |  | No Match | 117000 | 13146 | 8.9 | 8.9 |  |  | 119000 | 11424 | 3.1 | 3 | 64000 | 9377 | 2 | Non Federally-Regulated | 04/30/1992 |  | 07/31/1992
Carrier Corp. - Syracuse | Arcoaire | RHS(181,183)(H,L,S)******TA |  | HSP-A, Single-Package Heat Pum | Heat Pump | 208 | 3 | False |  |  |  | True | Single-Speed | 172000 | 15925 | 10.8 | 10.4 |  |  | 220000 | 19538 | 3.3 | 3.2 |  |  |  | Federally-Regulated Commercial & Industrial Equipment | 12/12/2012 |  | 05/09/2013
Carrier Corp. - Syracuse | Carrier | 38AQ0166 | 40RR016 | HRCU-A-CB, Split System: Heat | Heat Pump | 460 | 3 |  |  |  | No Match |  | No Match | 168000 | 21682 | 7.7 | 8.2 |  |  | 170000 | 16968 |  |  | 96000 | 13520 |  | Non Federally-Regulated | 02/22/1990 |  | 07/31/1992
Inter-City Products Corp. | Heil | NCHR10H001C | NEMR10M030A | HRCU-A-CB, Split System: Heat | Heat Pump | 208 | 3 |  |  |  | No Match |  | No Match | 122000 | 13555 | 9 | 8.9 |  |  | 123000 | 11628 | 3.1 | 3 | 68000 | 9490 | 2.1 | Federally-Regulated Commercial & Industrial Equipment | 06/11/1997 |  | 09/02/1997
Carrier Corp. - Syracuse | Carrier | 38AQ0245+0245+0165 | 40RR054 | HRCU-A-CB, Split System: Heat | Heat Pump | 230 | 3 |  |  |  | No Match |  | No Match | 568915 | 72014 | 7.9 |  |  |  | 596000 | 69830 |  |  | 323000 | 52561 |  | Non Federally-Regulated | 05/11/1988 |  | 03/15/1989
Trane U.S. Inc. | American Standard, Inc. | WCD180B30*E* |  | HSP-A, Single-Package Heat Pum | Heat Pump | 208 | 3 |  |  |  | No Match |  | No Match | 174000 | 19333 | 9 | 8.5 |  | 8.7 | 160000 | 15626 | 3 | 2.9 | 84000 | 11719 | 2.1 | Federally-Regulated Commercial & Industrial Equipment | 11/18/1999 |  | 11/21/2001
Borg Warner | York | B1SP090A25 |  | HSP-A, Single-Package Heat Pum | Heat Pump | 230 | 3 |  |  |  | No Match |  | No Match | 93000 | 9660 | 8.5 | 8.2 |  |  | 101000 | 8300 | 3.6 |  | 63000 | 6562 | 2.8 | Non Federally-Regulated | 05/16/1984 |  | 06/11/1985
Carrier Corp. - Syracuse | Bryant Heating & Cooling Systems | 548J(P,E,T)12*********(A,B)A |  | HSP-A, Single-Package Heat Pum | Heat Pump | 230 | 3 | False |  |  |  | False | Single-Speed | 116000 | 10545 | 11 | 10.8 |  |  | 116000 | 9999 | 3.4 | 3.3 |  |  |  | Federally-Regulated Commercial & Industrial Equipment | 12/12/2012 |  | 04/21/2015
Carrier Corp. - Syracuse | Carrier Corp. | 38AUQA25A0*(5,6,1)A* | 40RUQA25T*A(5,6,1)A* | HRCU-A-CB, Split System: Heat | Heat Pump | 575 | 3 |  |  |  |  | True | Single-Speed | 222000 | 20747 | 10.7 | 10.4 |  |  | 214000 | 17919 | 3.5 | 3.2 |  |  |  | Federally-Regulated Commercial & Industrial Equipment | 06/17/2013 |  | 04/20/2015
York International | Luxaire | PH180C00A*(2,4,5)***** | NH180C00*(5,6)****** | HRCU-A-CB, Split System: Heat | Heat Pump | 460 | 3 |  |  |  |  | True | Single-Speed | 180000 | 16981 | 10.6 | 8.5 |  |  | 168000 | 14929 | 3.3 | 2.9 |  |  |  | Federally-Regulated Commercial & Industrial Equipment | 07/16/2009 |  | 01/24/2011
Trane U.S. Inc. | Trane Unitary Products Group | WC(D,H)180EW0*B |  | HSP-A, Single-Package Heat Pum | Both Heat Pump and Electric Re | 230 | 3 | False |  |  |  | False | Single-Speed | 170000 | 15454 | 11 | 10.4 |  |  | 176000 | 16119 | 3.2 | 3.2 |  |  |  | Federally-Regulated Commercial & Industrial Equipment | 03/02/2012 |  | 08/28/2012
Rheem Sales Company, Inc. | Weatherking | WJKB-A090D |  | HSP-A, Single-Package Heat Pum | Heat Pump | 460 | 3 |  |  |  | No Match |  | No Match | 89000 | 9673 | 9.2 | 8.9 |  | 12.1 | 90000 | 8789 | 3 | 3 | 52500 | 7691 | 2 | Federally-Regulated Commercial & Industrial Equipment | 11/18/1999 |  | 04/13/2000
Lennox Industries Inc. | Armstrong | SHP90B-1 | AHV90-1 | HRCU-A-CB, Split System: Heat | Heat Pump | 230 | 3 |  |  |  | No Match |  | No Match | 89000 | 10114 | 8.8 | 8.3 |  |  | 87000 | 8373 | 3 | 2.8 | 49000 | 6527 | 2.2 | Non Federally-Regulated | 08/12/1991 |  | 07/27/1992
Carrier Corp. - Syracuse | Bryant Heating & Cooling Systems | 548J(E,T)09**********A |  | HSP-A, Single-Package Heat Pum | Heat Pump | 575 | 3 | False |  |  |  | False | Single-Speed | 99000 | 8839 | 11.2 | 10.8 |  |  | 96000 | 8525 | 3.3 | 3.3 |  |  |  | Federally-Regulated Commercial & Industrial Equipment | 11/30/2011 |  | 12/12/2012
Compu-Aire | Compu-Aire | CASH-534 |  | HSP-A, Single-Package Heat Pum | Heat Pump | 460 | 3 |  |  |  | No Match |  | No Match | 66400 | 7060 | 9.4 | 8.9 |  |  | 61600 | 6080 | 3 | 3 | 39000 | 5440 | 2.1 | Non Federally-Regulated | 04/01/1993 |  | 04/07/1996
Carrier Corp. - Syracuse | Tempstar | RHS(181,183)(H,L,S)******** |  | HSP-A, Single-Package Heat Pum | Heat Pump | 575 | 3 | False |  |  |  | True | Single-Speed | 172000 | 15925 | 10.8 | 10.4 |  |  | 220000 | 19538 | 3.3 | 3.2 |  |  |  | Federally-Regulated Commercial & Industrial Equipment | 11/30/2011 |  | 12/12/2012
Carrier Corp. - Syracuse | ICP Commercial | CHS180(H,L,S)D* | FHS180(M,S,H,L)**A0* | HRCU-A-CB, Split System: Heat | Heat Pump | 230 | 3 |  |  |  |  | True | Single-Speed | 178000 | 16792 | 10.6 | 10.4 |  |  | 178000 | 15343 | 3.4 | 3.2 |  |  |  | Federally-Regulated Commercial & Industrial Equipment | 07/18/2013 |  | 10/28/2014
Carrier Corp. - Syracuse | Payne | 548BPX120 |  | HSP-A, Single-Package Heat Pum | Heat Pump | 230 | 3 |  |  |  | No Match |  | No Match | 120000 | 13000 | 9.2 | 8.2 |  |  | 120000 | 10500 | 3.3 |  | 64000 | 8600 | 2.2 | Non Federally-Regulated | 02/22/1990 |  | 07/31/1992
Trane U.S. Inc. | Trane | WCD180B30*E* |  | HSP-A, Single-Package Heat Pum | Heat Pump | 230 | 3 |  |  |  | No Match |  | No Match | 174000 | 19333 | 9 | 8.5 |  | 8.7 | 160000 | 15626 | 3 | 2.9 | 84000 | 11719 | 2.1 | Federally-Regulated Commercial & Industrial Equipment | 11/18/1999 |  | 11/21/2001
York International | York | E1CH090A46 | FZEH090A33 | HRCU-A-CB, Split System: Heat | Heat Pump | 460 | 3 |  |  |  | No Match |  | No Match | 93000 | 10941 | 8.5 | 8.2 |  |  | 103000 | 9434 | 3.2 |  | 59000 | 6917 | 2.5 | Non Federally-Regulated | 02/22/1990 |  | 07/31/1992
York International | York | EA090C00A(2/4)AAA1A | FA090C00A6AAA1A | HRCU-A-CB, Split System: Heat | Heat Pump | 460 | 3 |  |  |  | No Match |  | No Match | 90000 | 8411 | 10.7 | 8.9 |  |  | 88000 | 8057 | 3.2 | 3 | 56500 | 7197 | 2.3 | Federally-Regulated Commercial & Industrial Equipment | 07/31/2002 |  | 01/18/2008
Trane U.S. Inc. | American Standard, Inc. | WC(D,H)075C400A |  | HSP-A, Single-Package Heat Pum | Heat Pump | 460 | 3 |  |  |  | No Match |  | No Match | 71000 | 7978 | 8.9 | 8.9 |  |  | 71000 | 6935 | 3 | 3 | 35000 | 5127 | 2 | Non Federally-Regulated | 07/31/1992 |  | 03/31/1998
Trane U.S. Inc. | American Standard, Inc. | WCD180B40*E* |  | HSP-A, Single-Package Heat Pum | Heat Pump | 460 | 3 |  |  |  | No Match |  | No Match | 174000 | 19333 | 9 | 8.5 |  | 8.7 | 160000 | 15626 | 3 | 2.9 | 84000 | 11719 | 2.1 | Federally-Regulated Commercial & Industrial Equipment | 11/18/1999 |  | 11/21/2001
Coleman Air Conditioning Products | Coleman Air Conditioning Products | EABA-T/W090 | F*EH090 | HRCU-A-CB, Split System: Heat | Heat Pump | 460 | 3 |  |  |  | No Match |  | No Match | 89000 | 9468 | 9.4 | 8.9 |  |  | 81000 | 7910 | 3 | 3 | 53000 | 7394 | 2.1 | Federally-Regulated Commercial & Industrial Equipment | 05/21/2002 |  | 07/18/2002
Trane U.S. Inc. | Trane | WCD150B30*E* |  | HSP-A, Single-Package Heat Pum | Heat Pump | 230 | 3 |  |  |  | No Match |  | No Match | 146000 | 16043 | 9.1 | 8.5 |  | 8.7 | 136000 | 13282 | 3 | 2.9 | 72000 | 10045 | 2.1 | Federally-Regulated Commercial & Industrial Equipment | 09/21/2000 |  | 11/21/2001
Carrier Corp. - Syracuse | Carrier | 38AQ0165 | 40RR024 | HRCU-A-CB, Split System: Heat | Heat Pump | 208 | 3 |  |  |  | No Match |  | No Match | 173150 | 20795 | 8.3 | 7.5 |  |  | 159048 | 15835 |  |  | 95926 | 13465 |  | Non Federally-Regulated | 09/08/1982 |  | 05/16/1984
Trane U.S. Inc. | Trane | WCD180B40*F* |  | HSP-A, Single-Package Heat Pum | Heat Pump | 460 | 3 |  |  |  | No Match |  | No Match | 174000 | 18315 | 9.5 | 8.5 |  | 10 | 160000 | 15122 | 3.1 | 2.9 | 88000 | 12891 | 2 | Federally-Regulated Commercial & Industrial Equipment | 11/21/2001 |  | 07/18/2002
Trane U.S. Inc. | Trane | WCD120B400B |  | HSP-A, Single-Package Heat Pum | Heat Pump | 460 | 3 |  |  |  | No Match |  | No Match | 117000 | 12720 | 9.2 | 8.9 |  | 9.2 | 119000 | 11460 | 3 | 3 | 61000 | 8840 | 2 | Non Federally-Regulated | 07/02/1992 |  | 07/31/1992
Carrier Corp. - Syracuse | Bryant Air Conditioning | 549BPX/BEX090 |  | HSP-A, Single-Package Heat Pum | Heat Pump | 208 | 3 |  |  |  | No Match |  | No Match | 88000 | 8800 | 10 | 8.9 |  | 10.8 | 87000 | 7965 | 3.2 | 3 | 48000 | 7031 | 2 | Federally-Regulated Commercial & Industrial Equipment | 05/22/2000 |  | 07/18/2002
Carrier Corp. - Syracuse | Keeprite | RHS150(H,L,S)******TA |  | HSP-A, Single-Package Heat Pum | Heat Pump | 575 | 3 | False |  |  |  | False | Single-Speed | 142000 | 13396 | 10.6 | 10.4 |  |  | 142000 | 13005 | 3.2 | 3.2 |  |  |  | Federally-Regulated Commercial & Industrial Equipment | 12/12/2012 |  | 10/28/2014
Carrier Corp. - Syracuse | Day & Night | RHH090(H,L,S)******TA |  | HSP-A, Single-Package Heat Pum | Heat Pump | 575 | 3 | False |  |  |  | True | Single-Speed | 90000 | 7438 | 12.1 | 10.8 |  |  | 84000 | 7033 | 3.5 | 3.3 |  |  |  | Federally-Regulated Commercial & Industrial Equipment | 12/12/2012 |  | 10/28/2014
Lennox Industries Inc. | Lennox | CHP11-1853-6Q |  | HSP-A, Single-Package Heat Pum | Heat Pump | 230 | 3 |  |  |  | No Match |  | No Match | 180000 | 22000 | 8.2 |  |  |  | 174000 | 17810 |  |  | 90000 | 13880 |  | Non Federally-Regulated | 03/15/1989 |  | 10/10/1989
York International | Coleman | BA-12[C,E]***(T,W,X)* |  | HSP-A, Single-Package Heat Pum | Both Heat Pump and Electric Re | 230 | 3 |  |  |  |  | False | Single-Speed | 144000 | 15484 | 9.3 | 8.5 |  | 9.7 | 142000 | 13433 | 3.1 | 2.9 | 91000 | 12708 | 2.1 | Federally-Regulated Commercial & Industrial Equipment | 01/18/2008 |  | 02/24/2011
Carrier Corp. - Syracuse | Airquest | RHS090H******AA |  | HSP-A, Single-Package Heat Pum | Heat Pump | 230 | 3 | False |  |  |  | False | Single-Speed | 88000 | 7857 | 11.2 | 10.8 |  |  | 86000 | 7413 | 3.4 | 3.3 |  |  |  | Federally-Regulated Commercial & Industrial Equipment | 10/28/2014 |  | 10/28/2014
Trane U.S. Inc. | Trane | WCD075C30*B* |  | HSP-A, Single-Package Heat Pum | Heat Pump | 230 | 3 |  |  |  | No Match |  | No Match | 71000 | 7978 | 8.9 | 8.9 |  |  | 71000 | 6935 | 3 | 3 | 35000 | 5127 | 2 | Non Federally-Regulated | 05/27/1993 |  | 04/19/1994
Trane U.S. Inc. | Trane | BWA090C3-L | BWE090C-E | HRCU-A-CB, Split System: Heat | Heat Pump | 230 | 3 |  |  |  | No Match |  | No Match | 90000 | 10200 | 8.8 | 8.2 |  |  | 87000 | 8790 |  |  | 51000 | 7150 |  | Non Federally-Regulated | 08/29/1986 |  | 05/11/1988
International Comfort Products | Airquest | NCHR10H001C | NEMR10M030A | HRCU-A-CB, Split System: Heat | Heat Pump | 208 | 3 |  |  |  | No Match |  | No Match | 122000 | 13555 | 9 | 8.9 |  |  | 123000 | 11628 | 3.1 | 3 | 68000 | 9490 | 2.1 | Federally-Regulated Commercial & Industrial Equipment | 03/31/1998 |  | 05/09/1998
McQuay International | McQuay International | DPS010AHHE2**-6* |  | HSP-A, Single-Package Heat Pum | Heat Pump | 208 | 3 | False |  |  |  | True | Variable-Speed | 121000 | 10000 | 12.1 | 10.8 |  |  | 112000 | 9432 | 3.5 | 3.3 |  |  |  | Federally-Regulated Commercial & Industrial Equipment | 04/19/2013 |  | 01/09/2014
Daikin Comfort Technologies Manufacturing, L.P. | Daikin U.S. Corp. | DCH120****B***A* |  | HSP-A, Single-Package Heat Pum | Both Heat Pump and Electric Re | 208 | 3 | False |  |  |  | False | Single-Speed | 115000 | 10360 | 11.1 | 10.8 |  |  | 116000 | 9999 | 3.4 | 3.3 |  |  |  | Federally-Regulated Commercial & Industrial Equipment | 01/09/2014 |  | 04/21/2015
Carrier Corp. - Syracuse | Day & Night | RHS(240,243)(H,L,S)******TA |  | HSP-A, Single-Package Heat Pum | Heat Pump | 208 | 3 | False |  |  |  | True | Single-Speed | 232000 | 21886 | 10.6 | 10.4 |  |  | 220000 | 19538 | 3.3 | 3.2 |  |  |  | Federally-Regulated Commercial & Industrial Equipment | 12/12/2012 |  | 04/21/2014
Rheem Sales Company, Inc. | Weatherking | WJKB-A120C |  | HSP-A, Single-Package Heat Pum | Heat Pump | 230 | 3 |  |  |  | No Match |  | No Match | 117000 | 12580 | 9.3 | 8.9 |  | 9.2 | 118000 | 11524 | 3 | 3 | 63500 | 9302 | 2 | Federally-Regulated Commercial & Industrial Equipment | 05/22/2000 |  | 11/21/2001
Coolair Corp. | Coolair | BH5G4ASN | EH5G4ASN | HRCU-A-CB, Split System: Heat | Heat Pump | 460 | 3 |  |  |  | No Match |  | No Match | 67300 | 6988 | 9.6 | 8.9 |  |  | 64300 | 6011 | 3.1 | 3 | 34900 | 4333 | 2.4 | Federally-Regulated Commercial & Industrial Equipment | 03/31/1998 |  | 05/09/1998
Carrier Corp. - Syracuse | Keeprite | CHS121(H,L,S)A* | FHS120(M,S)**A0* | HRCU-A-CB, Split System: Heat | Heat Pump | 230 | 3 |  |  |  |  | True | Single-Speed | 112000 | 10181 | 11 | 10.8 |  |  | 106000 | 9413 | 3.3 | 3.3 |  |  |  | Federally-Regulated Commercial & Industrial Equipment | 07/18/2013 |  | 10/28/2014
Carrier Corp. - Syracuse | Heil | RHS(240,243)(H,L,S)******** |  | HSP-A, Single-Package Heat Pum | Heat Pump | 575 | 3 | False |  |  |  | True | Single-Speed | 232000 | 21886 | 10.6 | 10.4 |  |  | 220000 | 19538 | 3.3 | 3.2 |  |  |  | Federally-Regulated Commercial & Industrial Equipment | 11/30/2011 |  | 12/12/2012
McQuay International | McQuay International | DPS010AHHG2**-4 |  | HSP-A, Single-Package Heat Pum | Heat Pump | 208 | 3 | False |  |  |  | True | Variable-Speed | 120000 | 10000 | 12 | 10.8 |  |  | 118000 | 9124 | 3.8 | 3.3 |  |  |  | Federally-Regulated Commercial & Industrial Equipment | 03/02/2012 |  | 08/28/2012
Rheem Sales Company, Inc. | Airquest | NRHR10LP30B |  | HSP-A, Single-Package Heat Pum | Heat Pump | 460 | 3 |  |  |  | No Match |  | No Match | 120000 | 13483 | 8.9 | 8.9 |  | 10.3 | 126000 | 12309 | 3 | 3 | 67000 | 9350 | 2.1 | Federally-Regulated Commercial & Industrial Equipment | 02/03/1998 |  | 03/31/1998
Carrier Corp. - Syracuse | Day & Night | 541AP120 | 517A120 | HRCU-A-CB, Split System: Heat | Heat Pump | 460 | 3 |  |  |  | No Match |  | No Match | 107000 | 12442 | 8.6 | 8.9 |  |  | 117000 | 11427 | 3 | 3 | 70000 | 9325 | 2.2 | Non Federally-Regulated | 07/31/1992 |  | 03/31/1998
Carrier Corp. - Syracuse | Keeprite | RHH(120,121)(H,L,S)******** |  | HSP-A, Single-Package Heat Pum | Heat Pump | 575 | 3 | False |  |  |  | True | Single-Speed | 119000 | 9674 | 12.3 | 10.8 |  |  | 116000 | 9713 | 3.5 | 3.3 |  |  |  | Federally-Regulated Commercial & Industrial Equipment | 11/30/2011 |  | 12/12/2012
Carrier Corp. - Syracuse | Bryant Heating & Cooling Systems | 549J(P,E,T)09*********(A,B)A |  | HSP-A, Single-Package Heat Pum | Heat Pump | 460 | 3 | False |  |  |  | True | Single-Speed | 100000 | 8333 | 12 | 10.8 |  |  | 100000 | 8619 | 3.4 | 3.3 |  |  |  | Federally-Regulated Commercial & Industrial Equipment | 12/12/2012 |  | 10/28/2014
Carrier Corp. - Syracuse | Carrier Corp. | 50TCQ*17***(5,6,1)A***(G,J,K,M)* |  | HSP-A, Single-Package Heat Pum | Heat Pump | 460 | 3 | False |  |  |  | True | Single-Speed | 172000 | 15925 | 10.8 | 10.4 |  |  | 220000 | 19538 | 3.3 | 3.2 |  |  |  | Federally-Regulated Commercial & Industrial Equipment | 12/12/2012 |  | 05/09/2013
Carrier Corp. - Syracuse | ICP Commercial | RHS090(L,S)******** |  | HSP-A, Single-Package Heat Pum | Heat Pump | 575 | 3 | False |  |  |  | False | Single-Speed | 88000 | 7857 | 11.2 | 10.8 |  |  | 86000 | 7413 | 3.4 | 3.3 |  |  |  | Federally-Regulated Commercial & Industrial Equipment | 11/30/2011 |  | 03/02/2012
Trane U.S. Inc. | Trane | TWA240B300E* | TWE240B300C* | HRCU-A-CB, Split System: Heat | Heat Pump | 208 | 3 |  |  |  | No Match |  | No Match | 234000 | 25161 | 9.3 | 8.5 |  | 10.5 | 234000 | 22116 | 3.1 | 2.9 | 154000 | 19618 | 2.3 | Federally-Regulated Commercial & Industrial Equipment | 07/31/2002 |  | 06/19/2003
Carrier Corp. - Syracuse | Carrier | 50PQ0166 |  | HSP-A, Single-Package Heat Pum | Heat Pump | 460 | 3 |  |  |  | No Match |  | No Match | 178000 | 21000 | 8.5 | 7.5 |  |  | 180000 | 17500 |  |  | 103000 | 14300 |  | Non Federally-Regulated | 01/05/1982 |  | 05/16/1984
Rheem Sales Company, Inc. | Ruud | UPDB-100C |  | HSP-A, Single-Package Heat Pum | Heat Pump | 208 | 3 |  |  |  | No Match |  | No Match | 116000 | 14150 | 8.2 | 8.2 |  |  | 118000 | 12350 |  |  | 60000 | 8790 | 2 | Non Federally-Regulated | 06/11/1985 |  | 05/11/1988
Carrier Corp. - Syracuse | Carrier | 50TJQ01250/60 |  | HSP-A, Single-Package Heat Pum | Heat Pump | 230 | 3 |  |  |  | No Match |  | No Match | 112000 | 12444 | 9 | 8.9 |  | 9 | 105000 | 9924 | 3.1 | 3 | 53000 | 9134 | 1.7 | Federally-Regulated Commercial & Industrial Equipment | 11/18/1999 |  | 04/13/2000
York International | Luxaire | BACB-W090A |  | HSP-A, Single-Package Heat Pum | Heat Pump | 460 | 3 |  |  |  | No Match |  | No Match | 87000 | 9886 | 8.8 |  |  |  | 88000 | 8597 | 2.9 | 2.5 | 47000 | 6888 | 2 | Non Federally-Regulated | 04/11/1988 |  | 05/11/1988
Carrier Corp. | Payne | 541AE090 | 517A090 | HRCU-A-CB, Split System: Heat | Heat Pump | 460 | 3 |  |  |  | No Match |  | No Match | 88000 | 10700 | 8.2 |  |  |  | 87000 | 9800 | 2.6 | 2.5 | 47000 | 7300 | 1.9 | Non Federally-Regulated | 03/07/1988 |  | 07/27/1992
McQuay International | McQuay International | DPS010AHHG4*C-6 |  | HSP-A, Single-Package Heat Pum | Heat Pump | 460 | 3 | False |  |  |  | True | Variable-Speed | 121000 | 10000 | 12.1 | 10.8 |  |  | 112000 | 9432 | 3.5 | 3.3 |  |  |  | Federally-Regulated Commercial & Industrial Equipment | 08/28/2012 |  | 04/19/2013
York International | Luxaire | BAHT-T120A |  | HSP-A, Single-Package Heat Pum | Heat Pump | 208 | 3 |  |  |  | No Match |  | No Match | 121000 | 14578 | 8.3 | 8.2 |  |  | 126000 | 13189 |  |  | 76000 | 9685 |  | Non Federally-Regulated | 02/22/1990 |  | 07/31/1992
York International | Luxaire | BCCB-W090A |  | HSP-A, Single-Package Heat Pum | Heat Pump | 460 | 3 |  |  |  | No Match |  | No Match | 87000 | 9667 | 9 | 8.9 |  |  | 89000 | 8692 | 3 | 3 | 49000 | 7178 | 2 | Non Federally-Regulated | 02/17/1993 |  | 09/02/1995
Carrier Corp. - Syracuse | Carrier | 50PQ0125 |  | HSP-A, Single-Package Heat Pum | Heat Pump | 208 | 3 |  |  |  | No Match |  | No Match | 120000 | 14700 | 8.2 | 8.2 |  |  | 120000 | 12200 |  |  | 65000 | 9200 |  | Non Federally-Regulated | 05/16/1984 |  | 06/11/1985
Goettl | Goettl | HP901B |  | HSP-A, Single-Package Heat Pum | Heat Pump | 208 | 1 |  |  |  | No Match |  | No Match | 94000 | 10500 | 9 | 8.9 |  |  | 96000 | 9340 | 3 | 3 | 50000 | 7150 | 2 | Non Federally-Regulated | 03/29/1993 |  | 09/02/1995
Trane U.S. Inc. | American Standard, Inc. | BWC180L4OOA |  | HSP-A, Single-Package Heat Pum | Heat Pump | 460 | 3 |  |  |  | No Match |  | No Match | 172000 | 21000 | 8.2 |  |  |  | 158000 | 17160 | 2.7 |  | 82000 | 13360 | 1.8 | Non Federally-Regulated | 03/15/1989 |  | 10/10/1989
Carrier Corp. - Syracuse | Tempstar | RHS090(L,S)******AA |  | HSP-A, Single-Package Heat Pum | Heat Pump | 575 | 3 | False |  |  |  | False | Single-Speed | 88000 | 7857 | 11.2 | 10.8 |  |  | 86000 | 7413 | 3.4 | 3.3 |  |  |  | Federally-Regulated Commercial & Industrial Equipment | 10/28/2014 |  | 10/28/2014
Trane U.S. Inc. | Trane | WCD120B40*C* |  | HSP-A, Single-Package Heat Pum | Heat Pump | 460 | 3 |  |  |  | No Match |  | No Match | 117000 | 12720 | 9.2 | 8.9 |  | 9.2 | 119000 | 11460 | 3 | 3 | 61000 | 8840 | 2 | Non Federally-Regulated | 05/27/1993 |  | 09/02/1995
York International | York | BP078[C,E]***(2,4,5)* |  | HSP-A, Single-Package Heat Pum | Both Heat Pump and Electric Re | 460 | 3 |  |  |  |  | False | Single-Speed | 78000 | 7647 | 10.2 | 8.9 |  | 0 | 69000 | 6323 | 3.2 | 3 | 43000 | 5732 | 2.2 | Federally-Regulated Commercial & Industrial Equipment | 01/18/2008 |  | 02/24/2011
Carrier Corp. - Syracuse | Bryant Heating & Cooling Systems | 548J(P,E,T)24**********A |  | HSP-A, Single-Package Heat Pum | Heat Pump | 208 | 3 | False |  |  |  | True | Single-Speed | 232000 | 21886 | 10.6 | 10.4 |  |  | 220000 | 19538 | 3.3 | 3.2 |  |  |  | Federally-Regulated Commercial & Industrial Equipment | 11/30/2011 |  | 12/12/2012
York International | Fraser Johnston | BB-20[E54]***(T,W,X)* |  | HSP-A, Single-Package Heat Pum | Both Heat Pump and Electric Re | 460 | 3 |  |  |  |  | True | Single-Speed | 216000 | 22737 | 9.5 | 8.5 |  | 9.5 | 210000 | 19866 | 3.1 | 2.9 | 130000 | 19062 | 2 | Federally-Regulated Commercial & Industrial Equipment | 01/18/2008 |  | 01/24/2011
Carrier Corp. - Syracuse | Heil | RHS090H******** |  | HSP-A, Single-Package Heat Pum | Heat Pump | 230 | 3 | False |  |  |  | False | Single-Speed | 88000 | 7857 | 11.2 | 10.8 |  |  | 86000 | 7413 | 3.4 | 3.3 |  |  |  | Federally-Regulated Commercial & Industrial Equipment | 03/02/2012 |  | 12/12/2012
Carrier Corp. - Syracuse | Arcoaire | RHH102(H,L,S)******TA |  | HSP-A, Single-Package Heat Pum | Heat Pump | 575 | 3 | False |  |  |  | True | Single-Speed | 100000 | 8333 | 12 | 10.8 |  |  | 100000 | 8619 | 3.4 | 3.3 |  |  |  | Federally-Regulated Commercial & Industrial Equipment | 10/28/2014 |  | 10/28/2014
Carrier Corp. - Syracuse | Carrier | 38AQ0166 + 0166 + 0166 | 40RR054 | HRCU-A-CB, Split System: Heat | Heat Pump | 460 | 3 |  |  |  | No Match |  | No Match | 485102 | 64045 | 7.6 | 7.5 |  |  | 554117 | 52915 |  |  | 337211 | 43555 |  | Non Federally-Regulated | 08/30/1983 |  | 06/11/1985
McQuay International | McQuay International | DPS010AHHE4**-4 |  | HSP-A, Single-Package Heat Pum | Heat Pump | 460 | 3 | False |  |  |  | True | Variable-Speed | 120000 | 10000 | 12 | 10.8 |  |  | 118000 | 9124 | 3.8 | 3.3 |  |  |  | Federally-Regulated Commercial & Industrial Equipment | 03/02/2012 |  | 08/28/2012
Carrier Corp. - Syracuse | Carrier | 50TJQ01250/60 |  | HSP-A, Single-Package Heat Pum | Heat Pump | 208 | 3 |  |  |  | No Match |  | No Match | 112000 | 12444 | 9 | 8.9 |  | 9 | 105000 | 9924 | 3.1 | 3 | 53000 | 9134 | 1.7 | Federally-Regulated Commercial & Industrial Equipment | 05/22/2000 |  | 11/20/2000
Trane U.S. Inc. | Trane | WCH150A300A |  | HSP-A, Single-Package Heat Pum | Heat Pump | 230 | 3 |  |  |  | No Match |  | No Match | 150000 | 16130 | 9.3 |  |  |  | 132000 | 13300 | 2.9 |  | 70000 | 10790 | 1.9 | Non Federally-Regulated | 07/31/1992 |  | 03/31/1998
Lennox Industries Inc. | Armstrong | LHA240HN2* |  | HSP-A, Single-Package Heat Pum | Heat Pump | 230 | 3 |  |  |  | No Match |  | No Match | 220000 | 21568 | 10.2 | 8.5 |  | 11 | 220000 | 19533 | 3.3 | 2.9 | 118000 | 16463 | 2.1 | Federally-Regulated Commercial & Industrial Equipment | 02/05/2002 |  | 07/18/2002
Carrier Corp. | Carrier | 38AQ0166 + 0166 + 0126 | 40RR044 | HRCU-A-CB, Split System: Heat | Heat Pump | 460 | 3 |  |  |  | No Match |  | No Match | 420805 | 56160 | 7.5 |  |  | 8.1 | 496199 | 48260 | 2.9 |  | 294398 | 38800 | 2.2 | Voluntarily Certified | 01/23/1988 |  | 03/08/1996
York International | Luxaire | BADF-(T/W)090N*** |  | HSP-A, Single-Package Heat Pum | Heat Pump | 460 | 3 |  |  |  | No Match |  | No Match | 87000 | 9666 | 9 | 8.9 |  |  | 89000 | 8692 | 3 | 3 | 49000 | 7178 | 2 | Federally-Regulated Commercial & Industrial Equipment | 11/18/1999 |  | 04/13/2000
Trane U.S. Inc. | Trane Unitary Products Group | WC(D,H)150EWF*B |  | HSP-A, Single-Package Heat Pum | Both Heat Pump and Electric Re | 208 | 3 | False |  |  |  | False | Single-Speed | 170000 | 15454 | 11 | 10.4 |  |  | 176000 | 16119 | 3.2 | 3.2 |  |  |  | Federally-Regulated Commercial & Industrial Equipment | 03/02/2012 |  | 08/28/2012
Rheem Sales Company, Inc. | Addison Products | PHC7.5T-4K |  | HSP-A, Single-Package Heat Pum | Heat Pump | 460 | 3 |  |  |  | No Match |  | No Match | 93000 | 10300 | 9 |  |  |  | 93000 | 8960 |  |  | 51000 | 6990 |  | Non Federally-Regulated | 05/11/1988 |  | 03/15/1989
International Comfort Products | Comfortmaker | RYMA75F**** |  | HSP-A, Single-Package Heat Pum | Heat Pump | 460 | 3 |  |  |  | No Match |  | No Match | 91000 | 9784 | 9.3 | 8.9 |  | 10.4 | 90000 | 8508 | 3.1 | 3 | 48000 | 6862 | 2.1 | Federally-Regulated Commercial & Industrial Equipment | 03/31/1998 |  | 05/09/1998
Trane U.S. Inc. | Trane | WCH090A4OOA |  | HSP-A, Single-Package Heat Pum | Heat Pump | 460 | 3 |  |  |  | No Match |  | No Match | 85000 | 10240 | 8.3 | 8.2 |  |  | 82000 | 8580 |  |  | 39000 | 6010 |  | Non Federally-Regulated | 03/15/1989 |  | 10/10/1989
Coolair Corp. | Coolair | BH6G3A | EH6G3A | HRCU-A-CB, Split System: Heat | Heat Pump | 208 | 3 |  |  |  | No Match |  | No Match | 78300 | 8198 | 9.6 | 8.9 |  |  | 75400 | 6876 | 3.2 | 3 | 37300 | 4895 | 2.2 | Federally-Regulated Commercial & Industrial Equipment | 03/31/1998 |  | 05/09/1998
Carrier Corp. - Syracuse | Carrier | 50PQ0145 |  | HSP-A, Single-Package Heat Pum | Heat Pump | 230 | 3 |  |  |  | No Match |  | No Match | 145000 | 18100 | 8 |  |  |  | 143500 | 15200 |  |  | 81400 | 11700 |  | Non Federally-Regulated | 06/11/1985 |  | 03/15/1989
Carrier Corp. - Syracuse | Carrier | 50TJQ00751/61 |  | HSP-A, Single-Package Heat Pum | Heat Pump | 460 | 3 |  |  |  | No Match |  | No Match | 70000 | 7734 | 9.1 | 8.9 |  |  | 72000 | 6594 | 3.2 | 3 | 38000 | 5740 | 1.9 | Federally-Regulated Commercial & Industrial Equipment | 12/14/1998 |  | 08/17/1999
Trane U.S. Inc. | Trane | BWA240C3OOM | BW(H,V)240B3OOD | HRCU-A-CB, Split System: Heat | Heat Pump | 230 | 3 |  |  |  | No Match |  | No Match | 240000 | 29200 | 8.2 |  |  |  | 236000 | 24200 |  |  | 138000 | 20100 |  | Non Federally-Regulated | 03/15/1989 |  | 02/22/1990
York International | Fraser Johnston | BADF-T/W090N165/205 |  | HSP-A, Single-Package Heat Pum | Heat Pump | 208 | 3 |  |  |  | No Match |  | No Match | 87000 | 9666 | 9 | 8.9 |  |  | 89000 | 8694 | 3 | 3 | 49000 | 7180 | 2 | Federally-Regulated Commercial & Industrial Equipment | 02/03/1998 |  | 03/31/1998
York International | York | B1HN090N130/16525* |  | HSP-A, Single-Package Heat Pum | Heat Pump | 208 | 3 |  |  |  | No Match |  | No Match | 87000 | 9666 | 9 | 8.9 |  |  | 89000 | 8694 | 3 | 3 | 49000 | 7180 | 2 | Federally-Regulated Commercial & Industrial Equipment | 07/29/1998 |  | 08/07/1998
York International | York | BQ240[E72]***(2,4,5)* |  | HSP-A, Single-Package Heat Pum | Both Heat Pump and Electric Re | 208 | 3 |  |  |  |  | True | Single-Speed | 214000 | 22526 | 9.5 | 8.5 |  | 10.1 | 210000 | 19866 | 3.1 | 2.9 | 130000 | 19062 | 2 | Federally-Regulated Commercial & Industrial Equipment | 01/18/2008 |  | 01/24/2011
Lennox Industries Inc. | Lennox | CHP11-953-5W |  | HSP-A, Single-Package Heat Pum | Heat Pump | 200 | 3 |  |  |  | No Match |  | No Match | 89000 | 10840 | 8.2 | 8.2 |  |  | 90000 | 9450 |  |  | 46000 | 7570 |  | Non Federally-Regulated | 05/16/1984 |  | 06/11/1985
York International | Fraser Johnston | BA-20(C00/E18/E36)** |  | HSP-A, Single-Package Heat Pum | Both Heat Pump and Electric Re | 460 | 3 |  |  |  |  | True | Single-Speed | 226000 | 21942 | 10.3 | 8.5 |  | 10.2 | 218000 | 18803 | 3.4 | 2.9 | 129000 | 18014 | 2.1 | Federally-Regulated Commercial & Industrial Equipment | 02/11/2008 |  | 02/24/2011
Trane U.S. Inc. | American Standard, Inc. | WCD075A300A |  | HSP-A, Single-Package Heat Pum | Heat Pump | 230 | 3 |  |  |  | No Match |  | No Match | 71000 | 8300 | 8.6 | 8.2 |  |  | 71000 | 7170 |  |  | 33000 | 5090 |  | Non Federally-Regulated | 02/22/1990 |  | 07/31/1992
York International | Coleman | BA-15[E18,E36]***(T,W,X)* |  | HSP-A, Single-Package Heat Pum | Both Heat Pump and Electric Re | 230 | 3 |  |  |  |  | True | Single-Speed | 164000 | 16566 | 9.9 | 8.5 |  | 9.5 | 172000 | 15762 | 3.2 | 2.9 | 102000 | 14244 | 2.1 | Federally-Regulated Commercial & Industrial Equipment | 01/18/2008 |  | 02/24/2011
Trane U.S. Inc. | Trane | WCD180B40*E* |  | HSP-A, Single-Package Heat Pum | Heat Pump | 460 | 3 |  |  |  | No Match |  | No Match | 174000 | 19333 | 9 | 8.5 |  | 9.3 | 160000 | 15631 | 3 | 2.9 | 84000 | 11723 | 2.1 | Federally-Regulated Commercial & Industrial Equipment | 03/31/1998 |  | 05/09/1998
York International | Coleman | XA-08[C,E]***(T,W,X)* |  | HSP-A, Single-Package Heat Pum | Both Heat Pump and Electric Re | 575 | 3 |  |  |  |  | True | Single-Speed | 100000 | 9091 | 11 | 8.9 |  | 12.4 | 94000 | 7876 | 3.5 | 3 | 57000 | 7268 | 2.3 | Federally-Regulated Commercial & Industrial Equipment | 01/18/2008 |  | 01/09/2014
Carrier Corp. - Syracuse | Day & Night | CHS121(H,L,S)A* | FHS120(M,S)**A0* | HRCU-A-CB, Split System: Heat | Heat Pump | 460 | 3 |  |  |  |  | True | Single-Speed | 112000 | 10181 | 11 | 10.8 |  |  | 106000 | 9413 | 3.3 | 3.3 |  |  |  | Federally-Regulated Commercial & Industrial Equipment | 07/18/2013 |  | 10/28/2014
York International | Luxaire | BA-12[C,E]***(T,W,X)* |  | HSP-A, Single-Package Heat Pum | Both Heat Pump and Electric Re | 208 | 3 |  |  |  |  | False | Single-Speed | 144000 | 15484 | 9.3 | 8.5 |  | 9.7 | 142000 | 13433 | 3.1 | 2.9 | 91000 | 12708 | 2.1 | Federally-Regulated Commercial & Industrial Equipment | 01/18/2008 |  | 02/24/2011
Carrier Corp. - Syracuse | Carrier | 38AQS0165/6 | 40RMQ0165/6GC | HRCU-A-CB, Split System: Heat | Heat Pump | 460 | 3 |  |  |  | No Match |  | No Match | 172000 | 19545 | 8.8 | 8.5 |  |  | 164000 | 16017 | 3 | 2.9 | 0 | 0 | 0 | Federally-Regulated Commercial & Industrial Equipment | 10/06/1999 |  | 11/18/1999
McQuay International | McQuay International | DPS007AHHW4**-3 |  | HSP-A, Single-Package Heat Pum | Heat Pump | 460 | 3 | False |  |  |  | True | Variable-Speed | 88000 | 7154 | 12.3 | 10.8 |  |  | 78000 | 6245 | 3.7 | 3.3 |  |  |  | Federally-Regulated Commercial & Industrial Equipment | 08/28/2012 |  | 04/19/2013
Carrier Corp. - Syracuse | Comfortmaker | RHH(120,121)(H,L,S)******AA |  | HSP-A, Single-Package Heat Pum | Heat Pump | 230 | 3 | False |  |  |  | True | Single-Speed | 119000 | 9674 | 12.3 | 10.8 |  |  | 116000 | 9713 | 3.5 | 3.3 |  |  |  | Federally-Regulated Commercial & Industrial Equipment | 12/12/2012 |  | 10/28/2014
Carrier Corp. - Syracuse | Carrier | 38AQ0125 (2 UNITS) | 40RR024 | HRCU-A-CB, Split System: Heat | Heat Pump | 208 | 3 |  |  |  | No Match |  | No Match | 219150 | 25290 | 8.7 |  |  |  | 237068 | 23010 | 2.9 |  | 133440 | 18650 | 2.1 | Non Federally-Regulated | 07/31/1992 |  | 03/31/1998
Carrier Corp. - Syracuse | Bryant Heating & Cooling Systems | 549J(P,E,T)09*********(D,E)A |  | HSP-A, Single-Package Heat Pum | Heat Pump | 575 | 3 | False |  |  |  | True | Single-Speed | 100000 | 8333 | 12 | 10.8 |  |  | 100000 | 8619 | 3.4 | 3.3 |  |  |  | Federally-Regulated Commercial & Industrial Equipment | 10/28/2014 |  | 04/21/2015
Carrier Corp. - Syracuse | Tempstar | RHS090(L,S)******TA |  | HSP-A, Single-Package Heat Pum | Heat Pump | 575 | 3 | False |  |  |  | False | Single-Speed | 88000 | 7857 | 11.2 | 10.8 |  |  | 86000 | 7413 | 3.4 | 3.3 |  |  |  | Federally-Regulated Commercial & Industrial Equipment | 10/28/2014 |  | 10/28/2014
York International | Luxaire | BA-10C00*T/W/X***** |  | HSP-A, Single-Package Heat Pum | Heat Pump | 208 | 3 |  |  |  | No Match |  | No Match | 120000 | 11650 | 10.3 | 8.9 |  | 10 | 113000 | 10346 | 3.2 | 3 | 60000 | 7990 | 2.2 | Federally-Regulated Commercial & Industrial Equipment | 02/05/2002 |  | 07/18/2002
McQuay International | McQuay International | DPS007AHHG2**-3 |  | HSP-A, Single-Package Heat Pum | Heat Pump | 230 | 3 | False |  |  |  | True | Variable-Speed | 88000 | 7154 | 12.3 | 10.8 |  |  | 88000 | 6097 | 4.2 | 3.3 |  |  |  | Federally-Regulated Commercial & Industrial Equipment | 03/02/2012 |  | 08/28/2012
Carrier Corp. - Syracuse | Keeprite | RHS150(H,L,S)******TA |  | HSP-A, Single-Package Heat Pum | Heat Pump | 230 | 3 | False |  |  |  | False | Single-Speed | 142000 | 13396 | 10.6 | 10.4 |  |  | 142000 | 13005 | 3.2 | 3.2 |  |  |  | Federally-Regulated Commercial & Industrial Equipment | 10/28/2014 |  | 10/28/2014
Carrier Corp. - Syracuse | Tempstar | RHS150(H,L,S)******AA |  | HSP-A, Single-Package Heat Pum | Heat Pump | 230 | 3 | False |  |  |  | False | Single-Speed | 142000 | 13396 | 10.6 | 10.4 |  |  | 142000 | 13005 | 3.2 | 3.2 |  |  |  | Federally-Regulated Commercial & Industrial Equipment | 12/12/2012 |  | 10/28/2014
Rheem Sales Company, Inc. | Rheem | RPDC-100D* |  | HSP-A, Single-Package Heat Pum | Heat Pump | 460 | 3 |  |  |  | No Match |  | No Match | 120000 | 13665 | 8.8 |  |  |  | 126000 | 11875 | 3.1 |  | 67000 | 9345 | 2.1 | Non Federally-Regulated | 05/11/1988 |  | 03/15/1989
McQuay International | McQuay International | DPS010AHHE2*C-4 |  | HSP-A, Single-Package Heat Pum | Heat Pump | 230 | 3 | False |  |  |  | True | Variable-Speed | 120000 | 10000 | 12 | 10.8 |  |  | 118000 | 9124 | 3.8 | 3.3 |  |  |  | Federally-Regulated Commercial & Industrial Equipment | 03/02/2012 |  | 08/28/2012
Carrier Corp. - Syracuse | Carrier | 50TJQ00751/61 |  | HSP-A, Single-Package Heat Pum | Heat Pump | 460 | 3 |  |  |  | No Match |  | No Match | 70000 | 7777 | 9 | 8.9 |  |  | 72000 | 6592 | 3.2 | 3 | 38000 | 5859 | 1.9 | Federally-Regulated Commercial & Industrial Equipment | 11/18/1999 |  | 04/13/2000
Daikin Comfort Technologies Manufacturing, L.P. | Goodman | CPH090XXX*BXXX |  | HSP-A, Single-Package Heat Pum | Both Heat Pump and Electric Re | 208 | 3 | False |  |  |  | False | Single-Speed | 90000 | 7826 | 11.5 | 10.8 |  |  | 90000 | 7758 | 3.4 | 3.3 |  |  |  | Federally-Regulated Commercial & Industrial Equipment | 03/10/2011 |  | 04/19/2013
Carrier Corp. - Syracuse | Day & Night | RHS150(H,L,S)******TA |  | HSP-A, Single-Package Heat Pum | Heat Pump | 575 | 3 | False |  |  |  | False | Single-Speed | 142000 | 13396 | 10.6 | 10.4 |  |  | 142000 | 13005 | 3.2 | 3.2 |  |  |  | Federally-Regulated Commercial & Industrial Equipment | 12/12/2012 |  | 10/28/2014
Rheem Sales Company, Inc. | Weatherking | PHC7.5T-4 |  | HSP-A, Single-Package Heat Pum | Heat Pump | 460 | 3 |  |  |  | No Match |  | No Match | 93000 | 10333 | 9 | 8.9 |  | 9.9 | 93000 | 9085 | 3 | 3 | 51000 | 7117 | 2.1 | Federally-Regulated Commercial & Industrial Equipment | 03/31/1998 |  | 05/09/1998
Solar Oriented Environmental Systems | S.O.E.S.I. | SW-500 | SW-500* | HRCU-A-CB, Split System: Heat | Heat Pump | 230 | 1 |  |  |  | No Match |  | No Match | 66000 | 5175 | 11.5 | 8.2 |  |  | 62900 | 4719 | 3.9 |  | 37000 | 4471 | 2.4 | Non Federally-Regulated | 05/16/1984 |  | 06/11/1985
Carrier Corp. - Syracuse | Comfortmaker | RHH102(H,L,S)******TA |  | HSP-A, Single-Package Heat Pum | Heat Pump | 230 | 3 | False |  |  |  | True | Single-Speed | 100000 | 8333 | 12 | 10.8 |  |  | 100000 | 8619 | 3.4 | 3.3 |  |  |  | Federally-Regulated Commercial & Industrial Equipment | 10/28/2014 |  | 10/28/2014
York International | York | BP150C00A2/4/5***1* |  | HSP-A, Single-Package Heat Pum | Heat Pump | 460 | 3 |  |  |  | No Match |  | No Match | 144000 | 15483 | 9.3 | 8.5 |  | 11 | 142000 | 13421 | 3.1 | 2.9 | 91000 | 12696 | 2.1 | Federally-Regulated Commercial & Industrial Equipment | 07/19/2001 |  | 02/05/2002
Carrier Corp. | Carrier | 50PQ0145 | 40RR054 | HSP-A, Single-Package Heat Pum | Heat Pump | 208 | 3 |  |  |  | No Match |  | No Match | 439102 | 58045 | 8 |  |  |  | 489386 | 46625 | 2.7 | 2.5 | 81400 | 39895 | 2.2 | Non Federally-Regulated | 02/07/1988 |  | 07/27/1992
Trane U.S. Inc. | Trane Unitary Products Group | WC(D,H)150E4F*B |  | HSP-A, Single-Package Heat Pum | Both Heat Pump and Electric Re | 575 | 3 | False |  |  |  | False | Single-Speed | 146000 | 13272 | 11 | 10.4 |  |  | 146000 | 13371 | 3.2 | 3.2 |  |  |  | Federally-Regulated Commercial & Industrial Equipment | 03/02/2012 |  | 08/28/2012
Carrier Corp. - Syracuse | Airquest | RHH102(H,L,S)******TA |  | HSP-A, Single-Package Heat Pum | Heat Pump | 575 | 3 | False |  |  |  | True | Single-Speed | 100000 | 8333 | 12 | 10.8 |  |  | 100000 | 8619 | 3.4 | 3.3 |  |  |  | Federally-Regulated Commercial & Industrial Equipment | 12/12/2012 |  | 10/28/2014
Lennox Industries Inc. | Armstrong | LHA120H* |  | HSP-A, Single-Package Heat Pum | Heat Pump | 208 | 3 |  |  |  | No Match |  | No Match | 118000 | 11456 | 10.3 | 8.9 |  | 11.3 | 120000 | 10654 | 3.3 | 3 | 72000 | 10045 | 2.1 | Federally-Regulated Commercial & Industrial Equipment | 11/21/2001 |  | 07/18/2002
McQuay International | McQuay International | DPS012AHHG2*C-6 |  | HSP-A, Single-Package Heat Pum | Heat Pump | 208 | 3 | False |  |  |  | True | Variable-Speed | 144000 | 12203 | 11.8 | 10.4 |  |  | 135000 | 11810 | 3.4 | 3.2 |  |  |  | Federally-Regulated Commercial & Industrial Equipment | 08/28/2012 |  | 04/19/2013
Carrier Corp. - Syracuse | Comfortmaker | RHS090(L,S)******TA |  | HSP-A, Single-Package Heat Pum | Heat Pump | 575 | 3 | False |  |  |  | False | Single-Speed | 88000 | 7857 | 11.2 | 10.8 |  |  | 86000 | 7413 | 3.4 | 3.3 |  |  |  | Federally-Regulated Commercial & Industrial Equipment | 12/12/2012 |  | 10/28/2014
Carrier Corp. - Syracuse | Tempstar | RHS(181,183)(H,L,S)******AA |  | HSP-A, Single-Package Heat Pum | Heat Pump | 575 | 3 | False |  |  |  | True | Single-Speed | 172000 | 15925 | 10.8 | 10.4 |  |  | 220000 | 19538 | 3.3 | 3.2 |  |  |  | Federally-Regulated Commercial & Industrial Equipment | 12/12/2012 |  | 05/09/2013
York International | Fraser Johnston | EAHP-T120A | FBHP-S120A | HRCU-A-CB, Split System: Heat | Heat Pump | 230 | 3 |  |  |  | No Match |  | No Match | 118000 | 14390 | 8.2 | 8.2 |  |  | 129000 | 12602 |  |  | 76000 | 9281 |  | Non Federally-Regulated | 02/22/1990 |  | 07/31/1992
Rheem Sales Company, Inc. | Heil Quaker | NRHR92HP15A |  | HSP-A, Single-Package Heat Pum | Heat Pump | 208 | 3 |  |  |  | No Match |  | No Match | 92000 | 10500 | 8.8 | 8.2 |  |  | 94000 | 9160 |  |  | 52000 | 7190 |  | Non Federally-Regulated | 02/22/1990 |  | 07/31/1992
Carrier Corp. - Syracuse | Bryant Air Conditioning | 549BE/P/TX090000 |  | HSP-A, Single-Package Heat Pum | Heat Pump | 460 | 3 |  |  |  | No Match |  | No Match | 88000 | 8543 | 10.3 | 8.9 |  | 10.5 | 85000 | 7546 | 3.3 | 3 | 48000 | 6392 | 2.2 | Federally-Regulated Commercial & Industrial Equipment | 11/21/2001 |  | 03/21/2002
York International | Luxaire | BA-15[E54]***(T,W,X)* |  | HSP-A, Single-Package Heat Pum | Both Heat Pump and Electric Re | 208 | 3 |  |  |  |  | True | Single-Speed | 162000 | 16531 | 9.8 | 8.5 |  | 9.4 | 172000 | 15762 | 3.2 | 2.9 | 102000 | 9348 | 3.2 | Federally-Regulated Commercial & Industrial Equipment | 01/18/2008 |  | 02/24/2011
Evcon Industries, Inc. | Airpro | EABA-T/ W090 | F*EH090 | HRCU-A-CB, Split System: Heat | Heat Pump | 460 | 3 |  |  |  | No Match |  | No Match | 89000 | 9468 | 9.4 | 8.9 |  |  | 81000 | 7910 | 3 | 3 | 53000 | 7394 | 2.1 | Federally-Regulated Commercial & Industrial Equipment | 11/18/1999 |  | 05/23/2000
International Comfort Products | Kenmore | PH*120N2LA* |  | HSP-A, Single-Package Heat Pum | Heat Pump | 460 | 3 |  |  |  | No Match |  | No Match | 123000 | 13516 | 9.1 | 8.9 |  | 9.5 | 123000 | 11625 | 3.1 | 3 | 71000 | 10401 | 2 | Federally-Regulated Commercial & Industrial Equipment | 11/18/1999 |  | 04/13/2000
Trane U.S. Inc. | Trane | WCD120B300B |  | HSP-A, Single-Package Heat Pum | Heat Pump | 230 | 3 |  |  |  | No Match |  | No Match | 117000 | 12720 | 9.2 | 8.9 |  | 9.2 | 119000 | 11460 | 3 | 3 | 61000 | 8840 | 2 | Non Federally-Regulated | 07/02/1992 |  | 07/31/1992
York International | York | XP150[C,E]***(2,4,5)***6 |  | HSP-A, Single-Package Heat Pum | Both Heat Pump and Electric Re | 208 | 3 | False |  |  |  | True | Single-Speed | 150000 | 13636 | 11 | 10.4 |  |  | 135000 | 12364 | 3.2 | 3.2 |  |  |  | Federally-Regulated Commercial & Industrial Equipment | 01/09/2014 |  | 01/05/2015
Daikin Comfort Technologies Manufacturing, L.P. | Goodman | CPH090********A* |  | HSP-A, Single-Package Heat Pum | Both Heat Pump and Electric Re | 460 | 3 | False |  |  |  | False | Single-Speed | 90000 | 7826 | 11.5 | 10.8 |  |  | 90000 | 7757 | 3.4 | 3.3 |  |  |  | Federally-Regulated Commercial & Industrial Equipment | 03/02/2012 |  | 04/20/2015
Rheem Sales Company, Inc. | Weatherking | PHC11T-4 |  | HSP-A, Single-Package Heat Pum | Heat Pump | 460 | 3 |  |  |  | No Match |  | No Match | 120000 | 13400 | 9 | 8.9 |  | 10.3 | 126000 | 11875 | 3 | 3 | 67000 | 9345 | 2.1 | Non Federally-Regulated | 07/06/1992 |  | 07/31/1992
Trane U.S. Inc. | American Standard, Inc. | WCD120B400B |  | HSP-A, Single-Package Heat Pum | Heat Pump | 460 | 3 |  |  |  | No Match |  | No Match | 117000 | 12720 | 9.2 | 8.9 |  | 9.2 | 119000 | 11460 | 3 | 3 | 61000 | 8840 | 2 | Non Federally-Regulated | 07/02/1992 |  | 07/31/1992
Trane U.S. Inc. | General Electric | BWA240C4K | BWV240B | HRCU-A-CB, Split System: Heat | Heat Pump | 460 | 3 |  |  |  | No Match |  | No Match | 240000 | 29200 | 8.2 |  |  |  | 236000 | 24200 |  |  | 138000 | 20100 |  | Non Federally-Regulated | 08/29/1986 |  | 05/11/1988
Carrier Corp. - Syracuse | Tempstar | RHS(240)(H,L,S)******AA |  | HSP-A, Single-Package Heat Pum | Heat Pump | 460 | 3 | False |  |  |  | True | Single-Speed | 232000 | 21886 | 10.6 | 10.4 |  |  | 220000 | 19538 | 3.3 | 3.2 |  |  |  | Federally-Regulated Commercial & Industrial Equipment | 10/28/2014 |  | 10/28/2014
Trane U.S. Inc. | General Electric | BWC240A2 |  | HSP-A, Single-Package Heat Pum | Heat Pump | 200 | 3 |  |  |  | No Match |  | No Match | 234000 | 29000 | 8.1 |  |  |  | 224000 | 24000 | 2.7 |  | 116000 | 18400 | 1.8 | Non Federally-Regulated | 06/11/1985 |  | 05/11/1988
York International | Fraser Johnston | BACB-W090A |  | HSP-A, Single-Package Heat Pum | Heat Pump | 460 | 3 |  |  |  | No Match |  | No Match | 87000 | 9886 | 8.8 |  |  |  | 88000 | 8597 |  |  | 47000 | 6888 |  | Non Federally-Regulated | 05/11/1988 |  | 03/15/1989
Carrier Corp. - Syracuse | Comfortmaker | RHH102(H,L,S)******AA |  | HSP-A, Single-Package Heat Pum | Heat Pump | 230 | 3 | False |  |  |  | True | Single-Speed | 100000 | 8333 | 12 | 10.8 |  |  | 100000 | 8619 | 3.4 | 3.3 |  |  |  | Federally-Regulated Commercial & Industrial Equipment | 10/28/2014 |  | 10/28/2014
International Comfort Products | Tempstar | PHE090S***** |  | HSP-A, Single-Package Heat Pum | Heat Pump | 575 | 3 |  |  |  | No Match |  | No Match | 87000 | 8613 | 10.1 | 8.9 |  |  | 83000 | 7599 | 3.2 | 3 | 47000 | 6259 | 2.2 | Federally-Regulated Commercial & Industrial Equipment | 03/21/2002 |  | 09/25/2002
Carrier Corp. - Syracuse | Tempstar | RHS150(H,L,S)******AA |  | HSP-A, Single-Package Heat Pum | Heat Pump | 575 | 3 | False |  |  |  | False | Single-Speed | 142000 | 13396 | 10.6 | 10.4 |  |  | 142000 | 13005 | 3.2 | 3.2 |  |  |  | Federally-Regulated Commercial & Industrial Equipment | 10/28/2014 |  | 10/28/2014
Carrier Corp. - Syracuse | Heil | CHS072(H,L,S)A* | FHS072(M,S,K)A*A* | HRCU-A-CB, Split System: Heat | Heat Pump | 575 | 3 |  |  |  |  | True | Single-Speed | 70000 | 6363 | 11 | 10.8 |  |  | 66000 | 5861 | 3.3 | 3.3 |  |  |  | Federally-Regulated Commercial & Industrial Equipment | 03/10/2011 |  | 12/12/2012
Carrier Corp. - Syracuse | Arcoaire | RHH090(H,L,S)******AA |  | HSP-A, Single-Package Heat Pum | Heat Pump | 230 | 3 | False |  |  |  | True | Single-Speed | 90000 | 7438 | 12.1 | 10.8 |  |  | 84000 | 7033 | 3.5 | 3.3 |  |  |  | Federally-Regulated Commercial & Industrial Equipment | 10/28/2014 |  | 10/28/2014
Trane U.S. Inc. | American Standard, Inc. | BWA090C300M | BWE090C300G | HRCU-A-CB, Split System: Heat | Heat Pump | 230 | 3 |  |  |  | No Match |  | No Match | 90000 | 10200 | 8.8 | 8.2 |  |  | 86000 | 8790 |  |  | 44500 | 7150 |  | Non Federally-Regulated | 02/22/1990 |  | 07/31/1992
International Comfort Products | Airquest | NRHR92HP15B |  | HSP-A, Single-Package Heat Pum | Heat Pump | 208 | 3 |  |  |  | No Match |  | No Match | 93000 | 10333 | 9 | 8.9 |  | 9.9 | 93000 | 9085 | 3 | 3 | 51000 | 7117 | 2.1 | Federally-Regulated Commercial & Industrial Equipment | 12/14/1998 |  | 08/17/1999
Carrier Corp. - Syracuse | Carrier | 38AQ0346 | 40RR028 | HSP-A, Single-Package Heat Pum | Heat Pump | 460 | 3 |  |  |  | No Match |  | No Match | 279345 | 31383 | 8.2 | 8.2 |  |  | 316000 | 33057 |  |  | 65000 | 9200 |  | Non Federally-Regulated | 06/11/1985 |  | 08/29/1986
York International | Fraser Johnston | BADF-T/W090N165/205 |  | HSP-A, Single-Package Heat Pum | Heat Pump | 208 | 3 |  |  |  | No Match |  | No Match | 87000 | 9666 | 9 | 8.9 |  |  | 89000 | 8692 | 3 | 3 | 49000 | 7178 | 2 | Federally-Regulated Commercial & Industrial Equipment | 11/18/1999 |  | 04/13/2000
Carrier Corp. - Syracuse | Arcoaire | RHS090(L,S)******** |  | HSP-A, Single-Package Heat Pum | Heat Pump | 460 | 3 | False |  |  |  | False | Single-Speed | 88000 | 7857 | 11.2 | 10.8 |  |  | 86000 | 7413 | 3.4 | 3.3 |  |  |  | Federally-Regulated Commercial & Industrial Equipment | 03/02/2012 |  | 12/12/2012
Inter-City Products Corp. | Airquest | NRHR10LP30B |  | HSP-A, Single-Package Heat Pum | Heat Pump | 460 | 3 |  |  |  | No Match |  | No Match | 120000 | 13483 | 8.9 | 8.9 |  | 10.3 | 126000 | 12309 | 3 | 3 | 67000 | 9350 | 2.1 | Federally-Regulated Commercial & Industrial Equipment | 06/11/1997 |  | 09/02/1997
Carrier Corp. - Syracuse | Bryant Heating & Cooling Systems | 548J(P,E,T)17*********(A,B)A |  | HSP-A, Single-Package Heat Pum | Heat Pump | 230 | 3 | False |  |  |  | True | Single-Speed | 172000 | 15925 | 10.8 | 10.4 |  |  | 166000 | 14742 | 3.3 | 3.2 |  |  |  | Federally-Regulated Commercial & Industrial Equipment | 12/12/2012 |  | 05/09/2013
Carrier Corp. - Syracuse | Tempstar | RHS(243)(H,L,S)******AA |  | HSP-A, Single-Package Heat Pum | Heat Pump | 208 | 3 | False |  |  |  | True | Single-Speed | 232000 | 21886 | 10.6 | 10.4 |  |  | 220000 | 19538 | 3.3 | 3.2 |  |  |  | Federally-Regulated Commercial & Industrial Equipment | 10/28/2014 |  | 10/28/2014
International Comfort Products | Heil | PH*090N2HA* |  | HSP-A, Single-Package Heat Pum | Heat Pump | 208 | 3 |  |  |  | No Match |  | No Match | 91000 | 9784 | 9.3 | 8.9 |  | 10.4 | 90000 | 8508 | 3.1 | 3 | 48000 | 6862 | 2.1 | Federally-Regulated Commercial & Industrial Equipment | 03/31/1998 |  | 05/09/1998
Trane U.S. Inc. | American Standard, Inc. | WCH180B40*E* |  | HSP-A, Single-Package Heat Pum | Heat Pump | 230 | 3 |  |  |  | No Match |  | No Match | 176000 | 18924 | 9.3 | 8.5 |  | 9.5 | 160000 | 16169 | 2.9 | 2.9 | 82000 | 12016 | 2 | Federally-Regulated Commercial & Industrial Equipment | 03/31/1998 |  | 05/09/1998
York International | York | B1HN090N130/16525/46 |  | HSP-A, Single-Package Heat Pum | Heat Pump | 208 | 3 |  |  |  | No Match |  | No Match | 87000 | 9666 | 9 | 8.9 |  |  | 89000 | 8694 | 3 | 3 | 49000 | 7180 | 2 | Federally-Regulated Commercial & Industrial Equipment | 03/31/1998 |  | 05/09/1998
Carrier Corp. - Syracuse | Tempstar | RHS(240,243)(H,L,S)******AA |  | HSP-A, Single-Package Heat Pum | Heat Pump | 230 | 3 | False |  |  |  | True | Single-Speed | 232000 | 21886 | 10.6 | 10.4 |  |  | 220000 | 19538 | 3.3 | 3.2 |  |  |  | Federally-Regulated Commercial & Industrial Equipment | 12/12/2012 |  | 04/21/2014
Carrier Corp. - Syracuse | Heil | RHS072(H,L,S)******** |  | HSP-A, Single-Package Heat Pum | Heat Pump | 230 | 3 | False |  |  |  | False | Single-Speed | 70000 | 6306 | 11.1 | 10.8 |  |  | 67000 | 5950 | 3.3 | 3.3 |  |  |  | Federally-Regulated Commercial & Industrial Equipment | 11/30/2011 |  | 10/28/2014
Carrier Corp. - Syracuse | Comfortmaker | RHS(240)(H,L,S)******AA |  | HSP-A, Single-Package Heat Pum | Heat Pump | 230 | 3 | False |  |  |  | True | Single-Speed | 232000 | 21886 | 10.6 | 10.4 |  |  | 220000 | 19538 | 3.3 | 3.2 |  |  |  | Federally-Regulated Commercial & Industrial Equipment | 10/28/2014 |  | 10/28/2014
Carrier Corp. - Syracuse | Comfortmaker | RHH102(H,L,S)******** |  | HSP-A, Single-Package Heat Pum | Heat Pump | 208 | 3 | False |  |  |  | True | Single-Speed | 100000 | 8333 | 12 | 10.8 |  |  | 100000 | 8619 | 3.4 | 3.3 |  |  |  | Federally-Regulated Commercial & Industrial Equipment | 11/30/2011 |  | 04/19/2013
Carrier Corp. - Syracuse | Carrier | 38AQ0345 | 40RR028 | HRCU-A-CB, Split System: Heat | Heat Pump | 208 | 3 |  |  |  | No Match |  | No Match | 279345 | 31383 | 8.2 |  |  |  | 316000 | 33057 |  |  | 176000 | 24549 |  | Non Federally-Regulated | 08/29/1986 |  | 05/11/1988
York International | Luxaire | BA-20(C00/E18/E36)** |  | HSP-A, Single-Package Heat Pum | Both Heat Pump and Electric Re | 575 | 3 |  |  |  |  | True | Single-Speed | 226000 | 21942 | 10.3 | 8.5 |  | 10.2 | 218000 | 18803 | 3.4 | 2.9 | 129000 | 18014 | 2.1 | Federally-Regulated Commercial & Industrial Equipment | 02/11/2008 |  | 02/24/2011
Rheem Sales Company, Inc. | Ruud | UPDC-075D |  | HSP-A, Single-Package Heat Pum | Heat Pump | 460 | 3 |  |  |  | No Match |  | No Match | 93000 | 10333 | 9 | 8.9 |  | 9.9 | 93000 | 9085 | 3 | 3 | 51000 | 7117 | 2.1 | Federally-Regulated Commercial & Industrial Equipment | 12/14/1998 |  | 08/18/1999
Goettl | American Best | HP902E-4 |  | HSP-A, Single-Package Heat Pum | Heat Pump | 460 | 3 |  |  |  | No Match |  | No Match | 94000 | 9900 | 9.5 | 8.9 |  |  | 96000 | 9345 | 3 | 3 | 50000 | 7280 | 2 | Federally-Regulated Commercial & Industrial Equipment | 07/24/1995 |  | 09/02/1995
Rheem Sales Company, Inc. | Rheem | RJKB-A120C |  | HSP-A, Single-Package Heat Pum | Heat Pump | 230 | 3 |  |  |  | No Match |  | No Match | 117000 | 12580 | 9.3 | 8.9 |  | 9.2 | 118000 | 11524 | 3 | 3 | 63500 | 9302 | 2 | Federally-Regulated Commercial & Industrial Equipment | 11/18/1999 |  | 04/13/2000
York International | Coleman | BA-06[C,E]***(T,W,X)* |  | HSP-A, Single-Package Heat Pum | Both Heat Pump and Electric Re | 208 | 3 |  |  |  |  | False | Single-Speed | 78000 | 7647 | 10.2 | 8.9 |  | 0 | 69000 | 6323 | 3.2 | 3 | 43000 | 5732 | 2.2 | Federally-Regulated Commercial & Industrial Equipment | 01/18/2008 |  | 02/24/2011
Carrier Corp. - Syracuse | Airquest | RHS(240,243)(H,L,S)******** |  | HSP-A, Single-Package Heat Pum | Heat Pump | 208 | 3 | False |  |  |  | True | Single-Speed | 232000 | 21886 | 10.6 | 10.4 |  |  | 220000 | 19538 | 3.3 | 3.2 |  |  |  | Federally-Regulated Commercial & Industrial Equipment | 11/30/2011 |  | 12/12/2012
Carrier Corp. - Syracuse | Day & Night | RHS(243)(H,L,S)******AA |  | HSP-A, Single-Package Heat Pum | Heat Pump | 460 | 3 | False |  |  |  | True | Single-Speed | 232000 | 21886 | 10.6 | 10.4 |  |  | 220000 | 19538 | 3.3 | 3.2 |  |  |  | Federally-Regulated Commercial & Industrial Equipment | 04/21/2014 |  | 10/28/2014
Carrier Corp. - Syracuse | Tempstar | CHS072(H,L,S)A* | FHS072(M,S,K)A*A* | HRCU-A-CB, Split System: Heat | Heat Pump | 230 | 3 |  |  |  |  | True | Single-Speed | 70000 | 6363 | 11 | 10.8 |  |  | 66000 | 5861 | 3.3 | 3.3 |  |  |  | Federally-Regulated Commercial & Industrial Equipment | 03/10/2011 |  | 12/12/2012
Rheem Sales Company, Inc. | Tempstar | NRHR92LP15A |  | HSP-A, Single-Package Heat Pum | Heat Pump | 460 | 3 |  |  |  | No Match |  | No Match | 92000 | 10500 | 8.8 | 8.3 |  |  | 94000 | 9160 | 2.9 | 2.8 | 52000 | 7190 | 2 | Non Federally-Regulated | 09/17/1991 |  | 07/27/1992
York International | Fraser Johnston | BADF-T/W090N165/205 |  | HSP-A, Single-Package Heat Pum | Heat Pump | 460 | 3 |  |  |  | No Match |  | No Match | 87000 | 9666 | 9 | 8.9 |  |  | 89000 | 8694 | 3 | 3 | 49000 | 7180 | 2 | Federally-Regulated Commercial & Industrial Equipment | 02/03/1998 |  | 03/31/1998
Carrier Corp. - Syracuse | Carrier | 38AQS0165/6 | 40RMQ0165/6GC | HRCU-A-CB, Split System: Heat | Heat Pump | 208 | 3 |  |  |  | No Match |  | No Match | 172000 | 19545 | 8.8 | 8.5 |  |  | 164000 | 16017 | 3 | 2.9 | 0 | 0 | 0 | Federally-Regulated Commercial & Industrial Equipment | 10/06/1999 |  | 11/18/1999
Rheem Sales Company, Inc. | Tempstar | NCHR20L001B | NEPR20M050A | HRCU-A-CB, Split System: Heat | Heat Pump | 460 | 3 |  |  |  | No Match |  | No Match | 234000 | 28540 | 8.2 |  |  |  | 234000 | 24490 | 2.8 | 2.5 | 119000 | 17430 | 2 | Non Federally-Regulated | 03/07/1988 |  | 02/22/1990
International Comfort Products | Arcoaire | RYMA10F**** |  | HSP-A, Single-Package Heat Pum | Heat Pump | 460 | 3 |  |  |  | No Match |  | No Match | 123000 | 13516 | 9.1 | 8.9 |  | 9.5 | 123000 | 11628 | 3.1 | 3 | 71000 | 10404 | 2 | Federally-Regulated Commercial & Industrial Equipment | 03/31/1998 |  | 05/09/1998
Carrier Corp. - Syracuse | Carrier | 38AQS0165/6 | 40RMQ0165/6GC | HRCU-A-CB, Split System: Heat | Heat Pump | 460 | 3 |  |  |  | No Match |  | No Match | 172000 | 19545 | 8.8 | 8.5 |  | 9.9 | 164000 | 16021 | 3 | 2.9 | 94000 | 12522 | 2.2 | Federally-Regulated Commercial & Industrial Equipment | 03/31/1998 |  | 05/09/1998
Trane U.S. Inc. | American Standard, Inc. | WCD180B30*E* |  | HSP-A, Single-Package Heat Pum | Heat Pump | 230 | 3 |  |  |  | No Match |  | No Match | 174000 | 19333 | 9 | 8.5 |  | 9.3 | 160000 | 15631 | 3 | 2.9 | 84000 | 11723 | 2.1 | Federally-Regulated Commercial & Industrial Equipment | 03/31/1998 |  | 05/09/1998
Carrier Corp. - Syracuse | Keeprite | RHH072(H,L,S)0******A |  | HSP-A, Single-Package Heat Pum | Heat Pump | 230 | 3 | False |  |  |  | True | Single-Speed | 72000 | 6000 | 12 | 10.8 |  |  | 70000 | 6033 | 3.4 | 3.3 |  |  |  | Federally-Regulated Commercial & Industrial Equipment | 03/10/2011 |  | 04/19/2013
Trane U.S. Inc. | Trane | WCD120A300A |  | HSP-A, Single-Package Heat Pum | Heat Pump | 230 | 3 |  |  |  | No Match |  | No Match | 117000 | 13000 | 9 | 8.9 |  |  | 119000 | 11460 | 3 | 3 | 61000 | 8840 | 2 | Non Federally-Regulated | 07/31/1992 |  | 03/31/1998
Carrier Corp. - Syracuse | Carrier Corp. | 50HCQ*08***(5,6,1)A***(A,C,D,F)* |  | HSP-A, Single-Package Heat Pum | Heat Pump | 460 | 3 | False |  |  |  | True | Single-Speed | 90000 | 7438 | 12.1 | 10.8 |  |  | 84000 | 7033 | 3.5 | 3.3 |  |  |  | Federally-Regulated Commercial & Industrial Equipment | 12/12/2012 |  | 10/28/2014
Rheem Sales Company, Inc. | Ruud | UPDA-100E,F |  | HSP-A, Single-Package Heat Pum | Heat Pump | 208 | 3 |  |  |  | No Match |  | No Match | 118000 | 14390 | 8.2 | 8.2 |  |  | 122000 | 13243 | 2.7 |  | 62000 | 18172 | 1 | Non Federally-Regulated | 06/11/1985 |  | 05/11/1988
Carrier Corp. - Syracuse | Keeprite | RHS(181,183)(H,L,S)******AA |  | HSP-A, Single-Package Heat Pum | Heat Pump | 575 | 3 | False |  |  |  | True | Single-Speed | 172000 | 15925 | 10.8 | 10.4 |  |  | 220000 | 19538 | 3.3 | 3.2 |  |  |  | Federally-Regulated Commercial & Industrial Equipment | 05/09/2013 |  | 08/28/2014
Daikin Comfort Technologies Manufacturing, L.P. | Goodman | CPH120********A* |  | HSP-A, Single-Package Heat Pum | Both Heat Pump and Electric Re | 460 | 3 | False |  |  |  | False | Single-Speed | 115000 | 10360 | 11.1 | 10.8 |  |  | 116000 | 9999 | 3.4 | 3.3 |  |  |  | Federally-Regulated Commercial & Industrial Equipment | 01/09/2014 |  | 04/21/2015
Trane U.S. Inc. | General Electric | BWA240C3J | BWH240A | HRCU-A-CB, Split System: Heat | Heat Pump | 230 | 3 |  |  |  | No Match |  | No Match | 234000 | 30100 | 7.8 |  |  |  | 224000 | 24700 | 2.7 |  | 116000 | 19700 | 1.7 | Non Federally-Regulated | 05/16/1984 |  | 06/11/1985
Carrier Corp. - Syracuse | Keeprite | CHS180(H,L,S)D* | FHS180(M,S,H,L)A*A* | HRCU-A-CB, Split System: Heat | Heat Pump | 460 | 3 |  |  |  |  | True | Single-Speed | 178000 | 16792 | 10.6 | 10.4 |  |  | 178000 | 15343 | 3.4 | 3.2 |  |  |  | Federally-Regulated Commercial & Industrial Equipment | 03/10/2011 |  | 12/12/2012
International Comfort Products | Airquest | NCHR91H001C | NEMR10M030A | HRCU-A-CB, Split System: Heat | Heat Pump | 208 | 3 |  |  |  | No Match |  | No Match | 92000 | 9583 | 9.6 | 8.9 |  |  | 88000 | 8059 | 3.2 | 3 | 48000 | 6699 | 2.1 | Federally-Regulated Commercial & Industrial Equipment | 12/14/1998 |  | 08/18/1999
Rheem Sales Company, Inc. | Weatherking | WJKB-A120C |  | HSP-A, Single-Package Heat Pum | Heat Pump | 230 | 3 |  |  |  | No Match |  | No Match | 117000 | 12717 | 9.2 | 8.9 |  | 9.1 | 118000 | 11524 | 3 | 3 | 63500 | 9302 | 2 | Federally-Regulated Commercial & Industrial Equipment | 11/21/2001 |  | 07/18/2002
York International | Johnson Controls | J07PCC00A*(2,4,5)***** | J07NCC00*(5,6)****** | HRCU-A-CB, Split System: Heat | Heat Pump | 208 | 3 |  |  |  |  | True | Single-Speed | 92000 | 8364 | 11 | 8.9 |  |  | 82000 | 7287 | 3.3 | 3 |  |  |  | Federally-Regulated Commercial & Industrial Equipment | 07/16/2009 |  | 01/09/2014
AAON, Inc. | Aaon | RG-07-3-A0-***:* |  | HSP-A, Single-Package Heat Pum | Heat Pump | 460 | 3 |  |  |  | No Match |  | No Match | 95200 | 10544 | 9 | 8.9 |  |  | 99600 | 8309 | 3.5 | 3 | 58838 | 7230 | 2.4 | Federally-Regulated Commercial & Industrial Equipment | 12/11/1995 |  | 04/07/1996
Carrier Corp. - Syracuse | Heil | CHS180(H,L,S)D* | FHS180(M,S,H,L)A*A* | HRCU-A-CB, Split System: Heat | Heat Pump | 575 | 3 |  |  |  |  | True | Single-Speed | 178000 | 16792 | 10.6 | 10.4 |  |  | 178000 | 15343 | 3.4 | 3.2 |  |  |  | Federally-Regulated Commercial & Industrial Equipment | 03/10/2011 |  | 12/12/2012
Trane U.S. Inc. | American Standard, Inc. | WS(D,H)150E(3,4,W)R0****0 |  | HSP-A, Single-Package Heat Pum | Heat Pump | 460 | 3 | False |  |  |  | False | Single-Speed | 146000 | 13773 | 10.6 | 10.4 |  |  | 136000 | 12455 | 3.2 | 3.2 |  |  |  | Federally-Regulated Commercial & Industrial Equipment | 12/12/2012 |  | 08/28/2014
Carrier Corp. - Syracuse | Bryant Air Conditioning | 549BE/P/TX090000AK |  | HSP-A, Single-Package Heat Pum | Heat Pump | 208 | 3 |  |  |  | No Match |  | No Match | 88000 | 8543 | 10.3 | 8.9 |  | 10.5 | 85000 | 7546 | 3.3 | 3 | 48000 | 6392 | 2.2 | Federally-Regulated Commercial & Industrial Equipment | 03/21/2002 |  | 07/18/2002
York International | York | B1CH240A/E***25/46/58 |  | HSP-A, Single-Package Heat Pum | Heat Pump | 575 | 3 |  |  |  | No Match |  | No Match | 222000 | 26117 | 8.5 | 8.5 |  | 8 | 226000 | 22078 | 3 | 2.9 | 120000 | 17584 | 2 | Federally-Regulated Commercial & Industrial Equipment | 10/02/1998 |  | 10/06/1999
Trane U.S. Inc. | American Standard, Inc. | WCH120B30*C* |  | HSP-A, Single-Package Heat Pum | Heat Pump | 230 | 3 |  |  |  | No Match |  | No Match | 124000 | 12920 | 9.6 | 8.9 |  | 9.8 | 110000 | 10740 | 3 | 3 | 59000 | 8640 | 2 | Non Federally-Regulated | 05/27/1993 |  | 09/02/1995
BDP Co. | Day & Night | 542DE090 | 40RR054 | HSP-A, Single-Package Heat Pum | Heat Pump | 460 | 3 |  |  |  | No Match |  | No Match | 87000 | 59372 | 8.5 | 8.2 |  |  | 89000 | 8800 |  |  | 49000 | 7300 |  | Non Federally-Regulated | 06/11/1985 |  | 08/29/1986
Carrier Corp. - Syracuse | Day & Night | RHH090(H,L,S)******TA |  | HSP-A, Single-Package Heat Pum | Heat Pump | 208 | 3 | False |  |  |  | True | Single-Speed | 90000 | 7438 | 12.1 | 10.8 |  |  | 84000 | 7033 | 3.5 | 3.3 |  |  |  | Federally-Regulated Commercial & Industrial Equipment | 10/28/2014 |  | 10/28/2014
Lennox Industries Inc. | Lennox | CHP11-1853-1Q |  | HSP-A, Single-Package Heat Pum | Heat Pump | 230 | 3 |  |  |  | No Match |  | No Match | 180000 | 22000 | 8.2 |  |  |  | 185000 | 19300 |  |  | 108000 | 15200 |  | Non Federally-Regulated | 05/16/1984 |  | 06/11/1985
York International | Evcon | PH240C00A*(2,4,5)***** | NH240C00*(5,6)****** | HRCU-A-CB, Split System: Heat | Heat Pump | 230 | 3 |  |  |  |  | True | Single-Speed | 238000 | 22453 | 10.6 | 8.5 |  |  | 216000 | 19195 | 3.3 | 2.9 |  |  |  | Federally-Regulated Commercial & Industrial Equipment | 07/16/2009 |  | 01/24/2011
Lennox Industries Inc. | Lennox | CHP16-953-3Y |  | HSP-A, Single-Package Heat Pum | Heat Pump | 208 | 3 |  |  |  | No Match |  | No Match | 88000 | 10602 | 8.3 |  |  |  | 88000 | 8713 | 2.9 | 2.5 | 43000 | 6633 | 1.9 | Non Federally-Regulated | 05/09/1990 |  | 07/27/1992
Carrier Corp. - Syracuse | Keeprite | RHS(181,183)(H,L,S)******TA |  | HSP-A, Single-Package Heat Pum | Heat Pump | 208 | 3 | False |  |  |  | True | Single-Speed | 172000 | 15925 | 10.8 | 10.4 |  |  | 220000 | 19538 | 3.3 | 3.2 |  |  |  | Federally-Regulated Commercial & Industrial Equipment | 05/09/2013 |  | 08/28/2014
York International | York | E3FB090A25,46 | F3EH090A33 | HRCU-A-CB, Split System: Heat | Heat Pump | 208 | 3 |  |  |  |  | True | Single-Speed | 83000 | 9222 | 9 | 8.9 |  | 0 | 78000 | 7625 | 3 | 3 | 48000 | 6120 | 2.3 | Federally-Regulated Commercial & Industrial Equipment | 01/18/2008 |  | 02/24/2011
McQuay International | McQuay International | DPS007AHHW2**-4 |  | HSP-A, Single-Package Heat Pum | Heat Pump | 208 | 3 | False |  |  |  | True | Variable-Speed | 89000 | 7177 | 12.4 | 10.8 |  |  | 89000 | 6108 | 4.3 | 3.3 |  |  |  | Federally-Regulated Commercial & Industrial Equipment | 03/02/2012 |  | 08/28/2012
Carrier Corp. - Syracuse | Carrier | 50PQ0165 |  | HSP-A, Single-Package Heat Pum | Heat Pump | 208 | 3 |  |  |  | No Match |  | No Match | 178000 | 21000 | 8.5 |  |  |  | 180000 | 17500 |  |  | 103000 | 14300 |  | Non Federally-Regulated | 05/16/1984 |  | 06/11/1985
Carrier Corp. - Syracuse | Carrier Corp. | 38AUQA12A0*(5,6,1)A* | 40RUQA12T*A(3,5,6,1)A* | HRCU-A-CB, Split System: Heat | Heat Pump | 575 | 3 |  |  |  |  | True | Single-Speed | 112000 | 10181 | 11 | 10.8 |  |  | 106000 | 9413 | 3.3 | 3.3 |  |  |  | Federally-Regulated Commercial & Industrial Equipment | 06/17/2013 |  | 04/20/2015
Trane U.S. Inc. | Trane | WCD150A300A |  | HSP-A, Single-Package Heat Pum | Heat Pump | 230 | 3 |  |  |  | No Match |  | No Match | 146000 | 16040 | 9.1 |  |  |  | 136000 | 13280 | 3 |  | 72000 | 10040 | 2.1 | Non Federally-Regulated | 07/31/1992 |  | 03/31/1998
Carrier Corp. - Syracuse | Arcoaire | RHS18*(H,L,S)0******A |  | HSP-A, Single-Package Heat Pum | Heat Pump | 230 | 3 | False |  |  |  | True | Single-Speed | 172000 | 15925 | 10.8 | 10.4 |  |  | 166000 | 14743 | 3.3 | 3.2 |  |  |  | Federally-Regulated Commercial & Industrial Equipment | 03/10/2011 |  | 12/12/2012
Goettl | Goettl | GBHP 662AT-3 |  | HSP-A, Single-Package Heat Pum | Heat Pump | 230 | 3 |  |  |  | No Match |  | No Match | 66000 | 8000 | 8.3 |  |  |  | 66000 | 6670 |  |  | 35600 | 5795 |  | Non Federally-Regulated | 05/11/1988 |  | 03/15/1989
Carrier Corp. - Syracuse | Day & Night | RHH(120,121)(H,L,S)******AA |  | HSP-A, Single-Package Heat Pum | Heat Pump | 230 | 3 | False |  |  |  | True | Single-Speed | 119000 | 9674 | 12.3 | 10.8 |  |  | 116000 | 9713 | 3.5 | 3.3 |  |  |  | Federally-Regulated Commercial & Industrial Equipment | 12/12/2012 |  | 10/28/2014
York International | Coleman | PJ180C00A*(2,4,5)***** | NJ180C00*(5,6)****** | HRCU-A-CB, Split System: Heat | Heat Pump | 230 | 3 |  |  |  |  | True | Single-Speed | 180000 | 16981 | 10.6 | 8.5 |  |  | 168000 | 14490 | 3.4 | 2.9 |  |  |  | Federally-Regulated Commercial & Industrial Equipment | 07/16/2009 |  | 06/14/2011
AAON, Inc. | Aaon | RG-24-3-A0-***:* |  | HSP-A, Single-Package Heat Pum | Heat Pump | 460 | 3 |  |  |  | No Match |  | No Match | 68000 | 7157 | 9.5 | 8.9 |  | 9.1 | 72000 | 6206 | 3.4 | 3 | 36000 | 5495 | 2.1 | Voluntarily Certified | 12/11/1995 |  | 04/07/1996
York International | Fraser Johnston | XA-08[C,E]***(T,W,X)* |  | HSP-A, Single-Package Heat Pum | Both Heat Pump and Electric Re | 208 | 3 |  |  |  |  | True | Single-Speed | 100000 | 9091 | 11 | 8.9 |  | 12.4 | 94000 | 7876 | 3.5 | 3 | 57000 | 7268 | 2.3 | Federally-Regulated Commercial & Industrial Equipment | 01/18/2008 |  | 01/09/2014
York International | Fraser Johnston | XA-06[C,E]***(T,W,X)***6 |  | HSP-A, Single-Package Heat Pum | Both Heat Pump and Electric Re | 230 | 3 | False |  |  |  | True | Single-Speed | 78000 | 6782 | 11.5 | 10.8 |  |  | 75000 | 6561 | 3.4 | 3.3 |  |  |  | Federally-Regulated Commercial & Industrial Equipment | 04/19/2013 |  | 01/09/2014
Carrier Corp. - Syracuse | Airquest | RHS090H******TA |  | HSP-A, Single-Package Heat Pum | Heat Pump | 230 | 3 | False |  |  |  | False | Single-Speed | 88000 | 7857 | 11.2 | 10.8 |  |  | 86000 | 7413 | 3.4 | 3.3 |  |  |  | Federally-Regulated Commercial & Industrial Equipment | 10/28/2014 |  | 10/28/2014
Trane U.S. Inc. | Trane | WCH150B30*E* |  | HSP-A, Single-Package Heat Pum | Heat Pump | 230 | 3 |  |  |  | No Match |  | No Match | 146000 | 15531 | 9.4 | 8.5 |  | 9.7 | 132000 | 13340 | 2.9 | 2.9 | 72000 | 10550 | 2 | Federally-Regulated Commercial & Industrial Equipment | 10/24/1997 |  | 03/31/1998
Carrier Corp. - Syracuse | Day & Night | 542EP120 |  | HSP-A, Single-Package Heat Pum | Heat Pump | 230 | 3 |  |  |  | No Match |  | No Match | 119000 | 14600 | 8.2 |  |  |  | 119000 | 12300 |  |  | 64000 | 9200 |  | Non Federally-Regulated | 05/11/1988 |  | 03/15/1989
Carrier Corp. - Syracuse | Day & Night | RHS150(H,L,S)******AA |  | HSP-A, Single-Package Heat Pum | Heat Pump | 230 | 3 | False |  |  |  | False | Single-Speed | 142000 | 13396 | 10.6 | 10.4 |  |  | 142000 | 13005 | 3.2 | 3.2 |  |  |  | Federally-Regulated Commercial & Industrial Equipment | 12/12/2012 |  | 10/28/2014
York International | York | B1CH240A/E***25/46/58 |  | HSP-A, Single-Package Heat Pum | Heat Pump | 208 | 3 |  |  |  | No Match |  | No Match | 222000 | 26117 | 8.5 | 8.5 |  | 8 | 226000 | 22072 | 3 | 2.9 | 120000 | 17579 | 2 | Federally-Regulated Commercial & Industrial Equipment | 11/18/1999 |  | 07/18/2002
Trane U.S. Inc. | General Electric | BWA240C2J | BWH240A | HRCU-A-CB, Split System: Heat | Heat Pump | 200 | 3 |  |  |  | No Match |  | No Match | 234000 | 30100 | 7.8 |  |  |  | 224000 | 24700 | 2.7 |  | 116000 | 19700 | 1.7 | Non Federally-Regulated | 05/16/1984 |  | 06/11/1985
York International | Coleman | PJ240C00A*(2,4,5)***** | NJ240C00*(5,6)****** | HRCU-A-CB, Split System: Heat | Heat Pump | 460 | 3 |  |  |  |  | True | Single-Speed | 238000 | 22453 | 10.6 | 8.5 |  |  | 220000 | 18975 | 3.4 | 2.9 |  |  |  | Federally-Regulated Commercial & Industrial Equipment | 07/16/2009 |  | 06/14/2011
Lennox Industries Inc. | Lennox | THA240S2B*1* |  | HSP-A, Single-Package Heat Pum | Heat Pump | 575 | 3 |  |  |  |  | True | Single-Speed | 220000 | 23656 | 9.3 | 8.5 |  | 9.7 | 220000 | 20812 | 3.1 | 2.9 | 118000 | 17302 | 2 | Federally-Regulated Commercial & Industrial Equipment | 01/18/2008 |  | 01/24/2011
Rheem Sales Company, Inc. | Heil Quaker | NCHR20L001B | NEPR20N020B | HRCU-A-CB, Split System: Heat | Heat Pump | 460 | 3 |  |  |  | No Match |  | No Match | 234000 | 28540 | 8.2 |  |  |  | 234000 | 24490 |  |  | 119000 | 17430 |  | Non Federally-Regulated | 08/29/1986 |  | 05/11/1988
McQuay International | McQuay International | DPS012AHHY2**-6 |  | HSP-A, Single-Package Heat Pum | Heat Pump | 208 | 3 | False |  |  |  | True | Variable-Speed | 144000 | 12000 | 12 | 10.4 |  |  | 140000 | 11272 | 3.6 | 3.2 |  |  |  | Federally-Regulated Commercial & Industrial Equipment | 03/02/2012 |  | 08/28/2012
York International | York | BP120C00A2/4/5***** |  | HSP-A, Single-Package Heat Pum | Heat Pump | 460 | 3 |  |  |  | No Match |  | No Match | 120000 | 11650 | 10.3 | 8.9 |  | 10 | 113000 | 10346 | 3.2 | 3 | 60000 | 7990 | 2.2 | Federally-Regulated Commercial & Industrial Equipment | 07/31/2002 |  | 01/18/2008
Carrier Corp. - Syracuse | Day & Night | RHH102(H,L,S)******TA |  | HSP-A, Single-Package Heat Pum | Heat Pump | 460 | 3 | False |  |  |  | True | Single-Speed | 100000 | 8333 | 12 | 10.8 |  |  | 100000 | 8619 | 3.4 | 3.3 |  |  |  | Federally-Regulated Commercial & Industrial Equipment | 12/12/2012 |  | 10/28/2014
Trane U.S. Inc. | Trane | WCH240B30*F* |  | HSP-A, Single-Package Heat Pum | Heat Pump | 230 | 3 |  |  |  | No Match |  | No Match | 224000 | 21333 | 10.5 | 8.5 |  | 10.3 | 204000 | 19281 | 3.1 | 2.9 | 118000 | 17286 | 2 | Federally-Regulated Commercial & Industrial Equipment | 07/31/2002 |  | 06/19/2003
Carrier Corp. - Syracuse | Airquest | RHS(240)(H,L,S)******AA |  | HSP-A, Single-Package Heat Pum | Heat Pump | 460 | 3 | False |  |  |  | True | Single-Speed | 232000 | 21886 | 10.6 | 10.4 |  |  | 220000 | 19538 | 3.3 | 3.2 |  |  |  | Federally-Regulated Commercial & Industrial Equipment | 10/28/2014 |  | 10/28/2014
Trane U.S. Inc. | American Standard, Inc. | WCH180B40*E* |  | HSP-A, Single-Package Heat Pum | Heat Pump | 230 | 3 |  |  |  | No Match |  | No Match | 176000 | 18924 | 9.3 | 8.5 |  | 9.5 | 160000 | 16169 | 2.9 | 2.9 | 82000 | 12016 | 2 | Federally-Regulated Commercial & Industrial Equipment | 05/09/1998 |  | 10/02/1998
Carrier Corp. - Syracuse | Bryant Heating & Cooling Systems | 548J(P,E,T)17*********(A,B)C |  | HSP-A, Single-Package Heat Pum | Heat Pump | 230 | 3 | False |  |  |  | True | Single-Speed | 172000 | 15925 | 10.8 | 10.4 |  |  | 166000 | 14742 | 3.3 | 3.2 |  |  |  | Federally-Regulated Commercial & Industrial Equipment | 01/09/2014 |  | 10/28/2014
York International | York | BP150C00A2/4/5***** |  | HSP-A, Single-Package Heat Pum | Heat Pump | 460 | 3 |  |  |  | No Match |  | No Match | 144000 | 15483 | 9.3 | 8.5 |  | 11 | 142000 | 13421 | 3.1 | 2.9 | 91000 | 12696 | 2.1 | Federally-Regulated Commercial & Industrial Equipment | 05/21/2002 |  | 07/18/2002
York International | Coleman | EASE-T,W,X180 | FAHP-S180 | HRCU-A-CB, Split System: Heat | Heat Pump | 230 | 3 |  |  |  |  | True | Single-Speed | 166000 | 19080 | 8.7 | 8.5 |  | 9.5 | 184000 | 17986 | 3 | 2.9 | 121000 | 16129 | 2.2 | Federally-Regulated Commercial & Industrial Equipment | 01/18/2008 |  | 01/24/2011
Carrier Corp. - Syracuse | Keeprite | RHH(120,121)(H,L,S)******AA |  | HSP-A, Single-Package Heat Pum | Heat Pump | 208 | 3 | False |  |  |  | True | Single-Speed | 119000 | 9674 | 12.3 | 10.8 |  |  | 116000 | 9713 | 3.5 | 3.3 |  |  |  | Federally-Regulated Commercial & Industrial Equipment | 12/12/2012 |  | 10/28/2014
BDP Co. | Day & Night | 541AP090 | 517A090 | HRCU-A-CB, Split System: Heat | Heat Pump | 230 | 3 |  |  |  | No Match |  | No Match | 88000 | 50554 | 8.2 | 8.2 |  |  | 87000 | 9800 |  |  | 42500 | 6555 | 1.9 | Non Federally-Regulated | 06/11/1985 |  | 08/29/1986
McQuay International | McQuay International | DPS012AHHG4**-4 |  | HSP-A, Single-Package Heat Pum | Heat Pump | 460 | 3 | False |  |  |  | True | Variable-Speed | 144000 | 12307 | 11.7 | 10.4 |  |  | 134000 | 11793 | 3.3 | 3.2 |  |  |  | Federally-Regulated Commercial & Industrial Equipment | 08/28/2012 |  | 04/19/2013
Carrier Corp. - Syracuse | Airquest | CHS072(H,L,S)A* | FHS072(M,S,K)A*A* | HRCU-A-CB, Split System: Heat | Heat Pump | 230 | 3 |  |  |  |  | True | Single-Speed | 70000 | 6363 | 11 | 10.8 |  |  | 66000 | 5861 | 3.3 | 3.3 |  |  |  | Federally-Regulated Commercial & Industrial Equipment | 03/10/2011 |  | 12/12/2012
Trane U.S. Inc. | Trane | BWA180C4K | BWV180B | HRCU-A-CB, Split System: Heat | Heat Pump | 460 | 3 |  |  |  | No Match |  | No Match | 182000 | 22000 | 8.3 |  |  |  | 172000 | 18300 |  |  | 101000 | 15200 |  | Non Federally-Regulated | 05/11/1988 |  | 03/15/1989
Carrier Corp. - Syracuse | Bryant Heating & Cooling Systems | 575J(P,E,T)16D000* | 524J(E,P,T)16H000A** | HRCU-A-CB, Split System: Heat | Heat Pump | 208 | 3 |  |  |  |  | True | Single-Speed | 178000 | 16792 | 10.6 | 10.4 |  |  | 178000 | 15343 | 3.4 | 3.2 |  |  |  | Federally-Regulated Commercial & Industrial Equipment | 07/18/2013 |  | 04/20/2015
York International | Fraser Johnston | PJ180C00A*(2,4,5)***** | NJ180C00*(5,6)****** | HRCU-A-CB, Split System: Heat | Heat Pump | 575 | 3 |  |  |  |  | True | Single-Speed | 180000 | 16981 | 10.6 | 8.5 |  |  | 168000 | 14490 | 3.4 | 2.9 |  |  |  | Federally-Regulated Commercial & Industrial Equipment | 07/16/2009 |  | 01/24/2011
Trane U.S. Inc. | Trane Unitary Products Group | WS(D,H)150E(3,4,W)R(G,N,P,R)****(6,7) |  | HSP-A, Single-Package Heat Pum | Both Heat Pump and Electric Re | 460 | 3 | False |  |  |  | False | Single-Speed | 146000 | 13773 | 10.6 | 10.4 |  |  | 136000 | 12455 | 3.2 | 3.2 |  |  |  | Federally-Regulated Commercial & Industrial Equipment | 12/12/2012 |  | 04/21/2014
Compu-Aire | Maxi-Kool | MKH-832 |  | HSP-A, Single-Package Heat Pum | Heat Pump | 208 | 3 |  |  |  | No Match |  | No Match | 89700 | 10060 | 8.9 | 8.9 |  |  | 91000 | 9010 | 3 | 3 | 54700 | 7280 | 2.2 | Non Federally-Regulated | 07/31/1992 |  | 08/10/1992
McQuay International | McQuay International | DPS012AHHY2**-6 |  | HSP-A, Single-Package Heat Pum | Heat Pump | 208 | 3 | False |  |  |  | True | Variable-Speed | 144000 | 12000 | 12 | 10.4 |  |  | 135000 | 11636 | 3.4 | 3.2 |  |  |  | Federally-Regulated Commercial & Industrial Equipment | 08/28/2012 |  | 04/19/2013
Trane U.S. Inc. | Trane | TWA090A300B* | TWE090A300C* | HRCU-A-CB, Split System: Heat | Heat Pump | 208 | 3 |  |  |  | No Match |  | No Match | 90000 | 9183 | 9.8 | 8.9 |  |  | 85000 | 8301 | 3 | 3 | 45000 | 6278 | 2.1 | Federally-Regulated Commercial & Industrial Equipment | 11/18/1999 |  | 11/21/2000
Trane U.S. Inc. | American Standard, Inc. | WCH090C40*B* |  | HSP-A, Single-Package Heat Pum | Heat Pump | 460 | 3 |  |  |  | No Match |  | No Match | 87000 | 9775 | 8.9 | 8.9 |  |  | 86000 | 8399 | 3 | 3 | 43000 | 6299 | 2 | Federally-Regulated Commercial & Industrial Equipment | 05/22/2000 |  | 07/18/2002
Carrier Corp. - Syracuse | Keeprite | RHS(181,183)(H,L,S)******TC |  | HSP-A, Single-Package Heat Pum | Heat Pump | 575 | 3 | False |  |  |  | True | Single-Speed | 172000 | 15925 | 10.8 | 10.4 |  |  | 220000 | 19538 | 3.3 | 3.2 |  |  |  | Federally-Regulated Commercial & Industrial Equipment | 10/28/2014 |  | 10/28/2014
Daikin Comfort Technologies Manufacturing, L.P. | Daikin U.S. Corp. | DCH120****B***A* |  | HSP-A, Single-Package Heat Pum | Both Heat Pump and Electric Re | 460 | 3 | False |  |  |  | False | Single-Speed | 118000 | 10260 | 11.5 | 10.8 |  |  | 120000 | 10343 | 3.4 | 3.3 |  |  |  | Federally-Regulated Commercial & Industrial Equipment | 07/18/2013 |  | 01/09/2014
York International | Fraser Johnston | BACB-T/-W180A/E |  | HSP-A, Single-Package Heat Pum | Heat Pump | 208 | 3 |  |  |  | No Match |  | No Match | 164000 | 18636 | 8.8 | 8.5 |  | 8.5 | 174000 | 16998 | 3 | 2.9 | 90000 | 13188 | 2 | Federally-Regulated Commercial & Industrial Equipment | 03/31/1998 |  | 05/09/1998
York International | Coleman | BA-06[C,E]***(T,W,X)* |  | HSP-A, Single-Package Heat Pum | Both Heat Pump and Electric Re | 230 | 3 |  |  |  |  | False | Single-Speed | 78000 | 7647 | 10.2 | 8.9 |  | 0 | 69000 | 6323 | 3.2 | 3 | 43000 | 5732 | 2.2 | Federally-Regulated Commercial & Industrial Equipment | 01/18/2008 |  | 02/24/2011
Carrier Corp. - Syracuse | Tempstar | RHS(181,183)(H,L,S)******** |  | HSP-A, Single-Package Heat Pum | Heat Pump | 460 | 3 | False |  |  |  | True | Single-Speed | 172000 | 15925 | 10.8 | 10.4 |  |  | 220000 | 19538 | 3.3 | 3.2 |  |  |  | Federally-Regulated Commercial & Industrial Equipment | 11/30/2011 |  | 12/12/2012
Lennox Industries Inc. | Armstrong | LHA090H* |  | HSP-A, Single-Package Heat Pum | Heat Pump | 460 | 3 |  |  |  | No Match |  | No Match | 89000 | 7739 | 11.5 | 8.9 |  | 12 | 90000 | 7992 | 3.3 | 3 | 52000 | 7257 | 2.1 | Federally-Regulated Commercial & Industrial Equipment | 02/03/1998 |  | 03/31/1998
Carrier Corp. - Syracuse | Airquest | RHH090(H,L,S)******** |  | HSP-A, Single-Package Heat Pum | Heat Pump | 230 | 3 | False |  |  |  | True | Single-Speed | 90000 | 7438 | 12.1 | 10.8 |  |  | 84000 | 7033 | 3.5 | 3.3 |  |  |  | Federally-Regulated Commercial & Industrial Equipment | 11/30/2011 |  | 12/12/2012
Rheem Sales Company, Inc. | Rheem | RPDC-075C* |  | HSP-A, Single-Package Heat Pum | Heat Pump | 208 | 3 |  |  |  | No Match |  | No Match | 93000 | 10300 | 9 |  |  |  | 93000 | 8960 |  |  | 51000 | 6990 |  | Non Federally-Regulated | 05/11/1988 |  | 03/15/1989
York International | York | BP120[C,E]***(2,4,5)* |  | HSP-A, Single-Package Heat Pum | Both Heat Pump and Electric Re | 208 | 3 |  |  |  |  | False | Single-Speed | 120000 | 11650 | 10.3 | 8.9 |  | 10 | 113000 | 10356 | 3.2 | 3 | 60000 | 7998 | 2.2 | Federally-Regulated Commercial & Industrial Equipment | 01/18/2008 |  | 02/24/2011
Rheem Sales Company, Inc. | Rheem | RPWB-150CAS* | RHPA-150Z | HRCU-A-CB, Split System: Heat | Heat Pump | 208 | 3 |  |  |  | No Match |  | No Match | 178000 | 21710 | 8.2 |  |  |  | 176000 | 17190 |  |  | 92000 | 13480 |  | Non Federally-Regulated | 05/11/1988 |  | 10/10/1989
Carrier Corp. - Syracuse | Airquest | RHH090(H,L,S)******AA |  | HSP-A, Single-Package Heat Pum | Heat Pump | 460 | 3 | False |  |  |  | True | Single-Speed | 90000 | 7438 | 12.1 | 10.8 |  |  | 84000 | 7033 | 3.5 | 3.3 |  |  |  | Federally-Regulated Commercial & Industrial Equipment | 10/28/2014 |  | 10/28/2014
York International | York | B1HN090N***25* |  | HSP-A, Single-Package Heat Pum | Heat Pump | 208 | 3 |  |  |  | No Match |  | No Match | 87000 | 9666 | 9 | 8.9 |  |  | 89000 | 8694 | 3 | 3 | 49000 | 7180 | 2 | Federally-Regulated Commercial & Industrial Equipment | 08/21/1998 |  | 10/02/1998
York International | Luxaire | BB-20[E54]***(T,W,X)* |  | HSP-A, Single-Package Heat Pum | Both Heat Pump and Electric Re | 208 | 3 |  |  |  |  | True | Single-Speed | 216000 | 22737 | 9.5 | 8.5 |  | 9.5 | 210000 | 19866 | 3.1 | 2.9 | 130000 | 19062 | 2 | Federally-Regulated Commercial & Industrial Equipment | 01/18/2008 |  | 01/24/2011
Rheem Sales Company, Inc. | Ruud | UPWB-100DAS | UHPA-100G | HRCU-A-CB, Split System: Heat | Heat Pump | 460 | 3 |  |  |  | No Match |  | No Match | 118000 | 14390 | 8.2 | 8.2 |  |  | 118000 | 12350 |  |  | 60000 | 8790 | 2 | Non Federally-Regulated | 06/11/1985 |  | 05/11/1988
Lennox Industries Inc. | Lennox | CHP11-1853-1W |  | HSP-A, Single-Package Heat Pum | Heat Pump | 200 | 3 |  |  |  | No Match |  | No Match | 180000 | 22000 | 8.2 |  |  |  | 185000 | 19300 |  |  | 108000 | 15200 |  | Non Federally-Regulated | 05/16/1984 |  | 06/11/1985
Rheem Sales Company, Inc. | Ruud | UPDC-100D* |  | HSP-A, Single-Package Heat Pum | Heat Pump | 460 | 3 |  |  |  | No Match |  | No Match | 120000 | 13665 | 8.8 |  |  |  | 126000 | 11875 | 3 | 2.5 | 67000 | 9345 | 2.1 | Non Federally-Regulated | 02/06/1988 |  | 05/11/1988
Rheem Sales Company, Inc. | Whirlpool | NCHR10H001B | NEPR10M030A | HRCU-A-CB, Split System: Heat | Heat Pump | 208 | 3 |  |  |  | No Match |  | No Match | 118000 | 14390 | 8.2 | 8.2 |  |  | 118000 | 12350 |  |  | 60000 | 8790 | 2 | Non Federally-Regulated | 03/15/1989 |  | 10/10/1989
York International | Luxaire | BA-12C00*T/W/X***** |  | HSP-A, Single-Package Heat Pum | Heat Pump | 230 | 3 |  |  |  | No Match |  | No Match | 144000 | 15483 | 9.3 | 8.5 |  | 11 | 142000 | 13421 | 3.1 | 2.9 | 91000 | 12696 | 2.1 | Federally-Regulated Commercial & Industrial Equipment | 07/31/2002 |  | 01/18/2008
York International | Coleman | XA-12[C,E]***(T,W,X)* |  | HSP-A, Single-Package Heat Pum | Both Heat Pump and Electric Re | 208 | 3 | False |  |  |  | True | Single-Speed | 150000 | 13636 | 11 | 10.4 |  | 11.9 | 135000 | 12364 | 3.2 | 3.2 | 90000 | 11997 | 2.2 | Federally-Regulated Commercial & Industrial Equipment | 01/24/2011 |  | 01/09/2014
York International | Luxaire | PH120C00A*(2,4,5)***** | NH120C00*(5,6)****** | HRCU-A-CB, Split System: Heat | Heat Pump | 460 | 3 |  |  |  |  | True | Single-Speed | 124000 | 11273 | 11 | 8.9 |  |  | 109000 | 9686 | 3.3 | 3 |  |  |  | Federally-Regulated Commercial & Industrial Equipment | 07/16/2009 |  | 01/24/2011
Trane U.S. Inc. | Trane | BWC120C3F |  | HSP-A, Single-Package Heat Pum | Heat Pump | 230 | 3 |  |  |  | No Match |  | No Match | 118000 | 14300 | 8.3 |  |  |  | 118000 | 11900 |  |  | 62500 | 8750 |  | Non Federally-Regulated | 05/11/1988 |  | 03/15/1989
Carrier Corp. - Syracuse | Carrier | 50PQ0125 |  | HSP-A, Single-Package Heat Pum | Heat Pump | 230 | 3 |  |  |  | No Match |  | No Match | 120000 | 14700 | 8.2 | 8.2 |  |  | 120000 | 12200 |  |  | 65000 | 9200 |  | Non Federally-Regulated | 05/16/1984 |  | 06/11/1985
Lennox Industries Inc. | Lennox | GHP16-1353-2Y |  | HSP-A, Single-Package Heat Pum | Heat Pump | 230 | 3 |  |  |  | No Match |  | No Match | 117000 | 13146 | 8.9 | 8.9 |  |  | 119000 | 11424 | 3.1 | 3 | 64000 | 9377 | 2 | Non Federally-Regulated | 08/14/1992 |  | 08/22/1994
Rheem Sales Company, Inc. | Whirlpool | NCHR15H001B | NEPR15M050A | HRCU-A-CB, Split System: Heat | Heat Pump | 230 | 3 |  |  |  | No Match |  | No Match | 177000 | 21900 | 8.1 |  |  |  | 177000 | 17280 |  |  | 93000 | 13620 |  | Non Federally-Regulated | 05/11/1988 |  | 03/15/1989
McQuay International | McQuay International | DPS010AHHE2*C-4 |  | HSP-A, Single-Package Heat Pum | Heat Pump | 208 | 3 | False |  |  |  | True | Variable-Speed | 120000 | 10000 | 12 | 10.8 |  |  | 118000 | 9124 | 3.8 | 3.3 |  |  |  | Federally-Regulated Commercial & Industrial Equipment | 03/02/2012 |  | 08/28/2012
Carrier Corp. - Syracuse | Day & Night | 548DP/E102-AA |  | HSP-A, Single-Package Heat Pum | Heat Pump | 208 | 3 |  |  |  | No Match |  | No Match | 96000 | 10786 | 8.9 | 8.9 |  | 8.9 | 93000 | 8792 | 3.1 | 3 | 43000 | 7327 | 1.7 | Federally-Regulated Commercial & Industrial Equipment | 02/03/1998 |  | 03/31/1998
Carrier Corp. - Syracuse | Tempstar | RHS(181,183)(H,L,S)******TC |  | HSP-A, Single-Package Heat Pum | Heat Pump | 575 | 3 | False |  |  |  | True | Single-Speed | 172000 | 15925 | 10.8 | 10.4 |  |  | 220000 | 19538 | 3.3 | 3.2 |  |  |  | Federally-Regulated Commercial & Industrial Equipment | 10/28/2014 |  | 10/28/2014
Carrier Corp. - Syracuse | Heil | RHS072(H,L,S)******A |  | HSP-A, Single-Package Heat Pum | Both Heat Pump and Electric Re | 230 | 3 |  |  |  |  | False | Single-Speed | 70000 | 6306 | 11.1 | 8.9 |  |  | 67000 | 5954 | 3.3 | 3 |  |  |  | Federally-Regulated Commercial & Industrial Equipment | 07/16/2009 |  | 12/12/2012
York International | Evcon | BA-10C00*T/W/X***1* |  | HSP-A, Single-Package Heat Pum | Heat Pump | 575 | 3 |  |  |  | No Match |  | No Match | 120000 | 11650 | 10.3 | 8.9 |  | 10 | 113000 | 10346 | 3.2 | 3 | 60000 | 7990 | 2.2 | Federally-Regulated Commercial & Industrial Equipment | 07/19/2001 |  | 02/05/2002
Trane U.S. Inc. | American Standard, Inc. | TWA090A300B* | TWE090A300C* | HRCU-A-CB, Split System: Heat | Heat Pump | 208 | 3 |  |  |  | No Match |  | No Match | 90000 | 9183 | 9.8 | 8.9 |  |  | 85000 | 8301 | 3 | 3 | 45000 | 6278 | 2.1 | Federally-Regulated Commercial & Industrial Equipment | 11/18/1999 |  | 11/21/2000
Carrier Corp. - Syracuse | Comfortmaker | RHS(181,183)(H,L,S)******AA |  | HSP-A, Single-Package Heat Pum | Heat Pump | 208 | 3 | False |  |  |  | True | Single-Speed | 172000 | 15925 | 10.8 | 10.4 |  |  | 220000 | 19538 | 3.3 | 3.2 |  |  |  | Federally-Regulated Commercial & Industrial Equipment | 05/09/2013 |  | 08/28/2014
Rheem Sales Company, Inc. | Ruud | UJMB-A078D |  | HSP-A, Single-Package Heat Pum | Heat Pump | 460 | 3 |  |  |  | No Match |  | No Match | 73000 | 7227 | 10.1 | 8.9 |  | 10.4 | 76000 | 6958 | 3.2 | 3 | 46000 | 6126 | 2.2 | Federally-Regulated Commercial & Industrial Equipment | 07/31/2002 |  | 01/18/2008
Lennox Industries Inc. | Armstrong | LHA240HN2* |  | HSP-A, Single-Package Heat Pum | Heat Pump | 460 | 3 |  |  |  | No Match |  | No Match | 220000 | 21568 | 10.2 | 8.5 |  | 11 | 220000 | 19533 | 3.3 | 2.9 | 118000 | 16463 | 2.1 | Federally-Regulated Commercial & Industrial Equipment | 02/05/2002 |  | 07/18/2002
Rheem Sales Company, Inc. | Ruud | UPDC-075D |  | HSP-A, Single-Package Heat Pum | Heat Pump | 460 | 3 |  |  |  | No Match |  | No Match | 93000 | 10333 | 9 | 8.9 |  | 9.9 | 93000 | 9085 | 3 | 3 | 51000 | 7117 | 2.1 | Federally-Regulated Commercial & Industrial Equipment | 03/31/1998 |  | 05/09/1998
York International | York | B1HN090N16525 |  | HSP-A, Single-Package Heat Pum | Heat Pump | 230 | 3 |  |  |  | No Match |  | No Match | 87000 | 9667 | 9 | 8.9 |  |  | 89000 | 8692 | 3 | 3 | 49000 | 7178 | 2 | Non Federally-Regulated | 02/17/1993 |  | 09/02/1995
Carrier Corp. - Syracuse | Carrier | 38AQS0165/6 | 40RMQ0165/6GC | HRCU-A-CB, Split System: Heat | Heat Pump | 208 | 3 |  |  |  | No Match |  | No Match | 172000 | 19545 | 8.8 | 8.5 |  | 9.9 | 164000 | 16021 | 3 | 2.9 | 94000 | 12522 | 2.2 | Federally-Regulated Commercial & Industrial Equipment | 07/28/1998 |  | 10/02/1998
York International | Luxaire | BCCB-(T/W)120 |  | HSP-A, Single-Package Heat Pum | Heat Pump | 460 | 3 |  |  |  | No Match |  | No Match | 118000 | 13111 | 9 | 8.9 |  |  | 116000 | 11329 | 3 | 3 | 70000 | 10254 | 2 | Federally-Regulated Commercial & Industrial Equipment | 05/22/2000 |  | 01/18/2008
Carrier Corp. - Syracuse | Carrier | 50RQ0106 |  | HSP-A, Single-Package Heat Pum | Heat Pump | 460 | 3 |  |  |  | No Match |  | No Match | 108000 | 14062 | 7.7 | 8.2 |  |  | 112000 | 11820 |  |  | 61000 | 9000 |  | Non Federally-Regulated | 05/16/1984 |  | 06/11/1985
Carrier Corp. - Syracuse | Payne | 548CPX120000AB** |  | HSP-A, Single-Package Heat Pum | Heat Pump | 230 | 3 |  |  |  | No Match |  | No Match | 113000 | 12555 | 9 | 8.9 |  |  | 116000 | 10830 | 3.1 | 3 | 65000 | 9430 | 2 | Non Federally-Regulated | 07/31/1992 |  | 03/31/1998
York International | Fraser Johnston | PH090C00A*(2,4,5)***** | NH090C00*(5,6)****** | HRCU-A-CB, Split System: Heat | Heat Pump | 575 | 3 |  |  |  |  | True | Single-Speed | 92000 | 8364 | 11 | 8.9 |  |  | 82000 | 7287 | 3.3 | 3 |  |  |  | Federally-Regulated Commercial & Industrial Equipment | 07/16/2009 |  | 01/24/2011
Carrier Corp. - Syracuse | Carrier | 38AQS0085/6 | 40RMQ0085/6GC | HRCU-A-CB, Split System: Heat | Heat Pump | 208 | 3 |  |  |  | No Match |  | No Match | 86000 | 8775 | 9.8 | 8.9 |  |  | 83000 | 8108 | 3 | 3 | 46000 | 6740 | 2 | Federally-Regulated Commercial & Industrial Equipment | 12/14/1998 |  | 08/18/1999
McQuay International | McQuay International | DPS007AHHW4**-4 |  | HSP-A, Single-Package Heat Pum | Heat Pump | 460 | 3 | False |  |  |  | True | Variable-Speed | 89000 | 7177 | 12.4 | 10.8 |  |  | 89000 | 6108 | 4.3 | 3.3 |  |  |  | Federally-Regulated Commercial & Industrial Equipment | 03/02/2012 |  | 08/28/2012
Carrier Corp. - Syracuse | ICP Commercial | CHS121(H,L,S)A* | FHS120(M,S)**A0* | HRCU-A-CB, Split System: Heat | Heat Pump | 575 | 3 |  |  |  |  | True | Single-Speed | 112000 | 10181 | 11 | 10.8 |  |  | 106000 | 9413 | 3.3 | 3.3 |  |  |  | Federally-Regulated Commercial & Industrial Equipment | 07/18/2013 |  | 10/28/2014
Trane U.S. Inc. | Trane | BWA180C4K | BWV180B | HRCU-A-CB, Split System: Heat | Heat Pump | 460 | 3 |  |  |  | No Match |  | No Match | 182000 | 22000 | 8.3 |  |  |  | 172000 | 18300 |  |  | 101000 | 15200 |  | Non Federally-Regulated | 06/11/1985 |  | 05/11/1988
Carrier Corp. - Syracuse | Bryant Air Conditioning | 541APX/AEX120 | 524APH/AEH120GC | HRCU-A-CB, Split System: Heat | Heat Pump | 230 | 3 |  |  |  | No Match |  | No Match | 108000 | 12134 | 8.9 | 8.9 |  |  | 111000 | 10840 | 3 | 3 | 62000 | 9082 | 2 | Federally-Regulated Commercial & Industrial Equipment | 07/31/2002 |  | 09/25/2002
Trane U.S. Inc. | Trane | BWA090C4K | BWE090C-D | HRCU-A-CB, Split System: Heat | Heat Pump | 460 | 3 |  |  |  | No Match |  | No Match | 90000 | 10200 | 8.8 | 8.2 |  |  | 87000 | 8790 |  |  | 51000 | 7150 |  | Non Federally-Regulated | 06/11/1985 |  | 05/11/1988
Carrier Corp. | Carrier | 38AQ0285 | 40RR028 | HRCU-A-CB, Split System: Heat | Heat Pump | 208 | 3 |  |  |  | No Match |  | No Match | 257345 | 32168 | 8 |  |  | 8.6 | 280000 | 30376 | 2.7 |  | 150000 | 21968 | 2 | Voluntarily Certified | 01/23/1988 |  | 03/08/1996
Carrier Corp. - Syracuse | Carrier | 38AQS0125/6 | 40RMQ0125/6GC | HRCU-A-CB, Split System: Heat | Heat Pump | 208 | 3 |  |  |  | No Match |  | No Match | 108000 | 12134 | 8.9 | 8.9 |  | 11.2 | 111000 | 10844 | 3 | 3 | 62000 | 9085 | 2 | Federally-Regulated Commercial & Industrial Equipment | 08/21/1998 |  | 10/02/1998
Rheem Sales Company, Inc. | Weatherking | WPWRC-100YA | WHGF-100Z | HRCU-A-CB, Split System: Heat | Heat Pump | 575 | 3 |  |  |  | No Match |  | No Match | 121000 | 12872 | 9.4 | 8.9 |  |  | 125000 | 11817 | 3.1 | 3 | 84000 | 11190 | 2.2 | Federally-Regulated Commercial & Industrial Equipment | 02/03/1998 |  | 03/04/1998
International Comfort Products | Heil | NCHR10H001C | NEMR10M030A | HRCU-A-CB, Split System: Heat | Heat Pump | 208 | 3 |  |  |  | No Match |  | No Match | 122000 | 13555 | 9 | 8.9 |  |  | 123000 | 11628 | 3.1 | 3 | 68000 | 9490 | 2.1 | Federally-Regulated Commercial & Industrial Equipment | 03/31/1998 |  | 05/09/1998
Carrier Corp. - Syracuse | ICP Commercial | RHS(120,121)(H,L,S)******AA |  | HSP-A, Single-Package Heat Pum | Heat Pump | 575 | 3 | False |  |  |  | False | Single-Speed | 116000 | 10545 | 11 | 10.8 |  |  | 116000 | 9999 | 3.4 | 3.3 |  |  |  | Federally-Regulated Commercial & Industrial Equipment | 12/12/2012 |  | 10/28/2014
Carrier Corp. | Payne | 548CEX090000AB** |  | HSP-A, Single-Package Heat Pum | Heat Pump | 460 | 3 |  |  |  | No Match |  | No Match | 92000 | 10110 | 9.1 | 8.9 |  | 10.3 | 96000 | 9380 | 3 | 3 | 55000 | 8060 | 2 | Non Federally-Regulated | 05/07/1992 |  | 03/08/1996
Inter-City Products Corp. | Tempstar | PH*120N2HA |  | HSP-A, Single-Package Heat Pum | Heat Pump | 208 | 3 |  |  |  | No Match |  | No Match | 123000 | 13516 | 9.1 | 8.9 |  | 9.5 | 123000 | 11628 | 3.1 | 3 | 71000 | 10404 | 2 | Federally-Regulated Commercial & Industrial Equipment | 06/11/1997 |  | 09/02/1997
Carrier Corp. - Syracuse | ICP Commercial | RHS(240)(H,L,S)******AA |  | HSP-A, Single-Package Heat Pum | Heat Pump | 575 | 3 | False |  |  |  | True | Single-Speed | 232000 | 21886 | 10.6 | 10.4 |  |  | 220000 | 19538 | 3.3 | 3.2 |  |  |  | Federally-Regulated Commercial & Industrial Equipment | 10/28/2014 |  | 10/28/2014
Trane U.S. Inc. | Trane | WCD150B30*F* |  | HSP-A, Single-Package Heat Pum | Heat Pump | 208 | 3 |  |  |  | No Match |  | No Match | 144000 | 15157 | 9.5 | 8.5 |  | 9.9 | 135000 | 12759 | 3.1 | 2.9 | 78000 | 10882 | 2.1 | Federally-Regulated Commercial & Industrial Equipment | 11/21/2001 |  | 07/18/2002
Rheem Sales Company, Inc. | Airquest | NCHR91L001C | NEMR10M030A | HRCU-A-CB, Split System: Heat | Heat Pump | 460 | 3 |  |  |  | No Match |  | No Match | 92000 | 9570 | 9.6 | 8.9 |  |  | 88000 | 8000 | 3.2 | 3 | 48000 | 6750 | 2.1 | Non Federally-Regulated | 03/22/1993 |  | 09/02/1995
Carrier Corp. - Syracuse | Comfortmaker | RHS18*(H,L,S)0******A |  | HSP-A, Single-Package Heat Pum | Heat Pump | 230 | 3 | False |  |  |  | True | Single-Speed | 172000 | 15925 | 10.8 | 10.4 |  |  | 166000 | 14743 | 3.3 | 3.2 |  |  |  | Federally-Regulated Commercial & Industrial Equipment | 03/10/2011 |  | 12/12/2012
Trane U.S. Inc. | American Standard, Inc. | TWA072A3 | BWE090C-F | HRCU-A-CB, Split System: Heat | Heat Pump | 230 | 3 |  |  |  | No Match |  | No Match | 70500 | 7880 | 8.9 |  |  | 10.1 | 67000 | 6250 | 3 | 2.5 | 36400 | 4710 | 2.3 | Non Federally-Regulated | 03/09/1989 |  | 02/22/1990
Carrier Corp. - Syracuse | Carrier Corp. | 50TCQ*12***(5,6,1)A* |  | HSP-A, Single-Package Heat Pum | Heat Pump | 208 | 3 | False |  |  |  | False | Single-Speed | 116000 | 10545 | 11 | 10.8 |  |  | 116000 | 9999 | 3.4 | 3.3 |  |  |  | Federally-Regulated Commercial & Industrial Equipment | 11/30/2011 |  | 12/12/2012
York International | Luxaire | BA-06[C,E]***(T,W,X)* |  | HSP-A, Single-Package Heat Pum | Both Heat Pump and Electric Re | 208 | 3 |  |  |  |  | False | Single-Speed | 78000 | 7647 | 10.2 | 8.9 |  | 0 | 69000 | 6323 | 3.2 | 3 | 43000 | 5732 | 2.2 | Federally-Regulated Commercial & Industrial Equipment | 01/18/2008 |  | 02/24/2011
Lennox Industries Inc. | Lennox | CHP11-2753-5G |  | HSP-A, Single-Package Heat Pum | Heat Pump | 460 | 3 |  |  |  | No Match |  | No Match | 240000 | 28800 | 8.3 |  |  |  | 240000 | 24700 |  |  | 150000 | 20900 |  | Non Federally-Regulated | 03/15/1989 |  | 01/22/1990
York International | Evcon | BA-20[E54]***(T,W,X)* |  | HSP-A, Single-Package Heat Pum | Both Heat Pump and Electric Re | 208 | 3 |  |  |  |  | True | Single-Speed | 224000 | 21961 | 10.2 | 8.5 |  | 10.1 | 218000 | 18803 | 3.4 | 2.9 | 129000 | 18014 | 2.1 | Federally-Regulated Commercial & Industrial Equipment | 02/11/2008 |  | 02/24/2011
Carrier Corp. - Syracuse | Carrier | 38AQ0165 + 38AQ0125 | 40RR034 | HRCU-A-CB, Split System: Heat | Heat Pump | 230 | 3 |  |  |  | No Match |  | No Match | 273512 | 34828 | 7.9 |  |  |  | 283599 | 28848 |  |  | 173199 | 24128 |  | Non Federally-Regulated | 08/29/1986 |  | 05/11/1988
International Comfort Products | Tempstar | PH*120N2HA |  | HSP-A, Single-Package Heat Pum | Heat Pump | 208 | 3 |  |  |  | No Match |  | No Match | 123000 | 13516 | 9.1 | 8.9 |  | 9.5 | 123000 | 11628 | 3.1 | 3 | 71000 | 10404 | 2 | Federally-Regulated Commercial & Industrial Equipment | 12/14/1998 |  | 08/17/1999
Addison Products | Addison Products | DFH144*4E**** |  | HSP-A, Single-Package Heat Pum | Heat Pump | 460 | 3 |  |  |  | No Match |  | No Match | 145000 | 15900 | 9.1 | 8.5 |  | 9.9 | 148700 | 14100 | 3.1 | 2.9 | 88900 | 11500 | 2.3 | Federally-Regulated Commercial & Industrial Equipment | 11/03/1994 |  | 04/07/1996
Carrier Corp. - Syracuse | Day & Night | CHS072(H,L,S)A* | FHS072(M,S,K)**A0* | HRCU-A-CB, Split System: Heat | Heat Pump | 575 | 3 |  |  |  |  | True | Single-Speed | 70000 | 6363 | 11 | 10.8 |  |  | 66000 | 5861 | 3.3 | 3.3 |  |  |  | Federally-Regulated Commercial & Industrial Equipment | 07/18/2013 |  | 10/28/2014
Phoenix Manufacturing, Inc. | Phoenix Manufacturing, Inc. | PHR 90 3 |  | HSP-A, Single-Package Heat Pum | Heat Pump | 208 | 3 |  |  |  | No Match |  | No Match | 95000 | 12460 | 7.6 | 7.5 |  |  | 102000 | 10990 | 2.7 |  | 49000 | 8230 | 1.7 | Non Federally-Regulated | 09/08/1982 |  | 08/30/1983
York International | York | B1HN120N165/20025/46 |  | HSP-A, Single-Package Heat Pum | Heat Pump | 460 | 3 |  |  |  | No Match |  | No Match | 118000 | 13111 | 9 | 8.9 |  |  | 116000 | 11332 | 3 | 3 | 70000 | 10257 | 2 | Federally-Regulated Commercial & Industrial Equipment | 03/31/1998 |  | 05/09/1998
Carrier Corp. - Syracuse | Day & Night | CHS072(H,L,S)A* | FHS072(M,S,K)**A0* | HRCU-A-CB, Split System: Heat | Heat Pump | 208 | 3 |  |  |  |  | True | Single-Speed | 70000 | 6363 | 11 | 10.8 |  |  | 66000 | 5861 | 3.3 | 3.3 |  |  |  | Federally-Regulated Commercial & Industrial Equipment | 07/18/2013 |  | 10/28/2014
Lennox Industries Inc. | Lennox | CHP16-1353-1Y |  | HSP-A, Single-Package Heat Pum | Heat Pump | 208 | 3 |  |  |  | No Match |  | No Match | 118000 | 14217 | 8.3 | 8.2 |  |  | 120000 | 12297 |  |  | 64000 | 9872 |  | Non Federally-Regulated | 02/22/1990 |  | 07/31/1992
Carrier Corp. - Syracuse | ICP Commercial | RHS072(H,L,S)******** |  | HSP-A, Single-Package Heat Pum | Heat Pump | 575 | 3 | False |  |  |  | False | Single-Speed | 70000 | 6306 | 11.1 | 10.8 |  |  | 67000 | 5950 | 3.3 | 3.3 |  |  |  | Federally-Regulated Commercial & Industrial Equipment | 10/28/2014 |  | 10/28/2014
Trane U.S. Inc. | Trane | WCH075A3OOA |  | HSP-A, Single-Package Heat Pum | Heat Pump | 230 | 3 |  |  |  | No Match |  | No Match | 71000 | 8550 | 8.3 | 8.2 |  |  | 71000 | 7170 |  |  | 33000 | 5090 |  | Non Federally-Regulated | 03/15/1989 |  | 10/10/1989
Carrier Corp. - Syracuse | Heil | RHS090H******TA |  | HSP-A, Single-Package Heat Pum | Heat Pump | 230 | 3 | False |  |  |  | False | Single-Speed | 88000 | 7857 | 11.2 | 10.8 |  |  | 86000 | 7413 | 3.4 | 3.3 |  |  |  | Federally-Regulated Commercial & Industrial Equipment | 12/12/2012 |  | 10/28/2014
Carrier Corp. - Syracuse | Bryant Air Conditioning | 548DPX/DEX090-AA |  | HSP-A, Single-Package Heat Pum | Heat Pump | 460 | 3 |  |  |  | No Match |  | No Match | 86000 | 9555 | 9 | 8.9 |  | 9.3 | 78000 | 7617 | 3 | 3 | 36000 | 6592 | 1.6 | Federally-Regulated Commercial & Industrial Equipment | 11/18/1999 |  | 04/13/2000
Borg Warner | Luxaire | EAHP-T120A | FBHP-S120A | HRCU-A-CB, Split System: Heat | Heat Pump | 208 | 3 |  |  |  | No Match |  | No Match | 119000 | 13140 | 8.2 | 8.2 |  |  | 129000 | 11080 | 3.4 |  | 76000 | 8040 | 2.8 | Non Federally-Regulated | 06/11/1985 |  | 05/11/1988
Rheem Sales Company, Inc. | Heat Controller | HR075-3SZ | AHH100-Z | HRCU-A-CB, Split System: Heat | Heat Pump | 208 | 3 |  |  |  | No Match |  | No Match | 92000 | 9583 | 9.6 | 8.9 |  |  | 88000 | 8057 | 3.2 | 3 | 48000 | 6697 | 2.1 | Federally-Regulated Commercial & Industrial Equipment | 07/31/2002 |  | 01/18/2008
Carrier Corp. - Syracuse | Day & Night | RHS(240,243)(H,L,S)******AA |  | HSP-A, Single-Package Heat Pum | Heat Pump | 575 | 3 | False |  |  |  | True | Single-Speed | 232000 | 21886 | 10.6 | 10.4 |  |  | 220000 | 19538 | 3.3 | 3.2 |  |  |  | Federally-Regulated Commercial & Industrial Equipment | 12/12/2012 |  | 04/21/2014
Carrier Corp. - Syracuse | Carrier | 38AQ0165 + 0165 + 0125 | 40RR054 | HRCU-A-CB, Split System: Heat | Heat Pump | 208 | 3 |  |  |  | No Match |  | No Match | 439102 | 58045 | 7.6 | 7.5 |  |  | 489386 | 46625 |  |  | 314804 | 39895 |  | Non Federally-Regulated | 08/30/1983 |  | 06/11/1985
Carrier Corp. - Syracuse | ICP Commercial | CHS072(H,L,S)A* | FHS072(M,S,K)A*A* | HRCU-A-CB, Split System: Heat | Heat Pump | 460 | 3 |  |  |  |  | True | Single-Speed | 70000 | 6363 | 11 | 10.8 |  |  | 66000 | 5861 | 3.3 | 3.3 |  |  |  | Federally-Regulated Commercial & Industrial Equipment | 03/10/2011 |  | 12/12/2012
York International | Luxaire | BA-12C00*T/W/X***** |  | HSP-A, Single-Package Heat Pum | Heat Pump | 460 | 3 |  |  |  | No Match |  | No Match | 144000 | 15483 | 9.3 | 8.5 |  | 11 | 142000 | 13421 | 3.1 | 2.9 | 91000 | 12696 | 2.1 | Federally-Regulated Commercial & Industrial Equipment | 07/31/2002 |  | 01/18/2008
Carrier Corp. - Syracuse | Carrier Corp. | 50TCQ*17***(5,6,1)C***(A,C,D,F)* |  | HSP-A, Single-Package Heat Pum | Heat Pump | 460 | 3 | False |  |  |  | True | Single-Speed | 172000 | 15925 | 10.8 | 10.4 |  |  | 220000 | 19538 | 3.3 | 3.2 |  |  |  | Federally-Regulated Commercial & Industrial Equipment | 01/09/2014 |  | 10/28/2014
York International | Evcon | BA-07C00*T/W/X***** |  | HSP-A, Single-Package Heat Pum | Heat Pump | 230 | 3 |  |  |  | No Match |  | No Match | 90000 | 8411 | 10.7 | 8.9 |  | 11 | 85000 | 7782 | 3.2 | 3 | 46000 | 6126 | 2.2 | Federally-Regulated Commercial & Industrial Equipment | 07/31/2002 |  | 01/18/2008
Carrier Corp. - Syracuse | Comfortmaker | RHS(240,243)(H,L,S)******TA |  | HSP-A, Single-Package Heat Pum | Heat Pump | 575 | 3 | False |  |  |  | True | Single-Speed | 232000 | 21886 | 10.6 | 10.4 |  |  | 220000 | 19538 | 3.3 | 3.2 |  |  |  | Federally-Regulated Commercial & Industrial Equipment | 12/12/2012 |  | 04/21/2014
Carrier Corp. - Syracuse | Comfortmaker | RHS102H******AA |  | HSP-A, Single-Package Heat Pum | Heat Pump | 230 | 3 | False |  |  |  | False | Single-Speed | 99000 | 8608 | 11.5 | 10.8 |  |  | 96000 | 8525 | 3.3 | 3.3 |  |  |  | Federally-Regulated Commercial & Industrial Equipment | 12/12/2012 |  | 10/28/2014
Trane U.S. Inc. | American Standard, Inc. | WCD150B30*E* |  | HSP-A, Single-Package Heat Pum | Heat Pump | 208 | 3 |  |  |  | No Match |  | No Match | 146000 | 16043 | 9.1 | 8.5 |  | 9.4 | 136000 | 13286 | 3 | 2.9 | 72000 | 10048 | 2.1 | Federally-Regulated Commercial & Industrial Equipment | 12/14/1998 |  | 11/18/1999
Carrier Corp. - Syracuse | Tempstar | RHH(120,121)(H,L,S)******** |  | HSP-A, Single-Package Heat Pum | Heat Pump | 230 | 3 | False |  |  |  | True | Single-Speed | 119000 | 9674 | 12.3 | 10.8 |  |  | 116000 | 9713 | 3.5 | 3.3 |  |  |  | Federally-Regulated Commercial & Industrial Equipment | 11/30/2011 |  | 12/12/2012
Carrier Corp. - Syracuse | Bryant Heating & Cooling Systems | 549J(P,E,T)08**********A |  | HSP-A, Single-Package Heat Pum | Heat Pump | 208 | 3 | False |  |  |  | True | Single-Speed | 90000 | 7438 | 12.1 | 10.8 |  |  | 84000 | 7033 | 3.5 | 3.3 |  |  |  | Federally-Regulated Commercial & Industrial Equipment | 11/30/2011 |  | 12/12/2012
Trane U.S. Inc. | American Standard, Inc. | TWA072A3 | BWE090C-F | HRCU-A-CB, Split System: Heat | Heat Pump | 230 | 3 |  |  |  | No Match |  | No Match | 70500 | 7880 | 8.9 | 8.2 |  |  | 67000 | 6250 | 3.1 |  | 36400 | 4710 | 2.3 | Non Federally-Regulated | 03/15/1989 |  | 10/10/1989
Carrier Corp. - Syracuse | Comfortmaker | RHS090(L,S)******AA |  | HSP-A, Single-Package Heat Pum | Heat Pump | 460 | 3 | False |  |  |  | False | Single-Speed | 88000 | 7857 | 11.2 | 10.8 |  |  | 86000 | 7413 | 3.4 | 3.3 |  |  |  | Federally-Regulated Commercial & Industrial Equipment | 12/12/2012 |  | 10/28/2014
Rheem Sales Company, Inc. | Century | HR075-3SZ | AHH100-Z | HRCU-A-CB, Split System: Heat | Heat Pump | 208 | 3 |  |  |  | No Match |  | No Match | 92000 | 9583 | 9.6 | 8.9 |  |  | 88000 | 8057 | 3.2 | 3 | 48000 | 6697 | 2.1 | Federally-Regulated Commercial & Industrial Equipment | 11/18/1999 |  | 05/23/2000
York International | York | BP180[E18,E36]***(2,4,5)* |  | HSP-A, Single-Package Heat Pum | Both Heat Pump and Electric Re | 575 | 3 |  |  |  |  | True | Single-Speed | 164000 | 16566 | 9.9 | 8.5 |  | 9.5 | 172000 | 15762 | 3.2 | 2.9 | 102000 | 14244 | 2.1 | Federally-Regulated Commercial & Industrial Equipment | 01/18/2008 |  | 02/24/2011
Carrier Corp. - Syracuse | Carrier | 50EJQ02451/61 |  | HSP-A, Single-Package Heat Pum | Heat Pump | 230 | 3 |  |  |  | No Match |  | No Match | 230000 | 23469 | 9.8 | 8.5 |  | 10 | 228000 | 20249 | 3.3 | 2.9 | 116000 | 16998 | 2 | Federally-Regulated Commercial & Industrial Equipment | 12/14/1998 |  | 11/18/1999
Rheem Sales Company, Inc. | Heil Quaker | NCHR20L001B | NEPR20M050A | HRCU-A-CB, Split System: Heat | Heat Pump | 460 | 3 |  |  |  | No Match |  | No Match | 234000 | 28540 | 8.2 |  |  |  | 234000 | 24490 |  |  | 119000 | 17430 |  | Non Federally-Regulated | 05/11/1988 |  | 10/10/1989
York International | York | B1CH240A/E***25/46 |  | HSP-A, Single-Package Heat Pum | Heat Pump | 230 | 3 |  |  |  | No Match |  | No Match | 222000 | 26117 | 8.5 | 8.5 |  | 8 | 226000 | 22078 | 3 | 2.9 | 120000 | 17584 | 2 | Federally-Regulated Commercial & Industrial Equipment | 03/31/1998 |  | 05/09/1998
Trane U.S. Inc. | Trane | TWA090A300D* | TWE090A300C* | HRCU-A-CB, Split System: Heat | Heat Pump | 208 | 3 |  |  |  | No Match |  | No Match | 88000 | 8543 | 10.3 | 8.9 |  |  | 84000 | 8203 | 3 | 3 | 53000 | 6751 | 2.3 | Federally-Regulated Commercial & Industrial Equipment | 05/22/2000 |  | 09/21/2001
Carrier Corp. - Syracuse | Airquest | RHS(181,183)(H,L,S)******** |  | HSP-A, Single-Package Heat Pum | Heat Pump | 230 | 3 | False |  |  |  | True | Single-Speed | 172000 | 15925 | 10.8 | 10.4 |  |  | 166000 | 14742 | 3.3 | 3.2 |  |  |  | Federally-Regulated Commercial & Industrial Equipment | 11/30/2011 |  | 12/12/2012
Carrier Corp. - Syracuse | Keeprite | RHS102(L,S)******TA |  | HSP-A, Single-Package Heat Pum | Heat Pump | 460 | 3 | False |  |  |  | False | Single-Speed | 99000 | 8608 | 11.5 | 10.8 |  |  | 96000 | 8525 | 3.3 | 3.3 |  |  |  | Federally-Regulated Commercial & Industrial Equipment | 12/12/2012 |  | 10/28/2014
Lennox Industries Inc. | Lennox | CHP11-2753-2W |  | HSP-A, Single-Package Heat Pum | Heat Pump | 200 | 3 |  |  |  | No Match |  | No Match | 240000 | 28800 | 8.3 |  |  |  | 240000 | 24700 |  |  | 150000 | 20900 |  | Non Federally-Regulated | 06/11/1985 |  | 05/11/1988
Trane U.S. Inc. | American Standard, Inc. | 4A6B3048B1 (2) | TWE090E3**A* | HRCU-A-CB, Split System: Heat | Heat Pump | 200 | 1 |  |  |  |  | True | Single-Speed | 90000 | 8181 | 11 | 10.8 |  |  | 90000 | 7992 | 3.3 | 3.3 |  |  |  | Federally-Regulated Commercial & Industrial Equipment | 11/30/2011 |  | 08/28/2014
Trane U.S. Inc. | American Standard, Inc. | TWA180B300B* | TWE180B300C* | HRCU-A-CB, Split System: Heat | Heat Pump | 208 | 3 |  |  |  | No Match |  | No Match | 180000 | 19148 | 9.4 | 8.5 |  | 10 | 172000 | 16256 | 3.1 | 2.9 | 90000 | 11986 | 2.2 | Federally-Regulated Commercial & Industrial Equipment | 11/18/1999 |  | 11/21/2000
Carrier Corp. | Carrier | 50EQ0345 |  | HSP-A, Single-Package Heat Pum | Heat Pump | 208 | 3 |  |  |  | No Match |  | No Match | 336000 | 43000 | 7.8 |  |  |  | 360000 | 35000 | 3 |  | 211000 | 28900 | 2.1 | Voluntarily Certified | 02/07/1988 |  | 07/27/1992
Carrier Corp. - Syracuse | Heil | RHS(240,243)(H,L,S)******TA |  | HSP-A, Single-Package Heat Pum | Heat Pump | 230 | 3 | False |  |  |  | True | Single-Speed | 232000 | 21886 | 10.6 | 10.4 |  |  | 220000 | 19538 | 3.3 | 3.2 |  |  |  | Federally-Regulated Commercial & Industrial Equipment | 12/12/2012 |  | 04/21/2014
Carrier Corp. - Syracuse | Arcoaire | RHS(243)(H,L,S)******AA |  | HSP-A, Single-Package Heat Pum | Heat Pump | 460 | 3 | False |  |  |  | True | Single-Speed | 232000 | 21886 | 10.6 | 10.4 |  |  | 220000 | 19538 | 3.3 | 3.2 |  |  |  | Federally-Regulated Commercial & Industrial Equipment | 04/21/2014 |  | 10/28/2014
Coleman Air Conditioning Products | Coleman Air Conditioning Products | EABA-T/W090 | F*EH090 | HRCU-A-CB, Split System: Heat | Heat Pump | 460 | 3 |  |  |  | No Match |  | No Match | 89000 | 9468 | 9.4 | 8.9 |  |  | 81000 | 7910 | 3 | 3 | 53000 | 7394 | 2.1 | Federally-Regulated Commercial & Industrial Equipment | 05/23/2001 |  | 11/21/2001
York International | Johnson Controls | J10PCC00A*(2,4,5)***** | J10NCC00*(5,6)****** | HRCU-A-CB, Split System: Heat | Heat Pump | 230 | 3 |  |  |  |  | True | Single-Speed | 124000 | 11273 | 11 | 8.9 |  |  | 109000 | 9686 | 3.3 | 3 |  |  |  | Federally-Regulated Commercial & Industrial Equipment | 07/16/2009 |  | 01/09/2014
Carrier Corp. - Syracuse | Day & Night | RHH072(H,L,S)******** |  | HSP-A, Single-Package Heat Pum | Heat Pump | 230 | 3 | False |  |  |  | True | Single-Speed | 72000 | 6000 | 12 | 10.8 |  |  | 70000 | 6033 | 3.4 | 3.3 |  |  |  | Federally-Regulated Commercial & Industrial Equipment | 10/28/2014 |  | 10/28/2014
Carrier Corp. - Syracuse | Day & Night | CHS180(H,L,S)D* | FHS180(M,S,H,L)A*A* | HRCU-A-CB, Split System: Heat | Heat Pump | 460 | 3 |  |  |  |  | True | Single-Speed | 178000 | 16792 | 10.6 | 10.4 |  |  | 178000 | 15343 | 3.4 | 3.2 |  |  |  | Federally-Regulated Commercial & Industrial Equipment | 03/10/2011 |  | 12/12/2012
McQuay International | McQuay International | DPS006AHHE2*C-6 |  | HSP-A, Single-Package Heat Pum | Heat Pump | 208 | 3 | False |  |  |  | True | Variable-Speed | 70000 | 6194 | 11.3 | 10.8 |  |  | 65000 | 5120 | 3.7 | 3.3 |  |  |  | Federally-Regulated Commercial & Industrial Equipment | 08/28/2012 |  | 04/19/2013
Trane U.S. Inc. | American Standard, Inc. | WSC090A3*0A**000000000 |  | HSP-A, Single-Package Heat Pum | Heat Pump | 208 | 3 |  |  |  | No Match |  | No Match | 87000 | 8613 | 10.1 | 8.9 |  |  | 85000 | 7782 | 3.2 | 3 | 51000 | 6792 | 2.2 | Federally-Regulated Commercial & Industrial Equipment | 11/21/2001 |  | 09/25/2002
Trane U.S. Inc. | Trane Unitary Products Group | 4TWA3048A3 | TWE090E3**A* | HRCU-A-CB, Split System: Heat | Heat Pump | 208 | 3 |  |  |  |  | True | Single-Speed | 90000 | 8181 | 11 | 10.8 |  |  | 90000 | 7992 | 3.3 | 3.3 |  |  |  | Federally-Regulated Commercial & Industrial Equipment | 08/24/2011 |  | 10/05/2011
York International | Evcon | BA-10[C,E]***(T,W,X)* |  | HSP-A, Single-Package Heat Pum | Both Heat Pump and Electric Re | 208 | 3 |  |  |  |  | False | Single-Speed | 120000 | 11650 | 10.3 | 8.9 |  | 10 | 113000 | 10356 | 3.2 | 3 | 60000 | 7998 | 2.2 | Federally-Regulated Commercial & Industrial Equipment | 01/18/2008 |  | 02/24/2011
Carrier Corp. - Syracuse | Heil | RHS(181,183)(H,L,S)******TC |  | HSP-A, Single-Package Heat Pum | Heat Pump | 575 | 3 | False |  |  |  | True | Single-Speed | 172000 | 15925 | 10.8 | 10.4 |  |  | 220000 | 19538 | 3.3 | 3.2 |  |  |  | Federally-Regulated Commercial & Industrial Equipment | 01/09/2014 |  | 10/28/2014
Lennox Industries Inc. | Lennox | CHP16-072-1Y/1G |  | HSP-A, Single-Package Heat Pum | Heat Pump | 460 | 3 |  |  |  | No Match |  | No Match | 72000 | 7128 | 10.1 | 8.9 |  |  | 69000 | 6317 | 3.2 | 3 | 37000 | 5420 | 2 | Federally-Regulated Commercial & Industrial Equipment | 07/18/2002 |  | 01/18/2008
Carrier Corp. - Syracuse | Carrier | 38AQ0165 + 0165 + 0125 | 40RR054 | HSP-A, Single-Package Heat Pum | Heat Pump | 230 | 3 |  |  |  | No Match |  | No Match | 90000 | 58045 | 8.9 | 8.2 |  |  | 85000 | 8600 |  |  | 44000 | 6800 |  | Non Federally-Regulated | 09/08/1982 |  | 08/30/1983
Carrier Corp. - Syracuse | Tempstar | CHS091(H,L,S)A* | FHS091(M,S,K)**A0* | HRCU-A-CB, Split System: Heat | Heat Pump | 230 | 3 |  |  |  |  | True | Single-Speed | 89000 | 8090 | 11 | 10.8 |  |  | 87000 | 7726 | 3.3 | 3.3 |  |  |  | Federally-Regulated Commercial & Industrial Equipment | 07/18/2013 |  | 10/28/2014
Rheem Sales Company, Inc. | Rheem | RPWC-075C | RHGF-100Z | HRCU-A-CB, Split System: Heat | Heat Pump | 230 | 3 |  |  |  | No Match |  | No Match | 92000 | 9583 | 9.6 | 8.9 |  |  | 88000 | 8057 | 3.2 | 3 | 48000 | 6697 | 2.1 | Federally-Regulated Commercial & Industrial Equipment | 07/25/2000 |  | 07/18/2002
Trane U.S. Inc. | American Standard, Inc. | BWA090C4OOM | BWE090C4OOG | HRCU-A-CB, Split System: Heat | Heat Pump | 460 | 3 |  |  |  | No Match |  | No Match | 90000 | 10200 | 8.8 | 8.2 |  |  | 86000 | 8790 |  |  | 44500 | 7150 |  | Non Federally-Regulated | 03/15/1989 |  | 10/10/1989
Carrier Corp. - Syracuse | Carrier | 38BQ0086 | 40BA009 | HRCU-A-CB, Split System: Heat | Heat Pump | 460 | 3 |  |  |  | No Match |  | No Match | 86000 | 9500 | 9.1 | 8.2 |  |  | 86000 | 8000 | 3.2 |  | 47000 | 6600 | 2.1 | Non Federally-Regulated | 06/11/1985 |  | 05/11/1988
Rheem Sales Company, Inc. | Weatherking | RHB7.5T-3 | AH7.5T3/4K | HRCU-A-CB, Split System: Heat | Heat Pump | 208 | 3 |  |  |  | No Match |  | No Match | 90000 | 11000 | 8.2 | 8.2 |  |  | 88000 | 8595 |  |  | 46000 | 6740 |  | Non Federally-Regulated | 02/22/1990 |  | 08/23/1990
Trane U.S. Inc. | Trane Unitary Products Group | WS(D,H)180E(3,4,W)R0****(6,7) |  | HSP-A, Single-Package Heat Pum | Heat Pump | 460 | 3 | False |  |  |  | False | Single-Speed | 170000 | 16037 | 10.6 | 10.4 |  |  | 170000 | 15569 | 3.2 | 3.2 |  |  |  | Federally-Regulated Commercial & Industrial Equipment | 12/12/2012 |  | 04/21/2014
Carrier Corp. - Syracuse | Day & Night | 548DP/E072-AA |  | HSP-A, Single-Package Heat Pum | Heat Pump | 460 | 3 |  |  |  | No Match |  | No Match | 70000 | 7734 | 9.1 | 8.9 |  |  | 72000 | 6594 | 3.2 | 3 | 38000 | 5740 | 1.9 | Federally-Regulated Commercial & Industrial Equipment | 03/31/1998 |  | 05/09/1998
Rheem Sales Company, Inc. | Ruud | UPWA-150CAS | UHPA-150G5 | HRCU-A-CB, Split System: Heat | Heat Pump | 230 | 3 |  |  |  | No Match |  | No Match | 176400 | 22000 | 8 | 7.5 |  |  | 177800 | 19200 | 2.7 |  | 93800 | 17500 | 1.6 | Non Federally-Regulated | 09/08/1982 |  | 05/16/1984
Carrier Corp. - Syracuse | Heil | RHH072(H,L,S)0******A |  | HSP-A, Single-Package Heat Pum | Heat Pump | 208 | 3 | False |  |  |  | True | Single-Speed | 72000 | 6000 | 12 | 10.8 |  |  | 70000 | 6033 | 3.4 | 3.3 |  |  |  | Federally-Regulated Commercial & Industrial Equipment | 03/10/2011 |  | 04/19/2013
Borg Warner | Moncrief | BAHT-T120A |  | HSP-A, Single-Package Heat Pum | Heat Pump | 230 | 3 |  |  |  | No Match |  | No Match | 119000 | 12625 | 8.3 | 8.2 |  |  | 124000 | 10950 | 3.3 |  | 75000 | 7980 | 2.8 | Non Federally-Regulated | 06/11/1985 |  | 05/11/1988
Carrier Corp. - Syracuse | Carrier | 38AQ0166 + 38AQ0166 | 40RR034 | HRCU-A-CB, Split System: Heat | Heat Pump | 460 | 3 |  |  |  | No Match |  | No Match | 316512 | 40828 | 7.8 |  |  |  | 339600 | 34888 | 2.8 |  | 194998 | 27708 | 2 | Non Federally-Regulated | 07/31/1992 |  | 12/22/1992
York International | Luxaire | BAHT-T120A |  | HSP-A, Single-Package Heat Pum | Heat Pump | 208 | 3 |  |  |  | No Match |  | No Match | 121000 | 14578 | 8.3 |  |  |  | 126000 | 13189 |  |  | 76000 | 9685 |  | Non Federally-Regulated | 05/11/1988 |  | 03/15/1989
Lennox Industries Inc. | Armstrong | PRTC118BL-2 |  | HSP-A, Single-Package Heat Pum | Heat Pump | 208 | 3 |  |  |  | No Match |  | No Match | 117000 | 13146 | 8.9 | 8.9 |  |  | 119000 | 11424 | 3.1 | 3 | 64000 | 9377 | 2 | Non Federally-Regulated | 08/14/1992 |  | 09/02/1995
Carrier Corp. - Syracuse | Tempstar | RHS(240)(H,L,S)******TA |  | HSP-A, Single-Package Heat Pum | Heat Pump | 460 | 3 | False |  |  |  | True | Single-Speed | 232000 | 21886 | 10.6 | 10.4 |  |  | 220000 | 19538 | 3.3 | 3.2 |  |  |  | Federally-Regulated Commercial & Industrial Equipment | 04/21/2014 |  | 10/28/2014
Rheem Sales Company, Inc. | Weatherking | PHC7.5T-4K |  | HSP-A, Single-Package Heat Pum | Heat Pump | 460 | 3 |  |  |  | No Match |  | No Match | 93000 | 10300 | 9 | 8.2 |  |  | 93000 | 8960 |  |  | 51000 | 6990 |  | Non Federally-Regulated | 02/22/1990 |  | 07/31/1992
Carrier Corp. - Syracuse | Bryant Heating & Cooling Systems | 548J(P,E,T)14*********(D,E)A |  | HSP-A, Single-Package Heat Pum | Heat Pump | 460 | 3 | False |  |  |  | False | Single-Speed | 142000 | 13396 | 10.6 | 10.4 |  |  | 142000 | 13005 | 3.2 | 3.2 |  |  |  | Federally-Regulated Commercial & Industrial Equipment | 12/12/2012 |  | 10/28/2014
York International | Evcon | ECSE-T/W090 | FCHP-S090 | HRCU-A-CB, Split System: Heat | Heat Pump | 230 | 3 |  |  |  | No Match |  | No Match | 83000 | 9222 | 9 | 8.9 |  |  | 78000 | 7617 | 3 | 3 | 51000 | 6496 | 2.3 | Federally-Regulated Commercial & Industrial Equipment | 02/05/2002 |  | 07/18/2002
Trane U.S. Inc. | American Standard, Inc. | WCH120B400B |  | HSP-A, Single-Package Heat Pum | Heat Pump | 460 | 3 |  |  |  | No Match |  | No Match | 124000 | 12920 | 9.6 | 8.9 |  | 9.8 | 110000 | 10740 | 3 | 3 | 59000 | 8640 | 2 | Non Federally-Regulated | 07/02/1992 |  | 07/31/1992
Rheem Sales Company, Inc. | Addison Products | PHC7.5T-3K |  | HSP-A, Single-Package Heat Pum | Heat Pump | 230 | 3 |  |  |  | No Match |  | No Match | 93000 | 10300 | 9 |  |  |  | 93000 | 8960 |  |  | 51000 | 6990 |  | Non Federally-Regulated | 05/11/1988 |  | 03/15/1989
Carrier Corp. - Syracuse | Carrier | 38AQ0345 | 40RR028 | HSP-A, Single-Package Heat Pum | Heat Pump | 230 | 3 |  |  |  | No Match |  | No Match | 67000 | 7485 | 9 | 8.9 |  |  | 67000 | 6500 | 3 | 3 | 35600 | 5110 | 2 | Non Federally-Regulated | 08/29/1986 |  | 05/11/1988
Trane U.S. Inc. | Trane Unitary Products Group | WC(D,H)150E30*B |  | HSP-A, Single-Package Heat Pum | Both Heat Pump and Electric Re | 460 | 3 | False |  |  |  | False | Single-Speed | 146000 | 13272 | 11 | 10.4 |  |  | 146000 | 13371 | 3.2 | 3.2 |  |  |  | Federally-Regulated Commercial & Industrial Equipment | 03/02/2012 |  | 08/28/2012
Carrier Corp. - Syracuse | Airquest | RHS(240)(H,L,S)******AA |  | HSP-A, Single-Package Heat Pum | Heat Pump | 208 | 3 | False |  |  |  | True | Single-Speed | 232000 | 21886 | 10.6 | 10.4 |  |  | 220000 | 19538 | 3.3 | 3.2 |  |  |  | Federally-Regulated Commercial & Industrial Equipment | 04/21/2014 |  | 10/28/2014
York International | York | E1RA090S25/46 | F3EH090 | HRCU-A-CB, Split System: Heat | Heat Pump | 230 | 3 |  |  |  | No Match |  | No Match | 91000 | 9578 | 9.5 | 8.9 |  |  | 83000 | 8106 | 3 | 3 | 54000 | 7534 | 2.1 | Federally-Regulated Commercial & Industrial Equipment | 07/31/2002 |  | 01/18/2008
York International | Luxaire | BADF-T/W120N205/245 |  | HSP-A, Single-Package Heat Pum | Heat Pump | 460 | 3 |  |  |  | No Match |  | No Match | 118000 | 13111 | 9 | 8.9 |  |  | 116000 | 11332 | 3 | 3 | 70000 | 10257 | 2 | Federally-Regulated Commercial & Industrial Equipment | 03/31/1998 |  | 05/09/1998
Rheem Sales Company, Inc. | Ruud | UPWC-075C | UHGF-100Z | HRCU-A-CB, Split System: Heat | Heat Pump | 230 | 3 |  |  |  | No Match |  | No Match | 92000 | 9583 | 9.6 | 8.9 |  |  | 88000 | 8057 | 3.2 | 3 | 48000 | 6697 | 2.1 | Federally-Regulated Commercial & Industrial Equipment | 05/22/2000 |  | 05/23/2000
Carrier Corp. - Syracuse | Comfortmaker | CHS180(H,L,S)D* | FHS180(M,S,H,L)A*A* | HRCU-A-CB, Split System: Heat | Heat Pump | 575 | 3 |  |  |  |  | True | Single-Speed | 178000 | 16792 | 10.6 | 10.4 |  |  | 178000 | 15343 | 3.4 | 3.2 |  |  |  | Federally-Regulated Commercial & Industrial Equipment | 03/10/2011 |  | 12/12/2012
Carrier Corp. - Syracuse | Carrier | 50PQ0085 |  | HSP-A, Single-Package Heat Pum | Heat Pump | 230 | 3 |  |  |  | No Match |  | No Match | 87000 | 11500 | 7.6 | 8.2 |  |  | 92000 | 9800 |  |  | 52000 | 7800 |  | Non Federally-Regulated | 05/16/1984 |  | 06/11/1985
Trane U.S. Inc. | Trane | WCH090C30*B* |  | HSP-A, Single-Package Heat Pum | Heat Pump | 230 | 3 |  |  |  | No Match |  | No Match | 87000 | 9775 | 8.9 | 8.9 |  |  | 86000 | 8399 | 3 | 3 | 43000 | 6299 | 2 | Federally-Regulated Commercial & Industrial Equipment | 11/18/1999 |  | 04/13/2000
Trane U.S. Inc. | Trane | WCH075A300A |  | HSP-A, Single-Package Heat Pum | Heat Pump | 230 | 3 |  |  |  | No Match |  | No Match | 71000 | 8300 | 8.6 |  |  |  | 71000 | 7170 | 2.9 | 2.5 | 33000 | 5090 | 1.9 | Non Federally-Regulated | 07/19/1989 |  | 02/22/1990
Carrier Corp. - Syracuse | Keeprite | CHS180(H,L,S)D* | FHS180(M,S,H,L)A*A* | HRCU-A-CB, Split System: Heat | Heat Pump | 230 | 3 |  |  |  |  | True | Single-Speed | 178000 | 16792 | 10.6 | 10.4 |  |  | 178000 | 15343 | 3.4 | 3.2 |  |  |  | Federally-Regulated Commercial & Industrial Equipment | 03/10/2011 |  | 12/12/2012
Rheem Sales Company, Inc. | Weatherking | WJKB-A120D |  | HSP-A, Single-Package Heat Pum | Heat Pump | 460 | 3 |  |  |  | No Match |  | No Match | 117000 | 12717 | 9.2 | 8.9 |  | 9.1 | 118000 | 11524 | 3 | 3 | 63500 | 9302 | 2 | Federally-Regulated Commercial & Industrial Equipment | 11/21/2001 |  | 07/18/2002
Lennox Industries Inc. | Armstrong | LHA120H* |  | HSP-A, Single-Package Heat Pum | Heat Pump | 460 | 3 |  |  |  | No Match |  | No Match | 118000 | 11456 | 10.3 | 8.9 |  | 11.3 | 120000 | 10657 | 3.3 | 3 | 72000 | 10048 | 2.1 | Federally-Regulated Commercial & Industrial Equipment | 03/31/1998 |  | 05/09/1998
Trane U.S. Inc. | Trane | WCH150B400B |  | HSP-A, Single-Package Heat Pum | Heat Pump | 460 | 3 |  |  |  | No Match |  | No Match | 146000 | 15550 | 9.4 |  |  |  | 132000 | 13330 | 2.9 |  | 70000 | 10250 | 2 | Non Federally-Regulated | 07/31/1992 |  | 03/31/1998
Lennox Industries Inc. | Armstrong | LHA180HN2* |  | HSP-A, Single-Package Heat Pum | Heat Pump | 575 | 3 |  |  |  | No Match |  | No Match | 182000 | 16545 | 11 | 8.5 |  | 12 | 192000 | 17047 | 3.3 | 2.9 | 106000 | 15528 | 2 | Federally-Regulated Commercial & Industrial Equipment | 02/05/2002 |  | 07/18/2002
York International | York | B1HN090N***25/46/58 |  | HSP-A, Single-Package Heat Pum | Heat Pump | 460 | 3 |  |  |  | No Match |  | No Match | 87000 | 9666 | 9 | 8.9 |  |  | 89000 | 8692 | 3 | 3 | 49000 | 7178 | 2 | Federally-Regulated Commercial & Industrial Equipment | 11/18/1999 |  | 04/13/2000
McQuay International | McQuay International | DPS010AHHY2**-6 |  | HSP-A, Single-Package Heat Pum | Heat Pump | 208 | 3 | False |  |  |  | True | Variable-Speed | 121000 | 9837 | 12.3 | 10.8 |  |  | 119000 | 8988 | 3.9 | 3.3 |  |  |  | Federally-Regulated Commercial & Industrial Equipment | 03/02/2012 |  | 08/28/2012
Carrier Corp. - Syracuse | Comfortmaker | RHS(240)(H,L,S)******TA |  | HSP-A, Single-Package Heat Pum | Heat Pump | 208 | 3 | False |  |  |  | True | Single-Speed | 232000 | 21886 | 10.6 | 10.4 |  |  | 220000 | 19538 | 3.3 | 3.2 |  |  |  | Federally-Regulated Commercial & Industrial Equipment | 04/21/2014 |  | 10/28/2014
BDP Co. | Payne | 542DP090 |  | HSP-A, Single-Package Heat Pum | Heat Pump | 230 | 3 |  |  |  | No Match |  | No Match | 87000 | 10200 | 8.5 | 8.2 |  |  | 89000 | 8800 |  |  | 49000 | 7300 |  | Non Federally-Regulated | 05/16/1984 |  | 06/11/1985
Carrier Corp. - Syracuse | Carrier | 50EWQ024511/611 |  | HSP-A, Single-Package Heat Pum | Heat Pump | 208 | 3 |  |  |  | No Match |  | No Match | 230000 | 23469 | 9.8 | 8.5 |  | 10 | 228000 | 20249 | 3.3 | 2.9 | 116000 | 16998 | 2 | Federally-Regulated Commercial & Industrial Equipment | 10/24/1997 |  | 03/31/1998
York International | Fraser Johnston | BB-20[E54]***(T,W,X)* |  | HSP-A, Single-Package Heat Pum | Both Heat Pump and Electric Re | 575 | 3 |  |  |  |  | True | Single-Speed | 216000 | 22737 | 9.5 | 8.5 |  | 9.5 | 210000 | 19866 | 3.1 | 2.9 | 130000 | 19062 | 2 | Federally-Regulated Commercial & Industrial Equipment | 01/18/2008 |  | 01/24/2011
Carrier Corp. - Syracuse | Carrier | 38AQ0166 | 40RR034 | HRCU-A-CB, Split System: Heat | Heat Pump | 460 | 3 |  |  |  | No Match |  | No Match | 273512 | 34828 | 8.3 |  |  |  | 283599 | 28848 |  |  | 95926 | 24128 |  | Non Federally-Regulated | 06/11/1985 |  | 05/11/1988
Carrier Corp. - Syracuse | Bryant Air Conditioning | 575APX/AEX090 | 524APH/AEH090GC | HRCU-A-CB, Split System: Heat | Heat Pump | 208 | 3 |  |  |  | No Match |  | No Match | 86000 | 8775 | 9.8 | 8.9 |  |  | 83000 | 8106 | 3 | 3 | 46000 | 6738 | 2 | Federally-Regulated Commercial & Industrial Equipment | 11/18/1999 |  | 07/18/2002
Carrier Corp. - Syracuse | ICP Commercial | RHS(181,183)(H,L,S)******TA |  | HSP-A, Single-Package Heat Pum | Heat Pump | 208 | 3 | False |  |  |  | True | Single-Speed | 172000 | 15925 | 10.8 | 10.4 |  |  | 220000 | 19538 | 3.3 | 3.2 |  |  |  | Federally-Regulated Commercial & Industrial Equipment | 12/12/2012 |  | 05/09/2013
Rheem Sales Company, Inc. | Heil Quaker | NCHR10H001B | NEPR10N020A | HRCU-A-CB, Split System: Heat | Heat Pump | 230 | 3 |  |  |  | No Match |  | No Match | 90000 | 11000 | 8.2 | 8.2 |  |  | 88000 | 8595 |  |  | 46000 | 6740 |  | Non Federally-Regulated | 08/29/1986 |  | 05/11/1988
Rheem Sales Company, Inc. | Dayton | MPWC-075C | MHGF-100Z | HRCU-A-CB, Split System: Heat | Heat Pump | 230 | 3 |  |  |  | No Match |  | No Match | 92000 | 9583 | 9.6 | 8.9 |  |  | 88000 | 8057 | 3.2 | 3 | 48000 | 6697 | 2.1 | Federally-Regulated Commercial & Industrial Equipment | 05/22/2000 |  | 05/23/2000
Airedale North America | School Unit | SCHP7.5 | 40RR054 | HSP-A, Single-Package Heat Pum | Heat Pump | 460 | 3 |  |  |  | No Match |  | No Match | 93500 | 58045 | 8.4 | 7.5 |  |  | 88000 | 9208 | 2.8 | 2.5 | 54440 | 8398 | 1.9 | Non Federally-Regulated | 11/03/1988 |  | 03/15/1989
Carrier Corp. - Syracuse | Bryant Heating & Cooling Systems | 549J(P,E,T)08*********(A,B)A |  | HSP-A, Single-Package Heat Pum | Heat Pump | 230 | 3 | False |  |  |  | True | Single-Speed | 90000 | 7438 | 12.1 | 10.8 |  |  | 84000 | 7033 | 3.5 | 3.3 |  |  |  | Federally-Regulated Commercial & Industrial Equipment | 10/28/2014 |  | 04/21/2015
McQuay International | McQuay International | DPS006AHHW2**-6 |  | HSP-A, Single-Package Heat Pum | Heat Pump | 230 | 3 | False |  |  |  | True | Variable-Speed | 70000 | 6194 | 11.3 | 10.8 |  |  | 65000 | 5120 | 3.7 | 3.3 |  |  |  | Federally-Regulated Commercial & Industrial Equipment | 08/28/2012 |  | 04/19/2013
Carrier Corp. - Syracuse | Keeprite | RHH072(H,L,S)******** |  | HSP-A, Single-Package Heat Pum | Heat Pump | 575 | 3 | False |  |  |  | True | Single-Speed | 72000 | 6000 | 12 | 10.8 |  |  | 70000 | 6033 | 3.4 | 3.3 |  |  |  | Federally-Regulated Commercial & Industrial Equipment | 11/30/2011 |  | 10/28/2014
Daikin Comfort Technologies Manufacturing, L.P. | Goodman | CPH072********B* |  | HSP-A, Single-Package Heat Pum | Both Heat Pump and Electric Re | 575 | 3 | False |  |  |  | False | No Match | 70000 | 6306 | 11.1 | 10.8 |  |  | 70000 | 5698 | 3.6 | 3.3 |  |  |  | No Match | 05/02/2012 |  | 05/08/2012
International Comfort Products | Airquest | PH*120N2HA |  | HSP-A, Single-Package Heat Pum | Heat Pump | 208 | 3 |  |  |  | No Match |  | No Match | 123000 | 13516 | 9.1 | 8.9 |  | 9.5 | 123000 | 11628 | 3.1 | 3 | 71000 | 10404 | 2 | Federally-Regulated Commercial & Industrial Equipment | 12/14/1998 |  | 08/17/1999
Trane U.S. Inc. | Trane | WCD240B40*F* |  | HSP-A, Single-Package Heat Pum | Heat Pump | 460 | 3 |  |  |  | No Match |  | No Match | 222000 | 22200 | 10 | 8.5 |  | 9.7 | 208000 | 19659 | 3.1 | 2.9 | 128000 | 18751 | 2 | Federally-Regulated Commercial & Industrial Equipment | 07/31/2002 |  | 06/19/2003
Carrier Corp. - Syracuse | Bryant Heating & Cooling Systems | 548J(P,E,T)14*********(A,B)A |  | HSP-A, Single-Package Heat Pum | Heat Pump | 460 | 3 | False |  |  |  | False | Single-Speed | 142000 | 13396 | 10.6 | 10.4 |  |  | 142000 | 13005 | 3.2 | 3.2 |  |  |  | Federally-Regulated Commercial & Industrial Equipment | 10/28/2014 |  | 04/21/2015
Carrier Corp. - Syracuse | Arcoaire | RHS150(H,L,S)******TA |  | HSP-A, Single-Package Heat Pum | Heat Pump | 208 | 3 | False |  |  |  | False | Single-Speed | 142000 | 13396 | 10.6 | 10.4 |  |  | 142000 | 13005 | 3.2 | 3.2 |  |  |  | Federally-Regulated Commercial & Industrial Equipment | 10/28/2014 |  | 10/28/2014
Carrier Corp. - Syracuse | Airquest | RHS(120,121)(H,L,S)******AA |  | HSP-A, Single-Package Heat Pum | Heat Pump | 575 | 3 | False |  |  |  | False | Single-Speed | 116000 | 10545 | 11 | 10.8 |  |  | 116000 | 9999 | 3.4 | 3.3 |  |  |  | Federally-Regulated Commercial & Industrial Equipment | 12/12/2012 |  | 10/28/2014
York International | Fraser Johnston | BACB-(T/W/X)240(A/E) |  | HSP-A, Single-Package Heat Pum | Heat Pump | 460 | 3 |  |  |  | No Match |  | No Match | 222000 | 26117 | 8.5 | 8.5 |  | 8 | 226000 | 22078 | 3 | 2.9 | 120000 | 17584 | 2 | Federally-Regulated Commercial & Industrial Equipment | 10/02/1998 |  | 08/19/1999
Trane U.S. Inc. | Trane | TWA240B300E* | TWE240B300C* | HRCU-A-CB, Split System: Heat | Heat Pump | 208 | 3 |  |  |  | No Match |  | No Match | 234000 | 25161 | 9.3 | 8.5 |  | 10.5 | 234000 | 22116 | 3.1 | 2.9 | 154000 | 19618 | 2.3 | Federally-Regulated Commercial & Industrial Equipment | 07/19/2001 |  | 07/18/2002
Carrier Corp. - Syracuse | Heil | RHS(181,183)(H,L,S)******** |  | HSP-A, Single-Package Heat Pum | Heat Pump | 460 | 3 | False |  |  |  | True | Single-Speed | 172000 | 15925 | 10.8 | 10.4 |  |  | 220000 | 19538 | 3.3 | 3.2 |  |  |  | Federally-Regulated Commercial & Industrial Equipment | 11/30/2011 |  | 12/12/2012
Addison Products | Addison Products | DFH074*4E**** |  | HSP-A, Single-Package Heat Pum | Heat Pump | 460 | 3 |  |  |  | No Match |  | No Match | 78700 | 8550 | 9.2 | 8.9 |  | 10 | 84900 | 8290 | 3 | 3 | 47200 | 6410 | 2.2 | Federally-Regulated Commercial & Industrial Equipment | 11/03/1994 |  | 04/07/1996
Carrier Corp. - Syracuse | Carrier | 38AQ0345 + 38AQ0165 | 40RR054 | HRCU-A-CB, Split System: Heat | Heat Pump | 208 | 3 |  |  |  | No Match |  | No Match | 480915 | 59372 | 8.1 |  |  |  | 486000 | 52724 | 2.7 |  | 270000 | 41624 | 1.9 | Non Federally-Regulated | 07/31/1992 |  | 12/22/1992
Inter-City Products Corp. | Heil | PH*120N2LA* |  | HSP-A, Single-Package Heat Pum | Heat Pump | 460 | 3 |  |  |  | No Match |  | No Match | 123000 | 13516 | 9.1 | 8.9 |  | 9.5 | 123000 | 11628 | 3.1 | 3 | 71000 | 10404 | 2 | Federally-Regulated Commercial & Industrial Equipment | 06/11/1997 |  | 09/02/1997
York International | Coleman | XA-12[C,E]***(T,W,X)* |  | HSP-A, Single-Package Heat Pum | Both Heat Pump and Electric Re | 230 | 3 |  |  |  |  | True | Single-Speed | 150000 | 13636 | 11 | 8.5 |  | 11.9 | 144000 | 13196 | 3.2 | 2.9 | 90000 | 11997 | 2.2 | Federally-Regulated Commercial & Industrial Equipment | 01/18/2008 |  | 01/24/2011
McQuay International | McQuay International | DPS007AHHW2*C-4 |  | HSP-A, Single-Package Heat Pum | Heat Pump | 208 | 3 | False |  |  |  | True | Variable-Speed | 89000 | 7177 | 12.4 | 10.8 |  |  | 89000 | 6108 | 4.3 | 3.3 |  |  |  | Federally-Regulated Commercial & Industrial Equipment | 03/02/2012 |  | 08/28/2012
York International | Fraser Johnston | BAHT-W090A |  | HSP-A, Single-Package Heat Pum | Heat Pump | 460 | 3 |  |  |  | No Match |  | No Match | 95000 | 11176 | 8.5 |  |  |  | 103000 | 9738 | 3.1 |  | 57000 | 8353 | 2 | Non Federally-Regulated | 05/11/1988 |  | 03/15/1989
Carrier Corp. - Syracuse | ICP Commercial | RHS(181,183)(H,L,S)******** |  | HSP-A, Single-Package Heat Pum | Heat Pump | 230 | 3 | False |  |  |  | True | Single-Speed | 172000 | 15925 | 10.8 | 10.4 |  |  | 166000 | 14742 | 3.3 | 3.2 |  |  |  | Federally-Regulated Commercial & Industrial Equipment | 11/30/2011 |  | 12/12/2012
Carrier Corp. | Carrier | 50LJQ008611 | 40RR044 | HSP-A, Single-Package Heat Pum | Heat Pump | 460 | 3 |  |  |  | No Match |  | No Match | 92000 | 56160 | 9.1 | 8.9 |  | 10.3 | 96000 | 9380 | 3 | 3 | 55000 | 8060 | 2 | Non Federally-Regulated | 05/07/1992 |  | 03/08/1996
Carrier Corp. - Syracuse | Keeprite | RHS090(L,S)******** |  | HSP-A, Single-Package Heat Pum | Heat Pump | 575 | 3 | False |  |  |  | False | Single-Speed | 88000 | 7857 | 11.2 | 10.8 |  |  | 86000 | 7413 | 3.4 | 3.3 |  |  |  | Federally-Regulated Commercial & Industrial Equipment | 11/30/2011 |  | 03/02/2012
Rheem Sales Company, Inc. | Dayton | MPWC-075CAZ | MHGF-100Z | HRCU-A-CB, Split System: Heat | Heat Pump | 230 | 3 |  |  |  | No Match |  | No Match | 92000 | 9583 | 9.6 | 8.9 |  |  | 88000 | 8057 | 3.2 | 3 | 48000 | 6697 | 2.1 | Federally-Regulated Commercial & Industrial Equipment | 11/18/1999 |  | 04/13/2000
Lennox Industries Inc. | Lennox | CHP16-953-4Y |  | HSP-A, Single-Package Heat Pum | Heat Pump | 230 | 3 |  |  |  | No Match |  | No Match | 88000 | 9778 | 9 | 8.9 |  |  | 90000 | 8307 | 3.2 | 3 | 46000 | 6740 | 2 | Non Federally-Regulated | 01/17/1992 |  | 07/31/1992
Lennox Industries Inc. | Lennox | CHP16-1353-1Y |  | HSP-A, Single-Package Heat Pum | Heat Pump | 208 | 3 |  |  |  | No Match |  | No Match | 118000 | 14217 | 8.3 |  |  |  | 120000 | 12297 |  |  | 64000 | 9872 |  | Non Federally-Regulated | 05/11/1988 |  | 03/15/1989
Carrier Corp. - Syracuse | Day & Night | 542EP120 | BWV240B | HSP-A, Single-Package Heat Pum | Heat Pump | 230 | 3 |  |  |  | No Match |  | No Match | 240000 | 29200 | 8.2 | 8.2 |  |  | 236000 | 24200 |  |  | 64000 | 9200 |  | Non Federally-Regulated | 06/11/1985 |  | 05/11/1988
Carrier Corp. - Syracuse | ICP Commercial | RHS150(H,L,S)******AA |  | HSP-A, Single-Package Heat Pum | Heat Pump | 230 | 3 | False |  |  |  | False | Single-Speed | 142000 | 13396 | 10.6 | 10.4 |  |  | 142000 | 13005 | 3.2 | 3.2 |  |  |  | Federally-Regulated Commercial & Industrial Equipment | 12/12/2012 |  | 10/28/2014
Trane U.S. Inc. | Trane | WCH120B40*E* |  | HSP-A, Single-Package Heat Pum | Heat Pump | 460 | 3 |  |  |  | No Match |  | No Match | 124000 | 12916 | 9.6 | 8.9 |  | 9.8 | 110000 | 10746 | 3 | 3 | 59000 | 8645 | 2 | Federally-Regulated Commercial & Industrial Equipment | 12/14/1998 |  | 08/17/1999
Carrier Corp. - Syracuse | Carrier Corp. | 50TCQ*14***(5,6,1)A***(A,C,D,F)* |  | HSP-A, Single-Package Heat Pum | Heat Pump | 575 | 3 | False |  |  |  | False | Single-Speed | 142000 | 13396 | 10.6 | 10.4 |  |  | 142000 | 13005 | 3.2 | 3.2 |  |  |  | Federally-Regulated Commercial & Industrial Equipment | 12/12/2012 |  | 10/28/2014
York International | York | E1CH120A25 | F2EH120A33 | HRCU-A-CB, Split System: Heat | Heat Pump | 208 | 3 |  |  |  | No Match |  | No Match | 116000 | 14146 | 8.2 |  |  |  | 127000 | 12407 | 2.9 | 2.5 | 75000 | 9158 | 2.4 | Non Federally-Regulated | 04/11/1988 |  | 05/11/1988
Rheem Sales Company, Inc. | Airquest | NRHR92HP15B |  | HSP-A, Single-Package Heat Pum | Heat Pump | 208 | 3 |  |  |  | No Match |  | No Match | 93000 | 10333 | 9 | 8.9 |  | 9.9 | 93000 | 9085 | 3 | 3 | 51000 | 7117 | 2.1 | Federally-Regulated Commercial & Industrial Equipment | 03/31/1998 |  | 05/09/1998
Carrier Corp. - Syracuse | Bryant Heating & Cooling Systems | 549J(P,E,T)07**********A |  | HSP-A, Single-Package Heat Pum | Heat Pump | 460 | 3 | False |  |  |  | True | Single-Speed | 72000 | 6000 | 12 | 10.8 |  |  | 70000 | 6033 | 3.4 | 3.3 |  |  |  | Federally-Regulated Commercial & Industrial Equipment | 11/30/2011 |  | 10/28/2014
Rheem Sales Company, Inc. | Ruud | UPWA-150CAS | UHPA-150E5 | HRCU-A-CB, Split System: Heat | Heat Pump | 208 | 3 |  |  |  | No Match |  | No Match | 176400 | 22430 | 7.9 | 7.5 |  |  | 177800 | 19200 | 2.7 |  | 93800 | 17800 | 1.5 | Non Federally-Regulated | 09/08/1982 |  | 05/16/1984
McQuay International | McQuay International | DPS012AHHY2*C-4 |  | HSP-A, Single-Package Heat Pum | Heat Pump | 230 | 3 | False |  |  |  | True | Variable-Speed | 144000 | 12100 | 11.9 | 10.4 |  |  | 134000 | 11618 | 3.4 | 3.2 |  |  |  | Federally-Regulated Commercial & Industrial Equipment | 08/28/2012 |  | 04/19/2013
Rheem Sales Company, Inc. | Rheem | RPWC-100CAS | RHGF-100Z | HRCU-A-CB, Split System: Heat | Heat Pump | 208 | 3 |  |  |  | No Match |  | No Match | 122000 | 13555 | 9 | 8.9 |  |  | 123000 | 11628 | 3.1 | 3 | 68000 | 9490 | 2.1 | Federally-Regulated Commercial & Industrial Equipment | 03/31/1998 |  | 05/09/1998
GE Appliances, a Haier company | General Electric | BWC090C3 |  | HSP-A, Single-Package Heat Pum | Heat Pump | 230 | 3 |  |  |  | No Match |  | No Match | 90000 | 11500 | 7.8 | 7.5 |  |  | 90000 | 10000 | 2.6 |  | 50000 | 7700 |  | Non Federally-Regulated | 01/05/1982 |  | 09/03/2015
Carrier Corp. - Syracuse | Comfortmaker | RHS(240,243)(H,L,S)******TA |  | HSP-A, Single-Package Heat Pum | Heat Pump | 460 | 3 | False |  |  |  | True | Single-Speed | 232000 | 21886 | 10.6 | 10.4 |  |  | 220000 | 19538 | 3.3 | 3.2 |  |  |  | Federally-Regulated Commercial & Industrial Equipment | 12/12/2012 |  | 04/21/2014
Lennox Industries Inc. | Lennox | KHA150S4M*1Y,G,J |  | HSP-A, Single-Package Heat Pum | Both Heat Pump and Electric Re | 575 | 3 | False |  |  |  | True | Single-Speed | 138000 | 13018 | 10.6 | 10.4 |  |  | 138000 | 12638 | 3.2 | 3.2 |  |  |  | Federally-Regulated Commercial & Industrial Equipment | 04/19/2013 |  | 10/28/2014
York International | Coleman | BA-20(C00/E18/E36)** |  | HSP-A, Single-Package Heat Pum | Both Heat Pump and Electric Re | 230 | 3 |  |  |  |  | True | Single-Speed | 226000 | 21942 | 10.3 | 8.5 |  | 10.2 | 218000 | 18803 | 3.4 | 2.9 | 129000 | 18014 | 2.1 | Federally-Regulated Commercial & Industrial Equipment | 02/11/2008 |  | 02/24/2011
Trane U.S. Inc. | American Standard, Inc. | WS(D,H)150E(3,4,W)R(G,N,P,R)****0 |  | HSP-A, Single-Package Heat Pum | Both Heat Pump and Electric Re | 230 | 3 | False |  |  |  | False | Single-Speed | 146000 | 13773 | 10.6 | 10.4 |  |  | 136000 | 12455 | 3.2 | 3.2 |  |  |  | Federally-Regulated Commercial & Industrial Equipment | 12/12/2012 |  | 08/28/2014
York International | Fraser Johnston | BA-07C00*T/W/X***** |  | HSP-A, Single-Package Heat Pum | Heat Pump | 575 | 3 |  |  |  | No Match |  | No Match | 90000 | 8411 | 10.7 | 8.9 |  | 11 | 85000 | 7782 | 3.2 | 3 | 46000 | 6126 | 2.2 | Federally-Regulated Commercial & Industrial Equipment | 05/21/2002 |  | 07/18/2002
Rheem Sales Company, Inc. | Rheem | RPWC-100DAZ | RHGF-100Z | HRCU-A-CB, Split System: Heat | Heat Pump | 460 | 3 |  |  |  | No Match |  | No Match | 120000 | 13043 | 9.2 | 8.9 |  |  | 125000 | 11817 | 3.1 | 3 | 68000 | 9490 | 2.1 | Federally-Regulated Commercial & Industrial Equipment | 12/14/1998 |  | 08/18/1999
York International | Evcon | BA-15[E72]***(T,W,X)* |  | HSP-A, Single-Package Heat Pum | Both Heat Pump and Electric Re | 460 | 3 |  |  |  |  | True | Single-Speed | 160000 | 16327 | 9.8 | 8.5 |  | 9.4 | 172000 | 15762 | 3.2 | 2.9 | 102000 | 14244 | 2.1 | Federally-Regulated Commercial & Industrial Equipment | 01/18/2008 |  | 02/24/2011
Carrier Corp. | Carrier | 38AQ0346 + 38AQ0166 | 40RR054 | HRCU-A-CB, Split System: Heat | Heat Pump | 460 | 3 |  |  |  | No Match |  | No Match | 480915 | 59372 | 8.1 |  |  | 8.7 | 486000 | 52724 | 2.7 |  | 270000 | 41624 | 1.9 | Voluntarily Certified | 01/23/1988 |  | 03/08/1996
GE Appliances, a Haier company | General Electric | BWA240C2 | BWV240A | HRCU-A-CB, Split System: Heat | Heat Pump | 200 | 3 |  |  |  | No Match |  | No Match | 234000 | 30100 | 7.8 | 7.5 |  |  | 240000 | 24800 |  |  | 116000 | 18400 |  | Non Federally-Regulated | 01/05/1982 |  | 09/03/2015
Inter-City Products Corp. | Airquest | NRHR10HP30B |  | HSP-A, Single-Package Heat Pum | Heat Pump | 208 | 3 |  |  |  | No Match |  | No Match | 120000 | 13483 | 8.9 | 8.9 |  | 10.3 | 126000 | 12309 | 3 | 3 | 67000 | 9350 | 2.1 | Federally-Regulated Commercial & Industrial Equipment | 06/11/1997 |  | 09/02/1997
Carrier Corp. - Syracuse | Heil | RHS150(H,L,S)******AA |  | HSP-A, Single-Package Heat Pum | Heat Pump | 230 | 3 | False |  |  |  | False | Single-Speed | 142000 | 13396 | 10.6 | 10.4 |  |  | 142000 | 13005 | 3.2 | 3.2 |  |  |  | Federally-Regulated Commercial & Industrial Equipment | 12/12/2012 |  | 10/28/2014
Carrier Corp. - Syracuse | Arcoaire | RHS(181,183)(H,L,S)******AA |  | HSP-A, Single-Package Heat Pum | Heat Pump | 208 | 3 | False |  |  |  | True | Single-Speed | 172000 | 15925 | 10.8 | 10.4 |  |  | 220000 | 19538 | 3.3 | 3.2 |  |  |  | Federally-Regulated Commercial & Industrial Equipment | 12/12/2012 |  | 05/09/2013
Trane U.S. Inc. | American Standard, Inc. | TWA180B300D* | TWE180B300C* | HRCU-A-CB, Split System: Heat | Heat Pump | 208 | 3 |  |  |  | No Match |  | No Match | 176000 | 17425 | 10.1 | 8.5 |  | 12.1 | 168000 | 16407 | 3 | 2.9 | 107000 | 13630 | 2.3 | Federally-Regulated Commercial & Industrial Equipment | 05/22/2000 |  | 06/01/2001
Carrier Corp. - Syracuse | ICP Commercial | RHS150(H,L,S)******AA |  | HSP-A, Single-Package Heat Pum | Heat Pump | 460 | 3 | False |  |  |  | False | Single-Speed | 142000 | 13396 | 10.6 | 10.4 |  |  | 142000 | 13005 | 3.2 | 3.2 |  |  |  | Federally-Regulated Commercial & Industrial Equipment | 12/12/2012 |  | 10/28/2014
York International | York | B1CH180A/E***25/46 |  | HSP-A, Single-Package Heat Pum | Heat Pump | 208 | 3 |  |  |  | No Match |  | No Match | 164000 | 18636 | 8.8 | 8.5 |  | 8.5 | 174000 | 16998 | 3 | 2.9 | 90000 | 13188 | 2 | Federally-Regulated Commercial & Industrial Equipment | 12/01/1997 |  | 03/31/1998
Carrier Corp. - Syracuse | Keeprite | RHS090H******** |  | HSP-A, Single-Package Heat Pum | Heat Pump | 230 | 3 | False |  |  |  | False | Single-Speed | 88000 | 7857 | 11.2 | 10.8 |  |  | 86000 | 7413 | 3.4 | 3.3 |  |  |  | Federally-Regulated Commercial & Industrial Equipment | 03/02/2012 |  | 12/12/2012
Lennox Industries Inc. | Lennox | LHA120H* |  | HSP-A, Single-Package Heat Pum | Heat Pump | 208 | 3 |  |  |  | No Match |  | No Match | 118000 | 11456 | 10.3 | 8.9 |  | 11.3 | 120000 | 10657 | 3.3 | 3 | 72000 | 10048 | 2.1 | Federally-Regulated Commercial & Industrial Equipment | 02/03/1998 |  | 03/31/1998
Addison Products | Addison Products | DFH084*3E**** |  | HSP-A, Single-Package Heat Pum | Heat Pump | 208 | 3 |  |  |  | No Match |  | No Match | 91900 | 9990 | 9.2 | 8.9 |  | 9.6 | 95900 | 8520 | 3.3 | 3 | 55200 | 6890 | 2.3 | Federally-Regulated Commercial & Industrial Equipment | 11/03/1994 |  | 04/07/1996
Rheem Sales Company, Inc. | Rheem | RPWA-100CAS | RHPA-100E | HRCU-A-CB, Split System: Heat | Heat Pump | 208 | 3 |  |  |  | No Match |  | No Match | 119000 | 15050 | 7.8 | 8.2 |  |  | 118000 | 12805 | 2.7 |  | 61000 | 9930 | 1.8 | Non Federally-Regulated | 06/11/1985 |  | 05/11/1988
McQuay International | McQuay International | DPS007AHHY4*C-3 |  | HSP-A, Single-Package Heat Pum | Heat Pump | 460 | 3 | False |  |  |  | True | Variable-Speed | 88000 | 7096 | 12.4 | 10.8 |  |  | 88000 | 6039 | 4.3 | 3.3 |  |  |  | Federally-Regulated Commercial & Industrial Equipment | 03/02/2012 |  | 08/28/2012
York International | Fraser Johnston | EF-07C00A(T/W)AAA1A | FF-07C00S00AAA1A | HRCU-A-CB, Split System: Heat | Heat Pump | 208 | 3 |  |  |  | No Match |  | No Match | 90000 | 8411 | 10.7 | 8.9 |  |  | 88000 | 8057 | 3.2 | 3 | 56500 | 7197 | 2.3 | Federally-Regulated Commercial & Industrial Equipment | 07/31/2002 |  | 01/18/2008
York International | Fraser Johnston | BA-15[E72]***(T,W,X)* |  | HSP-A, Single-Package Heat Pum | Both Heat Pump and Electric Re | 230 | 3 |  |  |  |  | True | Single-Speed | 160000 | 16327 | 9.8 | 8.5 |  | 9.4 | 172000 | 15762 | 3.2 | 2.9 | 102000 | 14244 | 2.1 | Federally-Regulated Commercial & Industrial Equipment | 01/18/2008 |  | 02/24/2011
McQuay International | McQuay International | DPS012AHHG2*C-4 |  | HSP-A, Single-Package Heat Pum | Heat Pump | 208 | 3 | False |  |  |  | True | Variable-Speed | 144000 | 12307 | 11.7 | 10.4 |  |  | 134000 | 11793 | 3.3 | 3.2 |  |  |  | Federally-Regulated Commercial & Industrial Equipment | 08/28/2012 |  | 04/19/2013
Carrier Corp. - Syracuse | Bryant Heating & Cooling Systems | 548J(P,E,T)17*********(D,E)C |  | HSP-A, Single-Package Heat Pum | Heat Pump | 208 | 3 | False |  |  |  | True | Single-Speed | 172000 | 15925 | 10.8 | 10.4 |  |  | 220000 | 19538 | 3.3 | 3.2 |  |  |  | Federally-Regulated Commercial & Industrial Equipment | 01/09/2014 |  | 10/28/2014
Carrier Corp. - Syracuse | Keeprite | RHH090(H,L,S)******AA |  | HSP-A, Single-Package Heat Pum | Heat Pump | 575 | 3 | False |  |  |  | True | Single-Speed | 90000 | 7438 | 12.1 | 10.8 |  |  | 84000 | 7033 | 3.5 | 3.3 |  |  |  | Federally-Regulated Commercial & Industrial Equipment | 10/28/2014 |  | 10/28/2014
Trane U.S. Inc. | General Electric | BWC090F3D |  | HSP-A, Single-Package Heat Pum | Heat Pump | 230 | 3 |  |  |  | No Match |  | No Match | 94000 | 10800 | 8.7 | 8.2 |  |  | 88000 | 9500 | 2.7 |  | 48000 | 7500 | 1.9 | Non Federally-Regulated | 05/16/1984 |  | 06/11/1985
Carrier Corp. - Syracuse | Carrier Corp. | 50HCQ*09***(5,6,1)A* |  | HSP-A, Single-Package Heat Pum | Heat Pump | 575 | 3 | False |  |  |  | True | Single-Speed | 100000 | 8333 | 12 | 10.8 |  |  | 100000 | 8619 | 3.4 | 3.3 |  |  |  | Federally-Regulated Commercial & Industrial Equipment | 11/30/2011 |  | 04/19/2013
Inter-City Products Corp. | Airquest | NCHR10H001C | NEMR10M030A | HRCU-A-CB, Split System: Heat | Heat Pump | 208 | 3 |  |  |  | No Match |  | No Match | 122000 | 13555 | 9 | 8.9 |  |  | 123000 | 11628 | 3.1 | 3 | 68000 | 9490 | 2.1 | Federally-Regulated Commercial & Industrial Equipment | 06/11/1997 |  | 09/02/1997
Carrier Corp. - Syracuse | Bryant Heating & Cooling Systems | 549J(P,E,T)12**********A |  | HSP-A, Single-Package Heat Pum | Heat Pump | 575 | 3 | False |  |  |  | True | Single-Speed | 119000 | 9674 | 12.3 | 10.8 |  |  | 116000 | 9713 | 3.5 | 3.3 |  |  |  | Federally-Regulated Commercial & Industrial Equipment | 11/30/2011 |  | 12/12/2012
Carrier Corp. - Syracuse | Comfortmaker | RHS150(H,L,S)******AA |  | HSP-A, Single-Package Heat Pum | Heat Pump | 460 | 3 | False |  |  |  | False | Single-Speed | 142000 | 13396 | 10.6 | 10.4 |  |  | 142000 | 13005 | 3.2 | 3.2 |  |  |  | Federally-Regulated Commercial & Industrial Equipment | 12/12/2012 |  | 10/28/2014
Carrier Corp. - Syracuse | Comfortmaker | RHS(240,243)(H,L,S)******** |  | HSP-A, Single-Package Heat Pum | Heat Pump | 230 | 3 | False |  |  |  | True | Single-Speed | 232000 | 21886 | 10.6 | 10.4 |  |  | 220000 | 19538 | 3.3 | 3.2 |  |  |  | Federally-Regulated Commercial & Industrial Equipment | 11/30/2011 |  | 12/12/2012
Carrier Corp. - Syracuse | Tempstar | CHS180(H,L,S)D* | FHS180(M,S,H,L)**A0* | HRCU-A-CB, Split System: Heat | Heat Pump | 208 | 3 |  |  |  |  | True | Single-Speed | 178000 | 16792 | 10.6 | 10.4 |  |  | 178000 | 15343 | 3.4 | 3.2 |  |  |  | Federally-Regulated Commercial & Industrial Equipment | 07/18/2013 |  | 10/28/2014
Carrier Corp. - Syracuse | Keeprite | RHH102(H,L,S)******** |  | HSP-A, Single-Package Heat Pum | Heat Pump | 230 | 3 | False |  |  |  | True | Single-Speed | 100000 | 8333 | 12 | 10.8 |  |  | 100000 | 8619 | 3.4 | 3.3 |  |  |  | Federally-Regulated Commercial & Industrial Equipment | 11/30/2011 |  | 04/19/2013
Carrier Corp. - Syracuse | Day & Night | 548CEX090000AB** |  | HSP-A, Single-Package Heat Pum | Heat Pump | 460 | 3 |  |  |  | No Match |  | No Match | 92000 | 10110 | 9.1 | 8.9 |  |  | 96000 | 9380 | 3 | 3 | 55000 | 8060 | 2 | Non Federally-Regulated | 07/31/1992 |  | 03/31/1998
Addison Products | Addison Products | DFH254*4E**** |  | HSP-A, Single-Package Heat Pum | Heat Pump | 460 | 3 |  |  |  | No Match |  | No Match | 222500 | 25000 | 8.9 | 8.5 |  | 9 | 231700 | 20600 | 3.3 | 2.9 | 134700 | 16900 | 2.3 | Federally-Regulated Commercial & Industrial Equipment | 11/03/1994 |  | 04/07/1996
Carrier Corp. - Syracuse | Day & Night | 542EP,FP090 |  | HSP-A, Single-Package Heat Pum | Heat Pump | 208 | 3 |  |  |  | No Match |  | No Match | 86000 | 10238 | 8.4 |  |  |  | 87000 | 8792 |  |  | 50000 | 7327 |  | Non Federally-Regulated | 05/11/1988 |  | 03/15/1989
York International | York | E2CH120A46 | F2EH120A33 | HRCU-A-CB, Split System: Heat | Heat Pump | 460 | 3 |  |  |  | No Match |  | No Match | 118000 | 14390 | 8.2 |  |  |  | 129000 | 12602 | 2.9 | 2.5 | 75000 | 9281 | 2.4 | Non Federally-Regulated | 04/18/1990 |  | 07/27/1992
Carrier Corp. - Syracuse | Keeprite | CHS180(H,L,S)D* | FHS180(M,S,H,L)**A0* | HRCU-A-CB, Split System: Heat | Heat Pump | 230 | 3 |  |  |  |  | True | Single-Speed | 178000 | 16792 | 10.6 | 10.4 |  |  | 178000 | 15343 | 3.4 | 3.2 |  |  |  | Federally-Regulated Commercial & Industrial Equipment | 07/18/2013 |  | 10/28/2014
York International | Luxaire | BA-15[E54]***(T,W,X)* |  | HSP-A, Single-Package Heat Pum | Both Heat Pump and Electric Re | 575 | 3 |  |  |  |  | True | Single-Speed | 162000 | 16531 | 9.8 | 8.5 |  | 9.4 | 172000 | 15762 | 3.2 | 2.9 | 102000 | 9348 | 3.2 | Federally-Regulated Commercial & Industrial Equipment | 01/18/2008 |  | 02/24/2011
Carrier Corp. - Syracuse | Airquest | RHH072(H,L,S)******** |  | HSP-A, Single-Package Heat Pum | Heat Pump | 575 | 3 | False |  |  |  | True | Single-Speed | 72000 | 6000 | 12 | 10.8 |  |  | 70000 | 6033 | 3.4 | 3.3 |  |  |  | Federally-Regulated Commercial & Industrial Equipment | 10/28/2014 |  | 10/28/2014
Carrier Corp. - Syracuse | Keeprite | RHS(181,183)(H,L,S)******AC |  | HSP-A, Single-Package Heat Pum | Heat Pump | 575 | 3 | False |  |  |  | True | Single-Speed | 172000 | 15925 | 10.8 | 10.4 |  |  | 220000 | 19538 | 3.3 | 3.2 |  |  |  | Federally-Regulated Commercial & Industrial Equipment | 10/28/2014 |  | 10/28/2014
Carrier Corp. - Syracuse | ICP Commercial | RHS(243)(H,L,S)******TA |  | HSP-A, Single-Package Heat Pum | Heat Pump | 230 | 3 | False |  |  |  | True | Single-Speed | 232000 | 21886 | 10.6 | 10.4 |  |  | 220000 | 19538 | 3.3 | 3.2 |  |  |  | Federally-Regulated Commercial & Industrial Equipment | 10/28/2014 |  | 10/28/2014
Trane U.S. Inc. | Trane | WCH120B30*E* |  | HSP-A, Single-Package Heat Pum | Heat Pump | 208 | 3 |  |  |  | No Match |  | No Match | 124000 | 12916 | 9.6 | 8.9 |  | 9.8 | 110000 | 10746 | 3 | 3 | 59000 | 8645 | 2 | Federally-Regulated Commercial & Industrial Equipment | 03/31/1998 |  | 05/09/1998
Carrier Corp. - Syracuse | Carrier Corp. | 50TCQ*12***(5,6,1)A***(G,J,K,M)* |  | HSP-A, Single-Package Heat Pum | Heat Pump | 208 | 3 | False |  |  |  | False | Single-Speed | 116000 | 10545 | 11 | 10.8 |  |  | 116000 | 9999 | 3.4 | 3.3 |  |  |  | Federally-Regulated Commercial & Industrial Equipment | 12/12/2012 |  | 04/21/2015
Goettl | American Best | HP 662A |  | HSP-A, Single-Package Heat Pum | Heat Pump | 230 | 1 |  |  |  | No Match |  | No Match | 66000 | 8050 | 8.2 | 8.2 |  |  | 66000 | 6670 |  |  | 35600 | 5795 |  | Non Federally-Regulated | 02/22/1990 |  | 07/31/1992
Trane U.S. Inc. | Trane | WC(D,H)090C400A |  | HSP-A, Single-Package Heat Pum | Heat Pump | 460 | 3 |  |  |  | No Match |  | No Match | 87000 | 9775 | 8.9 | 8.9 |  |  | 86000 | 8400 | 3 | 3 | 43000 | 6299 | 2 | Non Federally-Regulated | 07/31/1992 |  | 03/31/1998
Rheem Sales Company, Inc. | Rheem | RPWE-090C | RHGG-120Z | HRCU-A-CB, Split System: Heat | Heat Pump | 230 | 3 |  |  |  | No Match |  | No Match | 92000 | 8932 | 10.3 | 8.9 |  |  | 89000 | 8148 | 3.2 | 3 | 49000 | 6525 | 2.2 | Federally-Regulated Commercial & Industrial Equipment | 01/22/2003 |  | 01/18/2008
Rheem Sales Company, Inc. | Ruud | UJMB-A078C |  | HSP-A, Single-Package Heat Pum | Heat Pump | 208 | 3 |  |  |  | No Match |  | No Match | 73000 | 7227 | 10.1 | 8.9 |  | 10.4 | 76000 | 6958 | 3.2 | 3 | 46000 | 6126 | 2.2 | Federally-Regulated Commercial & Industrial Equipment | 07/31/2002 |  | 01/18/2008
International Comfort Products | Comfortmaker | RYMA10F**** |  | HSP-A, Single-Package Heat Pum | Heat Pump | 460 | 3 |  |  |  | No Match |  | No Match | 123000 | 13516 | 9.1 | 8.9 |  | 9.5 | 123000 | 11625 | 3.1 | 3 | 71000 | 10401 | 2 | Federally-Regulated Commercial & Industrial Equipment | 05/22/2000 |  | 09/20/2001
McQuay International | McQuay International | DPS007AHHY2*C-4 |  | HSP-A, Single-Package Heat Pum | Heat Pump | 230 | 3 | False |  |  |  | True | Variable-Speed | 89000 | 7120 | 12.5 | 10.8 |  |  | 79000 | 6223 | 3.7 | 3.3 |  |  |  | Federally-Regulated Commercial & Industrial Equipment | 08/28/2012 |  | 04/19/2013
Carrier Corp. - Syracuse | Carrier | 50EQ0346 |  | HSP-A, Single-Package Heat Pum | Heat Pump | 460 | 3 |  |  |  | No Match |  | No Match | 336000 | 43000 | 7.8 | 7.5 |  |  | 360000 | 35000 |  |  | 211000 | 28900 |  | Non Federally-Regulated | 09/08/1982 |  | 06/11/1985
Carrier Corp. - Syracuse | Comfortmaker | RHS(243)(H,L,S)******AA |  | HSP-A, Single-Package Heat Pum | Heat Pump | 208 | 3 | False |  |  |  | True | Single-Speed | 232000 | 21886 | 10.6 | 10.4 |  |  | 220000 | 19538 | 3.3 | 3.2 |  |  |  | Federally-Regulated Commercial & Industrial Equipment | 04/21/2014 |  | 10/28/2014
Lennox Industries Inc. | Lennox | HP17-953V-6G | CB17-95V-2 | HRCU-A-CB, Split System: Heat | Heat Pump | 460 | 3 |  |  |  | No Match |  | No Match | 90000 | 10110 | 8.9 | 8.9 |  |  | 85000 | 8300 | 3 | 3 | 48000 | 6395 | 2.2 | Federally-Regulated Commercial & Industrial Equipment | 08/22/1994 |  | 09/02/1995
Carrier Corp. - Syracuse | Arcoaire | RHS(240,243)(H,L,S)******TA |  | HSP-A, Single-Package Heat Pum | Heat Pump | 575 | 3 | False |  |  |  | True | Single-Speed | 232000 | 21886 | 10.6 | 10.4 |  |  | 220000 | 19538 | 3.3 | 3.2 |  |  |  | Federally-Regulated Commercial & Industrial Equipment | 12/12/2012 |  | 04/21/2014
Trane U.S. Inc. | American Standard, Inc. | WS(D,H)180E(3,4,W)R(G,N,P,R)****(6,7) |  | HSP-A, Single-Package Heat Pum | Both Heat Pump and Electric Re | 208 | 3 | False |  |  |  | False | Single-Speed | 170000 | 16037 | 10.6 | 10.4 |  |  | 170000 | 15569 | 3.2 | 3.2 |  |  |  | Federally-Regulated Commercial & Industrial Equipment | 12/12/2012 |  | 04/21/2014
Daikin Comfort Technologies Manufacturing, L.P. | Goodman | CPH150********A* |  | HSP-A, Single-Package Heat Pum | Both Heat Pump and Electric Re | 230 | 3 | False |  |  |  | False | Single-Speed | 146000 | 13518 | 10.8 | 10.4 |  |  | 150000 | 13737 | 3.2 | 3.2 |  |  |  | Federally-Regulated Commercial & Industrial Equipment | 03/02/2012 |  | 12/12/2012
Trane U.S. Inc. | Trane | WCD240B300B |  | HSP-A, Single-Package Heat Pum | Heat Pump | 230 | 3 |  |  |  | No Match |  | No Match | 230000 | 26750 | 8.6 |  |  |  | 236000 | 22300 | 3.1 |  | 128000 | 17850 | 2.1 | Non Federally-Regulated | 07/31/1992 |  | 03/31/1998
Rheem Sales Company, Inc. | Ruud | UJKB-A120C |  | HSP-A, Single-Package Heat Pum | Heat Pump | 208 | 3 |  |  |  | No Match |  | No Match | 117000 | 12580 | 9.3 | 8.9 |  | 9.2 | 118000 | 11524 | 3 | 3 | 63500 | 9302 | 2 | Federally-Regulated Commercial & Industrial Equipment | 05/22/2000 |  | 11/21/2001
York International | Luxaire | BACB-(T/W/X)240(A/E) |  | HSP-A, Single-Package Heat Pum | Heat Pump | 460 | 3 |  |  |  | No Match |  | No Match | 222000 | 26117 | 8.5 | 8.5 |  | 8 | 226000 | 22078 | 3 | 2.9 | 120000 | 17584 | 2 | Federally-Regulated Commercial & Industrial Equipment | 10/02/1998 |  | 08/19/1999
Carrier Corp. - Syracuse | Carrier | 38AQ0346 + 38AQ0166 | 40RR054 | HRCU-A-CB, Split System: Heat | Heat Pump | 460 | 3 |  |  |  | No Match |  | No Match | 480915 | 59372 | 8.1 | 7.5 |  |  | 486000 | 52724 |  |  | 270000 | 41624 |  | Non Federally-Regulated | 09/08/1982 |  | 08/30/1983
Trane U.S. Inc. | American Standard, Inc. | WCD090A300A |  | HSP-A, Single-Package Heat Pum | Heat Pump | 230 | 3 |  |  |  | No Match |  | No Match | 85000 | 10240 | 8.3 | 8.9 |  |  | 82000 | 8580 | 2.8 | 3 | 39000 | 6010 | 1.9 | Non Federally-Regulated | 07/31/1992 |  | 03/31/1998
Carrier Corp. - Syracuse | ICP Commercial | RHS(181,183)(H,L,S)******** |  | HSP-A, Single-Package Heat Pum | Heat Pump | 575 | 3 | False |  |  |  | True | Single-Speed | 172000 | 15925 | 10.8 | 10.4 |  |  | 220000 | 19538 | 3.3 | 3.2 |  |  |  | Federally-Regulated Commercial & Industrial Equipment | 11/30/2011 |  | 12/12/2012
McQuay International | McQuay International | DPS006AHHG2**-6 |  | HSP-A, Single-Package Heat Pum | Heat Pump | 208 | 3 | False |  |  |  | True | Variable-Speed | 70000 | 6194 | 11.3 | 10.8 |  |  | 65000 | 5120 | 3.7 | 3.3 |  |  |  | Federally-Regulated Commercial & Industrial Equipment | 08/28/2012 |  | 04/19/2013
Carrier Corp. - Syracuse | Bryant Heating & Cooling Systems | 548J(E,T)08**********A |  | HSP-A, Single-Package Heat Pum | Heat Pump | 460 | 3 | False |  |  |  | False | Single-Speed | 88000 | 7857 | 11.2 | 10.8 |  |  | 86000 | 7413 | 3.4 | 3.3 |  |  |  | Federally-Regulated Commercial & Industrial Equipment | 11/30/2011 |  | 03/02/2012
Goettl | American Best | HP662A |  | HSP-A, Single-Package Heat Pum | Heat Pump | 230 | 1 |  |  |  | No Match |  | No Match | 67000 | 7865 | 8.5 | 8.3 |  |  | 67000 | 6675 | 2.9 | 2.8 | 35600 | 5795 | 1.8 | Non Federally-Regulated | 08/28/1991 |  | 07/27/1992
Carrier Corp. - Syracuse | Tempstar | CHS240(H,L,S)D* | FHS240(S,H,L)A*A* | HRCU-A-CB, Split System: Heat | Heat Pump | 208 | 3 |  |  |  |  | True | Single-Speed | 222000 | 20747 | 10.7 | 10.4 |  |  | 214000 | 17919 | 3.5 | 3.2 |  |  |  | Federally-Regulated Commercial & Industrial Equipment | 03/10/2011 |  | 12/12/2012
Carrier Corp. - Syracuse | Arcoaire | RHH102(H,L,S)******AA |  | HSP-A, Single-Package Heat Pum | Heat Pump | 230 | 3 | False |  |  |  | True | Single-Speed | 100000 | 8333 | 12 | 10.8 |  |  | 100000 | 8619 | 3.4 | 3.3 |  |  |  | Federally-Regulated Commercial & Industrial Equipment | 10/28/2014 |  | 10/28/2014
McQuay International | McQuay International | DPS010AHHE5**-4* |  | HSP-A, Single-Package Heat Pum | Heat Pump | 575 | 3 | False |  |  |  | True | Variable-Speed | 120000 | 10084 | 11.9 | 10.8 |  |  | 118000 | 10231 | 3.4 | 3.3 |  |  |  | Federally-Regulated Commercial & Industrial Equipment | 04/19/2013 |  | 01/09/2014
Goettl | Goettl | HP1202E-3 |  | HSP-A, Single-Package Heat Pum | Heat Pump | 230 | 3 |  |  |  | No Match |  | No Match | 120000 | 12380 | 9.7 | 8.9 |  |  | 118000 | 11500 | 3 | 3 | 63000 | 9090 | 2 | Federally-Regulated Commercial & Industrial Equipment | 07/24/1995 |  | 09/02/1995
Rheem Sales Company, Inc. | Airquest | NCHR10H001C | NEMR10M030A | HRCU-A-CB, Split System: Heat | Heat Pump | 208 | 3 |  |  |  | No Match |  | No Match | 122000 | 13562 | 9 | 8.9 |  |  | 123000 | 11541 | 3.1 | 3 | 68000 | 9360 | 2.1 | Non Federally-Regulated | 03/22/1993 |  | 09/02/1995
McQuay International | McQuay International | DPS010AHHG2**-4 |  | HSP-A, Single-Package Heat Pum | Heat Pump | 230 | 3 | False |  |  |  | True | Variable-Speed | 120000 | 10000 | 12 | 10.8 |  |  | 118000 | 9124 | 3.8 | 3.3 |  |  |  | Federally-Regulated Commercial & Industrial Equipment | 03/02/2012 |  | 08/28/2012
Carrier Corp. | Payne | 548CPX120 |  | HSP-A, Single-Package Heat Pum | Heat Pump | 208 | 3 |  |  |  | No Match |  | No Match | 120000 | 13000 | 9.2 | 8.9 |  |  | 120000 | 10500 | 3.3 | 3 | 64000 | 8600 | 2.2 | Non Federally-Regulated | 06/30/1992 |  | 03/08/1996
York International | Fraser Johnston | BA-12C00*T/W/X***1* |  | HSP-A, Single-Package Heat Pum | Heat Pump | 460 | 3 |  |  |  | No Match |  | No Match | 144000 | 15483 | 9.3 | 8.5 |  | 11 | 142000 | 13421 | 3.1 | 2.9 | 91000 | 12696 | 2.1 | Federally-Regulated Commercial & Industrial Equipment | 07/19/2001 |  | 02/05/2002
York International | York | XP102[C,E]***(2,4,5)***6 |  | HSP-A, Single-Package Heat Pum | Both Heat Pump and Electric Re | 230 | 3 | False |  |  |  | True | Single-Speed | 100000 | 9090 | 11 | 10.8 |  |  | 94000 | 8102 | 3.4 | 3.3 |  |  |  | Federally-Regulated Commercial & Industrial Equipment | 01/09/2014 |  | 01/05/2015
Trane U.S. Inc. | American Standard, Inc. | WCH150B30*E* |  | HSP-A, Single-Package Heat Pum | Heat Pump | 230 | 3 |  |  |  | No Match |  | No Match | 146000 | 15531 | 9.4 | 8.5 |  | 9.7 | 132000 | 13340 | 2.9 | 2.9 | 72000 | 10550 | 2 | Federally-Regulated Commercial & Industrial Equipment | 03/31/1998 |  | 05/09/1998
Trane U.S. Inc. | American Standard, Inc. | WCH075C30*B* |  | HSP-A, Single-Package Heat Pum | Heat Pump | 230 | 3 |  |  |  | No Match |  | No Match | 71000 | 7977 | 8.9 | 8.9 |  |  | 71000 | 6934 | 3 | 3 | 35000 | 5127 | 2 | Federally-Regulated Commercial & Industrial Equipment | 11/18/1999 |  | 04/13/2000
Trane U.S. Inc. | American Standard, Inc. | WCH120B300B |  | HSP-A, Single-Package Heat Pum | Heat Pump | 230 | 3 |  |  |  | No Match |  | No Match | 124000 | 12920 | 9.6 | 8.9 |  | 9.8 | 110000 | 10740 | 3 | 3 | 59000 | 8640 | 2 | Non Federally-Regulated | 07/02/1992 |  | 07/31/1992
Carrier Corp. - Syracuse | Airquest | RHS(240)(H,L,S)******TA |  | HSP-A, Single-Package Heat Pum | Heat Pump | 460 | 3 | False |  |  |  | True | Single-Speed | 232000 | 21886 | 10.6 | 10.4 |  |  | 220000 | 19538 | 3.3 | 3.2 |  |  |  | Federally-Regulated Commercial & Industrial Equipment | 10/28/2014 |  | 10/28/2014
Carrier Corp. - Syracuse | Heil | RHS(181,183)(H,L,S)******TA |  | HSP-A, Single-Package Heat Pum | Heat Pump | 460 | 3 | False |  |  |  | True | Single-Speed | 172000 | 15925 | 10.8 | 10.4 |  |  | 220000 | 19538 | 3.3 | 3.2 |  |  |  | Federally-Regulated Commercial & Industrial Equipment | 12/12/2012 |  | 05/09/2013
Carrier Corp. - Syracuse | Heil | CHS180(H,L,S)D* | FHS180(M,S,H,L)**A2* | HRCU-A-CB, Split System: Heat | Heat Pump | 460 | 3 |  |  |  |  | True | Single-Speed | 178000 | 16792 | 10.6 | 10.4 |  |  | 178000 | 15343 | 3.4 | 3.2 |  |  |  | Federally-Regulated Commercial & Industrial Equipment | 07/18/2013 |  | 04/20/2015
Carrier Corp. - Syracuse | Carrier | 38AQ0165 * 0165 * 0125 | 40RR044 | HSP-A, Single-Package Heat Pum | Heat Pump | 230 | 3 |  |  |  | No Match |  | No Match | 420805 | 56160 | 8.2 | 8.2 |  |  | 496199 | 48260 |  |  | 65000 | 9200 |  | Non Federally-Regulated | 03/15/1989 |  | 02/22/1990
Carrier Corp. - Syracuse | Tempstar | RHH(120,121)(H,L,S)******AA |  | HSP-A, Single-Package Heat Pum | Heat Pump | 208 | 3 | False |  |  |  | True | Single-Speed | 119000 | 9674 | 12.3 | 10.8 |  |  | 116000 | 9713 | 3.5 | 3.3 |  |  |  | Federally-Regulated Commercial & Industrial Equipment | 12/12/2012 |  | 10/28/2014
York International | Coleman | XA-07[C,E]***(T,W,X)* |  | HSP-A, Single-Package Heat Pum | Both Heat Pump and Electric Re | 208 | 3 |  |  |  |  | True | Single-Speed | 92000 | 8364 | 11 | 8.9 |  | 12.4 | 92000 | 7708 | 3.5 | 3 | 55000 | 7013 | 2.3 | Federally-Regulated Commercial & Industrial Equipment | 01/18/2008 |  | 07/16/2009
Carrier Corp. - Syracuse | Bryant Air Conditioning | 549BE/P/TX090000AK |  | HSP-A, Single-Package Heat Pum | Heat Pump | 460 | 3 |  |  |  | No Match |  | No Match | 88000 | 8543 | 10.3 | 8.9 |  | 10.5 | 85000 | 7546 | 3.3 | 3 | 48000 | 6392 | 2.2 | Federally-Regulated Commercial & Industrial Equipment | 05/21/2002 |  | 07/18/2002
McQuay International | McQuay International | DPS010AHHE2**-6* |  | HSP-A, Single-Package Heat Pum | Heat Pump | 230 | 3 | False |  |  |  | True | Variable-Speed | 121000 | 10000 | 12.1 | 10.8 |  |  | 112000 | 9432 | 3.5 | 3.3 |  |  |  | Federally-Regulated Commercial & Industrial Equipment | 04/19/2013 |  | 01/09/2014
Airedale North America | School Unit | SCHP5MK4 | 40RR028 | HSP-A, Single-Package Heat Pum | Heat Pump | 230 | 3 |  |  |  | No Match |  | No Match | 68000 | 7387 | 9.2 | 8.9 |  |  | 66000 | 6040 | 3.2 | 3 | 40800 | 5430 | 2.2 | Non Federally-Regulated | 12/04/1992 |  | 04/07/1996
Carrier Corp. - Syracuse | Carrier | 50HJQ00750/60 |  | HSP-A, Single-Package Heat Pum | Heat Pump | 460 | 3 |  |  |  | No Match |  | No Match | 68000 | 7157 | 9.5 | 8.9 |  |  | 72000 | 6206 | 3.4 | 3 | 36000 | 5495 | 1.9 | Federally-Regulated Commercial & Industrial Equipment | 12/14/1998 |  | 08/17/1999
McQuay International | McQuay International | DPS010AHHY2*C-4 |  | HSP-A, Single-Package Heat Pum | Heat Pump | 230 | 3 | False |  |  |  | True | Variable-Speed | 120000 | 9836 | 12.2 | 10.8 |  |  | 110000 | 9290 | 3.5 | 3.3 |  |  |  | Federally-Regulated Commercial & Industrial Equipment | 08/28/2012 |  | 04/19/2013
Carrier Corp. - Syracuse | ICP Commercial | RHS150(H,L,S)******AA |  | HSP-A, Single-Package Heat Pum | Heat Pump | 208 | 3 | False |  |  |  | False | Single-Speed | 142000 | 13396 | 10.6 | 10.4 |  |  | 142000 | 13005 | 3.2 | 3.2 |  |  |  | Federally-Regulated Commercial & Industrial Equipment | 12/12/2012 |  | 10/28/2014
Rheem Sales Company, Inc. | Addison Products | RHB7.5T-3 | AH7.5T3/4K | HRCU-A-CB, Split System: Heat | Heat Pump | 208 | 3 |  |  |  | No Match |  | No Match | 90000 | 11000 | 8.2 | 8.2 |  |  | 88000 | 8595 |  |  | 46000 | 6740 |  | Non Federally-Regulated | 03/15/1989 |  | 10/10/1989
York International | Evcon | BA-12C00*T/W/X***1* |  | HSP-A, Single-Package Heat Pum | Heat Pump | 460 | 3 |  |  |  | No Match |  | No Match | 144000 | 15483 | 9.3 | 8.5 |  | 11 | 142000 | 13421 | 3.1 | 2.9 | 91000 | 12696 | 2.1 | Federally-Regulated Commercial & Industrial Equipment | 07/19/2001 |  | 02/05/2002
Carrier Corp. - Syracuse | ICP Commercial | RHS102(L,S)******** |  | HSP-A, Single-Package Heat Pum | Heat Pump | 460 | 3 | False |  |  |  | False | Single-Speed | 99000 | 8839 | 11.2 | 10.8 |  |  | 96000 | 8525 | 3.3 | 3.3 |  |  |  | Federally-Regulated Commercial & Industrial Equipment | 11/30/2011 |  | 12/12/2012
Rheem Sales Company, Inc. | Rheem | RPWB-200DAS* | RHPA-200Z | HRCU-A-CB, Split System: Heat | Heat Pump | 460 | 3 |  |  |  | No Match |  | No Match | 234000 | 28540 | 8.2 |  |  |  | 234000 | 24490 |  |  | 119000 | 17430 |  | Non Federally-Regulated | 05/11/1988 |  | 10/10/1989
Carrier Corp. - Syracuse | ICP Commercial | RHH102(H,L,S)******** |  | HSP-A, Single-Package Heat Pum | Heat Pump | 230 | 3 | False |  |  |  | True | Single-Speed | 100000 | 8333 | 12 | 10.8 |  |  | 100000 | 8619 | 3.4 | 3.3 |  |  |  | Federally-Regulated Commercial & Industrial Equipment | 11/30/2011 |  | 04/19/2013
Carrier Corp. | Carrier | 50EQ024---531** |  | HSP-A, Single-Package Heat Pum | Heat Pump | 208 | 3 |  |  |  | No Match |  | No Match | 220000 | 25000 | 8.8 |  |  | 9 | 214000 | 20900 | 3 |  | 114000 | 16700 | 2 | Federally-Regulated Commercial & Industrial Equipment | 03/22/1993 |  | 04/07/1996
Carrier Corp. - Syracuse | Day & Night | RHH102(H,L,S)******** |  | HSP-A, Single-Package Heat Pum | Heat Pump | 230 | 3 | False |  |  |  | True | Single-Speed | 100000 | 8333 | 12 | 10.8 |  |  | 100000 | 8619 | 3.4 | 3.3 |  |  |  | Federally-Regulated Commercial & Industrial Equipment | 11/30/2011 |  | 04/19/2013
Trane U.S. Inc. | Trane | WCH150B30*E* |  | HSP-A, Single-Package Heat Pum | Heat Pump | 208 | 3 |  |  |  | No Match |  | No Match | 146000 | 15531 | 9.4 | 8.5 |  | 9.7 | 132000 | 13340 | 2.9 | 2.9 | 72000 | 10550 | 2 | Federally-Regulated Commercial & Industrial Equipment | 03/31/1998 |  | 05/09/1998
McQuay International | McQuay International | DPS010AHHE2*C-6 |  | HSP-A, Single-Package Heat Pum | Heat Pump | 230 | 3 | False |  |  |  | True | Variable-Speed | 121000 | 10000 | 12.1 | 10.8 |  |  | 112000 | 9432 | 3.5 | 3.3 |  |  |  | Federally-Regulated Commercial & Industrial Equipment | 08/28/2012 |  | 04/19/2013
Borg Warner | Fraser Johnston | BAHT-T090A |  | HSP-A, Single-Package Heat Pum | Heat Pump | 230 | 3 |  |  |  | No Match |  | No Match | 93000 | 9660 | 8.5 | 8.2 |  |  | 101000 | 8300 | 3.6 |  | 63000 | 6562 | 2.8 | Non Federally-Regulated | 05/16/1984 |  | 06/11/1985
Carrier Corp. - Syracuse | Comfortmaker | RHS090(L,S)******** |  | HSP-A, Single-Package Heat Pum | Heat Pump | 575 | 3 | False |  |  |  | False | Single-Speed | 88000 | 7857 | 11.2 | 10.8 |  |  | 86000 | 7413 | 3.4 | 3.3 |  |  |  | Federally-Regulated Commercial & Industrial Equipment | 03/02/2012 |  | 12/12/2012
Carrier Corp. - Syracuse | Airquest | RHS(181,183)(H,L,S)******TA |  | HSP-A, Single-Package Heat Pum | Heat Pump | 460 | 3 | False |  |  |  | True | Single-Speed | 172000 | 15925 | 10.8 | 10.4 |  |  | 220000 | 19538 | 3.3 | 3.2 |  |  |  | Federally-Regulated Commercial & Industrial Equipment | 12/12/2012 |  | 05/09/2013
York International | York | XP150[C,E]***(2,4,5)***6 |  | HSP-A, Single-Package Heat Pum | Both Heat Pump and Electric Re | 575 | 3 | False |  |  |  | True | Single-Speed | 150000 | 13636 | 11 | 10.4 |  |  | 135000 | 12364 | 3.2 | 3.2 |  |  |  | Federally-Regulated Commercial & Industrial Equipment | 01/09/2014 |  | 01/05/2015
Trane U.S. Inc. | Trane | WCH120B30*E* |  | HSP-A, Single-Package Heat Pum | Heat Pump | 208 | 3 |  |  |  | No Match |  | No Match | 124000 | 12916 | 9.6 | 8.9 |  | 9.8 | 110000 | 10746 | 3 | 3 | 59000 | 8645 | 2 | Federally-Regulated Commercial & Industrial Equipment | 02/03/1998 |  | 03/31/1998
Carrier Corp. - Syracuse | Day & Night | RHS090(L,S)******AA |  | HSP-A, Single-Package Heat Pum | Heat Pump | 460 | 3 | False |  |  |  | False | Single-Speed | 88000 | 7857 | 11.2 | 10.8 |  |  | 86000 | 7413 | 3.4 | 3.3 |  |  |  | Federally-Regulated Commercial & Industrial Equipment | 12/12/2012 |  | 10/28/2014
Carrier Corp. - Syracuse | Tempstar | RHS(240)(H,L,S)******TA |  | HSP-A, Single-Package Heat Pum | Heat Pump | 208 | 3 | False |  |  |  | True | Single-Speed | 232000 | 21886 | 10.6 | 10.4 |  |  | 220000 | 19538 | 3.3 | 3.2 |  |  |  | Federally-Regulated Commercial & Industrial Equipment | 10/28/2014 |  | 10/28/2014
Rheem Sales Company, Inc. | Ruud | UPWB-200CAS* | UHPA-200Z | HRCU-A-CB, Split System: Heat | Heat Pump | 208 | 3 |  |  |  | No Match |  | No Match | 234000 | 28540 | 8.2 | 8.2 |  |  | 234000 | 24490 |  |  | 119000 | 17430 |  | Non Federally-Regulated | 02/22/1990 |  | 07/31/1992
York International | York | PC240C00A*(2,4,5)***** | NC240C00*(5,6)****** | HRCU-A-CB, Split System: Heat | Heat Pump | 208 | 3 |  |  |  |  | True | Single-Speed | 238000 | 22452 | 10.6 | 8.5 |  |  | 216000 | 19195 | 3.3 | 2.9 |  |  |  | Federally-Regulated Commercial & Industrial Equipment | 06/15/2009 |  | 12/12/2012
Rheem Sales Company, Inc. | Airquest | NRHR10HP30B |  | HSP-A, Single-Package Heat Pum | Heat Pump | 208 | 3 |  |  |  | No Match |  | No Match | 120000 | 13400 | 9 | 8.9 |  |  | 126000 | 11875 | 3.1 | 3 | 67000 | 9345 | 2.1 | Non Federally-Regulated | 01/26/1993 |  | 09/02/1995
Carrier Corp. - Syracuse | Keeprite | RHS(120,121)(H,L,S)******TA |  | HSP-A, Single-Package Heat Pum | Heat Pump | 208 | 3 | False |  |  |  | False | Single-Speed | 116000 | 10545 | 11 | 10.8 |  |  | 116000 | 9999 | 3.4 | 3.3 |  |  |  | Federally-Regulated Commercial & Industrial Equipment | 12/12/2012 |  | 10/28/2014
Lennox Industries Inc. | Armstrong | LHA120H* |  | HSP-A, Single-Package Heat Pum | Heat Pump | 230 | 3 |  |  |  | No Match |  | No Match | 118000 | 11456 | 10.3 | 8.9 |  | 11.3 | 120000 | 10654 | 3.3 | 3 | 72000 | 10045 | 2.1 | Federally-Regulated Commercial & Industrial Equipment | 07/31/2002 |  | 01/18/2008
Carrier Corp. - Syracuse | Comfortmaker | RHS(120,121)(H,L,S)******AA |  | HSP-A, Single-Package Heat Pum | Heat Pump | 208 | 3 | False |  |  |  | False | Single-Speed | 116000 | 10545 | 11 | 10.8 |  |  | 116000 | 9999 | 3.4 | 3.3 |  |  |  | Federally-Regulated Commercial & Industrial Equipment | 12/12/2012 |  | 10/28/2014
Carrier Corp. - Syracuse | Airquest | RHH(120,121)(H,L,S)******AA |  | HSP-A, Single-Package Heat Pum | Heat Pump | 460 | 3 | False |  |  |  | True | Single-Speed | 119000 | 9674 | 12.3 | 10.8 |  |  | 116000 | 9713 | 3.5 | 3.3 |  |  |  | Federally-Regulated Commercial & Industrial Equipment | 12/12/2012 |  | 10/28/2014
Lennox Industries Inc. | Lennox | CHP11-953-1G |  | HSP-A, Single-Package Heat Pum | Heat Pump | 460 | 3 |  |  |  | No Match |  | No Match | 89000 | 11300 | 7.9 | 7.5 |  |  | 89000 | 9300 |  |  | 43000 | 7000 |  | Non Federally-Regulated | 01/05/1982 |  | 08/30/1983
Trane U.S. Inc. | Trane | TWA072A3 | BWE090C-F | HRCU-A-CB, Split System: Heat | Heat Pump | 230 | 3 |  |  |  | No Match |  | No Match | 70500 | 7880 | 8.9 |  |  |  | 67000 | 6250 | 3.1 |  | 36400 | 4710 | 2.3 | Non Federally-Regulated | 05/11/1988 |  | 03/15/1989
Carrier Corp. - Syracuse | Bryant Heating & Cooling Systems | 575J(P,E,T)25D000* | 524J(E,P,T)25H000A** | HRCU-A-CB, Split System: Heat | Heat Pump | 575 | 3 |  |  |  |  | True | Single-Speed | 222000 | 20747 | 10.7 | 10.4 |  |  | 214000 | 17919 | 3.5 | 3.2 |  |  |  | Federally-Regulated Commercial & Industrial Equipment | 07/18/2013 |  | 04/20/2015
Rheem Sales Company, Inc. | Weatherking | RHB10T-4 | AH10T3/4K | HRCU-A-CB, Split System: Heat | Heat Pump | 460 | 3 |  |  |  | No Match |  | No Match | 118000 | 14390 | 8.2 | 8.2 |  |  | 118000 | 14390 | 2.4 |  | 60000 | 8790 | 2 | Non Federally-Regulated | 02/22/1990 |  | 09/17/1991
Carrier Corp. - Syracuse | Day & Night | CHS091(H,L,S)A* | FHS091(M,S,K)**A0* | HRCU-A-CB, Split System: Heat | Heat Pump | 575 | 3 |  |  |  |  | True | Single-Speed | 89000 | 8090 | 11 | 10.8 |  |  | 87000 | 7726 | 3.3 | 3.3 |  |  |  | Federally-Regulated Commercial & Industrial Equipment | 07/18/2013 |  | 10/28/2014
Carrier Corp. - Syracuse | Arcoaire | RHS(181,183)(H,L,S)******TA |  | HSP-A, Single-Package Heat Pum | Heat Pump | 230 | 3 | False |  |  |  | True | Single-Speed | 172000 | 15925 | 10.8 | 10.4 |  |  | 166000 | 14742 | 3.3 | 3.2 |  |  |  | Federally-Regulated Commercial & Industrial Equipment | 12/12/2012 |  | 05/09/2013
York International | Fraser Johnston | XA-12[C,E]***(T,W,X)* |  | HSP-A, Single-Package Heat Pum | Both Heat Pump and Electric Re | 208 | 3 | False |  |  |  | True | Single-Speed | 150000 | 13636 | 11 | 10.4 |  | 11.9 | 135000 | 12364 | 3.2 | 3.2 | 90000 | 11997 | 2.2 | Federally-Regulated Commercial & Industrial Equipment | 01/24/2011 |  | 01/09/2014
York International | Fraser Johnston | BA-07[C,E]***(T,W,X)* |  | HSP-A, Single-Package Heat Pum | Both Heat Pump and Electric Re | 230 | 3 |  |  |  |  | False | Dual-Speed | 89000 | 8396 | 10.6 | 8.9 |  | 11 | 85000 | 7790 | 3.2 | 3 | 46000 | 6132 | 2.2 | Federally-Regulated Commercial & Industrial Equipment | 01/18/2008 |  | 02/24/2011
Trane U.S. Inc. | Trane | TWA072C3 | TWE090A | HRCU-A-CB, Split System: Heat | Heat Pump | 230 | 3 |  |  |  | No Match |  | No Match | 69000 | 7666 | 9 | 8.9 |  |  | 62500 | 6104 | 3 | 3 | 37800 | 4614 | 2.4 | Federally-Regulated Commercial & Industrial Equipment | 07/31/2002 |  | 01/22/2003
McQuay International | McQuay International | DPS010AHHE4*C-4 |  | HSP-A, Single-Package Heat Pum | Heat Pump | 460 | 3 | False |  |  |  | True | Variable-Speed | 120000 | 10000 | 12 | 10.8 |  |  | 110000 | 9426 | 3.4 | 3.3 |  |  |  | Federally-Regulated Commercial & Industrial Equipment | 08/28/2012 |  | 04/19/2013
Carrier Corp. - Syracuse | Carrier | 50EJQ024511/611 |  | HSP-A, Single-Package Heat Pum | Heat Pump | 460 | 3 |  |  |  | No Match |  | No Match | 230000 | 23469 | 9.8 | 8.5 |  | 10 | 228000 | 20249 | 3.3 | 2.9 | 116000 | 16998 | 2 | Federally-Regulated Commercial & Industrial Equipment | 10/24/1997 |  | 03/31/1998
Rheem Sales Company, Inc. | Weatherking | WPWRC-100DA | WHGF-100Z | HRCU-A-CB, Split System: Heat | Heat Pump | 460 | 3 |  |  |  | No Match |  | No Match | 118000 | 12826 | 9.2 | 8.9 |  |  | 125000 | 11814 | 3.1 | 3 | 68000 | 9487 | 2.1 | Federally-Regulated Commercial & Industrial Equipment | 11/18/1999 |  | 04/13/2000
Carrier Corp. - Syracuse | Comfortmaker | RHS(181,183)(H,L,S)******** |  | HSP-A, Single-Package Heat Pum | Heat Pump | 460 | 3 | False |  |  |  | True | Single-Speed | 172000 | 15925 | 10.8 | 10.4 |  |  | 220000 | 19538 | 3.3 | 3.2 |  |  |  | Federally-Regulated Commercial & Industrial Equipment | 11/30/2011 |  | 12/12/2012
Rheem Sales Company, Inc. | Rheem | RJKB-A120C |  | HSP-A, Single-Package Heat Pum | Heat Pump | 208 | 3 |  |  |  | No Match |  | No Match | 117000 | 12717 | 9.2 | 8.9 |  | 9.1 | 118000 | 11524 | 3 | 3 | 63500 | 9302 | 2 | Federally-Regulated Commercial & Industrial Equipment | 11/21/2001 |  | 07/18/2002
Carrier Corp. - Syracuse | Arcoaire | RHS102H******** |  | HSP-A, Single-Package Heat Pum | Heat Pump | 208 | 3 | False |  |  |  | False | Single-Speed | 98000 | 8750 | 11.2 | 10.8 |  |  | 94000 | 8348 | 3.3 | 3.3 |  |  |  | Federally-Regulated Commercial & Industrial Equipment | 11/30/2011 |  | 12/12/2012
Inter-City Products Corp. | Tempstar | NRHR10HP30B |  | HSP-A, Single-Package Heat Pum | Heat Pump | 208 | 3 |  |  |  | No Match |  | No Match | 120000 | 13483 | 8.9 | 8.9 |  | 10.3 | 126000 | 12309 | 3 | 3 | 67000 | 9350 | 2.1 | Federally-Regulated Commercial & Industrial Equipment | 06/11/1997 |  | 09/02/1997
Goettl | Goettl | HP 662A-3 |  | HSP-A, Single-Package Heat Pum | Heat Pump | 230 | 3 |  |  |  | No Match |  | No Match | 66000 | 8050 | 8.2 | 8.2 |  |  | 66000 | 6670 |  |  | 35600 | 5795 |  | Non Federally-Regulated | 03/15/1989 |  | 10/10/1989
Trane U.S. Inc. | Trane | TWA072C400A* | TWE090A-BA | HRCU-A-CB, Split System: Heat | Heat Pump | 460 | 3 |  |  |  | No Match |  | No Match | 69000 | 7624 | 9.1 | 8.9 |  |  | 62500 | 6105 | 3 | 3 | 37800 | 4694 | 2.4 | Federally-Regulated Commercial & Industrial Equipment | 09/16/1997 |  | 01/19/2001
York International | York | XP120[C,E]***(2,4,5)***6 |  | HSP-A, Single-Package Heat Pum | Both Heat Pump and Electric Re | 208 | 3 | False |  |  |  | True | Single-Speed | 118000 | 10727 | 11 | 10.8 |  |  | 110000 | 9481 | 3.4 | 3.3 |  |  |  | Federally-Regulated Commercial & Industrial Equipment | 01/09/2014 |  | 01/05/2015
Carrier Corp. - Syracuse | ICP Commercial | RHH(120,121)(H,L,S)******TA |  | HSP-A, Single-Package Heat Pum | Heat Pump | 575 | 3 | False |  |  |  | True | Single-Speed | 119000 | 9674 | 12.3 | 10.8 |  |  | 116000 | 9713 | 3.5 | 3.3 |  |  |  | Federally-Regulated Commercial & Industrial Equipment | 12/12/2012 |  | 10/28/2014
McQuay International | McQuay International | DPS006AHHE4**-6 |  | HSP-A, Single-Package Heat Pum | Heat Pump | 460 | 3 | False |  |  |  | True | Variable-Speed | 70000 | 6194 | 11.3 | 10.8 |  |  | 65000 | 5120 | 3.7 | 3.3 |  |  |  | Federally-Regulated Commercial & Industrial Equipment | 08/28/2012 |  | 04/19/2013
Trane U.S. Inc. | Trane | BWC090C400H |  | HSP-A, Single-Package Heat Pum | Heat Pump | 460 | 3 |  |  |  | No Match |  | No Match | 90000 | 10100 | 8.9 |  |  |  | 85000 | 8600 |  |  | 44000 | 6800 |  | Non Federally-Regulated | 05/11/1988 |  | 03/15/1989
Carrier Corp. - Syracuse | Day & Night | RHS102H******** |  | HSP-A, Single-Package Heat Pum | Heat Pump | 230 | 3 | False |  |  |  | False | Single-Speed | 99000 | 8839 | 11.2 | 10.8 |  |  | 96000 | 8525 | 3.3 | 3.3 |  |  |  | Federally-Regulated Commercial & Industrial Equipment | 11/30/2011 |  | 12/12/2012
York International | Fraser Johnston | PJ180C00A*(2,4,5)***** | NJ180C00*(5,6)****** | HRCU-A-CB, Split System: Heat | Heat Pump | 208 | 3 |  |  |  |  | True | Single-Speed | 180000 | 16981 | 10.6 | 8.5 |  |  | 168000 | 14490 | 3.4 | 2.9 |  |  |  | Federally-Regulated Commercial & Industrial Equipment | 07/16/2009 |  | 01/24/2011
Trane U.S. Inc. | American Standard, Inc. | WS(D,H)180E(3,4,W)R(G,N,P,R)****0 |  | HSP-A, Single-Package Heat Pum | Both Heat Pump and Electric Re | 460 | 3 | False |  |  |  | False | Single-Speed | 170000 | 16037 | 10.6 | 10.4 |  |  | 170000 | 15569 | 3.2 | 3.2 |  |  |  | Federally-Regulated Commercial & Industrial Equipment | 12/12/2012 |  | 08/28/2014
Carrier Corp. - Syracuse | Tempstar | RHH072(H,L,S)******** |  | HSP-A, Single-Package Heat Pum | Heat Pump | 230 | 3 | False |  |  |  | True | Single-Speed | 72000 | 6000 | 12 | 10.8 |  |  | 70000 | 6033 | 3.4 | 3.3 |  |  |  | Federally-Regulated Commercial & Industrial Equipment | 11/30/2011 |  | 10/28/2014
Daikin Comfort Technologies Manufacturing, L.P. | Daikin U.S. Corp. | DCH150********A* |  | HSP-A, Single-Package Heat Pum | Both Heat Pump and Electric Re | 208 | 3 | False |  |  |  | False | Single-Speed | 140000 | 13207 | 10.6 | 10.4 |  |  | 142000 | 13005 | 3.2 | 3.2 |  |  |  | Federally-Regulated Commercial & Industrial Equipment | 07/18/2013 |  | 06/02/2015
Carrier Corp. - Syracuse | Carrier | 50TJQ01250/60 | BWV240B | HSP-A, Single-Package Heat Pum | Heat Pump | 208 | 3 |  |  |  | No Match |  | No Match | 240000 | 29200 | 9 | 8.9 |  | 9 | 236000 | 9926 | 3.1 | 3 | 53000 | 8726 | 1.8 | Federally-Regulated Commercial & Industrial Equipment | 02/03/1998 |  | 03/31/1998
Carrier Corp. - Syracuse | Payne | PH1RPA/REA090-AA |  | HSP-A, Single-Package Heat Pum | Heat Pump | 460 | 3 |  |  |  | No Match |  | No Match | 86000 | 9555 | 9 | 8.9 |  | 9.3 | 78000 | 7617 | 3 | 3 | 36000 | 6592 | 1.6 | Federally-Regulated Commercial & Industrial Equipment | 05/22/2000 |  | 07/25/2000
Trane U.S. Inc. | Trane | BWA180C3K | BWV180B | HRCU-A-CB, Split System: Heat | Heat Pump | 230 | 3 |  |  |  | No Match |  | No Match | 182000 | 22000 | 8.3 |  |  |  | 172000 | 18300 |  |  | 101000 | 15200 |  | Non Federally-Regulated | 05/16/1984 |  | 06/11/1985
Carrier Corp. - Syracuse | Arcoaire | RHH102(H,L,S)******TA |  | HSP-A, Single-Package Heat Pum | Heat Pump | 460 | 3 | False |  |  |  | True | Single-Speed | 100000 | 8333 | 12 | 10.8 |  |  | 100000 | 8619 | 3.4 | 3.3 |  |  |  | Federally-Regulated Commercial & Industrial Equipment | 10/28/2014 |  | 10/28/2014
York International | York | B3CH120A25/46 |  | HSP-A, Single-Package Heat Pum | Heat Pump | 460 | 3 |  |  |  | No Match |  | No Match | 118000 | 13111 | 9 | 8.9 |  |  | 116000 | 11332 | 3 | 3 | 70000 | 10257 | 2 | Federally-Regulated Commercial & Industrial Equipment | 02/03/1998 |  | 03/31/1998
Carrier Corp. - Syracuse | Comfortmaker | RHS(181,183)(H,L,S)******AC |  | HSP-A, Single-Package Heat Pum | Heat Pump | 575 | 3 | False |  |  |  | True | Single-Speed | 172000 | 15925 | 10.8 | 10.4 |  |  | 220000 | 19538 | 3.3 | 3.2 |  |  |  | Federally-Regulated Commercial & Industrial Equipment | 10/28/2014 |  | 10/28/2014
Trane U.S. Inc. | Trane Unitary Products Group | WC(D,H)150E4A*B |  | HSP-A, Single-Package Heat Pum | Both Heat Pump and Electric Re | 575 | 3 | False |  |  |  | False | Single-Speed | 146000 | 13272 | 11 | 10.4 |  |  | 146000 | 13371 | 3.2 | 3.2 |  |  |  | Federally-Regulated Commercial & Industrial Equipment | 03/02/2012 |  | 08/28/2012
Carrier Corp. - Syracuse | Tempstar | RHS072(H,L,S)******A |  | HSP-A, Single-Package Heat Pum | Both Heat Pump and Electric Re | 230 | 3 |  |  |  |  | False | Single-Speed | 70000 | 6306 | 11.1 | 8.9 |  |  | 67000 | 5954 | 3.3 | 3 |  |  |  | Federally-Regulated Commercial & Industrial Equipment | 07/16/2009 |  | 12/12/2012
Carrier Corp. - Syracuse | Arcoaire | RHS(181,183)(H,L,S)******AC |  | HSP-A, Single-Package Heat Pum | Heat Pump | 208 | 3 | False |  |  |  | True | Single-Speed | 172000 | 15925 | 10.8 | 10.4 |  |  | 220000 | 19538 | 3.3 | 3.2 |  |  |  | Federally-Regulated Commercial & Industrial Equipment | 01/09/2014 |  | 10/28/2014
York International | York | B3CH120A25* |  | HSP-A, Single-Package Heat Pum | Heat Pump | 208 | 3 |  |  |  | No Match |  | No Match | 118000 | 13111 | 9 | 8.9 |  |  | 116000 | 11332 | 3 | 3 | 70000 | 10257 | 2 | Federally-Regulated Commercial & Industrial Equipment | 07/29/1998 |  | 08/07/1998
York International | Fraser Johnston | BAHT-T120A |  | HSP-A, Single-Package Heat Pum | Heat Pump | 208 | 3 |  |  |  | No Match |  | No Match | 121000 | 14578 | 8.3 |  |  |  | 126000 | 13189 | 2.7 | 2.5 | 76000 | 9685 | 2.3 | Non Federally-Regulated | 04/11/1988 |  | 05/11/1988
McQuay International | McQuay International | DPS006AHHG2*C-6 |  | HSP-A, Single-Package Heat Pum | Heat Pump | 208 | 3 | False |  |  |  | True | Variable-Speed | 70000 | 6194 | 11.3 | 10.8 |  |  | 65000 | 5120 | 3.7 | 3.3 |  |  |  | Federally-Regulated Commercial & Industrial Equipment | 08/28/2012 |  | 04/19/2013
Rheem Sales Company, Inc. | Ruud | UJKB-A120C |  | HSP-A, Single-Package Heat Pum | Heat Pump | 208 | 3 |  |  |  | No Match |  | No Match | 117000 | 12717 | 9.2 | 8.9 |  | 9.1 | 118000 | 11524 | 3 | 3 | 63500 | 9302 | 2 | Federally-Regulated Commercial & Industrial Equipment | 11/21/2001 |  | 07/18/2002
Carrier Corp. - Syracuse | Payne | 542JP/EX180 |  | HSP-A, Single-Package Heat Pum | Heat Pump | 230 | 3 |  |  |  | No Match |  | No Match | 172000 | 18494 | 9.3 | 8.5 |  | 9.7 | 172000 | 15275 | 3.3 | 2.9 | 94000 | 12522 | 2.2 | Federally-Regulated Commercial & Industrial Equipment | 03/31/1998 |  | 05/09/1998
Carrier Corp. - Syracuse | Keeprite | RHS090H******TA |  | HSP-A, Single-Package Heat Pum | Heat Pump | 208 | 3 | False |  |  |  | False | Single-Speed | 87000 | 7767 | 11.2 | 10.8 |  |  | 86000 | 7413 | 3.4 | 3.3 |  |  |  | Federally-Regulated Commercial & Industrial Equipment | 12/12/2012 |  | 10/28/2014
Lennox Industries Inc. | Armstrong | PRTC118CH-1,L-1 |  | HSP-A, Single-Package Heat Pum | Heat Pump | 460 | 3 |  |  |  | No Match |  | No Match | 118000 | 14217 | 8.3 | 8.3 |  |  | 120000 | 12297 | 2.8 | 2.8 | 64000 | 9872 | 1.9 | Non Federally-Regulated | 01/08/1991 |  | 07/27/1992
Carrier Corp. - Syracuse | Carrier | 38AQ0166 * 0166 * 0166 | 40RR054 | HSP-A, Single-Package Heat Pum | Heat Pump | 460 | 3 |  |  |  | No Match |  | No Match | 485102 | 64045 | 8.2 | 8.2 |  |  | 554117 | 52915 |  |  | 65000 | 9200 |  | Non Federally-Regulated | 03/15/1989 |  | 02/22/1990
Carrier Corp. - Syracuse | ICP Commercial | CHS180(H,L,S)D* | FHS180(M,S,H,L)A*A* | HRCU-A-CB, Split System: Heat | Heat Pump | 460 | 3 |  |  |  |  | True | Single-Speed | 178000 | 16792 | 10.6 | 10.4 |  |  | 178000 | 15343 | 3.4 | 3.2 |  |  |  | Federally-Regulated Commercial & Industrial Equipment | 03/10/2011 |  | 12/12/2012
Carrier Corp. - Syracuse | Heil | RHS072(H,L,S)******A |  | HSP-A, Single-Package Heat Pum | Both Heat Pump and Electric Re | 575 | 3 |  |  |  |  | False | Single-Speed | 70000 | 6306 | 11.1 | 8.9 |  |  | 67000 | 5954 | 3.3 | 3 |  |  |  | Federally-Regulated Commercial & Industrial Equipment | 07/16/2009 |  | 12/12/2012
York International | York | XP078[C,E]***(2,4,5)***6 |  | HSP-A, Single-Package Heat Pum | Both Heat Pump and Electric Re | 208 | 3 | False |  |  |  | True | Single-Speed | 78000 | 6782 | 11.5 | 10.8 |  |  | 75000 | 6561 | 3.4 | 3.3 |  |  |  | Federally-Regulated Commercial & Industrial Equipment | 04/19/2013 |  | 01/09/2014
Trane U.S. Inc. | American Standard, Inc. | WCD150B30*E* |  | HSP-A, Single-Package Heat Pum | Heat Pump | 230 | 3 |  |  |  | No Match |  | No Match | 146000 | 16043 | 9.1 | 8.5 |  | 8.7 | 136000 | 13282 | 3 | 2.9 | 72000 | 10045 | 2.1 | Federally-Regulated Commercial & Industrial Equipment | 09/21/2000 |  | 11/21/2001
Carrier Corp. - Syracuse | Comfortmaker | RHH090(H,L,S)******AA |  | HSP-A, Single-Package Heat Pum | Heat Pump | 230 | 3 | False |  |  |  | True | Single-Speed | 90000 | 7438 | 12.1 | 10.8 |  |  | 84000 | 7033 | 3.5 | 3.3 |  |  |  | Federally-Regulated Commercial & Industrial Equipment | 12/12/2012 |  | 10/28/2014
Carrier Corp. - Syracuse | Airquest | CHS240(H,L,S)D* | FHS240(S,H,L)**A2* | HRCU-A-CB, Split System: Heat | Heat Pump | 230 | 3 |  |  |  |  | True | Single-Speed | 222000 | 20747 | 10.7 | 10.4 |  |  | 214000 | 17919 | 3.5 | 3.2 |  |  |  | Federally-Regulated Commercial & Industrial Equipment | 07/18/2013 |  | 10/28/2014
Rheem Sales Company, Inc. | Whirlpool | NRHR10LP00B |  | HSP-A, Single-Package Heat Pum | Heat Pump | 460 | 3 |  |  |  | No Match |  | No Match | 116000 | 14150 | 8.2 | 8.2 |  |  | 118000 | 12350 |  |  | 60000 | 8790 | 2 | Non Federally-Regulated | 06/11/1985 |  | 05/11/1988
Inter-City Products Corp. | Sears | CH*090SNLA** | BMB090N*M* | HRCU-A-C, Split System: Heat P | Heat Pump | 460 | 3 |  |  |  | No Match |  | No Match | 90000 | 9890 | 9.1 | 8.9 |  |  | 90000 | 8789 | 3 | 3 | 50000 | 6967 | 2.1 | Federally-Regulated Commercial & Industrial Equipment | 04/20/1994 |  | 09/02/1995
Carrier Corp. - Syracuse | Day & Night | RHS(181,183)(H,L,S)******** |  | HSP-A, Single-Package Heat Pum | Heat Pump | 230 | 3 | False |  |  |  | True | Single-Speed | 172000 | 15925 | 10.8 | 10.4 |  |  | 166000 | 14742 | 3.3 | 3.2 |  |  |  | Federally-Regulated Commercial & Industrial Equipment | 11/30/2011 |  | 12/12/2012
York International | Evcon | BA-15[E18,E36]***(T,W,X)* |  | HSP-A, Single-Package Heat Pum | Both Heat Pump and Electric Re | 460 | 3 |  |  |  |  | True | Single-Speed | 164000 | 16566 | 9.9 | 8.5 |  | 9.5 | 172000 | 15762 | 3.2 | 2.9 | 102000 | 14244 | 2.1 | Federally-Regulated Commercial & Industrial Equipment | 01/18/2008 |  | 02/24/2011
Trane U.S. Inc. | American Standard, Inc. | WCH120B30*B* |  | HSP-A, Single-Package Heat Pum | Heat Pump | 230 | 3 |  |  |  | No Match |  | No Match | 124000 | 12920 | 9.6 | 8.9 |  | 9.8 | 110000 | 10740 | 3 | 3 | 59000 | 8640 | 2 | Non Federally-Regulated | 04/14/1993 |  | 09/02/1995
Trane U.S. Inc. | American Standard, Inc. | WCH180B30*E* |  | HSP-A, Single-Package Heat Pum | Heat Pump | 230 | 3 |  |  |  | No Match |  | No Match | 176000 | 18924 | 9.3 | 8.5 |  | 8.9 | 160000 | 15626 | 3 | 2.9 | 82000 | 12012 | 2 | Federally-Regulated Commercial & Industrial Equipment | 11/18/1999 |  | 11/21/2001
Lennox Industries Inc. | Armstrong | LHA180HN2* |  | HSP-A, Single-Package Heat Pum | Heat Pump | 230 | 3 |  |  |  | No Match |  | No Match | 182000 | 16545 | 11 | 8.5 |  | 12 | 192000 | 17047 | 3.3 | 2.9 | 106000 | 15528 | 2 | Federally-Regulated Commercial & Industrial Equipment | 07/31/2002 |  | 01/18/2008
Lennox Industries Inc. | Armstrong | PRTC178BH-4,L-4 |  | HSP-A, Single-Package Heat Pum | Heat Pump | 230 | 3 |  |  |  | No Match |  | No Match | 178000 | 20000 | 8.9 |  |  |  | 178000 | 17580 | 2.9 |  | 96000 | 14065 | 2 | Federally-Regulated Commercial & Industrial Equipment | 01/17/1992 |  | 07/31/1992
Carrier Corp. - Syracuse | Tempstar | RHS102(L,S)******** |  | HSP-A, Single-Package Heat Pum | Heat Pump | 460 | 3 | False |  |  |  | False | Single-Speed | 99000 | 8839 | 11.2 | 10.8 |  |  | 96000 | 8525 | 3.3 | 3.3 |  |  |  | Federally-Regulated Commercial & Industrial Equipment | 11/30/2011 |  | 12/12/2012
Carrier Corp. - Syracuse | Bryant Heating & Cooling Systems | 548J(E,T)08*********(D,E)A |  | HSP-A, Single-Package Heat Pum | Heat Pump | 575 | 3 | False |  |  |  | False | Single-Speed | 88000 | 7857 | 11.2 | 10.8 |  |  | 86000 | 7413 | 3.4 | 3.3 |  |  |  | Federally-Regulated Commercial & Industrial Equipment | 12/12/2012 |  | 10/28/2014
York International | Luxaire | PJ240C00A*(2,4,5)***** | NJ240C00*(5,6)****** | HRCU-A-CB, Split System: Heat | Heat Pump | 230 | 3 |  |  |  |  | True | Single-Speed | 238000 | 22453 | 10.6 | 8.5 |  |  | 220000 | 18975 | 3.4 | 2.9 |  |  |  | Federally-Regulated Commercial & Industrial Equipment | 07/16/2009 |  | 01/24/2011
Trane U.S. Inc. | Trane | BWA120C3K | BWE120C-D | HRCU-A-CB, Split System: Heat | Heat Pump | 200 | 3 |  |  |  | No Match |  | No Match | 118000 | 14300 | 8.3 | 8.2 |  |  | 120000 | 11550 |  |  | 70000 | 9550 |  | Non Federally-Regulated | 06/11/1985 |  | 05/11/1988
Carrier Corp. - Syracuse | Day & Night | 542DE090 |  | HSP-A, Single-Package Heat Pum | Heat Pump | 460 | 3 |  |  |  | No Match |  | No Match | 87000 | 10200 | 8.5 | 8.2 |  |  | 89000 | 8800 |  |  | 49000 | 7300 |  | Non Federally-Regulated | 02/22/1990 |  | 07/31/1992
York International | Fraser Johnston | BAHT-T090A |  | HSP-A, Single-Package Heat Pum | Heat Pump | 208 | 3 |  |  |  | No Match |  | No Match | 95000 | 11176 | 8.5 | 8.2 |  |  | 103000 | 9738 | 3.1 |  | 57000 | 8352 | 2 | Non Federally-Regulated | 03/15/1989 |  | 10/10/1989
York International | Luxaire | BACB-(T/W/X)180(A/E) |  | HSP-A, Single-Package Heat Pum | Heat Pump | 575 | 3 |  |  |  | No Match |  | No Match | 164000 | 18636 | 8.8 | 8.5 |  | 8.5 | 174000 | 16998 | 3 | 2.9 | 90000 | 13188 | 2 | Federally-Regulated Commercial & Industrial Equipment | 10/02/1998 |  | 08/19/1999
McQuay International | McQuay International | DPS012AHHE4**-6 |  | HSP-A, Single-Package Heat Pum | Heat Pump | 460 | 3 | False |  |  |  | True | Variable-Speed | 144000 | 12203 | 11.8 | 10.4 |  |  | 140000 | 11429 | 3.6 | 3.2 |  |  |  | Federally-Regulated Commercial & Industrial Equipment | 03/02/2012 |  | 08/28/2012
Carrier Corp. - Syracuse | Keeprite | RHS(243)(H,L,S)******TA |  | HSP-A, Single-Package Heat Pum | Heat Pump | 208 | 3 | False |  |  |  | True | Single-Speed | 232000 | 21886 | 10.6 | 10.4 |  |  | 220000 | 19538 | 3.3 | 3.2 |  |  |  | Federally-Regulated Commercial & Industrial Equipment | 04/21/2014 |  | 10/28/2014
Rheem Sales Company, Inc. | Ruud | UPWC-100DAZ | UHGF-100Z | HRCU-A-CB, Split System: Heat | Heat Pump | 460 | 3 |  |  |  | No Match |  | No Match | 118000 | 12826 | 9.2 | 8.9 |  |  | 125000 | 11814 | 3.1 | 3 | 68000 | 9487 | 2.1 | Federally-Regulated Commercial & Industrial Equipment | 11/18/1999 |  | 04/13/2000
Goettl | Goettl | HPC1201E-4 |  | HSP-A, Single-Package Heat Pum | Heat Pump | 460 | 3 |  |  |  | No Match |  | No Match | 120000 | 11428 | 10.5 | 8.9 |  |  | 119000 | 10565 | 3.3 | 3 | 70000 | 9766 | 2.1 | Federally-Regulated Commercial & Industrial Equipment | 11/18/1999 |  | 04/13/2000
Rheem Sales Company, Inc. | Ruud | UPDB-100C* |  | HSP-A, Single-Package Heat Pum | Heat Pump | 230 | 3 |  |  |  | No Match |  | No Match | 116000 | 14140 | 8.2 | 8.2 |  |  | 118000 | 11520 |  |  | 60000 | 8790 | 2 | Non Federally-Regulated | 03/15/1989 |  | 10/10/1989
Carrier Corp. - Syracuse | ICP Commercial | RHS(240,243)(H,L,S)******AA |  | HSP-A, Single-Package Heat Pum | Heat Pump | 230 | 3 | False |  |  |  | True | Single-Speed | 232000 | 21886 | 10.6 | 10.4 |  |  | 220000 | 19538 | 3.3 | 3.2 |  |  |  | Federally-Regulated Commercial & Industrial Equipment | 12/12/2012 |  | 04/21/2014
Trane U.S. Inc. | Trane | WCH090A400A |  | HSP-A, Single-Package Heat Pum | Heat Pump | 460 | 3 |  |  |  | No Match |  | No Match | 85000 | 10240 | 8.3 | 8.9 |  |  | 82000 | 8580 | 2.8 | 3 | 39000 | 6010 | 1.9 | Non Federally-Regulated | 07/31/1992 |  | 03/31/1998
Carrier Corp. - Syracuse | Day & Night | CHS240(H,L,S)D* | FHS240(S,H,L)**A2* | HRCU-A-CB, Split System: Heat | Heat Pump | 460 | 3 |  |  |  |  | True | Single-Speed | 222000 | 20747 | 10.7 | 10.4 |  |  | 214000 | 17919 | 3.5 | 3.2 |  |  |  | Federally-Regulated Commercial & Industrial Equipment | 07/18/2013 |  | 10/28/2014
Rheem Sales Company, Inc. | Century | HR100-4SZ | AHH100-Z | HRCU-A-CB, Split System: Heat | Heat Pump | 460 | 3 |  |  |  | No Match |  | No Match | 118000 | 12826 | 9.2 | 8.9 |  |  | 125000 | 11814 | 3.1 | 3 | 68000 | 9487 | 2.1 | Federally-Regulated Commercial & Industrial Equipment | 07/25/2000 |  | 02/06/2002
Trane U.S. Inc. | Trane | BWC120C3F |  | HSP-A, Single-Package Heat Pum | Heat Pump | 230 | 3 |  |  |  | No Match |  | No Match | 118000 | 14300 | 8.3 | 8.2 |  |  | 118000 | 11900 |  |  | 62500 | 8750 |  | Non Federally-Regulated | 05/16/1984 |  | 06/11/1985
York International | Coleman | XA-12[C,E]***(T,W,X)* |  | HSP-A, Single-Package Heat Pum | Both Heat Pump and Electric Re | 230 | 3 | False |  |  |  | True | Single-Speed | 150000 | 13636 | 11 | 10.4 |  | 11.9 | 135000 | 12364 | 3.2 | 3.2 | 90000 | 11997 | 2.2 | Federally-Regulated Commercial & Industrial Equipment | 01/24/2011 |  | 01/09/2014
Trane U.S. Inc. | American Standard, Inc. | WS(D,H)150E(3,4,W)R(G,N,P,R)****(6,7) |  | HSP-A, Single-Package Heat Pum | Both Heat Pump and Electric Re | 460 | 3 | False |  |  |  | False | Single-Speed | 146000 | 13773 | 10.6 | 10.4 |  |  | 136000 | 12455 | 3.2 | 3.2 |  |  |  | Federally-Regulated Commercial & Industrial Equipment | 12/12/2012 |  | 04/21/2014
Borg Warner | Fraser Johnston | EAHP-W090A | FBHP-S090A | HRCU-A-CB, Split System: Heat | Heat Pump | 460 | 3 |  |  |  | No Match |  | No Match | 93000 | 10134 | 8.5 | 8.2 |  |  | 103000 | 8710 | 3.5 |  | 59000 | 6263 | 2.8 | Non Federally-Regulated | 05/16/1984 |  | 06/11/1985
Carrier Corp. - Syracuse | Airquest | CHS240(H,L,S)D* | FHS240(S,H,L)**A0* | HRCU-A-CB, Split System: Heat | Heat Pump | 575 | 3 |  |  |  |  | True | Single-Speed | 222000 | 20747 | 10.7 | 10.4 |  |  | 214000 | 17919 | 3.5 | 3.2 |  |  |  | Federally-Regulated Commercial & Industrial Equipment | 07/18/2013 |  | 10/28/2014
Lennox Industries Inc. | Lennox | HP17-953V-4Y | CB17-95V-1 | HRCU-A-CB, Split System: Heat | Heat Pump | 208 | 3 |  |  |  | No Match |  | No Match | 87000 | 10235 | 8.5 | 8.2 |  |  | 88000 | 8471 |  |  | 45000 | 5994 |  | Non Federally-Regulated | 02/22/1990 |  | 07/31/1992
Carrier Corp. | Carrier | 38AQ0165 + 38AQ0125 | 40RR028 | HSP-A, Single-Package Heat Pum | Heat Pump | 460 | 3 |  |  |  | No Match |  | No Match | 267375 | 32903 | 8.3 | 8.2 |  | 8.7 | 259800 | 27023 | 2.7 |  | 62500 | 8750 | 2.1 | Voluntarily Certified | 02/07/1988 |  | 03/08/1996
Rheem Sales Company, Inc. | Whirlpool | NCHR10H001B | NEPR10M030A | HRCU-A-CB, Split System: Heat | Heat Pump | 208 | 3 |  |  |  | No Match |  | No Match | 118000 | 14390 | 8.2 |  |  |  | 118000 | 12350 |  |  | 60000 | 8790 | 2 | Non Federally-Regulated | 05/11/1988 |  | 03/15/1989
Rheem Sales Company, Inc. | Ruud | UPWE-090C | UHGG-120Z | HRCU-A-CB, Split System: Heat | Heat Pump | 230 | 3 |  |  |  | No Match |  | No Match | 92000 | 8932 | 10.3 | 8.9 |  |  | 89000 | 8148 | 3.2 | 3 | 49000 | 6525 | 2.2 | Federally-Regulated Commercial & Industrial Equipment | 01/22/2003 |  | 01/18/2008
York International | Luxaire | BACB-(T/W/X)180(A/E) |  | HSP-A, Single-Package Heat Pum | Heat Pump | 230 | 3 |  |  |  | No Match |  | No Match | 164000 | 18636 | 8.8 | 8.5 |  | 8.5 | 174000 | 16998 | 3 | 2.9 | 90000 | 13188 | 2 | Federally-Regulated Commercial & Industrial Equipment | 10/02/1998 |  | 08/19/1999
Carrier Corp. - Syracuse | Day & Night | 549BP/E120 |  | HSP-A, Single-Package Heat Pum | Heat Pump | 208 | 3 |  |  |  | No Match |  | No Match | 115000 | 11500 | 10 | 8.9 |  | 10.4 | 110000 | 9769 | 3.3 | 3 | 58000 | 8853 | 1.9 | Federally-Regulated Commercial & Industrial Equipment | 03/31/1998 |  | 05/09/1998
Carrier Corp. - Syracuse | Carrier | 50PQ0126 |  | HSP-A, Single-Package Heat Pum | Heat Pump | 460 | 3 |  |  |  | No Match |  | No Match | 120000 | 14700 | 8.2 | 8.2 |  |  | 120000 | 12200 |  |  | 65000 | 9200 |  | Non Federally-Regulated | 06/11/1985 |  | 05/11/1988
Carrier Corp. - Syracuse | Tempstar | RHS(240,243)(H,L,S)******AA |  | HSP-A, Single-Package Heat Pum | Heat Pump | 460 | 3 | False |  |  |  | True | Single-Speed | 232000 | 21886 | 10.6 | 10.4 |  |  | 220000 | 19538 | 3.3 | 3.2 |  |  |  | Federally-Regulated Commercial & Industrial Equipment | 12/12/2012 |  | 04/21/2014
Carrier Corp. - Syracuse | Carrier Corp. | 50TCQ*24***(5,6,1)A***(A,C,D,F)*-VERT |  | HSP-A, Single-Package Heat Pum | Heat Pump | 208 | 3 | False |  |  |  | True | Single-Speed | 232000 | 21886 | 10.6 | 10.4 |  |  | 220000 | 19538 | 3.3 | 3.2 |  |  |  | Federally-Regulated Commercial & Industrial Equipment | 04/21/2014 |  | 10/28/2014
Carrier Corp. - Syracuse | Airquest | RHS072(H,L,S)******** |  | HSP-A, Single-Package Heat Pum | Heat Pump | 208 | 3 | False |  |  |  | False | Single-Speed | 70000 | 6306 | 11.1 | 10.8 |  |  | 67000 | 5950 | 3.3 | 3.3 |  |  |  | Federally-Regulated Commercial & Industrial Equipment | 10/28/2014 |  | 10/28/2014
Rheem Sales Company, Inc. | Ruud | UPWB-100CAS* | UHPA-100Z | HRCU-A-CB, Split System: Heat | Heat Pump | 208 | 3 |  |  |  | No Match |  | No Match | 118000 | 14390 | 8.2 | 8.2 |  |  | 118000 | 12350 |  |  | 60000 | 8790 | 2 | Non Federally-Regulated | 03/15/1989 |  | 10/10/1989
Trane U.S. Inc. | American Standard, Inc. | TWA240B300E* | TWE240B300C* | HRCU-A-CB, Split System: Heat | Heat Pump | 208 | 3 |  |  |  | No Match |  | No Match | 234000 | 25161 | 9.3 | 8.5 |  | 10.5 | 234000 | 22116 | 3.1 | 2.9 | 154000 | 19618 | 2.3 | Federally-Regulated Commercial & Industrial Equipment | 07/31/2002 |  | 06/19/2003
Carrier Corp. - Syracuse | Airquest | CHS072(H,L,S)A* | FHS072(M,S,K)A*A* | HRCU-A-CB, Split System: Heat | Heat Pump | 460 | 3 |  |  |  |  | True | Single-Speed | 70000 | 6363 | 11 | 10.8 |  |  | 66000 | 5861 | 3.3 | 3.3 |  |  |  | Federally-Regulated Commercial & Industrial Equipment | 03/10/2011 |  | 12/12/2012
Rheem Sales Company, Inc. | Ruud | UPWA-100DAS | UHPA-100G | HRCU-A-CB, Split System: Heat | Heat Pump | 460 | 3 |  |  |  | No Match |  | No Match | 119000 | 14880 | 8 | 8.2 |  |  | 118000 | 12345 |  |  | 61000 | 9405 |  | Non Federally-Regulated | 05/16/1984 |  | 06/11/1985
Carrier Corp. - Syracuse | Arcoaire | CHS121(H,L,S)A* | FHS120(M,S)**A0* | HRCU-A-CB, Split System: Heat | Heat Pump | 230 | 3 |  |  |  |  | True | Single-Speed | 112000 | 10181 | 11 | 10.8 |  |  | 106000 | 9413 | 3.3 | 3.3 |  |  |  | Federally-Regulated Commercial & Industrial Equipment | 07/18/2013 |  | 10/28/2014
York International | Luxaire | BCCB-(T/W)120 |  | HSP-A, Single-Package Heat Pum | Heat Pump | 230 | 3 |  |  |  | No Match |  | No Match | 118000 | 13111 | 9 | 8.9 |  |  | 116000 | 11329 | 3 | 3 | 70000 | 10254 | 2 | Federally-Regulated Commercial & Industrial Equipment | 05/22/2000 |  | 01/18/2008
York International | Fraser Johnston | BACB-T/-W240A/E |  | HSP-A, Single-Package Heat Pum | Heat Pump | 230 | 3 |  |  |  | No Match |  | No Match | 222000 | 26117 | 8.5 | 8.5 |  | 8 | 226000 | 22078 | 3 | 2.9 | 120000 | 17584 | 2 | Federally-Regulated Commercial & Industrial Equipment | 12/01/1997 |  | 03/31/1998
Carrier Corp. | Carrier | 38AQ0166 + 38AQ0126 | 40RR028 | HRCU-A-CB, Split System: Heat | Heat Pump | 460 | 3 |  |  |  | No Match |  | No Match | 267375 | 32903 | 8.1 |  |  | 8.7 | 259800 | 27023 | 2.7 |  | 164199 | 22873 | 2.1 | Voluntarily Certified | 01/23/1988 |  | 03/08/1996
McQuay International | McQuay International | DPS006AHHY2**-6 |  | HSP-A, Single-Package Heat Pum | Heat Pump | 208 | 3 | False |  |  |  | True | Variable-Speed | 70000 | 6034 | 11.6 | 10.8 |  |  | 65000 | 5053 | 3.8 | 3.3 |  |  |  | Federally-Regulated Commercial & Industrial Equipment | 08/28/2012 |  | 04/19/2013
Addison Products | Addison Products | DFH244*4E**** |  | HSP-A, Single-Package Heat Pum | Heat Pump | 460 | 3 |  |  |  | No Match |  | No Match | 217100 | 22900 | 9.5 | 8.5 |  |  | 215600 | 18600 | 3.4 | 2.9 | 137500 | 15500 | 2.6 | Federally-Regulated Commercial & Industrial Equipment | 11/03/1994 |  | 04/07/1996
Carrier Corp. - Syracuse | Carrier Corp. | 50TCQ*12***(5,6,1)A***(G,J,K,M)* |  | HSP-A, Single-Package Heat Pum | Heat Pump | 460 | 3 | False |  |  |  | False | Single-Speed | 116000 | 10545 | 11 | 10.8 |  |  | 116000 | 9999 | 3.4 | 3.3 |  |  |  | Federally-Regulated Commercial & Industrial Equipment | 12/12/2012 |  | 04/21/2015
Borg Warner | Moncrief | EAHP-T090A | FBHP-S090A | HRCU-A-CB, Split System: Heat | Heat Pump | 230 | 3 |  |  |  | No Match |  | No Match | 93000 | 10134 | 8.5 | 8.2 |  |  | 103000 | 8710 | 3.5 |  | 59000 | 6263 | 2.8 | Non Federally-Regulated | 05/16/1984 |  | 06/11/1985
Trane U.S. Inc. | General Electric | BWA180C3K | BWV180B | HRCU-A-CB, Split System: Heat | Heat Pump | 230 | 3 |  |  |  | No Match |  | No Match | 182000 | 22000 | 8.3 |  |  |  | 172000 | 18300 |  |  | 101000 | 15200 |  | Non Federally-Regulated | 06/11/1985 |  | 05/11/1988
Trane U.S. Inc. | American Standard, Inc. | WCD120A300A |  | HSP-A, Single-Package Heat Pum | Heat Pump | 230 | 3 |  |  |  | No Match |  | No Match | 117000 | 13000 | 9 | 8.3 |  | 9.2 | 119000 | 11460 | 3 | 2.8 | 61000 | 8840 | 2 | Non Federally-Regulated | 03/29/1991 |  | 07/31/1992
Carrier Corp. - Syracuse | Heil | RHS(243)(H,L,S)******AA |  | HSP-A, Single-Package Heat Pum | Heat Pump | 575 | 3 | False |  |  |  | True | Single-Speed | 232000 | 21886 | 10.6 | 10.4 |  |  | 220000 | 19538 | 3.3 | 3.2 |  |  |  | Federally-Regulated Commercial & Industrial Equipment | 04/21/2014 |  | 10/28/2014
Addison Products | Addison Products | DFH314*4E**** | 40RR044 | HSP-A, Single-Package Heat Pum | Heat Pump | 460 | 3 |  |  |  | No Match |  | No Match | 420805 | 56160 | 9.8 | 7.5 |  | 10.7 | 496199 | 48260 | 3.4 |  | 294398 | 38800 | 2.5 | Voluntarily Certified | 11/03/1994 |  | 04/07/1996
Rheem Sales Company, Inc. | Ruud | UPWC-100DAZ | UHGF-100Z | HRCU-A-CB, Split System: Heat | Heat Pump | 460 | 3 |  |  |  | No Match |  | No Match | 120000 | 13043 | 9.2 | 8.9 |  |  | 125000 | 11817 | 3.1 | 3 | 84000 | 11190 | 2.2 | Federally-Regulated Commercial & Industrial Equipment | 05/10/1998 |  | 10/02/1998
Carrier Corp. - Syracuse | Bryant Heating & Cooling Systems | 548J(P,E,T)12**********A |  | HSP-A, Single-Package Heat Pum | Heat Pump | 208 | 3 | False |  |  |  | False | Single-Speed | 116000 | 10545 | 11 | 10.8 |  |  | 116000 | 9999 | 3.4 | 3.3 |  |  |  | Federally-Regulated Commercial & Industrial Equipment | 11/30/2011 |  | 12/12/2012
Carrier Corp. - Syracuse | ICP Commercial | RHS(181,183)(H,L,S)******TA |  | HSP-A, Single-Package Heat Pum | Heat Pump | 575 | 3 | False |  |  |  | True | Single-Speed | 172000 | 15925 | 10.8 | 10.4 |  |  | 220000 | 19538 | 3.3 | 3.2 |  |  |  | Federally-Regulated Commercial & Industrial Equipment | 12/12/2012 |  | 05/09/2013
Inter-City Products Corp. | Kenmore | PH*120N2HA |  | HSP-A, Single-Package Heat Pum | Heat Pump | 208 | 3 |  |  |  | No Match |  | No Match | 123000 | 13516 | 9.1 | 8.9 |  | 9.5 | 123000 | 11628 | 3.1 | 3 | 71000 | 10404 | 2 | Federally-Regulated Commercial & Industrial Equipment | 06/11/1997 |  | 09/02/1997
York International | York | BP120C00A2/4/5***1* |  | HSP-A, Single-Package Heat Pum | Heat Pump | 460 | 3 |  |  |  | No Match |  | No Match | 120000 | 11650 | 10.3 | 8.9 |  | 10 | 113000 | 10346 | 3.2 | 3 | 60000 | 7990 | 2.2 | Federally-Regulated Commercial & Industrial Equipment | 07/19/2001 |  | 02/05/2002
Lennox Industries Inc. | Lennox | CHP16-1353-3Y |  | HSP-A, Single-Package Heat Pum | Heat Pump | 208 | 3 |  |  |  | No Match |  | No Match | 118000 | 14217 | 8.3 |  |  |  | 120000 | 12297 |  |  | 64000 | 9872 |  | Non Federally-Regulated | 05/11/1988 |  | 03/15/1989
York International | Coleman | BB-20[E72]***(T,W,X)* |  | HSP-A, Single-Package Heat Pum | Both Heat Pump and Electric Re | 460 | 3 |  |  |  |  | True | Single-Speed | 214000 | 22526 | 9.5 | 8.5 |  | 10.1 | 210000 | 19866 | 3.1 | 2.9 | 130000 | 19062 | 2 | Federally-Regulated Commercial & Industrial Equipment | 01/18/2008 |  | 01/24/2011
York International | York | EA090C00A(2/4)AAA1A | FA090C00A6AAA1A | HRCU-A-CB, Split System: Heat | Heat Pump | 230 | 3 |  |  |  | No Match |  | No Match | 90000 | 8411 | 10.7 | 8.9 |  |  | 88000 | 8057 | 3.2 | 3 | 56500 | 7197 | 2.3 | Federally-Regulated Commercial & Industrial Equipment | 05/21/2002 |  | 07/18/2002
Lennox Industries Inc. | Lennox | HP17-1353V-5G | CB17-135V-1 | HRCU-A-CB, Split System: Heat | Heat Pump | 460 | 3 |  |  |  | No Match |  | No Match | 119000 | 14512 | 8.2 | 8.2 |  |  | 119000 | 11499 |  |  | 69000 | 9448 |  | Non Federally-Regulated | 10/10/1989 |  | 01/22/1990
Carrier Corp. - Syracuse | Arcoaire | RHS(240)(H,L,S)******AA |  | HSP-A, Single-Package Heat Pum | Heat Pump | 575 | 3 | False |  |  |  | True | Single-Speed | 232000 | 21886 | 10.6 | 10.4 |  |  | 220000 | 19538 | 3.3 | 3.2 |  |  |  | Federally-Regulated Commercial & Industrial Equipment | 10/28/2014 |  | 10/28/2014
Carrier Corp. - Syracuse | ICP Commercial | CHS121(H,L,S)A* | FHS120(M,S)A*A* | HRCU-A-CB, Split System: Heat | Heat Pump | 460 | 3 |  |  |  |  | True | Single-Speed | 112000 | 10181 | 11 | 10.8 |  |  | 106000 | 9414 | 3.3 | 3.3 |  |  |  | Federally-Regulated Commercial & Industrial Equipment | 03/10/2011 |  | 12/12/2012
Carrier Corp. - Syracuse | Carrier | 38AQ0165 | 40RR016 | HRCU-A-CB, Split System: Heat | Heat Pump | 230 | 3 |  |  |  | No Match |  | No Match | 168000 | 21682 | 7.7 |  |  |  | 170000 | 16968 |  |  | 96000 | 13520 |  | Non Federally-Regulated | 05/16/1984 |  | 06/11/1985
Lennox Industries Inc. | McQuay | LHA120H* |  | HSP-A, Single-Package Heat Pum | Heat Pump | 208 | 3 |  |  |  | No Match |  | No Match | 118000 | 11456 | 10.3 | 8.9 |  | 11.3 | 120000 | 10657 | 3.3 | 3 | 72000 | 10048 | 2.1 | Federally-Regulated Commercial & Industrial Equipment | 03/31/1998 |  | 05/09/1998
Trane U.S. Inc. | Trane | BWC150L4OOA |  | HSP-A, Single-Package Heat Pum | Heat Pump | 460 | 3 |  |  |  | No Match |  | No Match | 147000 | 17100 | 8.6 |  |  |  | 132000 | 14340 | 2.7 |  | 68000 | 11080 | 1.8 | Non Federally-Regulated | 03/15/1989 |  | 10/10/1989
Carrier Corp. - Syracuse | Payne | PH1RPA/REA120-AA |  | HSP-A, Single-Package Heat Pum | Heat Pump | 208 | 3 |  |  |  | No Match |  | No Match | 112000 | 12444 | 9 | 8.9 |  | 9 | 105000 | 9926 | 3.1 | 3 | 53000 | 8726 | 1.8 | Federally-Regulated Commercial & Industrial Equipment | 02/03/1998 |  | 03/31/1998
Rheem Sales Company, Inc. | Ruud | UPWC-100C | UHGF-100Z | HRCU-A-CB, Split System: Heat | Heat Pump | 208 | 3 |  |  |  | No Match |  | No Match | 116000 | 13033 | 8.9 | 8.9 |  |  | 125000 | 11814 | 3.1 | 3 | 68000 | 9487 | 2.1 | Federally-Regulated Commercial & Industrial Equipment | 07/31/2002 |  | 01/18/2008
York International | Fraser Johnston | BA-10C00*T/W/X***** |  | HSP-A, Single-Package Heat Pum | Heat Pump | 208 | 3 |  |  |  | No Match |  | No Match | 120000 | 11650 | 10.3 | 8.9 |  | 10 | 113000 | 10346 | 3.2 | 3 | 60000 | 7990 | 2.2 | Federally-Regulated Commercial & Industrial Equipment | 07/31/2002 |  | 01/18/2008
York International | Evcon | PH090C00A*(2,4,5)***** | NH090C00*(5,6)****** | HRCU-A-CB, Split System: Heat | Heat Pump | 460 | 3 |  |  |  |  | True | Single-Speed | 92000 | 8364 | 11 | 8.9 |  |  | 82000 | 7287 | 3.3 | 3 |  |  |  | Federally-Regulated Commercial & Industrial Equipment | 07/16/2009 |  | 01/24/2011
York International | York | B1CH240A/E***25/46 |  | HSP-A, Single-Package Heat Pum | Heat Pump | 230 | 3 |  |  |  | No Match |  | No Match | 222000 | 26117 | 8.5 | 8.5 |  | 8 | 226000 | 22078 | 3 | 2.9 | 120000 | 17584 | 2 | Federally-Regulated Commercial & Industrial Equipment | 05/09/1998 |  | 10/02/1998
Carrier Corp. - Syracuse | Airquest | RHH(120,121)(H,L,S)******AA |  | HSP-A, Single-Package Heat Pum | Heat Pump | 230 | 3 | False |  |  |  | True | Single-Speed | 119000 | 9674 | 12.3 | 10.8 |  |  | 116000 | 9713 | 3.5 | 3.3 |  |  |  | Federally-Regulated Commercial & Industrial Equipment | 12/12/2012 |  | 10/28/2014
York International | York | E1FB180 | F1EH180 | HRCU-A-CB, Split System: Heat | Heat Pump | 208 | 3 |  |  |  | No Match |  | No Match | 166000 | 19080 | 8.7 | 8.5 |  |  | 184000 | 17970 | 3 | 2.9 | 121000 | 16114 | 2.2 | Federally-Regulated Commercial & Industrial Equipment | 05/22/2000 |  | 05/21/2002
Rheem Sales Company, Inc. | Ruud | UJKB-A120D |  | HSP-A, Single-Package Heat Pum | Heat Pump | 460 | 3 |  |  |  | No Match |  | No Match | 117000 | 12717 | 9.2 | 8.9 |  | 9.1 | 118000 | 11524 | 3 | 3 | 63500 | 9302 | 2 | Federally-Regulated Commercial & Industrial Equipment | 07/31/2002 |  | 01/18/2008
Carrier Corp. - Syracuse | Carrier Corp. | 50TCQ*24***(5,6,1)A* |  | HSP-A, Single-Package Heat Pum | Heat Pump | 208 | 3 | False |  |  |  | True | Single-Speed | 232000 | 21886 | 10.6 | 10.4 |  |  | 220000 | 19538 | 3.3 | 3.2 |  |  |  | Federally-Regulated Commercial & Industrial Equipment | 11/30/2011 |  | 12/12/2012
Carrier Corp. - Syracuse | ICP Commercial | RHS(243)(H,L,S)******TA |  | HSP-A, Single-Package Heat Pum | Heat Pump | 575 | 3 | False |  |  |  | True | Single-Speed | 232000 | 21886 | 10.6 | 10.4 |  |  | 220000 | 19538 | 3.3 | 3.2 |  |  |  | Federally-Regulated Commercial & Industrial Equipment | 04/21/2014 |  | 10/28/2014
Carrier Corp. - Syracuse | Bryant Heating & Cooling Systems | 548J(P,E,T)17*********(D,E)C |  | HSP-A, Single-Package Heat Pum | Heat Pump | 460 | 3 | False |  |  |  | True | Single-Speed | 172000 | 15925 | 10.8 | 10.4 |  |  | 220000 | 19538 | 3.3 | 3.2 |  |  |  | Federally-Regulated Commercial & Industrial Equipment | 10/28/2014 |  | 04/21/2015
McQuay International | McQuay International | DPS010AHHY5*C-6* |  | HSP-A, Single-Package Heat Pum | Heat Pump | 575 | 3 | False |  |  |  | True | Variable-Speed | 121000 | 9918 | 12.2 | 10.8 |  |  | 119000 | 10021 | 3.5 | 3.3 |  |  |  | Federally-Regulated Commercial & Industrial Equipment | 04/19/2013 |  | 01/09/2014
Carrier Corp. - Syracuse | Airquest | RHH090(H,L,S)******TA |  | HSP-A, Single-Package Heat Pum | Heat Pump | 208 | 3 | False |  |  |  | True | Single-Speed | 90000 | 7438 | 12.1 | 10.8 |  |  | 84000 | 7033 | 3.5 | 3.3 |  |  |  | Federally-Regulated Commercial & Industrial Equipment | 10/28/2014 |  | 10/28/2014
Inter-City Products Corp. | Tempstar | CH*090SNHA** | BMB090N*M* | HRCU-A-C, Split System: Heat P | Heat Pump | 230 | 3 |  |  |  | No Match |  | No Match | 90000 | 9890 | 9.1 | 8.9 |  |  | 90000 | 8789 | 3 | 3 | 50000 | 6967 | 2.1 | Federally-Regulated Commercial & Industrial Equipment | 04/20/1994 |  | 09/02/1995
Trane U.S. Inc. | Trane | TWA090A400A | TWE090A4004 | HRCU-A-CB, Split System: Heat | Heat Pump | 460 | 3 |  |  |  | No Match |  | No Match | 88000 | 10230 | 8.6 | 8.2 |  |  | 85000 | 8300 |  |  | 44000 | 6380 |  | Non Federally-Regulated | 02/22/1990 |  | 07/31/1992
Trane U.S. Inc. | Trane | WCD075A300A |  | HSP-A, Single-Package Heat Pum | Heat Pump | 230 | 3 |  |  |  | No Match |  | No Match | 71000 | 8300 | 8.6 |  |  |  | 71000 | 7170 | 2.9 | 2.5 | 33000 | 5090 | 1.9 | Non Federally-Regulated | 07/19/1989 |  | 02/22/1990
Carrier Corp. - Syracuse | Bryant Heating & Cooling Systems | 548J(E,T)08*********(A,B)A |  | HSP-A, Single-Package Heat Pum | Heat Pump | 460 | 3 | False |  |  |  | False | Single-Speed | 88000 | 7857 | 11.2 | 10.8 |  |  | 86000 | 7413 | 3.4 | 3.3 |  |  |  | Federally-Regulated Commercial & Industrial Equipment | 10/28/2014 |  | 04/21/2015
Trane U.S. Inc. | American Standard, Inc. | WCH240B30*E* |  | HSP-A, Single-Package Heat Pum | Heat Pump | 230 | 3 |  |  |  | No Match |  | No Match | 236000 | 27441 | 8.6 | 8.5 |  | 8.8 | 230000 | 21744 | 3.1 | 2.9 | 114000 | 16705 | 2 | Federally-Regulated Commercial & Industrial Equipment | 12/14/1998 |  | 11/18/1999
York International | Fraser Johnston | ECSE-T,W090 | FCHP-S090 | HRCU-A-CB, Split System: Heat | Heat Pump | 460 | 3 |  |  |  |  | True | Single-Speed | 83000 | 9222 | 9 | 8.9 |  | 0 | 78000 | 7625 | 3 | 3 | 48000 | 6120 | 2.3 | Federally-Regulated Commercial & Industrial Equipment | 01/18/2008 |  | 02/24/2011
Rheem Sales Company, Inc. | Maratherm | NRHR10HP30A |  | HSP-A, Single-Package Heat Pum | Heat Pump | 208 | 3 |  |  |  | No Match |  | No Match | 119000 | 13985 | 8.5 |  |  |  | 127000 | 12195 | 2.9 | 2.5 | 68000 | 9665 | 2 | Non Federally-Regulated | 08/23/1990 |  | 07/27/1992
Phoenix Manufacturing, Inc. | Frigiking Tappan | PHR 90 3 |  | HSP-A, Single-Package Heat Pum | Heat Pump | 208 | 3 |  |  |  | No Match |  | No Match | 95000 | 12460 | 7.6 | 7.5 |  |  | 102000 | 10990 | 2.7 |  | 49000 | 8230 | 1.7 | Non Federally-Regulated | 09/08/1982 |  | 08/30/1983
York International | Fraser Johnston | BB-20[E54]***(T,W,X)* |  | HSP-A, Single-Package Heat Pum | Both Heat Pump and Electric Re | 208 | 3 |  |  |  |  | True | Single-Speed | 216000 | 22737 | 9.5 | 8.5 |  | 9.5 | 210000 | 19866 | 3.1 | 2.9 | 130000 | 19062 | 2 | Federally-Regulated Commercial & Industrial Equipment | 01/18/2008 |  | 01/24/2011
York International | Luxaire | BA-12C00*T/W/X***** |  | HSP-A, Single-Package Heat Pum | Heat Pump | 230 | 3 |  |  |  | No Match |  | No Match | 144000 | 15483 | 9.3 | 8.5 |  | 11 | 142000 | 13421 | 3.1 | 2.9 | 91000 | 12696 | 2.1 | Federally-Regulated Commercial & Industrial Equipment | 05/21/2002 |  | 07/18/2002
Carrier Corp. - Syracuse | Carrier | 50PQ0105 |  | HSP-A, Single-Package Heat Pum | Heat Pump | 230 | 3 |  |  |  | No Match |  | No Match | 108000 | 14062 | 7.7 | 8.2 |  |  | 112000 | 11820 |  |  | 61000 | 9000 |  | Non Federally-Regulated | 06/11/1985 |  | 05/11/1988
Trane U.S. Inc. | Trane | RPUB-C103-A*A | BPCB-C10*-A*A | HRCU-A-CB, Split System: Heat | Heat Pump | 230 | 3 |  |  |  | No Match |  | No Match | 118000 | 14300 | 8.3 | 8.2 |  |  | 120000 | 11550 |  |  | 70000 | 9550 |  | Non Federally-Regulated | 06/11/1985 |  | 08/29/1986
Carrier Corp. - Syracuse | Carrier | 50PQ0105 |  | HSP-A, Single-Package Heat Pum | Heat Pump | 208 | 3 |  |  |  | No Match |  | No Match | 108000 | 14062 | 7.7 | 8.2 |  |  | 112000 | 11820 |  |  | 61000 | 9000 |  | Non Federally-Regulated | 06/11/1985 |  | 05/11/1988
Carrier Corp. - Syracuse | Comfortmaker | RHH072(H,L,S)0******A |  | HSP-A, Single-Package Heat Pum | Heat Pump | 208 | 3 | False |  |  |  | True | Single-Speed | 72000 | 6000 | 12 | 10.8 |  |  | 70000 | 6033 | 3.4 | 3.3 |  |  |  | Federally-Regulated Commercial & Industrial Equipment | 03/10/2011 |  | 04/19/2013
Carrier Corp. - Syracuse | Day & Night | 542EP, FP090 |  | HSP-A, Single-Package Heat Pum | Heat Pump | 208 | 3 |  |  |  | No Match |  | No Match | 86000 | 10238 | 8.4 | 8.2 |  |  | 87000 | 8792 |  |  | 50000 | 7327 |  | Non Federally-Regulated | 03/15/1989 |  | 10/10/1989
Rheem Sales Company, Inc. | Square D | HCS015JAR1H | A02-84-00L-015US1G | HRCU-A-CB, Split System: Heat | Heat Pump | 208 | 3 |  |  |  | No Match |  | No Match | 178000 | 21710 | 8.2 |  |  |  | 176000 | 17190 |  |  | 92000 | 13480 |  | Non Federally-Regulated | 06/11/1985 |  | 08/29/1986
Rheem Sales Company, Inc. | Rheem | RPWB-200CAS* | RHPA-200Z | HRCU-A-CB, Split System: Heat | Heat Pump | 230 | 3 |  |  |  | No Match |  | No Match | 234000 | 28540 | 8.2 |  |  |  | 234000 | 24490 |  |  | 119000 | 17430 |  | Non Federally-Regulated | 05/11/1988 |  | 03/15/1989
Carrier Corp. - Syracuse | Tempstar | RHH090(H,L,S)******AA |  | HSP-A, Single-Package Heat Pum | Heat Pump | 575 | 3 | False |  |  |  | True | Single-Speed | 90000 | 7438 | 12.1 | 10.8 |  |  | 84000 | 7033 | 3.5 | 3.3 |  |  |  | Federally-Regulated Commercial & Industrial Equipment | 12/12/2012 |  | 10/28/2014
York International | York | B1HN090N***25/46/58 |  | HSP-A, Single-Package Heat Pum | Heat Pump | 230 | 3 |  |  |  | No Match |  | No Match | 87000 | 9666 | 9 | 8.9 |  |  | 89000 | 8692 | 3 | 3 | 49000 | 7178 | 2 | Federally-Regulated Commercial & Industrial Equipment | 05/22/2000 |  | 01/18/2008
Carrier Corp. - Syracuse | Carrier | 38AQ0165 + 38AQ0125 | 40RR028 | HRCU-A-CB, Split System: Heat | Heat Pump | 208 | 3 |  |  |  | No Match |  | No Match | 267375 | 32903 | 8.1 |  |  |  | 259800 | 27023 |  |  | 164199 | 22873 |  | Non Federally-Regulated | 06/11/1985 |  | 03/15/1989
Carrier Corp. - Syracuse | Airquest | RHS090H******** |  | HSP-A, Single-Package Heat Pum | Heat Pump | 208 | 3 | False |  |  |  | False | Single-Speed | 87000 | 7767 | 11.2 | 10.8 |  |  | 86000 | 7413 | 3.4 | 3.3 |  |  |  | Federally-Regulated Commercial & Industrial Equipment | 11/30/2011 |  | 03/02/2012
York International | York | B1CH120A25 |  | HSP-A, Single-Package Heat Pum | Heat Pump | 208 | 3 |  |  |  | No Match |  | No Match | 117000 | 13765 | 8.5 |  |  |  | 117500 | 11630 | 2.9 | 2.5 | 65000 | 9717 | 1.9 | Non Federally-Regulated | 07/25/1989 |  | 10/10/1989
Rheem Sales Company, Inc. | Rheem | RPDC-101D* |  | HSP-A, Single-Package Heat Pum | Heat Pump | 460 | 3 |  |  |  | No Match |  | No Match | 120000 | 13400 | 9 | 8.9 |  |  | 126000 | 11875 | 3 | 3 | 67000 | 9345 | 2.1 | Non Federally-Regulated | 07/31/1992 |  | 01/26/1993
Carrier Corp. - Syracuse | Keeprite | RHS072(H,L,S)******** |  | HSP-A, Single-Package Heat Pum | Heat Pump | 460 | 3 | False |  |  |  | False | Single-Speed | 70000 | 6306 | 11.1 | 10.8 |  |  | 67000 | 5950 | 3.3 | 3.3 |  |  |  | Federally-Regulated Commercial & Industrial Equipment | 11/30/2011 |  | 10/28/2014
Carrier Corp. - Syracuse | Arcoaire | RHS102(L,S)******AA |  | HSP-A, Single-Package Heat Pum | Heat Pump | 460 | 3 | False |  |  |  | False | Single-Speed | 99000 | 8608 | 11.5 | 10.8 |  |  | 96000 | 8525 | 3.3 | 3.3 |  |  |  | Federally-Regulated Commercial & Industrial Equipment | 12/12/2012 |  | 10/28/2014
Rheem Sales Company, Inc. | Ruud | UPWC-100DAZ | UHGF-100Z | HRCU-A-CB, Split System: Heat | Heat Pump | 460 | 3 |  |  |  | No Match |  | No Match | 121000 | 12872 | 9.4 | 8.9 |  |  | 125000 | 11817 | 3.1 | 3 | 84000 | 11190 | 2.2 | Federally-Regulated Commercial & Industrial Equipment | 02/03/1998 |  | 03/31/1998
Rheem Sales Company, Inc. | Heil | NCHR20L001B | NEPR20M050A | HRCU-A-CB, Split System: Heat | Heat Pump | 460 | 3 |  |  |  | No Match |  | No Match | 234000 | 28540 | 8.2 |  |  |  | 234000 | 24490 | 2.8 | 2.5 | 119000 | 17430 | 2 | Non Federally-Regulated | 03/07/1988 |  | 07/27/1992
Carrier Corp. - Syracuse | Arcoaire | RHS(181,183)(H,L,S)******TC |  | HSP-A, Single-Package Heat Pum | Heat Pump | 460 | 3 | False |  |  |  | True | Single-Speed | 172000 | 15925 | 10.8 | 10.4 |  |  | 220000 | 19538 | 3.3 | 3.2 |  |  |  | Federally-Regulated Commercial & Industrial Equipment | 10/28/2014 |  | 10/28/2014
International Comfort Products | Airquest | NRHR92LP15B |  | HSP-A, Single-Package Heat Pum | Heat Pump | 460 | 3 |  |  |  | No Match |  | No Match | 93000 | 10333 | 9 | 8.9 |  | 9.9 | 93000 | 9085 | 3 | 3 | 51000 | 7117 | 2.1 | Federally-Regulated Commercial & Industrial Equipment | 12/14/1998 |  | 08/17/1999
Trane U.S. Inc. | American Standard, Inc. | WCD240B40*E* |  | HSP-A, Single-Package Heat Pum | Heat Pump | 460 | 3 |  |  |  | No Match |  | No Match | 236000 | 27441 | 8.6 | 8.5 |  | 8.7 | 230000 | 21744 | 3.1 | 2.9 | 128000 | 17864 | 2.1 | Federally-Regulated Commercial & Industrial Equipment | 12/14/1998 |  | 11/18/1999
Carrier Corp. | Carrier | 38AQ0165 + 38AQ0165 | 40RR034 | HSP-A, Single-Package Heat Pum | Heat Pump | 208 | 3 |  |  |  | No Match |  | No Match | 316512 | 40828 | 8.3 | 8.2 |  | 8.4 | 339600 | 34888 | 2.8 |  | 62500 | 8750 | 2 | Voluntarily Certified | 01/23/1988 |  | 03/08/1996
Carrier Corp. - Syracuse | Airquest | RHH090(H,L,S)******TA |  | HSP-A, Single-Package Heat Pum | Heat Pump | 460 | 3 | False |  |  |  | True | Single-Speed | 90000 | 7438 | 12.1 | 10.8 |  |  | 84000 | 7033 | 3.5 | 3.3 |  |  |  | Federally-Regulated Commercial & Industrial Equipment | 10/28/2014 |  | 10/28/2014
Carrier Corp. - Syracuse | Arcoaire | CHS091(H,L,S)A* | FHS091(M,S,K)A*A* | HRCU-A-CB, Split System: Heat | Heat Pump | 575 | 3 |  |  |  |  | True | Single-Speed | 89000 | 8090 | 11 | 10.8 |  |  | 87000 | 7727 | 3.3 | 3.3 |  |  |  | Federally-Regulated Commercial & Industrial Equipment | 03/10/2011 |  | 12/12/2012
McQuay International | McQuay International | DPS007AHHW2**-3 |  | HSP-A, Single-Package Heat Pum | Heat Pump | 230 | 3 | False |  |  |  | True | Variable-Speed | 88000 | 7154 | 12.3 | 10.8 |  |  | 88000 | 6097 | 4.2 | 3.3 |  |  |  | Federally-Regulated Commercial & Industrial Equipment | 03/02/2012 |  | 08/28/2012
AAON, Inc. | Aaon | RG-15-3-A0-***.* |  | HSP-A, Single-Package Heat Pum | Heat Pump | 460 | 3 |  |  |  | No Match |  | No Match | 170400 | 17769 | 9.6 | 8.5 |  | 9.8 | 170000 | 14641 | 3.4 | 2.9 | 108216 | 13605 | 2.3 | Federally-Regulated Commercial & Industrial Equipment | 12/11/1995 |  | 04/07/1996
Rheem Sales Company, Inc. | Square D | HCS010JAR1H | A08-65-00M-010US1G | HRCU-A-CB, Split System: Heat | Heat Pump | 230 | 3 |  |  |  | No Match |  | No Match | 118000 | 14390 | 8.2 | 8.2 |  |  | 118000 | 12350 |  |  | 60000 | 8790 | 2 | Non Federally-Regulated | 06/11/1985 |  | 08/29/1986
Carrier Corp. - Syracuse | Tempstar | RHH(120,121)(H,L,S)******AA |  | HSP-A, Single-Package Heat Pum | Heat Pump | 230 | 3 | False |  |  |  | True | Single-Speed | 119000 | 9674 | 12.3 | 10.8 |  |  | 116000 | 9713 | 3.5 | 3.3 |  |  |  | Federally-Regulated Commercial & Industrial Equipment | 12/12/2012 |  | 10/28/2014
Lennox Industries Inc. | Lennox | HP17-1353V-3Y | CB17-135V-1 | HRCU-A-CB, Split System: Heat | Heat Pump | 208 | 3 |  |  |  | No Match |  | No Match | 119000 | 14512 | 8.2 |  |  |  | 119000 | 11499 | 3 | 2.5 | 69000 | 9406 | 2.1 | Non Federally-Regulated | 03/02/1988 |  | 05/11/1988
Trane U.S. Inc. | Trane Unitary Products Group | WSC120E3*0A |  | HSP-A, Single-Package Heat Pum | Heat Pump | 230 | 3 | False |  |  |  | True | Single-Speed | 118000 | 10535 | 11.2 | 10.8 |  |  | 111000 | 9036 | 3.6 | 3.3 |  |  |  | Federally-Regulated Commercial & Industrial Equipment | 01/09/2014 |  | 08/28/2014
Carrier Corp. - Syracuse | Carrier | 50EWQ02451/61 |  | HSP-A, Single-Package Heat Pum | Heat Pump | 208 | 3 |  |  |  | No Match |  | No Match | 230000 | 23469 | 9.8 | 8.5 |  | 10 | 228000 | 20243 | 3.3 | 2.9 | 116000 | 16993 | 2 | Federally-Regulated Commercial & Industrial Equipment | 11/18/1999 |  | 07/18/2002
Carrier Corp. - Syracuse | Carrier Corp. | 50TCQ*14***(5,6,1)A* |  | HSP-A, Single-Package Heat Pum | Heat Pump | 575 | 3 | False |  |  |  | False | Single-Speed | 142000 | 13396 | 10.6 | 10.4 |  |  | 142000 | 13005 | 3.2 | 3.2 |  |  |  | Federally-Regulated Commercial & Industrial Equipment | 11/30/2011 |  | 12/12/2012
Carrier Corp. - Syracuse | ICP Commercial | RHS150(H,L,S)******AA |  | HSP-A, Single-Package Heat Pum | Heat Pump | 575 | 3 | False |  |  |  | False | Single-Speed | 142000 | 13396 | 10.6 | 10.4 |  |  | 142000 | 13005 | 3.2 | 3.2 |  |  |  | Federally-Regulated Commercial & Industrial Equipment | 12/12/2012 |  | 10/28/2014
Lennox Industries Inc. | Armstrong | LHA088S* |  | HSP-A, Single-Package Heat Pum | Heat Pump | 230 | 3 |  |  |  | No Match |  | No Match | 86000 | 9555 | 9 | 8.9 |  |  | 86000 | 8399 | 3 | 3 | 48000 | 7031 | 2 | Federally-Regulated Commercial & Industrial Equipment | 07/19/2001 |  | 11/19/2002
York International | Luxaire | BCCB-T/-W090 |  | HSP-A, Single-Package Heat Pum | Heat Pump | 208 | 3 |  |  |  | No Match |  | No Match | 87000 | 9666 | 9 | 8.9 |  |  | 89000 | 8694 | 3 | 3 | 49000 | 7180 | 2 | Federally-Regulated Commercial & Industrial Equipment | 02/03/1998 |  | 03/31/1998
McQuay International | McQuay International | DPS006AHHE2*C-6 |  | HSP-A, Single-Package Heat Pum | Heat Pump | 230 | 3 | False |  |  |  | True | Variable-Speed | 70000 | 6194 | 11.3 | 10.8 |  |  | 65000 | 5120 | 3.7 | 3.3 |  |  |  | Federally-Regulated Commercial & Industrial Equipment | 08/28/2012 |  | 04/19/2013
York International | York | B1HN090N***25/46/58 |  | HSP-A, Single-Package Heat Pum | Heat Pump | 460 | 3 |  |  |  | No Match |  | No Match | 87000 | 9666 | 9 | 8.9 |  |  | 89000 | 8694 | 3 | 3 | 49000 | 7180 | 2 | Federally-Regulated Commercial & Industrial Equipment | 10/02/1998 |  | 08/17/1999
York International | Coleman | PJ240C00A*(2,4,5)***** | NJ240C00*(5,6)****** | HRCU-A-CB, Split System: Heat | Heat Pump | 230 | 3 |  |  |  |  | True | Single-Speed | 238000 | 22453 | 10.6 | 8.5 |  |  | 220000 | 18975 | 3.4 | 2.9 |  |  |  | Federally-Regulated Commercial & Industrial Equipment | 07/16/2009 |  | 06/14/2011
Rheem Sales Company, Inc. | Heil | NCHR10L001C | NEMR10M030A | HRCU-A-CB, Split System: Heat | Heat Pump | 460 | 3 |  |  |  | No Match |  | No Match | 122000 | 13562 | 9 | 8.9 |  |  | 123000 | 11541 | 3.1 | 3 | 68000 | 9360 | 2.1 | Non Federally-Regulated | 03/22/1993 |  | 09/02/1995
McQuay International | McQuay International | DPS012AHHW4*C-6 |  | HSP-A, Single-Package Heat Pum | Heat Pump | 460 | 3 | False |  |  |  | True | Variable-Speed | 144000 | 12203 | 11.8 | 10.4 |  |  | 140000 | 11429 | 3.6 | 3.2 |  |  |  | Federally-Regulated Commercial & Industrial Equipment | 03/02/2012 |  | 08/28/2012
Airedale North America | School Unit | SCHP6 |  | HSP-A, Single-Package Heat Pum | Heat Pump | 208 | 3 |  |  |  | No Match |  | No Match | 75000 | 8926 | 8.4 | 8.2 |  |  | 71000 | 8001 | 2.6 |  | 43800 | 7552 | 1.7 | Non Federally-Regulated | 03/15/1989 |  | 10/10/1989
York International | Coleman | BB-20[C,E18,E36]***(T,W,X)* |  | HSP-A, Single-Package Heat Pum | Both Heat Pump and Electric Re | 208 | 3 |  |  |  |  | True | Single-Speed | 218000 | 22947 | 9.5 | 8.5 |  | 10.2 | 210000 | 19866 | 3.1 | 2.9 | 130000 | 19062 | 2 | Federally-Regulated Commercial & Industrial Equipment | 01/18/2008 |  | 01/24/2011
Carrier Corp. - Syracuse | Arcoaire | RHS150(H,L,S)******AA |  | HSP-A, Single-Package Heat Pum | Heat Pump | 208 | 3 | False |  |  |  | False | Single-Speed | 142000 | 13396 | 10.6 | 10.4 |  |  | 142000 | 13005 | 3.2 | 3.2 |  |  |  | Federally-Regulated Commercial & Industrial Equipment | 12/12/2012 |  | 10/28/2014
McQuay International | McQuay International | DPS007AHHE2**-4 |  | HSP-A, Single-Package Heat Pum | Heat Pump | 230 | 3 | False |  |  |  | True | Variable-Speed | 89000 | 7177 | 12.4 | 10.8 |  |  | 79000 | 6291 | 3.7 | 3.3 |  |  |  | Federally-Regulated Commercial & Industrial Equipment | 08/28/2012 |  | 04/19/2013
Carrier Corp. - Syracuse | Day & Night | RHS(240)(H,L,S)******AA |  | HSP-A, Single-Package Heat Pum | Heat Pump | 575 | 3 | False |  |  |  | True | Single-Speed | 232000 | 21886 | 10.6 | 10.4 |  |  | 220000 | 19538 | 3.3 | 3.2 |  |  |  | Federally-Regulated Commercial & Industrial Equipment | 04/21/2014 |  | 10/28/2014
York International | Johnson Controls | J12PCC00A*(2,4,5)***** | J15NCC00*(5,6)****** | HRCU-A-CB, Split System: Heat | Heat Pump | 208 | 3 |  |  |  |  | True | Single-Speed | 180000 | 16981 | 10.6 | 8.5 |  |  | 168000 | 14929 | 3.3 | 2.9 |  |  |  | Federally-Regulated Commercial & Industrial Equipment | 07/16/2009 |  | 12/12/2012
Trane U.S. Inc. | Trane Unitary Products Group | 4TWA3048A3 (2) | TWE090E1**A* | HRCU-A-CB, Split System: Heat | Heat Pump | 230 | 3 |  |  |  |  | True | Single-Speed | 90000 | 8181 | 11 | 10.8 |  |  | 90000 | 7992 | 3.3 | 3.3 |  |  |  | Federally-Regulated Commercial & Industrial Equipment | 11/30/2011 |  | 12/12/2012
Lennox Industries Inc. | Lennox | CHP11-2753-5Q |  | HSP-A, Single-Package Heat Pum | Heat Pump | 230 | 3 |  |  |  | No Match |  | No Match | 89000 | 28800 | 8.3 | 8.2 |  |  | 90000 | 9450 |  |  | 46000 | 7570 |  | Non Federally-Regulated | 02/22/1990 |  | 07/31/1992
Carrier Corp. - Syracuse | Bryant Air Conditioning | 549BPX/BEX120 |  | HSP-A, Single-Package Heat Pum | Heat Pump | 208 | 3 |  |  |  | No Match |  | No Match | 115000 | 11500 | 10 | 8.9 |  | 10.4 | 110000 | 9766 | 3.3 | 3 | 58000 | 8944 | 1.9 | Federally-Regulated Commercial & Industrial Equipment | 07/31/2002 |  | 09/25/2002
Carrier Corp. - Syracuse | Comfortmaker | RHS(243)(H,L,S)******TA |  | HSP-A, Single-Package Heat Pum | Heat Pump | 460 | 3 | False |  |  |  | True | Single-Speed | 232000 | 21886 | 10.6 | 10.4 |  |  | 220000 | 19538 | 3.3 | 3.2 |  |  |  | Federally-Regulated Commercial & Industrial Equipment | 04/21/2014 |  | 10/28/2014
Rheem Sales Company, Inc. | Weatherking | WPDC-075D |  | HSP-A, Single-Package Heat Pum | Heat Pump | 460 | 3 |  |  |  | No Match |  | No Match | 93000 | 10333 | 9 | 8.9 |  | 9.9 | 93000 | 9085 | 3 | 3 | 51000 | 7117 | 2.1 | Federally-Regulated Commercial & Industrial Equipment | 12/14/1998 |  | 08/18/1999
York International | Evcon | BA-12C00*T/W/X***** |  | HSP-A, Single-Package Heat Pum | Heat Pump | 575 | 3 |  |  |  | No Match |  | No Match | 144000 | 15483 | 9.3 | 8.5 |  | 11 | 142000 | 13421 | 3.1 | 2.9 | 91000 | 12696 | 2.1 | Federally-Regulated Commercial & Industrial Equipment | 07/31/2002 |  | 01/18/2008
Trane U.S. Inc. | American Standard, Inc. | BWA090C400M | BWE090C400G | HRCU-A-CB, Split System: Heat | Heat Pump | 460 | 3 |  |  |  | No Match |  | No Match | 90000 | 10200 | 8.8 | 8.2 |  |  | 86000 | 8790 |  |  | 44500 | 7150 |  | Non Federally-Regulated | 02/22/1990 |  | 07/31/1992
Trane U.S. Inc. | Trane | WCD075A300A |  | HSP-A, Single-Package Heat Pum | Heat Pump | 230 | 3 |  |  |  | No Match |  | No Match | 71000 | 8300 | 8.6 | 8.9 |  |  | 71000 | 7170 | 2.9 | 3 | 33000 | 5090 | 1.9 | Non Federally-Regulated | 07/31/1992 |  | 03/31/1998
Carrier Corp. - Syracuse | Tempstar | RHS(240)(H,L,S)******TA |  | HSP-A, Single-Package Heat Pum | Heat Pump | 230 | 3 | False |  |  |  | True | Single-Speed | 232000 | 21886 | 10.6 | 10.4 |  |  | 220000 | 19538 | 3.3 | 3.2 |  |  |  | Federally-Regulated Commercial & Industrial Equipment | 10/28/2014 |  | 10/28/2014
Carrier Corp. - Syracuse | Heil | RHS(181,183)(H,L,S)******TA |  | HSP-A, Single-Package Heat Pum | Heat Pump | 208 | 3 | False |  |  |  | True | Single-Speed | 172000 | 15925 | 10.8 | 10.4 |  |  | 220000 | 19538 | 3.3 | 3.2 |  |  |  | Federally-Regulated Commercial & Industrial Equipment | 05/09/2013 |  | 08/28/2014
Carrier Corp. - Syracuse | Keeprite | RHS(240,243)(H,L,S)******** |  | HSP-A, Single-Package Heat Pum | Heat Pump | 230 | 3 | False |  |  |  | True | Single-Speed | 232000 | 21886 | 10.6 | 10.4 |  |  | 220000 | 19538 | 3.3 | 3.2 |  |  |  | Federally-Regulated Commercial & Industrial Equipment | 11/30/2011 |  | 12/12/2012
Carrier Corp. - Syracuse | Heil | CHS121(H,L,S)A* | FHS120(M,S)**A0* | HRCU-A-CB, Split System: Heat | Heat Pump | 460 | 3 |  |  |  |  | True | Single-Speed | 112000 | 10181 | 11 | 10.8 |  |  | 106000 | 9413 | 3.3 | 3.3 |  |  |  | Federally-Regulated Commercial & Industrial Equipment | 07/18/2013 |  | 04/20/2015
Carrier Corp. - Syracuse | Airquest | RHS(240,243)(H,L,S)******TA |  | HSP-A, Single-Package Heat Pum | Heat Pump | 575 | 3 | False |  |  |  | True | Single-Speed | 232000 | 21886 | 10.6 | 10.4 |  |  | 220000 | 19538 | 3.3 | 3.2 |  |  |  | Federally-Regulated Commercial & Industrial Equipment | 12/12/2012 |  | 04/21/2014
Trane U.S. Inc. | American Standard, Inc. | BWC180L400A |  | HSP-A, Single-Package Heat Pum | Heat Pump | 460 | 3 |  |  |  | No Match |  | No Match | 172000 | 21000 | 8.2 |  |  |  | 158000 | 17160 | 2.7 |  | 82000 | 13360 | 1.8 | Non Federally-Regulated | 07/31/1992 |  | 03/31/1998
York International | Luxaire | BADF-T/W120N205/245 |  | HSP-A, Single-Package Heat Pum | Heat Pump | 460 | 3 |  |  |  | No Match |  | No Match | 118000 | 13111 | 9 | 8.9 |  |  | 116000 | 11332 | 3 | 3 | 70000 | 10257 | 2 | Federally-Regulated Commercial & Industrial Equipment | 02/03/1998 |  | 03/31/1998
Carrier Corp. - Syracuse | Carrier | 38AQ0345 | CB17-95V-1 | HRCU-A-CB, Split System: Heat | Heat Pump | 230 | 3 |  |  |  | No Match |  | No Match | 87000 | 36991 | 8.5 | 8.2 |  |  | 88000 | 8597 | 2.8 |  | 51000 | 6794 | 2.1 | Non Federally-Regulated | 07/31/1992 |  | 12/22/1992
Trane U.S. Inc. | Trane Unitary Products Group | 4TWA3048A3 (2) | TWE120E1**A* | HRCU-A-CB, Split System: Heat | Heat Pump | 230 | 3 |  |  |  |  | True | Single-Speed | 101000 | 8326 | 12.1 | 10.8 |  |  | 95000 | 7524 | 3.7 | 3.3 |  |  |  | Federally-Regulated Commercial & Industrial Equipment | 11/30/2011 |  | 05/02/2012
Carrier Corp. - Syracuse | Arcoaire | RHS090H******TA |  | HSP-A, Single-Package Heat Pum | Heat Pump | 230 | 3 | False |  |  |  | False | Single-Speed | 88000 | 7857 | 11.2 | 10.8 |  |  | 86000 | 7413 | 3.4 | 3.3 |  |  |  | Federally-Regulated Commercial & Industrial Equipment | 12/12/2012 |  | 10/28/2014
Carrier Corp. - Syracuse | Arcoaire | RHS(243)(H,L,S)******AA |  | HSP-A, Single-Package Heat Pum | Heat Pump | 208 | 3 | False |  |  |  | True | Single-Speed | 232000 | 21886 | 10.6 | 10.4 |  |  | 220000 | 19538 | 3.3 | 3.2 |  |  |  | Federally-Regulated Commercial & Industrial Equipment | 10/28/2014 |  | 10/28/2014
Carrier Corp. - Syracuse | ICP Commercial | RHS150(H,L,S)******AA |  | HSP-A, Single-Package Heat Pum | Heat Pump | 208 | 3 | False |  |  |  | False | Single-Speed | 142000 | 13396 | 10.6 | 10.4 |  |  | 142000 | 13005 | 3.2 | 3.2 |  |  |  | Federally-Regulated Commercial & Industrial Equipment | 10/28/2014 |  | 10/28/2014
Inter-City Products Corp. | Heil | CH*120SNHA** | BMB120N*M* | HRCU-A-C, Split System: Heat P | Heat Pump | 230 | 3 |  |  |  | No Match |  | No Match | 118000 | 12967 | 9.1 | 8.9 |  |  | 120000 | 11719 | 3 | 3 | 70000 | 9766 | 2.1 | Federally-Regulated Commercial & Industrial Equipment | 04/20/1994 |  | 09/02/1995
Carrier Corp. - Syracuse | Carrier | 38AQ0166 * 0166 * 0166 | 40RR054 | HRCU-A-CB, Split System: Heat | Heat Pump | 460 | 3 |  |  |  | No Match |  | No Match | 485102 | 64045 | 7.6 |  |  |  | 554117 | 52915 |  |  | 337211 | 43555 |  | Non Federally-Regulated | 02/22/1990 |  | 07/31/1992
Carrier Corp. - Syracuse | Airquest | RHS(243)(H,L,S)******TA |  | HSP-A, Single-Package Heat Pum | Heat Pump | 460 | 3 | False |  |  |  | True | Single-Speed | 232000 | 21886 | 10.6 | 10.4 |  |  | 220000 | 19538 | 3.3 | 3.2 |  |  |  | Federally-Regulated Commercial & Industrial Equipment | 04/21/2014 |  | 10/28/2014
Carrier Corp. - Syracuse | Day & Night | RHH102(H,L,S)******TA |  | HSP-A, Single-Package Heat Pum | Heat Pump | 460 | 3 | False |  |  |  | True | Single-Speed | 100000 | 8333 | 12 | 10.8 |  |  | 100000 | 8619 | 3.4 | 3.3 |  |  |  | Federally-Regulated Commercial & Industrial Equipment | 10/28/2014 |  | 10/28/2014
Rheem Sales Company, Inc. | Ruud | UPWA-150CAS | UHPA-150G | HRCU-A-CB, Split System: Heat | Heat Pump | 230 | 3 |  |  |  | No Match |  | No Match | 176400 | 21600 | 8.2 |  |  |  | 177800 | 19200 | 2.7 |  | 93800 | 17500 | 1.6 | Non Federally-Regulated | 06/11/1985 |  | 05/11/1988
Lennox Industries Inc. | Lennox | LHA120H* |  | HSP-A, Single-Package Heat Pum | Heat Pump | 230 | 3 |  |  |  | No Match |  | No Match | 118000 | 11456 | 10.3 | 8.9 |  | 11.3 | 120000 | 10654 | 3.3 | 3 | 72000 | 10045 | 2.1 | Federally-Regulated Commercial & Industrial Equipment | 11/21/2001 |  | 07/18/2002
York International | Luxaire | BADF-(T/W)090N*** |  | HSP-A, Single-Package Heat Pum | Heat Pump | 230 | 3 |  |  |  | No Match |  | No Match | 87000 | 9666 | 9 | 8.9 |  |  | 89000 | 8692 | 3 | 3 | 49000 | 7178 | 2 | Federally-Regulated Commercial & Industrial Equipment | 11/18/1999 |  | 04/13/2000
Carrier Corp. - Syracuse | Heil | CHS121(H,L,S)A* | FHS120(M,S)A*A* | HRCU-A-CB, Split System: Heat | Heat Pump | 230 | 3 |  |  |  |  | True | Single-Speed | 112000 | 10181 | 11 | 10.8 |  |  | 106000 | 9414 | 3.3 | 3.3 |  |  |  | Federally-Regulated Commercial & Industrial Equipment | 03/10/2011 |  | 12/12/2012
Rheem Sales Company, Inc. | Heil Quaker | NRHR10LP00A |  | HSP-A, Single-Package Heat Pum | Heat Pump | 460 | 3 |  |  |  | No Match |  | No Match | 118000 | 14390 | 8.2 | 8.2 |  |  | 122000 | 13243 | 2.7 |  | 62000 | 18172 | 1 | Non Federally-Regulated | 05/16/1984 |  | 06/11/1985
Trane U.S. Inc. | American Standard, Inc. | WC(D,H)090C300A |  | HSP-A, Single-Package Heat Pum | Heat Pump | 230 | 3 |  |  |  | No Match |  | No Match | 87000 | 9775 | 8.9 | 8.9 |  |  | 86000 | 8400 | 3 | 3 | 43000 | 6299 | 2 | Non Federally-Regulated | 07/31/1992 |  | 03/31/1998
Borg Warner | Fraser Johnston | BAHT-T120A |  | HSP-A, Single-Package Heat Pum | Heat Pump | 460 | 3 |  |  |  | No Match |  | No Match | 121000 | 13050 | 8.2 | 8.2 |  |  | 126000 | 11250 | 3.3 |  | 76000 | 7980 | 2.8 | Non Federally-Regulated | 06/11/1985 |  | 05/11/1988
Carrier Corp. - Syracuse | ICP Commercial | CHS240(H,L,S)D* | FHS240(S,H,L)**A0* | HRCU-A-CB, Split System: Heat | Heat Pump | 208 | 3 |  |  |  |  | True | Single-Speed | 222000 | 20747 | 10.7 | 10.4 |  |  | 214000 | 17919 | 3.5 | 3.2 |  |  |  | Federally-Regulated Commercial & Industrial Equipment | 07/18/2013 |  | 10/28/2014
Carrier Corp. - Syracuse | Keeprite | RHS(181,183)(H,L,S)******TC |  | HSP-A, Single-Package Heat Pum | Heat Pump | 460 | 3 | False |  |  |  | True | Single-Speed | 172000 | 15925 | 10.8 | 10.4 |  |  | 220000 | 19538 | 3.3 | 3.2 |  |  |  | Federally-Regulated Commercial & Industrial Equipment | 10/28/2014 |  | 10/28/2014
Carrier Corp. - Syracuse | Airquest | RHS(181,183)(H,L,S)******TA |  | HSP-A, Single-Package Heat Pum | Heat Pump | 208 | 3 | False |  |  |  | True | Single-Speed | 172000 | 15925 | 10.8 | 10.4 |  |  | 220000 | 19538 | 3.3 | 3.2 |  |  |  | Federally-Regulated Commercial & Industrial Equipment | 12/12/2012 |  | 05/09/2013
Carrier Corp. - Syracuse | Carrier | 38AQS0165/6 | 40RMQ0165/6GC | HRCU-A-CB, Split System: Heat | Heat Pump | 208 | 3 |  |  |  | No Match |  | No Match | 172000 | 19545 | 8.8 | 8.5 |  |  | 164000 | 16017 | 3 | 2.9 | 94000 | 12518 | 2.2 | Federally-Regulated Commercial & Industrial Equipment | 07/31/2002 |  | 09/25/2002
Goettl | American Best | ABHP 662AT-3 |  | HSP-A, Single-Package Heat Pum | Heat Pump | 230 | 3 |  |  |  | No Match |  | No Match | 66000 | 8000 | 8.3 | 8.2 |  |  | 66000 | 6670 |  |  | 35600 | 5795 |  | Non Federally-Regulated | 02/22/1990 |  | 07/31/1992
Carrier Corp. - Syracuse | Comfortmaker | RHS102(L,S)******TA |  | HSP-A, Single-Package Heat Pum | Heat Pump | 575 | 3 | False |  |  |  | False | Single-Speed | 99000 | 8608 | 11.5 | 10.8 |  |  | 96000 | 8525 | 3.3 | 3.3 |  |  |  | Federally-Regulated Commercial & Industrial Equipment | 12/12/2012 |  | 10/28/2014
McQuay International | McQuay International | DPS012AHHW2*C-4 |  | HSP-A, Single-Package Heat Pum | Heat Pump | 208 | 3 | False |  |  |  | True | Variable-Speed | 144000 | 12307 | 11.7 | 10.4 |  |  | 134000 | 11793 | 3.3 | 3.2 |  |  |  | Federally-Regulated Commercial & Industrial Equipment | 08/28/2012 |  | 04/19/2013
Trane U.S. Inc. | Trane | RPUB-C203-A*A | BPUB-C20*-A*A | HRCU-A-CB, Split System: Heat | Heat Pump | 230 | 3 |  |  |  | No Match |  | No Match | 240000 | 29200 | 8.2 | 7.5 |  |  | 236000 | 24200 |  |  | 138000 | 20100 |  | Non Federally-Regulated | 05/16/1984 |  | 06/11/1985
Trane U.S. Inc. | American Standard, Inc. | WCH090A300A |  | HSP-A, Single-Package Heat Pum | Heat Pump | 230 | 3 |  |  |  | No Match |  | No Match | 85000 | 10240 | 8.3 | 8.2 |  |  | 82000 | 8580 |  |  | 39000 | 6010 |  | Non Federally-Regulated | 02/22/1990 |  | 07/31/1992
Rheem Sales Company, Inc. | Rheem | RPWA-100CAS | RHPA-100G2 | HRCU-A-CB, Split System: Heat | Heat Pump | 230 | 3 |  |  |  | No Match |  | No Match | 119000 | 14900 | 8 | 7.5 |  |  | 123000 | 11800 | 3.1 |  | 61000 | 9300 | 1.9 | Non Federally-Regulated | 01/05/1982 |  | 09/08/1982
Addison Products | Addison Products | DFH184*3E**** |  | HSP-A, Single-Package Heat Pum | Heat Pump | 208 | 3 |  |  |  | No Match |  | No Match | 184100 | 18600 | 9.9 | 8.5 |  |  | 179000 | 15400 | 3.4 | 2.9 | 113400 | 12800 | 2.6 | Federally-Regulated Commercial & Industrial Equipment | 11/03/1994 |  | 04/07/1996
Carrier Corp. - Syracuse | Arcoaire | RHH(120,121)(H,L,S)******TA |  | HSP-A, Single-Package Heat Pum | Heat Pump | 208 | 3 | False |  |  |  | True | Single-Speed | 119000 | 9674 | 12.3 | 10.8 |  |  | 116000 | 9713 | 3.5 | 3.3 |  |  |  | Federally-Regulated Commercial & Industrial Equipment | 12/12/2012 |  | 10/28/2014
Trane U.S. Inc. | American Standard, Inc. | WCH180B40*E* |  | HSP-A, Single-Package Heat Pum | Heat Pump | 230 | 3 |  |  |  | No Match |  | No Match | 176000 | 18924 | 9.3 | 8.5 |  | 9.5 | 160000 | 16169 | 2.9 | 2.9 | 82000 | 12016 | 2 | Federally-Regulated Commercial & Industrial Equipment | 10/24/1997 |  | 03/31/1998
York International | York | B3CH090A25 |  | HSP-A, Single-Package Heat Pum | Heat Pump | 230 | 3 |  |  |  | No Match |  | No Match | 87000 | 9667 | 9 | 8.9 |  |  | 89000 | 8692 | 3 | 3 | 49000 | 7178 | 2 | Non Federally-Regulated | 02/17/1993 |  | 09/02/1995
Trane U.S. Inc. | American Standard, Inc. | WC(D,H)150EW0*B |  | HSP-A, Single-Package Heat Pum | Both Heat Pump and Electric Re | 208 | 3 | False |  |  |  | False | Single-Speed | 146000 | 13272 | 11 | 10.4 |  |  | 146000 | 13371 | 3.2 | 3.2 |  |  |  | Federally-Regulated Commercial & Industrial Equipment | 03/02/2012 |  | 08/28/2012
York International | Fraser Johnston | BA-20[E54]***(T,W,X)* |  | HSP-A, Single-Package Heat Pum | Both Heat Pump and Electric Re | 230 | 3 |  |  |  |  | True | Single-Speed | 224000 | 21961 | 10.2 | 8.5 |  | 10.1 | 218000 | 18803 | 3.4 | 2.9 | 129000 | 18014 | 2.1 | Federally-Regulated Commercial & Industrial Equipment | 02/11/2008 |  | 02/24/2011
Lennox Industries Inc. | Lennox | LHA120H* |  | HSP-A, Single-Package Heat Pum | Heat Pump | 460 | 3 |  |  |  | No Match |  | No Match | 118000 | 11456 | 10.3 | 8.9 |  | 11.3 | 120000 | 10654 | 3.3 | 3 | 72000 | 10045 | 2.1 | Federally-Regulated Commercial & Industrial Equipment | 11/21/2001 |  | 07/18/2002
Rheem Sales Company, Inc. | Ruud | UPWC-100YAZ | UHGF-100Z | HRCU-A-CB, Split System: Heat | Heat Pump | 575 | 3 |  |  |  | No Match |  | No Match | 121000 | 12872 | 9.4 | 8.9 |  |  | 125000 | 11817 | 3.1 | 3 | 84000 | 11190 | 2.2 | Federally-Regulated Commercial & Industrial Equipment | 02/03/1998 |  | 03/04/1998
Carrier Corp. - Syracuse | Carrier | 50TJQ00850/60 |  | HSP-A, Single-Package Heat Pum | Heat Pump | 230 | 3 |  |  |  | No Match |  | No Match | 86000 | 9555 | 9 | 8.9 |  | 9.3 | 78000 | 7617 | 3 | 3 | 36000 | 6592 | 1.6 | Federally-Regulated Commercial & Industrial Equipment | 05/22/2000 |  | 07/25/2000
Rheem Sales Company, Inc. | Tempstar | NCHR20H001B | NEPR20M050A | HRCU-A-CB, Split System: Heat | Heat Pump | 208 | 3 |  |  |  | No Match |  | No Match | 234000 | 28540 | 8.2 |  |  |  | 234000 | 24490 | 2.8 | 2.5 | 119000 | 17430 | 2 | Non Federally-Regulated | 03/07/1988 |  | 02/22/1990
Carrier Corp. - Syracuse | Carrier | 50TJQ01250/60 |  | HSP-A, Single-Package Heat Pum | Heat Pump | 208 | 3 |  |  |  | No Match |  | No Match | 112000 | 12444 | 9 | 8.9 |  | 9 | 105000 | 9926 | 3.1 | 3 | 53000 | 8726 | 1.8 | Federally-Regulated Commercial & Industrial Equipment | 12/14/1998 |  | 08/17/1999
Lennox Industries Inc. | Lennox | HP17-953V-4G | CB17-95V-1 | HRCU-A-CB, Split System: Heat | Heat Pump | 460 | 3 |  |  |  | No Match |  | No Match | 87000 | 10235 | 8.5 |  |  |  | 88000 | 8471 | 3 | 2.5 | 45000 | 5994 | 2.2 | Non Federally-Regulated | 10/20/1988 |  | 03/15/1989
Trane U.S. Inc. | American Standard, Inc. | 4A6B3048B1 | TWE090E1**A* | HRCU-A-CB, Split System: Heat | Heat Pump | 230 | 1 |  |  |  |  | True | Single-Speed | 90000 | 8181 | 11 | 10.8 |  |  | 90000 | 7992 | 3.3 | 3.3 |  |  |  | Federally-Regulated Commercial & Industrial Equipment | 08/24/2011 |  | 10/05/2011
Rheem Sales Company, Inc. | Weatherking | WJKB-A120C |  | HSP-A, Single-Package Heat Pum | Heat Pump | 208 | 3 |  |  |  | No Match |  | No Match | 117000 | 12580 | 9.3 | 8.9 |  | 9.2 | 118000 | 11524 | 3 | 3 | 63500 | 9302 | 2 | Federally-Regulated Commercial & Industrial Equipment | 11/18/1999 |  | 04/13/2000
Phoenix Manufacturing, Inc. | Frigiking Tappan | PHR 90 5 |  | HSP-A, Single-Package Heat Pum | Heat Pump | 460 | 3 |  |  |  | No Match |  | No Match | 97000 | 12460 | 7.8 | 8.2 |  |  | 104000 | 10990 |  |  | 51000 | 8230 |  | Non Federally-Regulated | 05/16/1984 |  | 06/11/1985
Lennox Industries Inc. | Lennox | CHP11-2753-1W |  | HSP-A, Single-Package Heat Pum | Heat Pump | 200 | 3 |  |  |  | No Match |  | No Match | 240000 | 28800 | 8.3 |  |  |  | 240000 | 24700 | 2.8 |  | 134000 | 18700 | 2.1 | Voluntarily Certified | 01/31/1990 |  | 07/27/1992
York International | York | E1FB180 | F1EH180 | HRCU-A-CB, Split System: Heat | Heat Pump | 460 | 3 |  |  |  |  | True | Single-Speed | 166000 | 19080 | 8.7 | 8.5 |  | 9.5 | 184000 | 17986 | 3 | 2.9 | 121000 | 16129 | 2.2 | Federally-Regulated Commercial & Industrial Equipment | 01/18/2008 |  | 01/24/2011
Carrier Corp. - Syracuse | Carrier | 50EQ0286 |  | HSP-A, Single-Package Heat Pum | Heat Pump | 460 | 3 |  |  |  | No Match |  | No Match | 270000 | 33500 | 8.1 | 7.5 |  |  | 276000 | 27400 |  |  | 163000 | 23000 |  | Non Federally-Regulated | 09/08/1982 |  | 06/11/1985
Carrier Corp. - Syracuse | Carrier | 50TJQ00850/60 |  | HSP-A, Single-Package Heat Pum | Heat Pump | 208 | 3 |  |  |  | No Match |  | No Match | 86000 | 9555 | 9 | 8.9 |  | 9.3 | 78000 | 7620 | 3 | 3 | 36000 | 6433 | 1.6 | Federally-Regulated Commercial & Industrial Equipment | 12/14/1998 |  | 08/17/1999
Rheem Sales Company, Inc. | Rheem | RPWB-206DAS | RHPA-200G 1 | HRCU-A-CB, Split System: Heat | Heat Pump | 460 | 3 |  |  |  | No Match |  | No Match | 234000 | 28540 | 8.2 |  |  |  | 234000 | 24490 |  |  | 119000 | 17430 |  | Non Federally-Regulated | 08/29/1986 |  | 05/11/1988
Trane U.S. Inc. | American Standard, Inc. | WCD120B30*E* |  | HSP-A, Single-Package Heat Pum | Heat Pump | 208 | 3 |  |  |  | No Match |  | No Match | 117000 | 12717 | 9.2 | 8.9 |  | 9.2 | 119000 | 11472 | 3 | 3 | 61000 | 8850 | 2 | Federally-Regulated Commercial & Industrial Equipment | 03/31/1998 |  | 05/09/1998
Trane U.S. Inc. | Trane | SPCC-C156-A |  | HSP-A, Single-Package Heat Pum | Heat Pump | 230 | 3 |  |  |  | No Match |  | No Match | 171500 | 20900 | 8.2 |  |  |  | 156600 | 17100 | 2.7 |  | 84500 | 13200 | 1.9 | Non Federally-Regulated | 06/11/1985 |  | 08/29/1986
Carrier Corp. - Syracuse | Heil | RHS18*(H,L,S)0******A |  | HSP-A, Single-Package Heat Pum | Heat Pump | 208 | 3 | False |  |  |  | True | Single-Speed | 172000 | 15925 | 10.8 | 10.4 |  |  | 220000 | 19538 | 3.3 | 3.2 |  |  |  | Federally-Regulated Commercial & Industrial Equipment | 03/10/2011 |  | 12/12/2012
Carrier Corp. - Syracuse | Carrier Corp. | 50TCQ*17***(5,6,1)A* |  | HSP-A, Single-Package Heat Pum | Heat Pump | 208 | 3 | False |  |  |  | True | Single-Speed | 172000 | 15925 | 10.8 | 10.4 |  |  | 220000 | 19538 | 3.3 | 3.2 |  |  |  | Federally-Regulated Commercial & Industrial Equipment | 11/30/2011 |  | 12/12/2012
Inter-City Products Corp. | Comfortmaker | YA075F* | DB080E3*** | HRCU-A-C, Split System: Heat P | Heat Pump | 460 | 3 |  |  |  | No Match |  | No Match | 90000 | 9890 | 9.1 | 8.9 |  |  | 90000 | 8789 | 3 | 3 | 50000 | 6967 | 2.1 | Federally-Regulated Commercial & Industrial Equipment | 04/20/1994 |  | 09/02/1995
York International | Fraser Johnston | BAHT-T120A |  | HSP-A, Single-Package Heat Pum | Heat Pump | 230 | 3 |  |  |  | No Match |  | No Match | 121000 | 14578 | 8.3 |  |  |  | 126000 | 13189 |  |  | 76000 | 9685 |  | Non Federally-Regulated | 05/11/1988 |  | 03/15/1989
Carrier Corp. - Syracuse | Carrier Corp. | 50TCQD17***(5,6,1)A* |  | HSP-A, Single-Package Heat Pum | Heat Pump | 575 | 3 | False |  |  |  | True | Single-Speed | 172000 | 15925 | 10.8 | 10.4 |  |  | 220000 | 19538 | 3.3 | 3.2 |  |  |  | Federally-Regulated Commercial & Industrial Equipment | 03/10/2011 |  | 12/12/2012
York International | York | BP090C00A2/4/5***** |  | HSP-A, Single-Package Heat Pum | Heat Pump | 208 | 3 |  |  |  | No Match |  | No Match | 90000 | 8411 | 10.7 | 8.9 |  | 11 | 85000 | 7782 | 3.2 | 3 | 46000 | 6126 | 2.2 | Federally-Regulated Commercial & Industrial Equipment | 02/05/2002 |  | 07/18/2002
Carrier Corp. - Syracuse | Keeprite | RHS(181,183)(H,L,S)******TC |  | HSP-A, Single-Package Heat Pum | Heat Pump | 230 | 3 | False |  |  |  | True | Single-Speed | 172000 | 15925 | 10.8 | 10.4 |  |  | 166000 | 14742 | 3.3 | 3.2 |  |  |  | Federally-Regulated Commercial & Industrial Equipment | 10/28/2014 |  | 10/28/2014
York International | York | XP150[C,E]***(2,4,5)***6 |  | HSP-A, Single-Package Heat Pum | Both Heat Pump and Electric Re | 230 | 3 | False |  |  |  | True | Single-Speed | 150000 | 13636 | 11 | 10.4 |  |  | 135000 | 12364 | 3.2 | 3.2 |  |  |  | Federally-Regulated Commercial & Industrial Equipment | 01/09/2014 |  | 01/05/2015
Rheem Sales Company, Inc. | Ruud | UPWA-075CAS | UHPA-075E | HRCU-A-CB, Split System: Heat | Heat Pump | 208 | 3 |  |  |  | No Match |  | No Match | 90000 | 11540 | 7.8 | 8.2 |  |  | 90000 | 9090 |  |  | 51000 | 7190 |  | Non Federally-Regulated | 06/11/1985 |  | 05/11/1988
McQuay International | McQuay | LHA090H* |  | HSP-A, Single-Package Heat Pum | Heat Pump | 460 | 3 |  |  |  | No Match |  | No Match | 89000 | 7739 | 11.5 | 8.9 |  | 12 | 90000 | 7992 | 3.3 | 3 | 52000 | 7257 | 2.1 | Federally-Regulated Commercial & Industrial Equipment | 03/31/1998 |  | 05/09/1998
Trane U.S. Inc. | Trane | WSC090A3*0A**000000000 |  | HSP-A, Single-Package Heat Pum | Heat Pump | 208 | 3 |  |  |  | No Match |  | No Match | 87000 | 8613 | 10.1 | 8.9 |  |  | 85000 | 7782 | 3.2 | 3 | 51000 | 6792 | 2.2 | Federally-Regulated Commercial & Industrial Equipment | 11/21/2001 |  | 09/25/2002
McQuay International | McQuay International | DPS007AHHG4*C-3 |  | HSP-A, Single-Package Heat Pum | Heat Pump | 460 | 3 | False |  |  |  | True | Variable-Speed | 88000 | 7154 | 12.3 | 10.8 |  |  | 78000 | 6245 | 3.7 | 3.3 |  |  |  | Federally-Regulated Commercial & Industrial Equipment | 08/28/2012 |  | 04/19/2013
Carrier Corp. - Syracuse | Comfortmaker | RHH(120,121)(H,L,S)******AA |  | HSP-A, Single-Package Heat Pum | Heat Pump | 208 | 3 | False |  |  |  | True | Single-Speed | 119000 | 9674 | 12.3 | 10.8 |  |  | 116000 | 9713 | 3.5 | 3.3 |  |  |  | Federally-Regulated Commercial & Industrial Equipment | 12/12/2012 |  | 10/28/2014
Carrier Corp. - Syracuse | Carrier | 38AQ0165 + 0165 + 0165 | 40RR054 | HRCU-A-CB, Split System: Heat | Heat Pump | 230 | 3 |  |  |  | No Match |  | No Match | 485102 | 64045 | 7.6 |  |  |  | 554117 | 52915 |  |  | 337211 | 43555 |  | Non Federally-Regulated | 06/11/1985 |  | 05/11/1988
Rheem Sales Company, Inc. | Addison Products | PHC7.5T-3L |  | HSP-A, Single-Package Heat Pum | Heat Pump | 208 | 3 |  |  |  | No Match |  | No Match | 92000 | 10500 | 8.8 |  |  |  | 94000 | 9160 |  |  | 52000 | 7190 |  | Non Federally-Regulated | 05/11/1988 |  | 03/15/1989
Borg Warner | Luxaire | EAHP-T090A | FBHP-S090A | HRCU-A-CB, Split System: Heat | Heat Pump | 208 | 3 |  |  |  | No Match |  | No Match | 93000 | 10134 | 8.5 | 8.2 |  |  | 103000 | 8710 | 3.5 |  | 59000 | 6263 | 2.8 | Non Federally-Regulated | 05/16/1984 |  | 06/11/1985
Trane U.S. Inc. | American Standard, Inc. | WCH120A400A |  | HSP-A, Single-Package Heat Pum | Heat Pump | 460 | 3 |  |  |  | No Match |  | No Match | 116000 | 12890 | 9 | 8.9 |  |  | 116000 | 11710 | 2.9 | 3 | 60000 | 8960 | 2 | Non Federally-Regulated | 07/31/1992 |  | 03/31/1998
Carrier Corp. - Syracuse | Arcoaire | RHS(240,243)(H,L,S)******** |  | HSP-A, Single-Package Heat Pum | Heat Pump | 230 | 3 | False |  |  |  | True | Single-Speed | 232000 | 21886 | 10.6 | 10.4 |  |  | 220000 | 19538 | 3.3 | 3.2 |  |  |  | Federally-Regulated Commercial & Industrial Equipment | 11/30/2011 |  | 12/12/2012
Carrier Corp. - Syracuse | Carrier Corp. | 50TCQ*09***(6,1)A* |  | HSP-A, Single-Package Heat Pum | Heat Pump | 460 | 3 | False |  |  |  | False | Single-Speed | 99000 | 8839 | 11.2 | 10.8 |  |  | 96000 | 8525 | 3.3 | 3.3 |  |  |  | Federally-Regulated Commercial & Industrial Equipment | 11/30/2011 |  | 12/12/2012
Rheem Sales Company, Inc. | Weatherking | PHC11T-3 |  | HSP-A, Single-Package Heat Pum | Heat Pump | 208 | 3 |  |  |  | No Match |  | No Match | 120000 | 13400 | 9 | 8.9 |  | 10.3 | 126000 | 11875 | 3 | 3 | 67000 | 9345 | 2.1 | Non Federally-Regulated | 07/06/1992 |  | 07/31/1992
Carrier Corp. - Syracuse | Day & Night | RHS(181,183)(H,L,S)******AC |  | HSP-A, Single-Package Heat Pum | Heat Pump | 230 | 3 | False |  |  |  | True | Single-Speed | 172000 | 15925 | 10.8 | 10.4 |  |  | 166000 | 14742 | 3.3 | 3.2 |  |  |  | Federally-Regulated Commercial & Industrial Equipment | 01/09/2014 |  | 10/28/2014
McQuay International | McQuay International | DPS006AHHY2*C-4 |  | HSP-A, Single-Package Heat Pum | Heat Pump | 208 | 3 | False |  |  |  | True | Variable-Speed | 69000 | 6052 | 11.4 | 10.8 |  |  | 71000 | 5075 | 4.1 | 3.3 |  |  |  | Federally-Regulated Commercial & Industrial Equipment | 03/02/2012 |  | 08/28/2012
Compu-Aire | Maxi-Kool | MKH-534 |  | HSP-A, Single-Package Heat Pum | Heat Pump | 460 | 3 |  |  |  | No Match |  | No Match | 66400 | 7060 | 9.4 | 8.9 |  |  | 59300 | 5430 | 3.2 | 3 | 36000 | 4400 | 2.4 | Non Federally-Regulated | 04/01/1993 |  | 04/07/1996
Carrier Corp. - Syracuse | Keeprite | RHS(240,243)(H,L,S)******** |  | HSP-A, Single-Package Heat Pum | Heat Pump | 208 | 3 | False |  |  |  | True | Single-Speed | 232000 | 21886 | 10.6 | 10.4 |  |  | 220000 | 19538 | 3.3 | 3.2 |  |  |  | Federally-Regulated Commercial & Industrial Equipment | 11/30/2011 |  | 12/12/2012
Trane U.S. Inc. | Trane | BWC180A3 |  | HSP-A, Single-Package Heat Pum | Heat Pump | 230 | 3 |  |  |  | No Match |  | No Match | 180000 | 22600 | 8 |  |  |  | 180000 | 20300 | 2.6 |  | 100000 | 16400 | 1.8 | Non Federally-Regulated | 06/11/1985 |  | 05/11/1988
Lennox Industries Inc. | Armstrong | LHA120H* |  | HSP-A, Single-Package Heat Pum | Heat Pump | 230 | 3 |  |  |  | No Match |  | No Match | 118000 | 11456 | 10.3 | 8.9 |  | 11.3 | 120000 | 10654 | 3.3 | 3 | 72000 | 10045 | 2.1 | Federally-Regulated Commercial & Industrial Equipment | 11/21/2001 |  | 07/18/2002
Carrier Corp. - Syracuse | Carrier | 38AQS0085/6 | 40RMQ0085/6GC | HRCU-A-CB, Split System: Heat | Heat Pump | 208 | 3 |  |  |  | No Match |  | No Match | 86000 | 8775 | 9.8 | 8.9 |  |  | 83000 | 8106 | 3 | 3 | 46000 | 6738 | 2 | Federally-Regulated Commercial & Industrial Equipment | 11/18/1999 |  | 07/18/2002
Rheem Sales Company, Inc. | Heil | NCHR20H001B | NEPR20N020B | HRCU-A-CB, Split System: Heat | Heat Pump | 230 | 3 |  |  |  | No Match |  | No Match | 234000 | 28540 | 8.2 |  |  |  | 234000 | 24490 |  |  | 119000 | 17430 |  | Non Federally-Regulated | 06/11/1985 |  | 08/29/1986
Lennox Industries Inc. | Lennox | HP17-953V-1Y | CB17-95V-1 | HRCU-A-CB, Split System: Heat | Heat Pump | 230 | 3 |  |  |  | No Match |  | No Match | 87000 | 10235 | 8.5 | 8.2 |  |  | 88000 | 8597 |  |  | 51000 | 6794 |  | Non Federally-Regulated | 06/11/1985 |  | 05/11/1988
Carrier Corp. - Syracuse | Comfortmaker | RHH(120,121)(H,L,S)******** |  | HSP-A, Single-Package Heat Pum | Heat Pump | 460 | 3 | False |  |  |  | True | Single-Speed | 119000 | 9674 | 12.3 | 10.8 |  |  | 116000 | 9713 | 3.5 | 3.3 |  |  |  | Federally-Regulated Commercial & Industrial Equipment | 11/30/2011 |  | 12/12/2012
Lennox Industries Inc. | Armstrong | CHP16-072-1Y/1G |  | HSP-A, Single-Package Heat Pum | Heat Pump | 460 | 3 |  |  |  | No Match |  | No Match | 72000 | 7128 | 10.1 | 8.9 |  |  | 69000 | 6317 | 3.2 | 3 | 37000 | 5420 | 2 | Federally-Regulated Commercial & Industrial Equipment | 07/18/2002 |  | 01/18/2008
Carrier Corp. - Syracuse | Keeprite | RHS(181,183)(H,L,S)******AA |  | HSP-A, Single-Package Heat Pum | Heat Pump | 230 | 3 | False |  |  |  | True | Single-Speed | 172000 | 15925 | 10.8 | 10.4 |  |  | 166000 | 14742 | 3.3 | 3.2 |  |  |  | Federally-Regulated Commercial & Industrial Equipment | 12/12/2012 |  | 05/09/2013
Carrier Corp. - Syracuse | Tempstar | RHH102(H,L,S)******TA |  | HSP-A, Single-Package Heat Pum | Heat Pump | 460 | 3 | False |  |  |  | True | Single-Speed | 100000 | 8333 | 12 | 10.8 |  |  | 100000 | 8619 | 3.4 | 3.3 |  |  |  | Federally-Regulated Commercial & Industrial Equipment | 10/28/2014 |  | 10/28/2014
Carrier Corp. - Syracuse | Payne | 542EE120030 |  | HSP-A, Single-Package Heat Pum | Heat Pump | 460 | 3 |  |  |  | No Match |  | No Match | 120000 | 14700 | 8.2 | 8.2 |  |  | 120000 | 12200 |  |  | 65000 | 9200 |  | Non Federally-Regulated | 03/15/1989 |  | 10/10/1989
McQuay International | McQuay International | DPS010AHHY2*C-4* |  | HSP-A, Single-Package Heat Pum | Heat Pump | 208 | 3 | False |  |  |  | True | Variable-Speed | 120000 | 9836 | 12.2 | 10.8 |  |  | 110000 | 9290 | 3.5 | 3.3 |  |  |  | Federally-Regulated Commercial & Industrial Equipment | 04/19/2013 |  | 01/09/2014
Carrier Corp. - Syracuse | Bryant Heating & Cooling Systems | 548J(P,E,T)17**********A |  | HSP-A, Single-Package Heat Pum | Heat Pump | 230 | 3 | False |  |  |  | True | Single-Speed | 172000 | 15925 | 10.8 | 10.4 |  |  | 166000 | 14742 | 3.3 | 3.2 |  |  |  | Federally-Regulated Commercial & Industrial Equipment | 11/30/2011 |  | 12/12/2012
Rheem Sales Company, Inc. | Weatherking | WPDC-101D |  | HSP-A, Single-Package Heat Pum | Heat Pump | 460 | 3 |  |  |  | No Match |  | No Match | 120000 | 13483 | 8.9 | 8.9 |  | 10.3 | 126000 | 12309 | 3 | 3 | 67000 | 9350 | 2.1 | Federally-Regulated Commercial & Industrial Equipment | 02/03/1998 |  | 03/31/1998
Carrier Corp. - Syracuse | Carrier Corp. | 50TCQ*17***(5,6,1)A***(A,C,D,F)* |  | HSP-A, Single-Package Heat Pum | Heat Pump | 208 | 3 | False |  |  |  | True | Single-Speed | 172000 | 15925 | 10.8 | 10.4 |  |  | 220000 | 19538 | 3.3 | 3.2 |  |  |  | Federally-Regulated Commercial & Industrial Equipment | 12/12/2012 |  | 05/09/2013
Carrier Corp. - Syracuse | Carrier | 38AQ0125 (2 UNITS) | 40RR024 | HRCU-A-CB, Split System: Heat | Heat Pump | 208 | 3 |  |  |  | No Match |  | No Match | 219150 | 25290 | 8.7 |  |  |  | 237068 | 23010 |  |  | 133440 | 18650 |  | Non Federally-Regulated | 05/16/1984 |  | 06/11/1985
Carrier Corp. - Syracuse | Carrier Corp. | 50HCQ*12***(5,6,1)A***(G,J,K,M)* |  | HSP-A, Single-Package Heat Pum | Heat Pump | 460 | 3 | False |  |  |  | True | Single-Speed | 119000 | 9674 | 12.3 | 10.8 |  |  | 116000 | 9713 | 3.5 | 3.3 |  |  |  | Federally-Regulated Commercial & Industrial Equipment | 12/12/2012 |  | 04/21/2015
York International | York | E3FB090A25/46 | F3EH090A33 | HRCU-A-CB, Split System: Heat | Heat Pump | 460 | 3 |  |  |  | No Match |  | No Match | 83000 | 9222 | 9 | 8.9 |  |  | 78000 | 7617 | 3 | 3 | 51000 | 6496 | 2.3 | Federally-Regulated Commercial & Industrial Equipment | 06/19/2003 |  | 01/18/2008
York International | Evcon | XA-08[C,E]***(T,W,X)* |  | HSP-A, Single-Package Heat Pum | Both Heat Pump and Electric Re | 460 | 3 |  |  |  |  | True | Single-Speed | 100000 | 9091 | 11 | 8.9 |  | 12.4 | 94000 | 7876 | 3.5 | 3 | 57000 | 7268 | 2.3 | Federally-Regulated Commercial & Industrial Equipment | 01/18/2008 |  | 01/09/2014
Goettl | Amana | MHC67A0003A |  | HSP-A, Single-Package Heat Pum | Heat Pump | 230 | 3 |  |  |  | No Match |  | No Match | 67000 | 7065 | 9.5 | 8.9 |  |  | 67000 | 6500 | 3 | 3 | 35000 | 5110 | 2 | Federally-Regulated Commercial & Industrial Equipment | 08/23/1995 |  | 09/02/1995
Trane U.S. Inc. | American Standard, Inc. | BWC150L300A |  | HSP-A, Single-Package Heat Pum | Heat Pump | 230 | 3 |  |  |  | No Match |  | No Match | 147000 | 17100 | 8.6 |  |  |  | 132000 | 14340 | 2.7 |  | 68000 | 11080 | 1.8 | Non Federally-Regulated | 07/31/1992 |  | 03/31/1998
International Comfort Products | Comfortmaker | RYMA75F**** |  | HSP-A, Single-Package Heat Pum | Heat Pump | 460 | 3 |  |  |  | No Match |  | No Match | 91000 | 9784 | 9.3 | 8.9 |  | 10.4 | 90000 | 8506 | 3.1 | 3 | 48000 | 7031 | 2 | Federally-Regulated Commercial & Industrial Equipment | 11/18/1999 |  | 04/13/2000
Rheem Sales Company, Inc. | Rheem | UPWA-075CAS | UHPA-075GA | HRCU-A-CB, Split System: Heat | Heat Pump | 230 | 3 |  |  |  | No Match |  | No Match | 90000 | 11300 | 8 | 7.5 |  |  | 90000 | 8800 |  |  | 51000 | 6900 |  | Non Federally-Regulated | 09/08/1982 |  | 08/30/1983
Carrier Corp. - Syracuse | Keeprite | RHS(240)(H,L,S)******TA |  | HSP-A, Single-Package Heat Pum | Heat Pump | 460 | 3 | False |  |  |  | True | Single-Speed | 232000 | 21886 | 10.6 | 10.4 |  |  | 220000 | 19538 | 3.3 | 3.2 |  |  |  | Federally-Regulated Commercial & Industrial Equipment | 10/28/2014 |  | 10/28/2014
Carrier Corp. - Syracuse | Airquest | RHS(243)(H,L,S)******AA |  | HSP-A, Single-Package Heat Pum | Heat Pump | 230 | 3 | False |  |  |  | True | Single-Speed | 232000 | 21886 | 10.6 | 10.4 |  |  | 220000 | 19538 | 3.3 | 3.2 |  |  |  | Federally-Regulated Commercial & Industrial Equipment | 04/21/2014 |  | 10/28/2014
Trane U.S. Inc. | American Standard, Inc. | TWA240B300C*(P) | TWE240B300C* | HRCU-A-CB, Split System: Heat | Heat Pump | 208 | 3 |  |  |  | No Match |  | No Match | 234000 | 27529 | 8.5 | 8.5 |  | 9.1 | 232000 | 22658 | 3 | 2.9 | 0 | 0 | 0 | Federally-Regulated Commercial & Industrial Equipment | 10/06/1999 |  | 11/18/1999
Trane U.S. Inc. | Trane | WCH075A300A |  | HSP-A, Single-Package Heat Pum | Heat Pump | 230 | 3 |  |  |  | No Match |  | No Match | 71000 | 8300 | 8.6 | 8.2 |  |  | 71000 | 7170 |  |  | 33000 | 5090 |  | Non Federally-Regulated | 02/22/1990 |  | 07/31/1992
York International | York | BP078[C,E]***(2,4,5)* |  | HSP-A, Single-Package Heat Pum | Both Heat Pump and Electric Re | 575 | 3 |  |  |  |  | False | Single-Speed | 78000 | 7647 | 10.2 | 8.9 |  | 0 | 69000 | 6323 | 3.2 | 3 | 43000 | 5732 | 2.2 | Federally-Regulated Commercial & Industrial Equipment | 01/18/2008 |  | 02/24/2011
Rheem Sales Company, Inc. | Airquest | NRHR92LP15A |  | HSP-A, Single-Package Heat Pum | Heat Pump | 460 | 3 |  |  |  | No Match |  | No Match | 92000 | 10500 | 8.8 |  |  |  | 94000 | 9160 | 2.9 | 2.5 | 52000 | 7190 | 2 | Non Federally-Regulated | 08/23/1990 |  | 07/27/1992
Trane U.S. Inc. | American Standard, Inc. | BWA180C3OOM | BW(H,V)180B3OOD | HRCU-A-CB, Split System: Heat | Heat Pump | 230 | 3 |  |  |  | No Match |  | No Match | 182000 | 22000 | 8.3 |  |  |  | 172000 | 18300 |  |  | 101000 | 15200 |  | Non Federally-Regulated | 03/15/1989 |  | 10/10/1989
Carrier Corp. - Syracuse | Bryant Heating & Cooling Systems | 548J(P,E,T)24*********(A,B)A-VERT |  | HSP-A, Single-Package Heat Pum | Heat Pump | 208 | 3 | False |  |  |  | True | Single-Speed | 232000 | 21886 | 10.6 | 10.4 |  |  | 220000 | 19538 | 3.3 | 3.2 |  |  |  | Federally-Regulated Commercial & Industrial Equipment | 04/21/2014 |  | 10/28/2014
Lennox Industries Inc. | Lennox | KHA092S4M*1Y,G,J |  | HSP-A, Single-Package Heat Pum | Both Heat Pump and Electric Re | 460 | 3 | False |  |  |  | True | Single-Speed | 89000 | 8090 | 11 | 10.8 |  |  | 89000 | 7904 | 3.3 | 3.3 |  |  |  | Federally-Regulated Commercial & Industrial Equipment | 04/19/2013 |  | 10/28/2014
Lennox Industries Inc. | Lennox | LHA090H* |  | HSP-A, Single-Package Heat Pum | Heat Pump | 208 | 3 |  |  |  | No Match |  | No Match | 89000 | 7739 | 11.5 | 8.9 |  |  | 90000 | 7990 | 3.3 | 3 | 52000 | 7255 | 2.1 | Federally-Regulated Commercial & Industrial Equipment | 05/22/2000 |  | 11/21/2001
York International | Coleman | PH240C00A*(2,4,5)***** | NH240C00*(5,6)****** | HRCU-A-CB, Split System: Heat | Heat Pump | 575 | 3 |  |  |  |  | True | Single-Speed | 238000 | 22453 | 10.6 | 8.5 |  |  | 216000 | 19195 | 3.3 | 2.9 |  |  |  | Federally-Regulated Commercial & Industrial Equipment | 07/16/2009 |  | 06/14/2011
Carrier Corp. - Syracuse | Arcoaire | RHS090H******AA |  | HSP-A, Single-Package Heat Pum | Heat Pump | 208 | 3 | False |  |  |  | False | Single-Speed | 87000 | 7767 | 11.2 | 10.8 |  |  | 86000 | 7413 | 3.4 | 3.3 |  |  |  | Federally-Regulated Commercial & Industrial Equipment | 12/12/2012 |  | 10/28/2014
Carrier Corp. - Syracuse | Day & Night | RHH090(H,L,S)******AA |  | HSP-A, Single-Package Heat Pum | Heat Pump | 460 | 3 | False |  |  |  | True | Single-Speed | 90000 | 7438 | 12.1 | 10.8 |  |  | 84000 | 7033 | 3.5 | 3.3 |  |  |  | Federally-Regulated Commercial & Industrial Equipment | 10/28/2014 |  | 10/28/2014
Carrier Corp. - Syracuse | Tempstar | RHS150(H,L,S)******TA |  | HSP-A, Single-Package Heat Pum | Heat Pump | 208 | 3 | False |  |  |  | False | Single-Speed | 142000 | 13396 | 10.6 | 10.4 |  |  | 142000 | 13005 | 3.2 | 3.2 |  |  |  | Federally-Regulated Commercial & Industrial Equipment | 10/28/2014 |  | 10/28/2014
Carrier Corp. - Syracuse | Arcoaire | RHH(120,121)(H,L,S)******** |  | HSP-A, Single-Package Heat Pum | Heat Pump | 575 | 3 | False |  |  |  | True | Single-Speed | 119000 | 9674 | 12.3 | 10.8 |  |  | 116000 | 9713 | 3.5 | 3.3 |  |  |  | Federally-Regulated Commercial & Industrial Equipment | 11/30/2011 |  | 12/12/2012
International Comfort Products | Kenmore | PH*120N2HA |  | HSP-A, Single-Package Heat Pum | Heat Pump | 208 | 3 |  |  |  | No Match |  | No Match | 123000 | 13516 | 9.1 | 8.9 |  | 9.5 | 123000 | 11628 | 3.1 | 3 | 71000 | 10404 | 2 | Federally-Regulated Commercial & Industrial Equipment | 03/31/1998 |  | 05/09/1998
York International | Fraser Johnston | BA-12C00*T/W/X***** |  | HSP-A, Single-Package Heat Pum | Heat Pump | 230 | 3 |  |  |  | No Match |  | No Match | 144000 | 15483 | 9.3 | 8.5 |  | 11 | 142000 | 13421 | 3.1 | 2.9 | 91000 | 12696 | 2.1 | Federally-Regulated Commercial & Industrial Equipment | 05/21/2002 |  | 07/18/2002
Trane U.S. Inc. | Trane | BWA240C4K | BWV240B | HRCU-A-CB, Split System: Heat | Heat Pump | 460 | 3 |  |  |  | No Match |  | No Match | 240000 | 29200 | 8.2 |  |  |  | 236000 | 24200 |  |  | 138000 | 20100 |  | Non Federally-Regulated | 06/11/1985 |  | 08/29/1986
Carrier Corp. - Syracuse | Keeprite | RHH102(H,L,S)******TA |  | HSP-A, Single-Package Heat Pum | Heat Pump | 575 | 3 | False |  |  |  | True | Single-Speed | 100000 | 8333 | 12 | 10.8 |  |  | 100000 | 8619 | 3.4 | 3.3 |  |  |  | Federally-Regulated Commercial & Industrial Equipment | 10/28/2014 |  | 10/28/2014
Carrier Corp. - Syracuse | Bryant Air Conditioning | 549BPX/BEX072 |  | HSP-A, Single-Package Heat Pum | Heat Pump | 460 | 3 |  |  |  | No Match |  | No Match | 68000 | 7157 | 9.5 | 8.9 |  |  | 72000 | 6204 | 3.4 | 3 | 36000 | 5551 | 1.9 | Federally-Regulated Commercial & Industrial Equipment | 05/22/2000 |  | 07/18/2002
Carrier Corp. - Syracuse | Carrier | 50EQ0245 |  | HSP-A, Single-Package Heat Pum | Heat Pump | 230 | 3 |  |  |  | No Match |  | No Match | 224000 | 27100 | 8.3 |  |  |  | 240000 | 23000 | 3.1 |  | 134500 | 19000 | 2.1 | Non Federally-Regulated | 05/16/1984 |  | 06/11/1985
Carrier Corp. - Syracuse | ICP Commercial | RHH072(H,L,S)******** |  | HSP-A, Single-Package Heat Pum | Heat Pump | 575 | 3 | False |  |  |  | True | Single-Speed | 72000 | 6000 | 12 | 10.8 |  |  | 70000 | 6033 | 3.4 | 3.3 |  |  |  | Federally-Regulated Commercial & Industrial Equipment | 10/28/2014 |  | 10/28/2014
Trane U.S. Inc. | Trane | WSC090A3*0A**000000000 |  | HSP-A, Single-Package Heat Pum | Heat Pump | 230 | 3 |  |  |  | No Match |  | No Match | 87000 | 8613 | 10.1 | 8.9 |  |  | 85000 | 7782 | 3.2 | 3 | 51000 | 6792 | 2.2 | Federally-Regulated Commercial & Industrial Equipment | 11/21/2001 |  | 09/25/2002
McQuay International | McQuay International | DPS007AHHW4**-4 |  | HSP-A, Single-Package Heat Pum | Heat Pump | 460 | 3 | False |  |  |  | True | Variable-Speed | 89000 | 7177 | 12.4 | 10.8 |  |  | 79000 | 6291 | 3.7 | 3.3 |  |  |  | Federally-Regulated Commercial & Industrial Equipment | 08/28/2012 |  | 04/19/2013
Goettl | American Best | ABHP 662AT |  | HSP-A, Single-Package Heat Pum | Heat Pump | 230 | 1 |  |  |  | No Match |  | No Match | 66000 | 8000 | 8.3 |  |  |  | 66000 | 6670 |  |  | 35600 | 5795 |  | Non Federally-Regulated | 05/11/1988 |  | 03/15/1989
Inter-City Products Corp. | Heil | CH*120SNLA** | BMB120N*M* | HRCU-A-C, Split System: Heat P | Heat Pump | 460 | 3 |  |  |  | No Match |  | No Match | 118000 | 12967 | 9.1 | 8.9 |  |  | 120000 | 11719 | 3 | 3 | 70000 | 9766 | 2.1 | Federally-Regulated Commercial & Industrial Equipment | 04/20/1994 |  | 09/02/1995
Trane U.S. Inc. | Trane | WCH150B3*E* |  | HSP-A, Single-Package Heat Pum | Heat Pump | 460 | 3 |  |  |  | No Match |  | No Match | 146000 | 15698 | 9.3 | 8.5 |  | 9.7 | 132000 | 13340 | 2.9 | 2.9 | 70000 | 10257 | 2 | Federally-Regulated Commercial & Industrial Equipment | 05/09/1998 |  | 10/02/1998
Rheem Sales Company, Inc. | Ruud | UPDC-075C* |  | HSP-A, Single-Package Heat Pum | Heat Pump | 208 | 3 |  |  |  | No Match |  | No Match | 93000 | 10300 | 9 | 8.9 |  |  | 93000 | 8960 | 3 | 3 | 51000 | 6990 | 2.1 | Non Federally-Regulated | 01/28/1993 |  | 09/02/1995
Carrier Corp. - Syracuse | Bryant Heating & Cooling Systems | 575J(P,E,T)25D000* | 524J(E,P,T)25H000A** | HRCU-A-CB, Split System: Heat | Heat Pump | 460 | 3 |  |  |  |  | True | Single-Speed | 222000 | 20747 | 10.7 | 10.4 |  |  | 214000 | 17919 | 3.5 | 3.2 |  |  |  | Federally-Regulated Commercial & Industrial Equipment | 07/18/2013 |  | 04/20/2015
Rheem Sales Company, Inc. | Rheem | RPDC-101C |  | HSP-A, Single-Package Heat Pum | Heat Pump | 208 | 3 |  |  |  | No Match |  | No Match | 120000 | 13483 | 8.9 | 8.9 |  | 10.3 | 126000 | 12309 | 3 | 3 | 67000 | 9350 | 2.1 | Federally-Regulated Commercial & Industrial Equipment | 03/31/1998 |  | 05/09/1998
Carrier Corp. | Carrier | 38QP034 | 40RR034 | HRCU-A-CB, Split System: Heat | Heat Pump | 208 | 3 |  |  |  | No Match |  | No Match | 327000 | 38500 | 8.5 |  |  | 10.1 | 342000 | 34000 | 2.9 |  | 172000 | 22500 | 2.2 | Voluntarily Certified | 12/22/1992 |  | 03/08/1996
York International | Luxaire | BA-06[C,E]***(T,W,X)* |  | HSP-A, Single-Package Heat Pum | Both Heat Pump and Electric Re | 460 | 3 |  |  |  |  | False | Single-Speed | 78000 | 7647 | 10.2 | 8.9 |  | 0 | 69000 | 6323 | 3.2 | 3 | 43000 | 5732 | 2.2 | Federally-Regulated Commercial & Industrial Equipment | 01/18/2008 |  | 02/24/2011
Carrier Corp. - Syracuse | Carrier | 38AQ0165 + 0165 + 0125 | 40RR044 | HRCU-A-CB, Split System: Heat | Heat Pump | 208 | 3 |  |  |  | No Match |  | No Match | 420805 | 56160 | 7.5 |  |  |  | 496199 | 48260 |  |  | 294398 | 38800 |  | Non Federally-Regulated | 06/11/1985 |  | 03/15/1989
Rheem Sales Company, Inc. | Heil Quaker | NCHR20L001B | NEPR20M050A | HRCU-A-CB, Split System: Heat | Heat Pump | 460 | 3 |  |  |  | No Match |  | No Match | 234000 | 28540 | 8.2 | 8.2 |  |  | 234000 | 24490 |  |  | 119000 | 17430 |  | Non Federally-Regulated | 02/22/1990 |  | 07/31/1992
Trane U.S. Inc. | American Standard, Inc. | BWA240C300M | BW(H,V)240B300D | HRCU-A-CB, Split System: Heat | Heat Pump | 230 | 3 |  |  |  | No Match |  | No Match | 240000 | 29200 | 8.2 |  |  |  | 236000 | 24200 |  |  | 138000 | 20100 |  | Non Federally-Regulated | 02/22/1990 |  | 07/31/1992
Carrier Corp. - Syracuse | Tempstar | RHS(240)(H,L,S)******TA |  | HSP-A, Single-Package Heat Pum | Heat Pump | 208 | 3 | False |  |  |  | True | Single-Speed | 232000 | 21886 | 10.6 | 10.4 |  |  | 220000 | 19538 | 3.3 | 3.2 |  |  |  | Federally-Regulated Commercial & Industrial Equipment | 04/21/2014 |  | 10/28/2014
Carrier Corp. - Syracuse | Keeprite | RHH102(H,L,S)******TA |  | HSP-A, Single-Package Heat Pum | Heat Pump | 460 | 3 | False |  |  |  | True | Single-Speed | 100000 | 8333 | 12 | 10.8 |  |  | 100000 | 8619 | 3.4 | 3.3 |  |  |  | Federally-Regulated Commercial & Industrial Equipment | 10/28/2014 |  | 10/28/2014
Inter-City Products Corp. | Comfortmaker | RYMA75F**** |  | HSP-A, Single-Package Heat Pum | Heat Pump | 460 | 3 |  |  |  | No Match |  | No Match | 91000 | 9784 | 9.3 | 8.9 |  | 10.4 | 90000 | 8508 | 3.1 | 3 | 48000 | 6862 | 2.1 | Federally-Regulated Commercial & Industrial Equipment | 06/11/1997 |  | 09/02/1997
Lennox Industries Inc. | Lennox | CHP16-1353-1G |  | HSP-A, Single-Package Heat Pum | Heat Pump | 460 | 3 |  |  |  | No Match |  | No Match | 118000 | 14217 | 8.3 |  |  |  | 120000 | 12297 |  |  | 64000 | 9872 |  | Non Federally-Regulated | 05/11/1988 |  | 03/15/1989
Carrier Corp. - Syracuse | Tempstar | RHH(120,121)(H,L,S)******** |  | HSP-A, Single-Package Heat Pum | Heat Pump | 575 | 3 | False |  |  |  | True | Single-Speed | 119000 | 9674 | 12.3 | 10.8 |  |  | 116000 | 9713 | 3.5 | 3.3 |  |  |  | Federally-Regulated Commercial & Industrial Equipment | 11/30/2011 |  | 12/12/2012
Trane U.S. Inc. | Trane | BWC240A4 |  | HSP-A, Single-Package Heat Pum | Heat Pump | 460 | 3 |  |  |  | No Match |  | No Match | 234000 | 29000 | 8.1 |  |  |  | 224000 | 24000 | 2.7 |  | 116000 | 18400 | 1.8 | Non Federally-Regulated | 05/16/1984 |  | 06/11/1985
Lennox Industries Inc. | Armstrong | PRTC118B-1,2 |  | HSP-A, Single-Package Heat Pum | Heat Pump | 230 | 3 |  |  |  | No Match |  | No Match | 118000 | 14217 | 8.3 | 8.2 |  |  | 120000 | 12297 |  |  | 64000 | 9872 |  | Non Federally-Regulated | 02/22/1990 |  | 07/31/1992
Carrier Corp. - Syracuse | Carrier | 50HJQ01450/60 |  | HSP-A, Single-Package Heat Pum | Heat Pump | 230 | 3 |  |  |  | No Match |  | No Match | 140000 | 14285 | 9.8 | 8.5 |  | 12.4 | 136000 | 12452 | 3.2 | 2.9 | 72000 | 10045 | 2.1 | Federally-Regulated Commercial & Industrial Equipment | 11/18/1999 |  | 07/18/2002
Daikin Comfort Technologies Manufacturing, L.P. | Daikin U.S. Corp. | DCH120****B***A* |  | HSP-A, Single-Package Heat Pum | Both Heat Pump and Electric Re | 575 | 3 | False |  |  |  | False | Single-Speed | 118000 | 10260 | 11.5 | 10.8 |  |  | 120000 | 10343 | 3.4 | 3.3 |  |  |  | Federally-Regulated Commercial & Industrial Equipment | 07/18/2013 |  | 01/09/2014
Carrier Corp. - Syracuse | Day & Night | 542EE120016 |  | HSP-A, Single-Package Heat Pum | Heat Pump | 460 | 3 |  |  |  | No Match |  | No Match | 120000 | 14700 | 8.2 | 8.2 |  |  | 120000 | 12200 |  |  | 65000 | 9200 |  | Non Federally-Regulated | 03/15/1989 |  | 10/10/1989
Trane U.S. Inc. | Trane | TWA120A400A | TWE120A400A | HRCU-A-CB, Split System: Heat | Heat Pump | 460 | 3 |  |  |  | No Match |  | No Match | 119000 | 13680 | 8.7 | 8.2 |  |  | 120000 | 11720 |  |  | 64000 | 8530 |  | Non Federally-Regulated | 10/10/1989 |  | 02/22/1990
Carrier Corp. | Day & Night | 548CPX120 | 40RR028 | HSP-A, Single-Package Heat Pum | Heat Pump | 460 | 3 |  |  |  | No Match |  | No Match | 267375 | 32903 | 9.2 | 8.9 |  |  | 259800 | 27023 | 3.3 | 3 | 64000 | 8600 | 2.2 | Non Federally-Regulated | 06/30/1992 |  | 03/08/1996
Compu-Aire | Compu-Aire | CASH-732 |  | HSP-A, Single-Package Heat Pum | Heat Pump | 208 | 3 |  |  |  | No Match |  | No Match | 83500 | 9940 | 8.4 | 8.2 |  |  | 81500 | 8050 |  |  | 50300 | 7360 |  | Non Federally-Regulated | 10/10/1989 |  | 07/31/1992
York International | Luxaire | BACB-T/-W180A/E |  | HSP-A, Single-Package Heat Pum | Heat Pump | 208 | 3 |  |  |  | No Match |  | No Match | 164000 | 18636 | 8.8 | 8.5 |  | 8.5 | 174000 | 16998 | 3 | 2.9 | 90000 | 13188 | 2 | Federally-Regulated Commercial & Industrial Equipment | 12/01/1997 |  | 03/31/1998
Borg Warner | York | E1CH090A25 | F1EH090A33 | HRCU-A-CB, Split System: Heat | Heat Pump | 230 | 3 |  |  |  | No Match |  | No Match | 93000 | 10134 | 8.5 | 8.2 |  |  | 103000 | 8710 | 3.5 |  | 59000 | 6263 | 2.8 | Non Federally-Regulated | 06/11/1985 |  | 05/11/1988
Lennox Industries Inc. | Lennox | HP17-1353V-3Y | CB17-135V-1 | HRCU-A-CB, Split System: Heat | Heat Pump | 208 | 3 |  |  |  | No Match |  | No Match | 119000 | 14512 | 8.2 | 8.2 |  |  | 119000 | 11626 |  |  | 69000 | 9406 |  | Non Federally-Regulated | 05/16/1984 |  | 06/11/1985
Carrier Corp. - Syracuse | Carrier | 50HJQ00850/60 |  | HSP-A, Single-Package Heat Pum | Heat Pump | 230 | 3 |  |  |  | No Match |  | No Match | 88000 | 8800 | 10 | 8.9 |  | 10.8 | 87000 | 7965 | 3.2 | 3 | 48000 | 7031 | 2 | Federally-Regulated Commercial & Industrial Equipment | 05/22/2000 |  | 07/18/2002
Carrier Corp. - Syracuse | Tempstar | RHH090(H,L,S)******** |  | HSP-A, Single-Package Heat Pum | Heat Pump | 230 | 3 | False |  |  |  | True | Single-Speed | 90000 | 7438 | 12.1 | 10.8 |  |  | 84000 | 7033 | 3.5 | 3.3 |  |  |  | Federally-Regulated Commercial & Industrial Equipment | 11/30/2011 |  | 12/12/2012
Lennox Industries Inc. | Lennox | HP17-1353V-1G | CB17-135V-1 | HRCU-A-CB, Split System: Heat | Heat Pump | 460 | 3 |  |  |  | No Match |  | No Match | 119000 | 14512 | 8.2 | 8.2 |  |  | 119000 | 11626 |  |  | 69000 | 9406 |  | Non Federally-Regulated | 05/16/1984 |  | 06/11/1985
Trane U.S. Inc. | Trane | BWC090F3-G |  | HSP-A, Single-Package Heat Pum | Heat Pump | 200 | 3 |  |  |  | No Match |  | No Match | 90000 | 10100 | 8.9 | 8.2 |  |  | 85000 | 8600 |  |  | 44000 | 6800 |  | Non Federally-Regulated | 08/29/1986 |  | 05/11/1988
Lennox Industries Inc. | Lennox | HP17-1353V-5Y | CB17-135V-1 | HRCU-A-CB, Split System: Heat | Heat Pump | 230 | 3 |  |  |  | No Match |  | No Match | 119000 | 14512 | 8.2 |  |  |  | 113000 | 10913 | 3 | 2.5 | 65000 | 8658 | 2.2 | Non Federally-Regulated | 01/22/1990 |  | 02/22/1990
Addison Products | Addison Products | DFH314*3E**** | TWE090D3**A* | HSP-A, Single-Package Heat Pum | Heat Pump | 460 | 3 |  |  |  | No Match | True | Single-Speed | 90000 | 8182 | 9.8 | 8.9 |  | 10.7 | 82000 | 7287 | 3.4 | 3 | 169200 | 20200 | 2.5 | Voluntarily Certified | 11/03/1994 |  | 04/07/1996
Carrier Corp. - Syracuse | Arcoaire | RHS(181,183)(H,L,S)******** |  | HSP-A, Single-Package Heat Pum | Heat Pump | 575 | 3 | False |  |  |  | True | Single-Speed | 172000 | 15925 | 10.8 | 10.4 |  |  | 220000 | 19538 | 3.3 | 3.2 |  |  |  | Federally-Regulated Commercial & Industrial Equipment | 11/30/2011 |  | 12/12/2012
Trane U.S. Inc. | Trane | WCH090A300A |  | HSP-A, Single-Package Heat Pum | Heat Pump | 230 | 3 |  |  |  | No Match |  | No Match | 85000 | 10240 | 8.3 |  |  |  | 82000 | 8580 | 2.8 | 2.5 | 39000 | 6010 | 1.9 | Non Federally-Regulated | 08/23/1988 |  | 02/22/1990
Airedale North America | School Unit | SCHP5 |  | HSP-A, Single-Package Heat Pum | Heat Pump | 208 | 3 |  |  |  | No Match |  | No Match | 66500 | 7920 | 8.4 | 8.2 |  |  | 65000 | 7054 | 2.7 |  | 40470 | 6590 | 1.8 | Non Federally-Regulated | 02/22/1990 |  | 07/31/1992
Daikin Comfort Technologies Manufacturing, L.P. | Goodman | CPH120********A* |  | HSP-A, Single-Package Heat Pum | Both Heat Pump and Electric Re | 575 | 3 | False |  |  |  | False | Single-Speed | 118000 | 10260 | 11.5 | 10.8 |  |  | 120000 | 10343 | 3.4 | 3.3 |  |  |  | Federally-Regulated Commercial & Industrial Equipment | 03/02/2012 |  | 01/09/2014
McQuay International | McQuay International | DPS006AHHG2*C-6 |  | HSP-A, Single-Package Heat Pum | Heat Pump | 230 | 3 | False |  |  |  | True | Variable-Speed | 70000 | 6194 | 11.3 | 10.8 |  |  | 65000 | 5120 | 3.7 | 3.3 |  |  |  | Federally-Regulated Commercial & Industrial Equipment | 08/28/2012 |  | 04/19/2013
Carrier Corp. - Syracuse | Carrier | 38AQ0166 + 38AQ0126 | 40RR028 | HRCU-A-CB, Split System: Heat | Heat Pump | 460 | 3 |  |  |  | No Match |  | No Match | 267375 | 32903 | 8.1 | 7.5 |  |  | 259800 | 27023 |  |  | 164199 | 22873 |  | Non Federally-Regulated | 08/30/1983 |  | 06/11/1985
Trane U.S. Inc. | Trane | TWA120A300E* | TWE120A300D* | HRCU-A-CB, Split System: Heat | Heat Pump | 208 | 3 |  |  |  | No Match |  | No Match | 120000 | 11881 | 10.1 | 8.9 |  |  | 122000 | 11170 | 3.2 | 3 | 80000 | 9766 | 2.4 | Federally-Regulated Commercial & Industrial Equipment | 07/31/2002 |  | 06/19/2003
Trane U.S. Inc. | American Standard, Inc. | 6C0072A3 | TWE090A-BA | HRCU-A-CB, Split System: Heat | Heat Pump | 200 | 3 |  |  |  | No Match |  | No Match | 72000 | 7500 | 9.6 | 8.9 |  |  | 71000 | 6710 | 3.1 | 3 | 38500 | 4904 | 2.3 | Federally-Regulated Commercial & Industrial Equipment | 07/31/2002 |  | 11/19/2002
York International | York | B1CH090A25 |  | HSP-A, Single-Package Heat Pum | Heat Pump | 208 | 3 |  |  |  | No Match |  | No Match | 87000 | 9886 | 8.8 |  |  |  | 88000 | 8597 | 2.9 | 2.5 | 47000 | 6888 | 2 | Non Federally-Regulated | 04/11/1988 |  | 05/11/1988
Carrier Corp. - Syracuse | Arcoaire | RHS150(H,L,S)******TA |  | HSP-A, Single-Package Heat Pum | Heat Pump | 230 | 3 | False |  |  |  | False | Single-Speed | 142000 | 13396 | 10.6 | 10.4 |  |  | 142000 | 13005 | 3.2 | 3.2 |  |  |  | Federally-Regulated Commercial & Industrial Equipment | 10/28/2014 |  | 10/28/2014
Trane U.S. Inc. | American Standard, Inc. | TWA180B300B* | TWE180B300C* | HRCU-A-CB, Split System: Heat | Heat Pump | 230 | 3 |  |  |  | No Match |  | No Match | 180000 | 19148 | 9.4 | 8.5 |  | 10 | 172000 | 16256 | 3.1 | 2.9 | 0 | 0 | 0 | Federally-Regulated Commercial & Industrial Equipment | 10/06/1999 |  | 11/18/1999
International Comfort Products | Kenmore | PH*090N2LA |  | HSP-A, Single-Package Heat Pum | Heat Pump | 460 | 3 |  |  |  | No Match |  | No Match | 91000 | 9784 | 9.3 | 8.9 |  | 10.4 | 90000 | 8508 | 3.1 | 3 | 48000 | 6862 | 2.1 | Federally-Regulated Commercial & Industrial Equipment | 12/14/1998 |  | 08/17/1999
Carrier Corp. - Syracuse | Carrier | 50QD,QH0085 |  | HSP-A, Single-Package Heat Pum | Heat Pump | 208 | 3 |  |  |  | No Match |  | No Match | 87000 | 10500 | 8.3 | 8.2 |  |  | 92000 | 8700 | 3.1 |  | 52000 | 6900 | 2.2 | Non Federally-Regulated | 02/22/1990 |  | 07/31/1992
Rheem Sales Company, Inc. | Addison Products | PHC7.5T-4L |  | HSP-A, Single-Package Heat Pum | Heat Pump | 460 | 3 |  |  |  | No Match |  | No Match | 92000 | 10500 | 8.8 |  |  |  | 94000 | 9160 |  |  | 52000 | 7190 |  | Non Federally-Regulated | 05/11/1988 |  | 03/15/1989
York International | Evcon | BA-10C00*T/W/X***1* |  | HSP-A, Single-Package Heat Pum | Heat Pump | 460 | 3 |  |  |  | No Match |  | No Match | 120000 | 11650 | 10.3 | 8.9 |  | 10 | 113000 | 10346 | 3.2 | 3 | 60000 | 7990 | 2.2 | Federally-Regulated Commercial & Industrial Equipment | 07/19/2001 |  | 02/05/2002
York International | Luxaire | BA-20[E72]***(T,W,X)* |  | HSP-A, Single-Package Heat Pum | Both Heat Pump and Electric Re | 575 | 3 |  |  |  |  | True | Single-Speed | 220000 | 21569 | 10.2 | 8.5 |  | 10.1 | 218000 | 18803 | 3.4 | 2.9 | 130000 | 18154 | 2.1 | Federally-Regulated Commercial & Industrial Equipment | 02/11/2008 |  | 02/24/2011
Trane U.S. Inc. | American Standard, Inc. | WSC090E4*0A |  | HSP-A, Single-Package Heat Pum | Heat Pump | 460 | 3 | False |  |  |  | True | Single-Speed | 89000 | 8018 | 11.1 | 10.8 |  |  | 86000 | 7413 | 3.4 | 3.3 |  |  |  | Federally-Regulated Commercial & Industrial Equipment | 12/12/2012 |  | 08/28/2014
Borg Warner | Luxaire | EAHP-W090A | FBHP-S090A | HRCU-A-CB, Split System: Heat | Heat Pump | 460 | 3 |  |  |  | No Match |  | No Match | 93000 | 10134 | 8.5 | 8.2 |  |  | 103000 | 8710 | 3.5 |  | 59000 | 6263 | 2.8 | Non Federally-Regulated | 06/11/1985 |  | 05/11/1988
Trane U.S. Inc. | American Standard, Inc. | 6C0072A3 | TWE090A-BA | HRCU-A-CB, Split System: Heat | Heat Pump | 200 | 3 |  |  |  | No Match |  | No Match | 72000 | 7500 | 9.6 | 8.9 |  |  | 71000 | 6710 | 3.1 | 3 | 38500 | 4904 | 2.3 | Federally-Regulated Commercial & Industrial Equipment | 01/19/2001 |  | 07/18/2002
Carrier Corp. - Syracuse | Keeprite | RHS090H******** |  | HSP-A, Single-Package Heat Pum | Heat Pump | 208 | 3 | False |  |  |  | False | Single-Speed | 87000 | 7767 | 11.2 | 10.8 |  |  | 86000 | 7413 | 3.4 | 3.3 |  |  |  | Federally-Regulated Commercial & Industrial Equipment | 11/30/2011 |  | 03/02/2012
Goettl | American Best | ABHP 662AT |  | HSP-A, Single-Package Heat Pum | Heat Pump | 230 | 1 |  |  |  | No Match |  | No Match | 66000 | 8000 | 8.3 | 8.2 |  |  | 66000 | 6670 |  |  | 35600 | 5795 |  | Non Federally-Regulated | 03/15/1989 |  | 10/10/1989
Carrier Corp. - Syracuse | ICP Commercial | RHS150(H,L,S)******TA |  | HSP-A, Single-Package Heat Pum | Heat Pump | 230 | 3 | False |  |  |  | False | Single-Speed | 142000 | 13396 | 10.6 | 10.4 |  |  | 142000 | 13005 | 3.2 | 3.2 |  |  |  | Federally-Regulated Commercial & Industrial Equipment | 12/12/2012 |  | 10/28/2014
Carrier Corp. - Syracuse | Airquest | RHS102H******TA |  | HSP-A, Single-Package Heat Pum | Heat Pump | 230 | 3 | False |  |  |  | False | Single-Speed | 99000 | 8608 | 11.5 | 10.8 |  |  | 96000 | 8525 | 3.3 | 3.3 |  |  |  | Federally-Regulated Commercial & Industrial Equipment | 12/12/2012 |  | 10/28/2014
International Comfort Products | Comfortmaker | RYMA10F**** |  | HSP-A, Single-Package Heat Pum | Heat Pump | 460 | 3 |  |  |  | No Match |  | No Match | 123000 | 13516 | 9.1 | 8.9 |  | 9.5 | 123000 | 11625 | 3.1 | 3 | 71000 | 10401 | 2 | Federally-Regulated Commercial & Industrial Equipment | 11/18/1999 |  | 04/13/2000
Carrier Corp. - Syracuse | Day & Night | RHH102(H,L,S)******AA |  | HSP-A, Single-Package Heat Pum | Heat Pump | 230 | 3 | False |  |  |  | True | Single-Speed | 100000 | 8333 | 12 | 10.8 |  |  | 100000 | 8619 | 3.4 | 3.3 |  |  |  | Federally-Regulated Commercial & Industrial Equipment | 10/28/2014 |  | 10/28/2014
Carrier Corp. - Syracuse | Airquest | RHH090(H,L,S)******AA |  | HSP-A, Single-Package Heat Pum | Heat Pump | 575 | 3 | False |  |  |  | True | Single-Speed | 90000 | 7438 | 12.1 | 10.8 |  |  | 84000 | 7033 | 3.5 | 3.3 |  |  |  | Federally-Regulated Commercial & Industrial Equipment | 12/12/2012 |  | 10/28/2014
Trane U.S. Inc. | American Standard, Inc. | WCD120B40*B* |  | HSP-A, Single-Package Heat Pum | Heat Pump | 460 | 3 |  |  |  | No Match |  | No Match | 117000 | 12720 | 9.2 | 8.9 |  | 9.2 | 119000 | 11460 | 3 | 3 | 61000 | 8840 | 2 | Non Federally-Regulated | 04/14/1993 |  | 09/02/1995
Daikin Comfort Technologies Manufacturing, L.P. | Daikin U.S. Corp. | DCH150********A* |  | HSP-A, Single-Package Heat Pum | Both Heat Pump and Electric Re | 230 | 3 | False |  |  |  | False | Single-Speed | 140000 | 13207 | 10.6 | 10.4 |  |  | 142000 | 13005 | 3.2 | 3.2 |  |  |  | Federally-Regulated Commercial & Industrial Equipment | 07/18/2013 |  | 06/02/2015
Rheem Sales Company, Inc. | Tempstar | NCHR15H001B | NEPR15M050A | HRCU-A-CB, Split System: Heat | Heat Pump | 208 | 3 |  |  |  | No Match |  | No Match | 177000 | 21900 | 8.1 | 8.2 |  |  | 177000 | 17280 |  |  | 93000 | 13620 |  | Non Federally-Regulated | 02/22/1990 |  | 07/31/1992
Carrier Corp. - Syracuse | Day & Night | 542EE120030 |  | HSP-A, Single-Package Heat Pum | Heat Pump | 460 | 3 |  |  |  | No Match |  | No Match | 120000 | 14700 | 8.2 | 8.2 |  |  | 120000 | 12200 |  |  | 65000 | 9200 |  | Non Federally-Regulated | 06/11/1985 |  | 05/11/1988
Carrier Corp. | Carrier | 50HJQ012*6*1** | 40RR054 | HSP-A, Single-Package Heat Pum | Heat Pump | 460 | 3 |  |  |  | No Match |  | No Match | 480915 | 59372 | 8.1 | 8.9 |  | 10.4 | 486000 | 9767 | 3.3 | 3 | 64000 | 8929 | 2.1 | Federally-Regulated Commercial & Industrial Equipment | 08/24/1995 |  | 04/07/1996
Trane U.S. Inc. | Trane | 2TWA0072A3 | TWE090A | HRCU-A-CB, Split System: Heat | Heat Pump | 200 | 3 |  |  |  | No Match |  | No Match | 70000 | 6603 | 10.6 | 8.9 |  |  | 64500 | 5558 | 3.4 | 3 | 41000 | 4805 | 2.5 | Federally-Regulated Commercial & Industrial Equipment | 11/19/2002 |  | 06/19/2003
Addison Products | Addison Products | DFH134*4E**** |  | HSP-A, Single-Package Heat Pum | Heat Pump | 460 | 3 |  |  |  | No Match |  | No Match | 124400 | 14000 | 8.9 | 8.9 |  | 9.1 | 123600 | 11700 | 3.1 | 3 | 72000 | 9430 | 2.2 | Federally-Regulated Commercial & Industrial Equipment | 11/03/1994 |  | 04/07/1996
Trane U.S. Inc. | Trane | WCH090A400A |  | HSP-A, Single-Package Heat Pum | Heat Pump | 460 | 3 |  |  |  | No Match |  | No Match | 85000 | 10240 | 8.3 | 8.2 |  |  | 82000 | 8580 |  |  | 39000 | 6010 |  | Non Federally-Regulated | 02/22/1990 |  | 07/31/1992
York International | York | XP150[C,E]***(2,4,5)* |  | HSP-A, Single-Package Heat Pum | Both Heat Pump and Electric Re | 460 | 3 |  |  |  |  | True | Single-Speed | 150000 | 13636 | 11 | 8.5 |  | 11.9 | 144000 | 13196 | 3.2 | 2.9 | 90000 | 11997 | 2.2 | Federally-Regulated Commercial & Industrial Equipment | 01/18/2008 |  | 01/24/2011
McQuay International | McQuay International | DPS007AHHE4**-3 |  | HSP-A, Single-Package Heat Pum | Heat Pump | 460 | 3 | False |  |  |  | True | Variable-Speed | 88000 | 7154 | 12.3 | 10.8 |  |  | 88000 | 6097 | 4.2 | 3.3 |  |  |  | Federally-Regulated Commercial & Industrial Equipment | 03/02/2012 |  | 08/28/2012
McQuay International | McQuay International | DPS010AHHG4**-4 |  | HSP-A, Single-Package Heat Pum | Heat Pump | 460 | 3 | False |  |  |  | True | Variable-Speed | 120000 | 10000 | 12 | 10.8 |  |  | 118000 | 9124 | 3.8 | 3.3 |  |  |  | Federally-Regulated Commercial & Industrial Equipment | 03/02/2012 |  | 08/28/2012
International Comfort Products | Heil | NRHR10LP30B |  | HSP-A, Single-Package Heat Pum | Heat Pump | 460 | 3 |  |  |  | No Match |  | No Match | 120000 | 13483 | 8.9 | 8.9 |  | 10.3 | 126000 | 12309 | 3 | 3 | 67000 | 9350 | 2.1 | Federally-Regulated Commercial & Industrial Equipment | 12/14/1998 |  | 08/17/1999
Carrier Corp. - Syracuse | Carrier Corp. | 50HCQ*12***(5,6,1)A***(G,J,K,M)* |  | HSP-A, Single-Package Heat Pum | Heat Pump | 230 | 3 | False |  |  |  | True | Single-Speed | 119000 | 9674 | 12.3 | 10.8 |  |  | 116000 | 9713 | 3.5 | 3.3 |  |  |  | Federally-Regulated Commercial & Industrial Equipment | 12/12/2012 |  | 04/21/2015
Rheem Sales Company, Inc. | Ruud | UPWB-150CAS* | UHPA-150Z | HRCU-A-CB, Split System: Heat | Heat Pump | 208 | 3 |  |  |  | No Match |  | No Match | 178000 | 21710 | 8.2 | 8.2 |  |  | 176000 | 17190 |  |  | 92000 | 13480 |  | Non Federally-Regulated | 02/22/1990 |  | 07/31/1992
Lennox Industries Inc. | Lennox | HP6-953V-6Y | CB3-95V | HRCU-A-CB, Split System: Heat | Heat Pump | 230 | 3 |  |  |  | No Match |  | No Match | 90000 | 11400 | 7.9 | 7.5 |  |  | 93000 | 9700 |  |  | 52000 | 8100 |  | Non Federally-Regulated | 01/05/1982 |  | 05/16/1984
Carrier Corp. - Syracuse | Keeprite | RHS090(L,S)******TA |  | HSP-A, Single-Package Heat Pum | Heat Pump | 575 | 3 | False |  |  |  | False | Single-Speed | 88000 | 7857 | 11.2 | 10.8 |  |  | 86000 | 7413 | 3.4 | 3.3 |  |  |  | Federally-Regulated Commercial & Industrial Equipment | 12/12/2012 |  | 10/28/2014
Trane U.S. Inc. | American Standard, Inc. | WCH090A400A |  | HSP-A, Single-Package Heat Pum | Heat Pump | 460 | 3 |  |  |  | No Match |  | No Match | 85000 | 10240 | 8.3 |  |  |  | 82000 | 8580 | 2.8 | 2.5 | 39000 | 6010 | 1.9 | Non Federally-Regulated | 08/23/1988 |  | 02/22/1990
Trane U.S. Inc. | Trane | BWA180C3J | BWH180A | HRCU-A-CB, Split System: Heat | Heat Pump | 230 | 3 |  |  |  | No Match |  | No Match | 180000 | 23200 | 7.8 |  |  |  | 180000 | 20000 | 2.6 |  | 100000 | 16200 | 1.8 | Non Federally-Regulated | 05/11/1988 |  | 03/15/1989
Carrier Corp. - Syracuse | Airquest | CHS180(H,L,S)D* | FHS180(M,S,H,L)**A0* | HRCU-A-CB, Split System: Heat | Heat Pump | 230 | 3 |  |  |  |  | True | Single-Speed | 178000 | 16792 | 10.6 | 10.4 |  |  | 178000 | 15343 | 3.4 | 3.2 |  |  |  | Federally-Regulated Commercial & Industrial Equipment | 07/18/2013 |  | 10/28/2014
Carrier Corp. - Syracuse | Arcoaire | RHH(120,121)(H,L,S)******** |  | HSP-A, Single-Package Heat Pum | Heat Pump | 460 | 3 | False |  |  |  | True | Single-Speed | 119000 | 9674 | 12.3 | 10.8 |  |  | 116000 | 9713 | 3.5 | 3.3 |  |  |  | Federally-Regulated Commercial & Industrial Equipment | 11/30/2011 |  | 12/12/2012
Lennox Industries Inc. | Lennox | CHP16-1353-1G |  | HSP-A, Single-Package Heat Pum | Heat Pump | 460 | 3 |  |  |  | No Match |  | No Match | 118000 | 14217 | 8.3 | 8.2 |  |  | 120000 | 12297 |  |  | 64000 | 9872 |  | Non Federally-Regulated | 02/22/1990 |  | 07/31/1992
Borg Warner | Moncrief | EAHP-W120A | FBHP-S120A | HRCU-A-CB, Split System: Heat | Heat Pump | 460 | 3 |  |  |  | No Match |  | No Match | 119000 | 13140 | 8.2 | 8.2 |  |  | 129000 | 11080 | 3.4 |  | 76000 | 8040 | 2.8 | Non Federally-Regulated | 06/11/1985 |  | 05/11/1988
Trane U.S. Inc. | Trane | BWC120C300J |  | HSP-A, Single-Package Heat Pum | Heat Pump | 230 | 3 |  |  |  | No Match |  | No Match | 119000 | 14300 | 8.3 | 8.2 |  |  | 118000 | 11900 |  |  | 58000 | 8750 |  | Non Federally-Regulated | 02/22/1990 |  | 07/31/1992
Carrier Corp. - Syracuse | Carrier Corp. | 50TCQ*12***(5,6,1)A* |  | HSP-A, Single-Package Heat Pum | Heat Pump | 230 | 3 | False |  |  |  | False | Single-Speed | 116000 | 10545 | 11 | 10.8 |  |  | 116000 | 9999 | 3.4 | 3.3 |  |  |  | Federally-Regulated Commercial & Industrial Equipment | 11/30/2011 |  | 12/12/2012
Daikin Comfort Technologies Manufacturing, L.P. | Daikin U.S. Corp. | DCH150********A* |  | HSP-A, Single-Package Heat Pum | Both Heat Pump and Electric Re | 460 | 3 | False |  |  |  | False | Single-Speed | 140000 | 13207 | 10.6 | 10.4 |  |  | 142000 | 13005 | 3.2 | 3.2 |  |  |  | Federally-Regulated Commercial & Industrial Equipment | 07/18/2013 |  | 06/02/2015
Carrier Corp. - Syracuse | Comfortmaker | RHH090(H,L,S)******TA |  | HSP-A, Single-Package Heat Pum | Heat Pump | 208 | 3 | False |  |  |  | True | Single-Speed | 90000 | 7438 | 12.1 | 10.8 |  |  | 84000 | 7033 | 3.5 | 3.3 |  |  |  | Federally-Regulated Commercial & Industrial Equipment | 12/12/2012 |  | 10/28/2014
Trane U.S. Inc. | General Electric | BWC120F3F |  | HSP-A, Single-Package Heat Pum | Heat Pump | 230 | 3 |  |  |  | No Match |  | No Match | 118000 | 14300 | 8.3 | 8.2 |  |  | 118000 | 11900 |  |  | 62500 | 8750 |  | Non Federally-Regulated | 05/16/1984 |  | 06/11/1985
Rheem Sales Company, Inc. | Heil Quaker | NRHR10LP00B |  | HSP-A, Single-Package Heat Pum | Heat Pump | 460 | 3 |  |  |  | No Match |  | No Match | 116000 | 14150 | 8.2 | 8.2 |  |  | 118000 | 12350 |  |  | 60000 | 8790 | 2 | Non Federally-Regulated | 08/29/1986 |  | 05/11/1988
Rheem Sales Company, Inc. | Rheem | RPWA-075CAS | RHPA-075EA | HRCU-A-CB, Split System: Heat | Heat Pump | 208 | 3 |  |  |  | No Match |  | No Match | 90000 | 11500 | 7.8 | 7.5 |  |  | 90000 | 9100 |  |  | 51000 | 7200 |  | Non Federally-Regulated | 09/08/1982 |  | 05/16/1984
Carrier Corp. - Syracuse | Keeprite | RHH102(H,L,S)******TA |  | HSP-A, Single-Package Heat Pum | Heat Pump | 208 | 3 | False |  |  |  | True | Single-Speed | 100000 | 8333 | 12 | 10.8 |  |  | 100000 | 8619 | 3.4 | 3.3 |  |  |  | Federally-Regulated Commercial & Industrial Equipment | 12/12/2012 |  | 10/28/2014
York International | York | BP120C00A2/4/5***** |  | HSP-A, Single-Package Heat Pum | Heat Pump | 575 | 3 |  |  |  | No Match |  | No Match | 120000 | 11650 | 10.3 | 8.9 |  | 10 | 113000 | 10346 | 3.2 | 3 | 60000 | 7990 | 2.2 | Federally-Regulated Commercial & Industrial Equipment | 05/21/2002 |  | 07/18/2002
Trane U.S. Inc. | Trane | TWA240B400A | TWE240B400A | HRCU-A-CB, Split System: Heat | Heat Pump | 460 | 3 |  |  |  | No Match |  | No Match | 234000 | 27530 | 8.5 | 8.2 |  |  | 234000 | 22860 |  |  | 122000 | 17880 |  | Non Federally-Regulated | 10/10/1989 |  | 02/22/1990
Rheem Sales Company, Inc. | Rheem | RPWB-100DAS* | RHPA-100Z | HRCU-A-CB, Split System: Heat | Heat Pump | 460 | 3 |  |  |  | No Match |  | No Match | 118000 | 14390 | 8.2 | 8.2 |  |  | 118000 | 12350 |  |  | 60000 | 8790 | 2 | Non Federally-Regulated | 02/22/1990 |  | 09/17/1991
York International | Luxaire | BAHT-T120A |  | HSP-A, Single-Package Heat Pum | Heat Pump | 230 | 3 |  |  |  | No Match |  | No Match | 121000 | 14578 | 8.3 |  |  |  | 126000 | 13189 |  |  | 76000 | 9685 |  | Non Federally-Regulated | 05/11/1988 |  | 03/15/1989
International Comfort Products | Airquest | NRHR10LP30B |  | HSP-A, Single-Package Heat Pum | Heat Pump | 460 | 3 |  |  |  | No Match |  | No Match | 120000 | 13483 | 8.9 | 8.9 |  | 10.3 | 126000 | 12309 | 3 | 3 | 67000 | 9350 | 2.1 | Federally-Regulated Commercial & Industrial Equipment | 03/31/1998 |  | 05/09/1998
Carrier Corp. - Syracuse | Arcoaire | CHS180(H,L,S)D* | FHS180(M,S,H,L)**A2* | HRCU-A-CB, Split System: Heat | Heat Pump | 460 | 3 |  |  |  |  | True | Single-Speed | 178000 | 16792 | 10.6 | 10.4 |  |  | 178000 | 15343 | 3.4 | 3.2 |  |  |  | Federally-Regulated Commercial & Industrial Equipment | 07/18/2013 |  | 10/28/2014
Compu-Aire | Compu-Aire | CASH-734 |  | HSP-A, Single-Package Heat Pum | Heat Pump | 460 | 3 |  |  |  | No Match |  | No Match | 83500 | 9940 | 8.4 | 8.2 |  |  | 81500 | 8050 |  |  | 50300 | 7360 |  | Non Federally-Regulated | 10/10/1989 |  | 07/31/1992
Trane U.S. Inc. | Trane | WCD150B30*E* |  | HSP-A, Single-Package Heat Pum | Heat Pump | 208 | 3 |  |  |  | No Match |  | No Match | 146000 | 16043 | 9.1 | 8.5 |  | 8.7 | 136000 | 13282 | 3 | 2.9 | 72000 | 10045 | 2.1 | Federally-Regulated Commercial & Industrial Equipment | 11/18/1999 |  | 11/21/2001
Carrier Corp. - Syracuse | ICP Commercial | RHH072(H,L,S)0******A |  | HSP-A, Single-Package Heat Pum | Heat Pump | 575 | 3 | False |  |  |  | True | Single-Speed | 72000 | 6000 | 12 | 10.8 |  |  | 70000 | 6033 | 3.4 | 3.3 |  |  |  | Federally-Regulated Commercial & Industrial Equipment | 03/10/2011 |  | 04/19/2013
York International | York | BP072[C,E]***(2,4,5)* |  | HSP-A, Single-Package Heat Pum | Both Heat Pump and Electric Re | 575 | 3 |  |  |  |  | True | Single-Speed | 68000 | 6667 | 10.2 | 8.9 |  | 0 | 69000 | 6323 | 3.2 | 3 | 43000 | 5732 | 2.2 | Federally-Regulated Commercial & Industrial Equipment | 01/18/2008 |  | 01/24/2011
Carrier Corp. - Syracuse | Day & Night | RHS072(H,L,S)******** |  | HSP-A, Single-Package Heat Pum | Heat Pump | 208 | 3 | False |  |  |  | False | Single-Speed | 70000 | 6306 | 11.1 | 10.8 |  |  | 67000 | 5950 | 3.3 | 3.3 |  |  |  | Federally-Regulated Commercial & Industrial Equipment | 11/30/2011 |  | 10/28/2014
Trane U.S. Inc. | American Standard, Inc. | WCD120B40*E* |  | HSP-A, Single-Package Heat Pum | Heat Pump | 460 | 3 |  |  |  | No Match |  | No Match | 117000 | 12717 | 9.2 | 8.9 |  | 9.2 | 119000 | 11472 | 3 | 3 | 61000 | 8850 | 2 | Federally-Regulated Commercial & Industrial Equipment | 02/03/1998 |  | 03/31/1998
Rheem Sales Company, Inc. | Ruud | UPWA-200C | UHPA-200G5 | HRCU-A-CB, Split System: Heat | Heat Pump | 230 | 3 |  |  |  | No Match |  | No Match | 237300 | 29300 | 8.1 | 7.5 |  |  | 230250 | 24085 |  |  | 141700 | 21850 |  | Non Federally-Regulated | 01/05/1982 |  | 09/08/1982
Carrier Corp. | Carrier | 38AQ0286 | 40RR028 | HRCU-A-CB, Split System: Heat | Heat Pump | 460 | 3 |  |  |  | No Match |  | No Match | 257345 | 32168 | 8 |  |  | 8.6 | 280000 | 30376 | 2.7 |  | 150000 | 21968 | 2 | Voluntarily Certified | 01/23/1988 |  | 03/08/1996
Trane U.S. Inc. | Trane | WCH180B30*E* |  | HSP-A, Single-Package Heat Pum | Heat Pump | 230 | 3 |  |  |  | No Match |  | No Match | 176000 | 18924 | 9.3 | 8.5 |  | 8.9 | 160000 | 15626 | 3 | 2.9 | 82000 | 12012 | 2 | Federally-Regulated Commercial & Industrial Equipment | 11/18/1999 |  | 11/21/2001
Carrier Corp. - Syracuse | Carrier Corp. | 50TCQ*08***(6,1)A***(G,J,K,M)* |  | HSP-A, Single-Package Heat Pum | Heat Pump | 460 | 3 | False |  |  |  | False | Single-Speed | 88000 | 7857 | 11.2 | 10.8 |  |  | 86000 | 7413 | 3.4 | 3.3 |  |  |  | Federally-Regulated Commercial & Industrial Equipment | 12/12/2012 |  | 10/28/2014
Carrier Corp. - Syracuse | ICP Commercial | RHS090(L,S)******AA |  | HSP-A, Single-Package Heat Pum | Heat Pump | 575 | 3 | False |  |  |  | False | Single-Speed | 88000 | 7857 | 11.2 | 10.8 |  |  | 86000 | 7413 | 3.4 | 3.3 |  |  |  | Federally-Regulated Commercial & Industrial Equipment | 12/12/2012 |  | 10/28/2014
Rheem Sales Company, Inc. | Weatherking | PHC7.5T-4L |  | HSP-A, Single-Package Heat Pum | Heat Pump | 460 | 3 |  |  |  | No Match |  | No Match | 92000 | 10500 | 8.8 | 8.3 |  |  | 94000 | 9160 | 2.9 | 2.8 | 52000 | 7190 | 2 | Non Federally-Regulated | 09/17/1991 |  | 07/27/1992
International Comfort Products | Arcoaire | RYMA75H**** |  | HSP-A, Single-Package Heat Pum | Heat Pump | 208 | 3 |  |  |  | No Match |  | No Match | 91000 | 9784 | 9.3 | 8.9 |  | 10.4 | 90000 | 8508 | 3.1 | 3 | 48000 | 6862 | 2.1 | Federally-Regulated Commercial & Industrial Equipment | 03/31/1998 |  | 05/09/1998
Goettl | American Best | HPC1201E-4 |  | HSP-A, Single-Package Heat Pum | Heat Pump | 460 | 3 |  |  |  | No Match |  | No Match | 120000 | 11428 | 10.5 | 8.9 |  |  | 119000 | 10565 | 3.3 | 3 | 70000 | 9766 | 2.1 | Federally-Regulated Commercial & Industrial Equipment | 11/18/1999 |  | 04/13/2000
Rheem Sales Company, Inc. | Rheem | RPWB-150CAS | RHPA-150E | HRCU-A-CB, Split System: Heat | Heat Pump | 208 | 3 |  |  |  | No Match |  | No Match | 178000 | 21710 | 8.2 |  |  |  | 176000 | 17190 |  |  | 92000 | 13480 |  | Non Federally-Regulated | 06/11/1985 |  | 05/11/1988
Trane U.S. Inc. | Trane Unitary Products Group | TWA090D4**A* | TWE090D1**A* | HRCU-A-CB, Split System: Heat | Heat Pump | 460 | 3 |  |  |  |  | True | Single-Speed | 90000 | 8181 | 11 | 10.8 |  |  | 82000 | 7282 | 3.3 | 3.3 |  |  |  | Federally-Regulated Commercial & Industrial Equipment | 06/14/2011 |  | 04/21/2014
York International | York | XP090[C,E]***(2,4,5)* |  | HSP-A, Single-Package Heat Pum | Both Heat Pump and Electric Re | 230 | 3 |  |  |  |  | True | Single-Speed | 92000 | 8364 | 11 | 8.9 |  | 12.4 | 92000 | 7708 | 3.5 | 3 | 55000 | 7013 | 2.3 | Federally-Regulated Commercial & Industrial Equipment | 01/18/2008 |  | 07/16/2009
York International | Evcon | BA-06[C,E]***(T,W,X)* |  | HSP-A, Single-Package Heat Pum | Both Heat Pump and Electric Re | 230 | 3 |  |  |  |  | False | Single-Speed | 78000 | 7647 | 10.2 | 8.9 |  | 0 | 69000 | 6323 | 3.2 | 3 | 43000 | 5732 | 2.2 | Federally-Regulated Commercial & Industrial Equipment | 01/18/2008 |  | 02/24/2011
Trane U.S. Inc. | American Standard, Inc. | WCH090C30*B* |  | HSP-A, Single-Package Heat Pum | Heat Pump | 230 | 3 |  |  |  | No Match |  | No Match | 87000 | 9775 | 8.9 | 8.9 |  |  | 86000 | 8399 | 3 | 3 | 43000 | 6299 | 2 | Federally-Regulated Commercial & Industrial Equipment | 05/22/2000 |  | 07/18/2002
Carrier Corp. - Syracuse | Carrier | 38AQ0165 + 38AQ0165 | 40RR034 | HRCU-A-CB, Split System: Heat | Heat Pump | 230 | 3 |  |  |  | No Match |  | No Match | 316512 | 40828 | 7.8 |  |  |  | 339600 | 34888 |  |  | 194998 | 27708 |  | Non Federally-Regulated | 05/11/1988 |  | 03/15/1989
York International | York | BP180[E18,E36]***(2,4,5)* |  | HSP-A, Single-Package Heat Pum | Both Heat Pump and Electric Re | 208 | 3 |  |  |  |  | True | Single-Speed | 164000 | 16566 | 9.9 | 8.5 |  | 9.5 | 172000 | 15762 | 3.2 | 2.9 | 102000 | 14244 | 2.1 | Federally-Regulated Commercial & Industrial Equipment | 01/18/2008 |  | 02/24/2011
Carrier Corp. - Syracuse | Heil | RHS(120,121)(H,L,S)******** |  | HSP-A, Single-Package Heat Pum | Heat Pump | 575 | 3 | False |  |  |  | False | Single-Speed | 116000 | 10545 | 11 | 10.8 |  |  | 116000 | 9999 | 3.4 | 3.3 |  |  |  | Federally-Regulated Commercial & Industrial Equipment | 11/30/2011 |  | 12/12/2012
Carrier Corp. - Syracuse | Heil | RHS(181,183)(H,L,S)******AA |  | HSP-A, Single-Package Heat Pum | Heat Pump | 575 | 3 | False |  |  |  | True | Single-Speed | 172000 | 15925 | 10.8 | 10.4 |  |  | 220000 | 19538 | 3.3 | 3.2 |  |  |  | Federally-Regulated Commercial & Industrial Equipment | 12/12/2012 |  | 05/09/2013
York International | Luxaire | BADF-(T/W)120N*** |  | HSP-A, Single-Package Heat Pum | Heat Pump | 208 | 3 |  |  |  | No Match |  | No Match | 118000 | 13111 | 9 | 8.9 |  |  | 116000 | 11329 | 3 | 3 | 70000 | 10254 | 2 | Federally-Regulated Commercial & Industrial Equipment | 05/22/2000 |  | 01/18/2008
McQuay International | McQuay International | DPS007AHHW2**-3 |  | HSP-A, Single-Package Heat Pum | Heat Pump | 208 | 3 | False |  |  |  | True | Variable-Speed | 88000 | 7154 | 12.3 | 10.8 |  |  | 88000 | 6097 | 4.2 | 3.3 |  |  |  | Federally-Regulated Commercial & Industrial Equipment | 03/02/2012 |  | 08/28/2012
International Comfort Products | Kenmore | PH*120N2HA |  | HSP-A, Single-Package Heat Pum | Heat Pump | 208 | 3 |  |  |  | No Match |  | No Match | 123000 | 13516 | 9.1 | 8.9 |  | 9.5 | 123000 | 11628 | 3.1 | 3 | 71000 | 10404 | 2 | Federally-Regulated Commercial & Industrial Equipment | 12/14/1998 |  | 08/17/1999
Trane U.S. Inc. | Trane | TWA120A400A | TWE120A400A | HRCU-A-CB, Split System: Heat | Heat Pump | 460 | 3 |  |  |  | No Match |  | No Match | 119000 | 13680 | 8.7 | 8.2 |  |  | 120000 | 11720 |  |  | 64000 | 8530 |  | Non Federally-Regulated | 02/22/1990 |  | 07/31/1992
Carrier Corp. - Syracuse | Airquest | RHH090(H,L,S)******TA |  | HSP-A, Single-Package Heat Pum | Heat Pump | 230 | 3 | False |  |  |  | True | Single-Speed | 90000 | 7438 | 12.1 | 10.8 |  |  | 84000 | 7033 | 3.5 | 3.3 |  |  |  | Federally-Regulated Commercial & Industrial Equipment | 10/28/2014 |  | 10/28/2014
Carrier Corp. - Syracuse | Carrier | 38AQ0285 | BPCB-C10*-A*A | HRCU-A-CB, Split System: Heat | Heat Pump | 230 | 3 |  |  |  | No Match |  | No Match | 257345 | 32168 | 8.3 | 8.2 |  |  | 280000 | 30376 |  |  | 70000 | 9550 |  | Non Federally-Regulated | 09/08/1982 |  | 06/11/1985
Trane U.S. Inc. | Trane | WCH120A400A |  | HSP-A, Single-Package Heat Pum | Heat Pump | 460 | 3 |  |  |  | No Match |  | No Match | 116000 | 12890 | 9 | 8.3 |  | 9.2 | 116000 | 11710 | 2.9 | 2.8 | 60000 | 8960 | 2 | Non Federally-Regulated | 03/29/1991 |  | 07/31/1992
Trane U.S. Inc. | Trane | TWA090A300E* | TWE090A300D* | HRCU-A-CB, Split System: Heat | Heat Pump | 230 | 3 |  |  |  | No Match |  | No Match | 89000 | 8811 | 10.1 | 8.9 |  |  | 87000 | 7724 | 3.3 | 3 | 54000 | 6592 | 2.4 | Federally-Regulated Commercial & Industrial Equipment | 07/31/2002 |  | 06/19/2003
Carrier Corp. - Syracuse | Arcoaire | CHS091(H,L,S)A* | FHS091(M,S,K)A*A* | HRCU-A-CB, Split System: Heat | Heat Pump | 230 | 3 |  |  |  |  | True | Single-Speed | 89000 | 8090 | 11 | 10.8 |  |  | 87000 | 7727 | 3.3 | 3.3 |  |  |  | Federally-Regulated Commercial & Industrial Equipment | 03/10/2011 |  | 12/12/2012
Carrier Corp. - Syracuse | Carrier | 50HJQ012--52/62 |  | HSP-A, Single-Package Heat Pum | Heat Pump | 460 | 3 |  |  |  | No Match |  | No Match | 115000 | 11386 | 10.1 | 8.9 |  | 10.4 | 110000 | 9766 | 3.3 | 3 | 58000 | 8944 | 1.9 | Federally-Regulated Commercial & Industrial Equipment | 02/06/2002 |  | 07/18/2002
Carrier Corp. - Syracuse | Carrier | 50TJQ01250/60 | BWV240B | HSP-A, Single-Package Heat Pum | Heat Pump | 460 | 3 |  |  |  | No Match |  | No Match | 240000 | 29200 | 9 | 8.9 |  | 9 | 236000 | 9926 | 3.1 | 3 | 53000 | 8726 | 1.8 | Federally-Regulated Commercial & Industrial Equipment | 02/03/1998 |  | 03/31/1998
Carrier Corp. - Syracuse | Carrier Corp. | 50TCQ*17***(5,6,1)C***(G,J,K,M)* |  | HSP-A, Single-Package Heat Pum | Heat Pump | 575 | 3 | False |  |  |  | True | Single-Speed | 172000 | 15925 | 10.8 | 10.4 |  |  | 220000 | 19538 | 3.3 | 3.2 |  |  |  | Federally-Regulated Commercial & Industrial Equipment | 01/09/2014 |  | 10/28/2014
Carrier Corp. - Syracuse | ICP Commercial | RHH102(H,L,S)******AA |  | HSP-A, Single-Package Heat Pum | Heat Pump | 230 | 3 | False |  |  |  | True | Single-Speed | 100000 | 8333 | 12 | 10.8 |  |  | 100000 | 8619 | 3.4 | 3.3 |  |  |  | Federally-Regulated Commercial & Industrial Equipment | 12/12/2012 |  | 10/28/2014
Carrier Corp. - Syracuse | Keeprite | RHH(120,121)(H,L,S)******AA |  | HSP-A, Single-Package Heat Pum | Heat Pump | 575 | 3 | False |  |  |  | True | Single-Speed | 119000 | 9674 | 12.3 | 10.8 |  |  | 116000 | 9713 | 3.5 | 3.3 |  |  |  | Federally-Regulated Commercial & Industrial Equipment | 12/12/2012 |  | 10/28/2014
Trane U.S. Inc. | American Standard, Inc. | WCD075C30*B* |  | HSP-A, Single-Package Heat Pum | Heat Pump | 208 | 3 |  |  |  | No Match |  | No Match | 71000 | 7977 | 8.9 | 8.9 |  |  | 71000 | 6934 | 3 | 3 | 35000 | 5127 | 2 | Federally-Regulated Commercial & Industrial Equipment | 11/18/1999 |  | 04/13/2000
GE Appliances, a Haier company | General Electric | BWC090C2 |  | HSP-A, Single-Package Heat Pum | Heat Pump | 200 | 3 |  |  |  | No Match |  | No Match | 90000 | 11500 | 7.8 | 7.5 |  |  | 90000 | 10000 | 2.6 |  | 50000 | 7700 |  | Non Federally-Regulated | 01/05/1982 |  | 09/03/2015
Daikin Comfort Technologies Manufacturing, L.P. | Goodman | CPH150XXX*BXXX |  | HSP-A, Single-Package Heat Pum | Heat Pump | 575 | 3 |  |  |  |  | False | Single-Speed | 146000 | 13519 | 10.8 | 8.5 |  |  | 150000 | 13746 | 3.2 | 2.9 |  |  |  | Federally-Regulated Commercial & Industrial Equipment | 11/25/2009 |  | 04/19/2013
Rheem Sales Company, Inc. | Tempstar | NCHR10H001C | NEMR10M030A | HRCU-A-CB, Split System: Heat | Heat Pump | 208 | 3 |  |  |  | No Match |  | No Match | 122000 | 13562 | 9 | 8.9 |  |  | 123000 | 11541 | 3.1 | 3 | 68000 | 9360 | 2.1 | Non Federally-Regulated | 03/22/1993 |  | 09/02/1995
Carrier Corp. - Syracuse | Tempstar | RHS(181,183)(H,L,S)******AC |  | HSP-A, Single-Package Heat Pum | Heat Pump | 230 | 3 | False |  |  |  | True | Single-Speed | 172000 | 15925 | 10.8 | 10.4 |  |  | 166000 | 14742 | 3.3 | 3.2 |  |  |  | Federally-Regulated Commercial & Industrial Equipment | 10/28/2014 |  | 10/28/2014
Carrier Corp. - Syracuse | Bryant Air Conditioning | 548FPX/FEX090-AA |  | HSP-A, Single-Package Heat Pum | Heat Pump | 230 | 3 |  |  |  | No Match |  | No Match | 86000 | 9555 | 9 | 8.9 |  | 9.3 | 78000 | 7617 | 3 | 3 | 36000 | 6592 | 1.6 | Federally-Regulated Commercial & Industrial Equipment | 02/06/2002 |  | 07/18/2002
York International | Fraser Johnston | BA-A6[C,E]***(T,W,X)* |  | HSP-A, Single-Package Heat Pum | Both Heat Pump and Electric Re | 230 | 3 |  |  |  |  | True | Single-Speed | 68000 | 6667 | 10.2 | 8.9 |  | 0 | 69000 | 6323 | 3.2 | 3 | 43000 | 5732 | 2.2 | Federally-Regulated Commercial & Industrial Equipment | 01/18/2008 |  | 01/24/2011
York International | Johnson Controls | J12PCC00A*(2,4,5)***** | J15NCC00*(5,6)****** | HRCU-A-CB, Split System: Heat | Heat Pump | 460 | 3 |  |  |  |  | True | Single-Speed | 180000 | 16981 | 10.6 | 8.5 |  |  | 168000 | 14929 | 3.3 | 2.9 |  |  |  | Federally-Regulated Commercial & Industrial Equipment | 07/16/2009 |  | 12/12/2012
Carrier Corp. - Syracuse | Arcoaire | RHH(120,121)(H,L,S)******AA |  | HSP-A, Single-Package Heat Pum | Heat Pump | 575 | 3 | False |  |  |  | True | Single-Speed | 119000 | 9674 | 12.3 | 10.8 |  |  | 116000 | 9713 | 3.5 | 3.3 |  |  |  | Federally-Regulated Commercial & Industrial Equipment | 12/12/2012 |  | 10/28/2014
Trane U.S. Inc. | Trane | TWA120A300E* | TWE120A300D* | HRCU-A-CB, Split System: Heat | Heat Pump | 208 | 3 |  |  |  | No Match |  | No Match | 120000 | 11881 | 10.1 | 8.9 |  |  | 122000 | 11170 | 3.2 | 3 | 80000 | 9766 | 2.4 | Federally-Regulated Commercial & Industrial Equipment | 07/19/2001 |  | 07/18/2002
Rheem Sales Company, Inc. | Rheem | RPWA-075CAS | RHPA-075G | HRCU-A-CB, Split System: Heat | Heat Pump | 230 | 3 |  |  |  | No Match |  | No Match | 90000 | 11250 | 8 | 8.2 |  |  | 90000 | 8790 |  |  | 51000 | 6890 |  | Non Federally-Regulated | 06/11/1985 |  | 05/11/1988
York International | Luxaire | EASE-T,W,X240 | FAHP-N240 | HRCU-A-CB, Split System: Heat | Heat Pump | 208 | 3 |  |  |  |  | True | Single-Speed | 214000 | 24884 | 8.6 | 8.5 |  | 9.6 | 218000 | 22045 | 2.9 | 2.9 | 138000 | 19271 | 2.1 | Federally-Regulated Commercial & Industrial Equipment | 01/18/2008 |  | 02/24/2011
Trane U.S. Inc. | American Standard, Inc. | WCH150B30*E* |  | HSP-A, Single-Package Heat Pum | Heat Pump | 230 | 3 |  |  |  | No Match |  | No Match | 146000 | 15531 | 9.4 | 8.5 |  | 9.7 | 132000 | 13340 | 2.9 | 2.9 | 72000 | 10550 | 2 | Federally-Regulated Commercial & Industrial Equipment | 10/24/1997 |  | 03/31/1998
Carrier Corp. - Syracuse | Tempstar | CHS180(H,L,S)D* | FHS180(M,S,H,L)**A2* | HRCU-A-CB, Split System: Heat | Heat Pump | 460 | 3 |  |  |  |  | True | Single-Speed | 178000 | 16792 | 10.6 | 10.4 |  |  | 178000 | 15343 | 3.4 | 3.2 |  |  |  | Federally-Regulated Commercial & Industrial Equipment | 07/18/2013 |  | 10/28/2014
Carrier Corp. - Syracuse | Comfortmaker | RHH090(H,L,S)******AA |  | HSP-A, Single-Package Heat Pum | Heat Pump | 575 | 3 | False |  |  |  | True | Single-Speed | 90000 | 7438 | 12.1 | 10.8 |  |  | 84000 | 7033 | 3.5 | 3.3 |  |  |  | Federally-Regulated Commercial & Industrial Equipment | 10/28/2014 |  | 10/28/2014
Carrier Corp. - Syracuse | Keeprite | RHS(181,183)(H,L,S)******TA |  | HSP-A, Single-Package Heat Pum | Heat Pump | 575 | 3 | False |  |  |  | True | Single-Speed | 172000 | 15925 | 10.8 | 10.4 |  |  | 220000 | 19538 | 3.3 | 3.2 |  |  |  | Federally-Regulated Commercial & Industrial Equipment | 05/09/2013 |  | 08/28/2014
Rheem Sales Company, Inc. | Maratherm | NRHR92LP15A |  | HSP-A, Single-Package Heat Pum | Heat Pump | 460 | 3 |  |  |  | No Match |  | No Match | 92000 | 10500 | 8.8 |  |  |  | 94000 | 9160 | 2.9 | 2.5 | 52000 | 7190 | 2 | Non Federally-Regulated | 08/23/1990 |  | 07/27/1992
Carrier Corp. - Syracuse | ICP Commercial | RHH(120,121)(H,L,S)******** |  | HSP-A, Single-Package Heat Pum | Heat Pump | 208 | 3 | False |  |  |  | True | Single-Speed | 119000 | 9674 | 12.3 | 10.8 |  |  | 116000 | 9713 | 3.5 | 3.3 |  |  |  | Federally-Regulated Commercial & Industrial Equipment | 11/30/2011 |  | 12/12/2012
Carrier Corp. - Syracuse | Airquest | CHS121(H,L,S)A* | FHS120(M,S)**A0* | HRCU-A-CB, Split System: Heat | Heat Pump | 575 | 3 |  |  |  |  | True | Single-Speed | 112000 | 10181 | 11 | 10.8 |  |  | 106000 | 9413 | 3.3 | 3.3 |  |  |  | Federally-Regulated Commercial & Industrial Equipment | 07/18/2013 |  | 10/28/2014
Carrier Corp. - Syracuse | Carrier | 38AQ0285 | 40RR028 | HRCU-A-CB, Split System: Heat | Heat Pump | 230 | 3 |  |  |  | No Match |  | No Match | 257345 | 32168 | 8 |  |  |  | 280000 | 30376 |  |  | 150000 | 21968 |  | Non Federally-Regulated | 06/11/1985 |  | 05/11/1988
York International | Coleman | BA-20[E72]***(T,W,X)* |  | HSP-A, Single-Package Heat Pum | Both Heat Pump and Electric Re | 208 | 3 |  |  |  |  | True | Single-Speed | 220000 | 21569 | 10.2 | 8.5 |  | 10.1 | 218000 | 18803 | 3.4 | 2.9 | 130000 | 18154 | 2.1 | Federally-Regulated Commercial & Industrial Equipment | 02/11/2008 |  | 02/24/2011
York International | Coleman | PH240C00A*(2,4,5)***** | NH240C00*(5,6)****** | HRCU-A-CB, Split System: Heat | Heat Pump | 208 | 3 |  |  |  |  | True | Single-Speed | 238000 | 22453 | 10.6 | 8.5 |  |  | 216000 | 19195 | 3.3 | 2.9 |  |  |  | Federally-Regulated Commercial & Industrial Equipment | 07/16/2009 |  | 06/14/2011
York International | York | B3CH120A25/46 |  | HSP-A, Single-Package Heat Pum | Heat Pump | 460 | 3 |  |  |  | No Match |  | No Match | 118000 | 13111 | 9 | 8.9 |  | 9.6 | 116000 | 11332 | 3 | 3 | 70000 | 10257 | 2 | Federally-Regulated Commercial & Industrial Equipment | 10/02/1998 |  | 08/17/1999
Trane U.S. Inc. | Trane | TWA180B300D* | TWE180B300C* | HRCU-A-CB, Split System: Heat | Heat Pump | 208 | 3 |  |  |  | No Match |  | No Match | 176000 | 17425 | 10.1 | 8.5 |  | 12.1 | 168000 | 16407 | 3 | 2.9 | 107000 | 13630 | 2.3 | Federally-Regulated Commercial & Industrial Equipment | 05/22/2000 |  | 06/01/2001
Carrier Corp. - Syracuse | Day & Night | 542EE120016 |  | HSP-A, Single-Package Heat Pum | Heat Pump | 460 | 3 |  |  |  | No Match |  | No Match | 120000 | 14700 | 8.2 |  |  |  | 120000 | 12200 |  |  | 65000 | 9200 |  | Non Federally-Regulated | 05/11/1988 |  | 03/15/1989
York International | Evcon | EF-07C00A(T/W)AAA1A | FF-07C00S00AAA1A | HRCU-A-CB, Split System: Heat | Heat Pump | 208 | 3 |  |  |  | No Match |  | No Match | 90000 | 8411 | 10.7 | 8.9 |  |  | 88000 | 8057 | 3.2 | 3 | 56500 | 7197 | 2.3 | Federally-Regulated Commercial & Industrial Equipment | 05/21/2002 |  | 07/18/2002
Carrier Corp. - Syracuse | Airquest | RHS072(H,L,S)******** |  | HSP-A, Single-Package Heat Pum | Heat Pump | 230 | 3 | False |  |  |  | False | Single-Speed | 70000 | 6306 | 11.1 | 10.8 |  |  | 67000 | 5950 | 3.3 | 3.3 |  |  |  | Federally-Regulated Commercial & Industrial Equipment | 10/28/2014 |  | 10/28/2014
Carrier Corp. - Syracuse | Carrier | 50TFQ00750/60 |  | HSP-A, Single-Package Heat Pum | Heat Pump | 208 | 3 |  |  |  | No Match |  | No Match | 70000 | 7777 | 9 | 8.9 |  |  | 72000 | 6592 | 3.2 | 3 | 38000 | 5859 | 1.9 | Federally-Regulated Commercial & Industrial Equipment | 09/21/2000 |  | 07/18/2002
York International | Luxaire | EASE-T090A | FCHP-S090A | HRCU-A-CB, Split System: Heat | Heat Pump | 230 | 3 |  |  |  | No Match |  | No Match | 91000 | 9891 | 9.2 | 8.9 |  |  | 84000 | 8200 | 3 | 3 | 51000 | 5333 | 2.8 | Non Federally-Regulated | 04/02/1993 |  | 09/02/1995
Daikin Comfort Technologies Manufacturing, L.P. | Daikin U.S. Corp. | DCH120****V***A* |  | HSP-A, Single-Package Heat Pum | Both Heat Pump and Electric Re | 575 | 3 | False |  |  |  | False | Single-Speed | 116000 | 10265 | 11.3 | 10.8 |  |  | 120000 | 10343 | 3.4 | 3.3 |  |  |  | Federally-Regulated Commercial & Industrial Equipment | 07/18/2013 |  | 01/09/2014
York International | Coleman | BA-12[C,E]***(T,W,X)* |  | HSP-A, Single-Package Heat Pum | Both Heat Pump and Electric Re | 208 | 3 |  |  |  |  | False | Single-Speed | 144000 | 15484 | 9.3 | 8.5 |  | 9.7 | 142000 | 13433 | 3.1 | 2.9 | 91000 | 12708 | 2.1 | Federally-Regulated Commercial & Industrial Equipment | 01/18/2008 |  | 02/24/2011
McQuay International | McQuay International | DPS012AHHW2*C-4 |  | HSP-A, Single-Package Heat Pum | Heat Pump | 230 | 3 | False |  |  |  | True | Variable-Speed | 144000 | 12307 | 11.7 | 10.4 |  |  | 134000 | 11793 | 3.3 | 3.2 |  |  |  | Federally-Regulated Commercial & Industrial Equipment | 08/28/2012 |  | 04/19/2013
Rheem Sales Company, Inc. | Whirlpool | NRHR10HP00B |  | HSP-A, Single-Package Heat Pum | Heat Pump | 230 | 3 |  |  |  | No Match |  | No Match | 116000 | 14150 | 8.2 | 8.2 |  |  | 118000 | 12350 |  |  | 60000 | 8790 | 2 | Non Federally-Regulated | 06/11/1985 |  | 05/11/1988
York International | Coleman | BA-15[E72]***(T,W,X)* |  | HSP-A, Single-Package Heat Pum | Both Heat Pump and Electric Re | 460 | 3 |  |  |  |  | True | Single-Speed | 160000 | 16327 | 9.8 | 8.5 |  | 9.4 | 172000 | 15762 | 3.2 | 2.9 | 102000 | 14244 | 2.1 | Federally-Regulated Commercial & Industrial Equipment | 01/18/2008 |  | 02/24/2011
Carrier Corp. - Syracuse | Carrier Corp. | 50HCQ*09***(5,6,1)A***(A,C,D,F)* |  | HSP-A, Single-Package Heat Pum | Heat Pump | 230 | 3 | False |  |  |  | True | Single-Speed | 100000 | 8333 | 12 | 10.8 |  |  | 100000 | 8619 | 3.4 | 3.3 |  |  |  | Federally-Regulated Commercial & Industrial Equipment | 12/12/2012 |  | 10/28/2014
Carrier Corp. - Syracuse | Keeprite | RHS(240)(H,L,S)******TA |  | HSP-A, Single-Package Heat Pum | Heat Pump | 208 | 3 | False |  |  |  | True | Single-Speed | 232000 | 21886 | 10.6 | 10.4 |  |  | 220000 | 19538 | 3.3 | 3.2 |  |  |  | Federally-Regulated Commercial & Industrial Equipment | 10/28/2014 |  | 10/28/2014
Carrier Corp. - Syracuse | Carrier Corp. | 50TCQ*07***(5,6,1)A* |  | HSP-A, Single-Package Heat Pum | Heat Pump | 460 | 3 | False |  |  |  | False | Single-Speed | 70000 | 6306 | 11.1 | 10.8 |  |  | 67000 | 5950 | 3.3 | 3.3 |  |  |  | Federally-Regulated Commercial & Industrial Equipment | 11/30/2011 |  | 10/28/2014
Carrier Corp. - Syracuse | ICP Commercial | RHS(240)(H,L,S)******TA |  | HSP-A, Single-Package Heat Pum | Heat Pump | 208 | 3 | False |  |  |  | True | Single-Speed | 232000 | 21886 | 10.6 | 10.4 |  |  | 220000 | 19538 | 3.3 | 3.2 |  |  |  | Federally-Regulated Commercial & Industrial Equipment | 04/21/2014 |  | 10/28/2014
Trane U.S. Inc. | Trane | BWC120C3OOJ |  | HSP-A, Single-Package Heat Pum | Heat Pump | 230 | 3 |  |  |  | No Match |  | No Match | 119000 | 14300 | 8.3 | 8.2 |  |  | 118000 | 11900 |  |  | 58000 | 8750 |  | Non Federally-Regulated | 03/15/1989 |  | 10/10/1989
York International | Evcon | BB-20[C,E18,E36]***(T,W,X)* |  | HSP-A, Single-Package Heat Pum | Both Heat Pump and Electric Re | 460 | 3 |  |  |  |  | True | Single-Speed | 218000 | 22947 | 9.5 | 8.5 |  | 10.2 | 210000 | 19866 | 3.1 | 2.9 | 130000 | 19062 | 2 | Federally-Regulated Commercial & Industrial Equipment | 01/18/2008 |  | 01/24/2011
Carrier Corp. - Syracuse | Day & Night | CHS180(H,L,S)D* | FHS180(M,S,H,L)A*A* | HRCU-A-CB, Split System: Heat | Heat Pump | 208 | 3 |  |  |  |  | True | Single-Speed | 178000 | 16792 | 10.6 | 10.4 |  |  | 178000 | 15343 | 3.4 | 3.2 |  |  |  | Federally-Regulated Commercial & Industrial Equipment | 03/10/2011 |  | 12/12/2012
Carrier Corp. - Syracuse | Keeprite | RHS(240)(H,L,S)******AA |  | HSP-A, Single-Package Heat Pum | Heat Pump | 208 | 3 | False |  |  |  | True | Single-Speed | 232000 | 21886 | 10.6 | 10.4 |  |  | 220000 | 19538 | 3.3 | 3.2 |  |  |  | Federally-Regulated Commercial & Industrial Equipment | 04/21/2014 |  | 10/28/2014
Rheem Sales Company, Inc. | Ruud | UPWB-150CAS* | UHPA-150Z | HRCU-A-CB, Split System: Heat | Heat Pump | 208 | 3 |  |  |  | No Match |  | No Match | 178000 | 21710 | 8.2 |  |  |  | 176000 | 17190 |  |  | 92000 | 13480 |  | Non Federally-Regulated | 05/11/1988 |  | 10/10/1989
Carrier Corp. - Syracuse | Carrier | 50TFQ00961 |  | HSP-A, Single-Package Heat Pum | Heat Pump | 460 | 3 |  |  |  | No Match |  | No Match | 96000 | 10786 | 8.9 | 8.9 |  | 8.8 | 96000 | 9375 | 3 | 3 | 55000 | 8057 | 2 | Federally-Regulated Commercial & Industrial Equipment | 07/31/2002 |  | 09/25/2002
Carrier Corp. - Syracuse | Bryant Heating & Cooling Systems | 548J(P,E,T)14**********A |  | HSP-A, Single-Package Heat Pum | Heat Pump | 575 | 3 | False |  |  |  | False | Single-Speed | 142000 | 13396 | 10.6 | 10.4 |  |  | 142000 | 13005 | 3.2 | 3.2 |  |  |  | Federally-Regulated Commercial & Industrial Equipment | 11/30/2011 |  | 12/12/2012
Carrier Corp. - Syracuse | Arcoaire | RHH090(H,L,S)******** |  | HSP-A, Single-Package Heat Pum | Heat Pump | 460 | 3 | False |  |  |  | True | Single-Speed | 90000 | 7438 | 12.1 | 10.8 |  |  | 84000 | 7033 | 3.5 | 3.3 |  |  |  | Federally-Regulated Commercial & Industrial Equipment | 11/30/2011 |  | 12/12/2012
Rheem Sales Company, Inc. | Century | HR100-3SZ | AHH100-Z | HRCU-A-CB, Split System: Heat | Heat Pump | 208 | 3 |  |  |  | No Match |  | No Match | 121000 | 12872 | 9.4 | 8.9 |  |  | 125000 | 11817 | 3.1 | 3 | 84000 | 11190 | 2.2 | Federally-Regulated Commercial & Industrial Equipment | 03/31/1998 |  | 05/09/1998
Trane U.S. Inc. | Trane | BWA240C2J | BWH240A | HRCU-A-CB, Split System: Heat | Heat Pump | 200 | 3 |  |  |  | No Match |  | No Match | 234000 | 30100 | 7.8 |  |  |  | 224000 | 24700 | 2.7 |  | 116000 | 19700 | 1.7 | Non Federally-Regulated | 05/11/1988 |  | 03/15/1989
Carrier Corp. - Syracuse | Bryant Heating & Cooling Systems | 548J(P,E,T)12*********(A,B)A |  | HSP-A, Single-Package Heat Pum | Heat Pump | 460 | 3 | False |  |  |  | False | Single-Speed | 116000 | 10545 | 11 | 10.8 |  |  | 116000 | 9999 | 3.4 | 3.3 |  |  |  | Federally-Regulated Commercial & Industrial Equipment | 12/12/2012 |  | 04/21/2015
Carrier Corp. - Syracuse | Carrier | 50TJQ01250/60 |  | HSP-A, Single-Package Heat Pum | Heat Pump | 230 | 3 |  |  |  | No Match |  | No Match | 112000 | 12444 | 9 | 8.9 |  | 9 | 105000 | 9924 | 3.1 | 3 | 53000 | 9134 | 1.7 | Federally-Regulated Commercial & Industrial Equipment | 05/22/2000 |  | 07/25/2000
Carrier Corp. - Syracuse | Bryant Heating & Cooling Systems | 549J(P,E,T)08*********(D,E)A |  | HSP-A, Single-Package Heat Pum | Heat Pump | 460 | 3 | False |  |  |  | True | Single-Speed | 90000 | 7438 | 12.1 | 10.8 |  |  | 84000 | 7033 | 3.5 | 3.3 |  |  |  | Federally-Regulated Commercial & Industrial Equipment | 12/12/2012 |  | 10/28/2014
Carrier Corp. - Syracuse | Carrier | 38AQ0345 | BPUB-C15*-A*A | HRCU-A-CB, Split System: Heat | Heat Pump | 230 | 3 |  |  |  | No Match |  | No Match | 307028 | 36991 | 8.3 | 7.5 |  |  | 327000 | 34208 |  |  | 183000 | 25525 |  | Non Federally-Regulated | 09/08/1982 |  | 06/11/1985
Rheem Sales Company, Inc. | Weatherking | WPDC-101C |  | HSP-A, Single-Package Heat Pum | Heat Pump | 208 | 3 |  |  |  | No Match |  | No Match | 120000 | 13483 | 8.9 | 8.9 |  | 10.3 | 126000 | 12309 | 3 | 3 | 67000 | 9350 | 2.1 | Federally-Regulated Commercial & Industrial Equipment | 02/03/1998 |  | 03/31/1998
York International | York | PC090C00A*(2,4,5)***** | NC090C00*(5,6)****** | HRCU-A-CB, Split System: Heat | Heat Pump | 575 | 3 |  |  |  |  | True | Single-Speed | 92000 | 8363 | 11 | 8.9 |  |  | 82000 | 7287 | 3.3 | 3 |  |  |  | Federally-Regulated Commercial & Industrial Equipment | 06/15/2009 |  | 01/09/2014
Carrier Corp. - Syracuse | Day & Night | 542JP/EX180 |  | HSP-A, Single-Package Heat Pum | Heat Pump | 230 | 3 |  |  |  | No Match |  | No Match | 172000 | 18494 | 9.3 | 8.5 |  | 9.7 | 172000 | 15275 | 3.3 | 2.9 | 94000 | 12522 | 2.2 | Federally-Regulated Commercial & Industrial Equipment | 10/24/1997 |  | 03/31/1998
Carrier Corp. - Syracuse | Tempstar | RHH090(H,L,S)******TA |  | HSP-A, Single-Package Heat Pum | Heat Pump | 575 | 3 | False |  |  |  | True | Single-Speed | 90000 | 7438 | 12.1 | 10.8 |  |  | 84000 | 7033 | 3.5 | 3.3 |  |  |  | Federally-Regulated Commercial & Industrial Equipment | 10/28/2014 |  | 10/28/2014
Addison Products | Addison Products | DFH134*3E**** |  | HSP-A, Single-Package Heat Pum | Heat Pump | 208 | 3 |  |  |  | No Match |  | No Match | 124400 | 14000 | 8.9 | 8.9 |  | 9.1 | 123600 | 11700 | 3.1 | 3 | 72000 | 9430 | 2.2 | Federally-Regulated Commercial & Industrial Equipment | 11/03/1994 |  | 04/07/1996
Carrier Corp. - Syracuse | Carrier | 38AQ0245 | 40RR024 | HRCU-A-CB, Split System: Heat | Heat Pump | 208 | 3 |  |  |  | No Match |  | No Match | 202771 | 25346 | 8 | 7.5 |  |  | 230000 | 24060 |  |  | 129900 | 19024 |  | Non Federally-Regulated | 09/08/1982 |  | 05/16/1984
Carrier Corp. - Syracuse | Bryant Heating & Cooling Systems | 548J(P,E,T)17*********(D,E)C |  | HSP-A, Single-Package Heat Pum | Heat Pump | 575 | 3 | False |  |  |  | True | Single-Speed | 172000 | 15925 | 10.8 | 10.4 |  |  | 220000 | 19538 | 3.3 | 3.2 |  |  |  | Federally-Regulated Commercial & Industrial Equipment | 01/09/2014 |  | 10/28/2014
Lennox Industries Inc. | Lennox | CHP16-072-1Y/1G |  | HSP-A, Single-Package Heat Pum | Heat Pump | 208 | 3 |  |  |  | No Match |  | No Match | 72000 | 7128 | 10.1 | 8.9 |  |  | 69000 | 6317 | 3.2 | 3 | 37000 | 5420 | 2 | Federally-Regulated Commercial & Industrial Equipment | 03/22/2001 |  | 01/18/2008
Carrier Corp. - Syracuse | Carrier Corp. | 50HCQ*12***(5,6,1)A***(A,C,D,F)* |  | HSP-A, Single-Package Heat Pum | Heat Pump | 208 | 3 | False |  |  |  | True | Single-Speed | 119000 | 9674 | 12.3 | 10.8 |  |  | 116000 | 9713 | 3.5 | 3.3 |  |  |  | Federally-Regulated Commercial & Industrial Equipment | 12/12/2012 |  | 04/21/2015
York International | York | B3CH120A25/46 |  | HSP-A, Single-Package Heat Pum | Heat Pump | 230 | 3 |  |  |  | No Match |  | No Match | 118000 | 13111 | 9 | 8.9 |  |  | 116000 | 11329 | 3 | 3 | 70000 | 10254 | 2 | Federally-Regulated Commercial & Industrial Equipment | 05/22/2000 |  | 01/18/2008
Carrier Corp. - Syracuse | Carrier Corp. | 50TCQD17***(5,6,1)A* |  | HSP-A, Single-Package Heat Pum | Heat Pump | 208 | 3 | False |  |  |  | True | Single-Speed | 172000 | 15925 | 10.8 | 10.4 |  |  | 220000 | 19538 | 3.3 | 3.2 |  |  |  | Federally-Regulated Commercial & Industrial Equipment | 03/10/2011 |  | 12/12/2012
Carrier Corp. - Syracuse | Carrier | 50TJQ00850/60 |  | HSP-A, Single-Package Heat Pum | Heat Pump | 208 | 3 |  |  |  | No Match |  | No Match | 86000 | 9555 | 9 | 8.9 |  | 9.3 | 78000 | 7620 | 3 | 3 | 36000 | 6433 | 1.6 | Federally-Regulated Commercial & Industrial Equipment | 02/03/1998 |  | 03/31/1998
Carrier Corp. | Carrier | 50EQ028---6**** |  | HSP-A, Single-Package Heat Pum | Heat Pump | 460 | 3 |  |  |  | No Match | True | Single-Speed | 89000 | 8018 | 8.5 | 8.9 |  | 7.8 | 86000 | 7418 | 3.4 | 3 | 130000 | 19500 | 2 | Voluntarily Certified | 03/22/1993 |  | 04/07/1996
Carrier Corp. - Syracuse | Keeprite | RHS(181,183)(H,L,S)******AA |  | HSP-A, Single-Package Heat Pum | Heat Pump | 460 | 3 | False |  |  |  | True | Single-Speed | 172000 | 15925 | 10.8 | 10.4 |  |  | 220000 | 19538 | 3.3 | 3.2 |  |  |  | Federally-Regulated Commercial & Industrial Equipment | 12/12/2012 |  | 05/09/2013
York International | York | B1CH240A/E***25/46 |  | HSP-A, Single-Package Heat Pum | Heat Pump | 460 | 3 |  |  |  | No Match |  | No Match | 222000 | 26117 | 8.5 | 8.5 |  | 8 | 226000 | 22078 | 3 | 2.9 | 120000 | 17584 | 2 | Federally-Regulated Commercial & Industrial Equipment | 05/09/1998 |  | 10/02/1998
York International | Luxaire | BA-20(C00/E18/E36)** |  | HSP-A, Single-Package Heat Pum | Both Heat Pump and Electric Re | 230 | 3 |  |  |  |  | True | Single-Speed | 226000 | 21942 | 10.3 | 8.5 |  | 10.2 | 218000 | 18803 | 3.4 | 2.9 | 129000 | 18014 | 2.1 | Federally-Regulated Commercial & Industrial Equipment | 02/11/2008 |  | 02/24/2011
Carrier Corp. - Syracuse | Bryant Air Conditioning | 548FPX/FEX090-AA |  | HSP-A, Single-Package Heat Pum | Heat Pump | 460 | 3 |  |  |  | No Match |  | No Match | 86000 | 9555 | 9 | 8.9 |  | 9.3 | 78000 | 7617 | 3 | 3 | 36000 | 6592 | 1.6 | Federally-Regulated Commercial & Industrial Equipment | 02/06/2002 |  | 07/18/2002
Carrier Corp. - Syracuse | Carrier | 50PQ0085 |  | HSP-A, Single-Package Heat Pum | Heat Pump | 230 | 3 |  |  |  | No Match |  | No Match | 87000 | 11500 | 7.6 | 7.5 |  |  | 92000 | 9800 |  |  | 52000 | 7800 |  | Non Federally-Regulated | 01/05/1982 |  | 05/16/1984
Carrier Corp. - Syracuse | Comfortmaker | RHS(120,121)(H,L,S)******TA |  | HSP-A, Single-Package Heat Pum | Heat Pump | 575 | 3 | False |  |  |  | False | Single-Speed | 116000 | 10545 | 11 | 10.8 |  |  | 116000 | 9999 | 3.4 | 3.3 |  |  |  | Federally-Regulated Commercial & Industrial Equipment | 12/12/2012 |  | 10/28/2014
Trane U.S. Inc. | Trane | WCH120B300B |  | HSP-A, Single-Package Heat Pum | Heat Pump | 230 | 3 |  |  |  | No Match |  | No Match | 124000 | 12920 | 9.6 | 8.9 |  | 9.8 | 110000 | 10740 | 3 | 3 | 59000 | 8640 | 2 | Non Federally-Regulated | 07/02/1992 |  | 07/31/1992
Carrier Corp. - Syracuse | Keeprite | RHS090H******TA |  | HSP-A, Single-Package Heat Pum | Heat Pump | 230 | 3 | False |  |  |  | False | Single-Speed | 88000 | 7857 | 11.2 | 10.8 |  |  | 86000 | 7413 | 3.4 | 3.3 |  |  |  | Federally-Regulated Commercial & Industrial Equipment | 12/12/2012 |  | 10/28/2014
Carrier Corp. - Syracuse | Carrier | 50PQ0125 |  | HSP-A, Single-Package Heat Pum | Heat Pump | 208 | 3 |  |  |  | No Match |  | No Match | 120000 | 14700 | 8.2 | 8.2 |  |  | 120000 | 12200 |  |  | 65000 | 9200 |  | Non Federally-Regulated | 02/22/1990 |  | 07/31/1992
Rheem Sales Company, Inc. | Rheem | RPWB-100DAS* | RHPA-100Z | HRCU-A-CB, Split System: Heat | Heat Pump | 460 | 3 |  |  |  | No Match |  | No Match | 118000 | 14390 | 8.2 | 8.3 |  |  | 118000 | 12350 | 2.8 | 2.8 | 60000 | 8790 | 2 | Non Federally-Regulated | 09/17/1991 |  | 07/27/1992
Trane U.S. Inc. | American Standard, Inc. | 4A6C3048A3 (2) | TWE120E1**A* | HRCU-A-CB, Split System: Heat | Heat Pump | 230 | 3 |  |  |  |  | True | Single-Speed | 101000 | 8326 | 12.1 | 10.8 |  |  | 95000 | 7524 | 3.7 | 3.3 |  |  |  | Federally-Regulated Commercial & Industrial Equipment | 03/02/2012 |  | 05/02/2012
Trane U.S. Inc. | Trane Unitary Products Group | WS(D,H)150E(3,4,W)R(G,N,P,R)****(6,7) |  | HSP-A, Single-Package Heat Pum | Both Heat Pump and Electric Re | 208 | 3 | False |  |  |  | False | Single-Speed | 146000 | 13773 | 10.6 | 10.4 |  |  | 136000 | 12455 | 3.2 | 3.2 |  |  |  | Federally-Regulated Commercial & Industrial Equipment | 12/12/2012 |  | 04/21/2014
Carrier Corp. - Syracuse | ICP Commercial | RHS072(H,L,S)******A |  | HSP-A, Single-Package Heat Pum | Both Heat Pump and Electric Re | 575 | 3 |  |  |  |  | False | Single-Speed | 70000 | 6306 | 11.1 | 8.9 |  |  | 67000 | 5954 | 3.3 | 3 |  |  |  | Federally-Regulated Commercial & Industrial Equipment | 07/16/2009 |  | 12/12/2012
Carrier Corp. - Syracuse | Arcoaire | RHS090H******TA |  | HSP-A, Single-Package Heat Pum | Heat Pump | 208 | 3 | False |  |  |  | False | Single-Speed | 87000 | 7767 | 11.2 | 10.8 |  |  | 86000 | 7413 | 3.4 | 3.3 |  |  |  | Federally-Regulated Commercial & Industrial Equipment | 12/12/2012 |  | 10/28/2014
Carrier Corp. - Syracuse | Tempstar | RHS102(L,S)******TA |  | HSP-A, Single-Package Heat Pum | Heat Pump | 460 | 3 | False |  |  |  | False | Single-Speed | 99000 | 8608 | 11.5 | 10.8 |  |  | 96000 | 8525 | 3.3 | 3.3 |  |  |  | Federally-Regulated Commercial & Industrial Equipment | 12/12/2012 |  | 10/28/2014
Lennox Industries Inc. | Lennox | HP17-1353V-3Y | CB17-135V-1 | HRCU-A-CB, Split System: Heat | Heat Pump | 208 | 3 |  |  |  | No Match |  | No Match | 119000 | 14512 | 8.2 | 8.2 |  |  | 119000 | 11499 |  |  | 69000 | 9406 |  | Non Federally-Regulated | 02/22/1990 |  | 07/31/1992
Trane U.S. Inc. | Trane | BWA090C4OOM | BWE090C4OOG | HRCU-A-CB, Split System: Heat | Heat Pump | 460 | 3 |  |  |  | No Match |  | No Match | 90000 | 10200 | 8.8 | 8.2 |  |  | 86000 | 8790 |  |  | 44500 | 7150 |  | Non Federally-Regulated | 03/15/1989 |  | 10/10/1989
Inter-City Products Corp. | Heil | PH*120N2HA* |  | HSP-A, Single-Package Heat Pum | Heat Pump | 208 | 3 |  |  |  | No Match |  | No Match | 123000 | 13516 | 9.1 | 8.9 |  | 9.5 | 123000 | 11628 | 3.1 | 3 | 71000 | 10404 | 2 | Federally-Regulated Commercial & Industrial Equipment | 06/11/1997 |  | 09/02/1997
Lennox Industries Inc. | Lennox | HP17-1353V-6Y | CB17-135V-2 | HRCU-A-CB, Split System: Heat | Heat Pump | 230 | 3 |  |  |  | No Match |  | No Match | 120000 | 13483 | 8.9 | 8.9 |  |  | 116000 | 11330 | 3 | 3 | 65000 | 8658 | 2.2 | Non Federally-Regulated | 02/01/1993 |  | 09/02/1995
York International | York | PC120C00A*(2,4,5)***** | NC120C00*(5,6)****** | HRCU-A-CB, Split System: Heat | Heat Pump | 208 | 3 |  |  |  |  | True | Single-Speed | 124000 | 11272 | 11 | 8.9 |  |  | 109000 | 9686 | 3.3 | 3 |  |  |  | Federally-Regulated Commercial & Industrial Equipment | 06/15/2009 |  | 01/09/2014
Carrier Corp. - Syracuse | Carrier | 50EQ0245 |  | HSP-A, Single-Package Heat Pum | Heat Pump | 230 | 3 |  |  |  | No Match |  | No Match | 224000 | 27100 | 8.3 | 7.5 |  |  | 240000 | 23000 | 3.1 |  | 134500 | 19000 | 2.1 | Non Federally-Regulated | 09/08/1982 |  | 05/16/1984
Carrier Corp. - Syracuse | Airquest | RHS090H******TA |  | HSP-A, Single-Package Heat Pum | Heat Pump | 230 | 3 | False |  |  |  | False | Single-Speed | 88000 | 7857 | 11.2 | 10.8 |  |  | 86000 | 7413 | 3.4 | 3.3 |  |  |  | Federally-Regulated Commercial & Industrial Equipment | 12/12/2012 |  | 10/28/2014
McQuay International | McQuay International | DPS010AHHG2*C-4 |  | HSP-A, Single-Package Heat Pum | Heat Pump | 208 | 3 | False |  |  |  | True | Variable-Speed | 120000 | 10000 | 12 | 10.8 |  |  | 118000 | 9124 | 3.8 | 3.3 |  |  |  | Federally-Regulated Commercial & Industrial Equipment | 03/02/2012 |  | 08/28/2012
Carrier Corp. - Syracuse | Payne | 542EP120017 |  | HSP-A, Single-Package Heat Pum | Heat Pump | 230 | 3 |  |  |  | No Match |  | No Match | 120000 | 14700 | 8.2 |  |  |  | 120000 | 12200 |  |  | 65000 | 9200 |  | Non Federally-Regulated | 05/11/1988 |  | 03/15/1989
Carrier Corp. - Syracuse | Heil | CHS072(H,L,S)A* | FHS072(M,S,K)A*A* | HRCU-A-CB, Split System: Heat | Heat Pump | 230 | 3 |  |  |  |  | True | Single-Speed | 70000 | 6363 | 11 | 10.8 |  |  | 66000 | 5861 | 3.3 | 3.3 |  |  |  | Federally-Regulated Commercial & Industrial Equipment | 03/10/2011 |  | 12/12/2012
Carrier Corp. - Syracuse | Airquest | RHS(120,121)(H,L,S)******** |  | HSP-A, Single-Package Heat Pum | Heat Pump | 230 | 3 | False |  |  |  | False | Single-Speed | 116000 | 10545 | 11 | 10.8 |  |  | 116000 | 9999 | 3.4 | 3.3 |  |  |  | Federally-Regulated Commercial & Industrial Equipment | 11/30/2011 |  | 12/12/2012
Compu-Aire | Maxi-Kool | MKH-532 |  | HSP-A, Single-Package Heat Pum | Heat Pump | 208 | 3 |  |  |  | No Match |  | No Match | 66400 | 7060 | 9.4 | 8.9 |  |  | 59300 | 5430 | 3.2 | 3 | 36000 | 4400 | 2.4 | Non Federally-Regulated | 02/24/1993 |  | 03/31/1993
Rheem Sales Company, Inc. | Addison Products | PHC10T-3K |  | HSP-A, Single-Package Heat Pum | Heat Pump | 208 | 3 |  |  |  | No Match |  | No Match | 120000 | 13665 | 8.8 | 8.2 |  |  | 126000 | 11875 | 3.1 |  | 67000 | 9345 | 2.1 | Non Federally-Regulated | 03/15/1989 |  | 10/10/1989
Rheem Sales Company, Inc. | Weatherking | WJKB-A090C |  | HSP-A, Single-Package Heat Pum | Heat Pump | 230 | 3 |  |  |  | No Match |  | No Match | 89000 | 9673 | 9.2 | 8.9 |  | 12.1 | 90000 | 8789 | 3 | 3 | 52500 | 7691 | 2 | Federally-Regulated Commercial & Industrial Equipment | 11/18/1999 |  | 04/13/2000
York International | Luxaire | BA-10[C,E]***(T,W,X)* |  | HSP-A, Single-Package Heat Pum | Both Heat Pump and Electric Re | 575 | 3 |  |  |  |  | False | Single-Speed | 120000 | 11650 | 10.3 | 8.9 |  | 10 | 113000 | 10356 | 3.2 | 3 | 60000 | 7998 | 2.2 | Federally-Regulated Commercial & Industrial Equipment | 01/18/2008 |  | 02/24/2011
Carrier Corp. - Syracuse | ICP Commercial | CHS180(H,L,S)D* | FHS180(M,S,H,L)**A0* | HRCU-A-CB, Split System: Heat | Heat Pump | 208 | 3 |  |  |  |  | True | Single-Speed | 178000 | 16792 | 10.6 | 10.4 |  |  | 178000 | 15343 | 3.4 | 3.2 |  |  |  | Federally-Regulated Commercial & Industrial Equipment | 07/18/2013 |  | 10/28/2014
Carrier Corp. - Syracuse | Tempstar | RHH090(H,L,S)******TA |  | HSP-A, Single-Package Heat Pum | Heat Pump | 208 | 3 | False |  |  |  | True | Single-Speed | 90000 | 7438 | 12.1 | 10.8 |  |  | 84000 | 7033 | 3.5 | 3.3 |  |  |  | Federally-Regulated Commercial & Industrial Equipment | 12/12/2012 |  | 10/28/2014
Trane U.S. Inc. | American Standard, Inc. | WC(D,H)180EW0*B |  | HSP-A, Single-Package Heat Pum | Both Heat Pump and Electric Re | 230 | 3 | False |  |  |  | False | Single-Speed | 170000 | 15454 | 11 | 10.4 |  |  | 176000 | 16119 | 3.2 | 3.2 |  |  |  | Federally-Regulated Commercial & Industrial Equipment | 03/02/2012 |  | 08/28/2012
Carrier Corp. - Syracuse | Bryant Heating & Cooling Systems | 548J(P,E,T)17*********(D,E)A |  | HSP-A, Single-Package Heat Pum | Heat Pump | 208 | 3 | False |  |  |  | True | Single-Speed | 172000 | 15925 | 10.8 | 10.4 |  |  | 220000 | 19538 | 3.3 | 3.2 |  |  |  | Federally-Regulated Commercial & Industrial Equipment | 05/09/2013 |  | 08/28/2014
Trane U.S. Inc. | American Standard, Inc. | WCD075C30*B* |  | HSP-A, Single-Package Heat Pum | Heat Pump | 230 | 3 |  |  |  | No Match |  | No Match | 71000 | 7977 | 8.9 | 8.9 |  |  | 71000 | 6934 | 3 | 3 | 35000 | 5127 | 2 | Federally-Regulated Commercial & Industrial Equipment | 05/22/2000 |  | 09/25/2002
McQuay International | McQuay International | DPS012AHHG2**-4 |  | HSP-A, Single-Package Heat Pum | Heat Pump | 230 | 3 | False |  |  |  | True | Variable-Speed | 144000 | 12307 | 11.7 | 10.4 |  |  | 138000 | 11392 | 3.6 | 3.2 |  |  |  | Federally-Regulated Commercial & Industrial Equipment | 03/02/2012 |  | 08/28/2012
York International | Coleman | BA-20[E54]***(T,W,X)* |  | HSP-A, Single-Package Heat Pum | Both Heat Pump and Electric Re | 230 | 3 |  |  |  |  | True | Single-Speed | 224000 | 21961 | 10.2 | 8.5 |  | 10.1 | 218000 | 18803 | 3.4 | 2.9 | 129000 | 18014 | 2.1 | Federally-Regulated Commercial & Industrial Equipment | 02/11/2008 |  | 02/24/2011
Rheem Sales Company, Inc. | Ruud | UPWE-120C | UHGG-120Z | HRCU-A-CB, Split System: Heat | Heat Pump | 230 | 3 |  |  |  | No Match |  | No Match | 120000 | 11881 | 10.1 | 8.9 |  |  | 119000 | 10895 | 3.2 | 3 | 69000 | 9189 | 2.2 | Federally-Regulated Commercial & Industrial Equipment | 01/22/2003 |  | 01/18/2008
Carrier Corp. - Syracuse | Keeprite | RHS090H******TA |  | HSP-A, Single-Package Heat Pum | Heat Pump | 208 | 3 | False |  |  |  | False | Single-Speed | 87000 | 7767 | 11.2 | 10.8 |  |  | 86000 | 7413 | 3.4 | 3.3 |  |  |  | Federally-Regulated Commercial & Industrial Equipment | 10/28/2014 |  | 10/28/2014
McQuay International | McQuay International | DPS010AHHY4*C-4 |  | HSP-A, Single-Package Heat Pum | Heat Pump | 460 | 3 | False |  |  |  | True | Variable-Speed | 120000 | 9836 | 12.2 | 10.8 |  |  | 110000 | 9290 | 3.5 | 3.3 |  |  |  | Federally-Regulated Commercial & Industrial Equipment | 08/28/2012 |  | 04/19/2013
Carrier Corp. - Syracuse | Bryant Air Conditioning | 542JPX/JEX150 |  | HSP-A, Single-Package Heat Pum | Heat Pump | 460 | 3 |  |  |  | No Match |  | No Match | 140000 | 14285 | 9.8 | 8.5 |  | 12.4 | 136000 | 12452 | 3.2 | 2.9 | 72000 | 10045 | 2.1 | Federally-Regulated Commercial & Industrial Equipment | 11/18/1999 |  | 07/18/2002
Carrier Corp. - Syracuse | Heil | RHS150(H,L,S)******** |  | HSP-A, Single-Package Heat Pum | Heat Pump | 460 | 3 | False |  |  |  | False | Single-Speed | 142000 | 13396 | 10.6 | 10.4 |  |  | 142000 | 13005 | 3.2 | 3.2 |  |  |  | Federally-Regulated Commercial & Industrial Equipment | 11/30/2011 |  | 12/12/2012
Rheem Sales Company, Inc. | Rheem | RPWC-100C | RHGF-100Z | HRCU-A-CB, Split System: Heat | Heat Pump | 230 | 3 |  |  |  | No Match |  | No Match | 116000 | 13033 | 8.9 | 8.9 |  |  | 125000 | 11814 | 3.1 | 3 | 68000 | 9487 | 2.1 | Federally-Regulated Commercial & Industrial Equipment | 02/06/2002 |  | 07/18/2002
Carrier Corp. - Syracuse | ICP Commercial | CHS121(H,L,S)A* | FHS120(M,S)**A0* | HRCU-A-CB, Split System: Heat | Heat Pump | 230 | 3 |  |  |  |  | True | Single-Speed | 112000 | 10181 | 11 | 10.8 |  |  | 106000 | 9413 | 3.3 | 3.3 |  |  |  | Federally-Regulated Commercial & Industrial Equipment | 07/18/2013 |  | 10/28/2014
Trane U.S. Inc. | Trane | WCH120B40*B* |  | HSP-A, Single-Package Heat Pum | Heat Pump | 460 | 3 |  |  |  | No Match |  | No Match | 124000 | 12920 | 9.6 | 8.9 |  | 9.8 | 110000 | 10740 | 3 | 3 | 59000 | 8640 | 2 | Non Federally-Regulated | 04/14/1993 |  | 09/02/1995
Carrier Corp. - Syracuse | Tempstar | RHH102(H,L,S)******AA |  | HSP-A, Single-Package Heat Pum | Heat Pump | 460 | 3 | False |  |  |  | True | Single-Speed | 100000 | 8333 | 12 | 10.8 |  |  | 100000 | 8619 | 3.4 | 3.3 |  |  |  | Federally-Regulated Commercial & Industrial Equipment | 12/12/2012 |  | 10/28/2014
Rheem Sales Company, Inc. | Century | HR075-3SZ | AHH100-Z | HRCU-A-CB, Split System: Heat | Heat Pump | 230 | 3 |  |  |  | No Match |  | No Match | 92000 | 9583 | 9.6 | 8.9 |  |  | 88000 | 8057 | 3.2 | 3 | 48000 | 6697 | 2.1 | Federally-Regulated Commercial & Industrial Equipment | 07/31/2002 |  | 01/18/2008
Trane U.S. Inc. | Trane | WCH120A400A |  | HSP-A, Single-Package Heat Pum | Heat Pump | 460 | 3 |  |  |  | No Match |  | No Match | 116000 | 12890 | 9 | 8.9 |  |  | 116000 | 11710 | 2.9 | 3 | 60000 | 8960 | 2 | Non Federally-Regulated | 07/31/1992 |  | 03/31/1998
Rheem Sales Company, Inc. | Heil Quaker | NRHR92LP15A |  | HSP-A, Single-Package Heat Pum | Heat Pump | 460 | 3 |  |  |  | No Match |  | No Match | 92000 | 10500 | 8.8 | 8.2 |  |  | 94000 | 9160 |  |  | 52000 | 7190 |  | Non Federally-Regulated | 03/15/1989 |  | 10/10/1989
Inter-City Products Corp. | Arcoaire | RYMA75F**** |  | HSP-A, Single-Package Heat Pum | Heat Pump | 460 | 3 |  |  |  | No Match |  | No Match | 91000 | 9784 | 9.3 | 8.9 |  | 10.4 | 90000 | 8508 | 3.1 | 3 | 48000 | 6862 | 2.1 | Federally-Regulated Commercial & Industrial Equipment | 06/11/1997 |  | 09/02/1997
Carrier Corp. - Syracuse | Keeprite | RHH090(H,L,S)******AA |  | HSP-A, Single-Package Heat Pum | Heat Pump | 460 | 3 | False |  |  |  | True | Single-Speed | 90000 | 7438 | 12.1 | 10.8 |  |  | 84000 | 7033 | 3.5 | 3.3 |  |  |  | Federally-Regulated Commercial & Industrial Equipment | 12/12/2012 |  | 10/28/2014
Lennox Industries Inc. | Lennox | CHP16-1853-4G |  | HSP-A, Single-Package Heat Pum | Heat Pump | 460 | 3 |  |  |  | No Match |  | No Match | 178000 | 20000 | 8.9 |  |  |  | 178000 | 17580 | 2.9 |  | 96000 | 14065 | 2 | Non Federally-Regulated | 07/31/1992 |  | 03/31/1998
Carrier Corp. - Syracuse | Carrier | 50PQ0106 |  | HSP-A, Single-Package Heat Pum | Heat Pump | 460 | 3 |  |  |  | No Match |  | No Match | 108000 | 14062 | 7.7 | 8.2 |  |  | 112000 | 11820 |  |  | 61000 | 9000 |  | Non Federally-Regulated | 06/11/1985 |  | 05/11/1988
Carrier Corp. - Syracuse | Carrier | 38AQ0165 + 38AQ0125 | 40RR034 | HSP-A, Single-Package Heat Pum | Heat Pump | 230 | 3 |  |  |  | No Match |  | No Match | 273512 | 34828 | 8.3 | 8.2 |  |  | 283599 | 28848 |  |  | 62500 | 8750 |  | Non Federally-Regulated | 09/08/1982 |  | 08/30/1983
Rheem Sales Company, Inc. | Dayton | MPWC-075C | MHGF-100Z | HRCU-A-CB, Split System: Heat | Heat Pump | 230 | 3 |  |  |  | No Match |  | No Match | 92000 | 9583 | 9.6 | 8.9 |  |  | 88000 | 8057 | 3.2 | 3 | 48000 | 6697 | 2.1 | Federally-Regulated Commercial & Industrial Equipment | 07/25/2000 |  | 02/06/2002
Rheem Sales Company, Inc. | Airquest | NCHR10L001C | NEMR10M030A | HRCU-A-CB, Split System: Heat | Heat Pump | 460 | 3 |  |  |  | No Match |  | No Match | 122000 | 13562 | 9 | 8.9 |  |  | 123000 | 11541 | 3.1 | 3 | 68000 | 9360 | 2.1 | Non Federally-Regulated | 03/22/1993 |  | 09/02/1995
Lennox Industries Inc. | Lennox | CHP11-2753-2Q |  | HSP-A, Single-Package Heat Pum | Heat Pump | 230 | 3 |  |  |  | No Match |  | No Match | 240000 | 28800 | 8.3 |  |  |  | 240000 | 24700 |  |  | 150000 | 20900 |  | Non Federally-Regulated | 05/11/1988 |  | 03/15/1989
Trane U.S. Inc. | Trane | RPUB-C153-A*A | BPUB-C15*-A*A | HRCU-A-CB, Split System: Heat | Heat Pump | 200 | 3 |  |  |  | No Match |  | No Match | 182000 | 22000 | 8.3 |  |  |  | 172000 | 18300 |  |  | 101000 | 15200 |  | Non Federally-Regulated | 05/16/1984 |  | 06/11/1985
Carrier Corp. - Syracuse | Airquest | RHH102(H,L,S)******TA |  | HSP-A, Single-Package Heat Pum | Heat Pump | 460 | 3 | False |  |  |  | True | Single-Speed | 100000 | 8333 | 12 | 10.8 |  |  | 100000 | 8619 | 3.4 | 3.3 |  |  |  | Federally-Regulated Commercial & Industrial Equipment | 12/12/2012 |  | 10/28/2014
Carrier Corp. - Syracuse | Day & Night | RHS(181,183)(H,L,S)******AA |  | HSP-A, Single-Package Heat Pum | Heat Pump | 230 | 3 | False |  |  |  | True | Single-Speed | 172000 | 15925 | 10.8 | 10.4 |  |  | 166000 | 14742 | 3.3 | 3.2 |  |  |  | Federally-Regulated Commercial & Industrial Equipment | 05/09/2013 |  | 08/28/2014
York International | Evcon | PH090C00A*(2,4,5)***** | NH090C00*(5,6)****** | HRCU-A-CB, Split System: Heat | Heat Pump | 208 | 3 |  |  |  |  | True | Single-Speed | 92000 | 8364 | 11 | 8.9 |  |  | 82000 | 7287 | 3.3 | 3 |  |  |  | Federally-Regulated Commercial & Industrial Equipment | 07/16/2009 |  | 01/24/2011
Carrier Corp. - Syracuse | Day & Night | RHS(181,183)(H,L,S)******TA |  | HSP-A, Single-Package Heat Pum | Heat Pump | 230 | 3 | False |  |  |  | True | Single-Speed | 172000 | 15925 | 10.8 | 10.4 |  |  | 166000 | 14742 | 3.3 | 3.2 |  |  |  | Federally-Regulated Commercial & Industrial Equipment | 12/12/2012 |  | 05/09/2013
Carrier Corp. - Syracuse | Carrier | 38AQS0125/6 | 40RMQ0125/6GC | HRCU-A-CB, Split System: Heat | Heat Pump | 208 | 3 |  |  |  | No Match |  | No Match | 108000 | 12134 | 8.9 | 8.9 |  | 11.2 | 111000 | 10844 | 3 | 3 | 62000 | 9085 | 2 | Federally-Regulated Commercial & Industrial Equipment | 12/14/1998 |  | 08/18/1999
Trane U.S. Inc. | American Standard, Inc. | WCH075A3OOA |  | HSP-A, Single-Package Heat Pum | Heat Pump | 230 | 3 |  |  |  | No Match |  | No Match | 71000 | 8550 | 8.3 | 8.2 |  |  | 71000 | 7170 |  |  | 33000 | 5090 |  | Non Federally-Regulated | 03/15/1989 |  | 10/10/1989
York International | York | EA090C00A(2/4)AAA1A | FA090C00A6AAA1A | HRCU-A-CB, Split System: Heat | Heat Pump | 230 | 3 |  |  |  | No Match |  | No Match | 90000 | 8411 | 10.7 | 8.9 |  |  | 88000 | 8057 | 3.2 | 3 | 56500 | 7197 | 2.3 | Federally-Regulated Commercial & Industrial Equipment | 07/31/2002 |  | 01/18/2008
International Comfort Products | Airquest | PH*120N2HA* |  | HSP-A, Single-Package Heat Pum | Heat Pump | 230 | 3 |  |  |  | No Match |  | No Match | 123000 | 13516 | 9.1 | 8.9 |  | 9.5 | 123000 | 11625 | 3.1 | 3 | 71000 | 10401 | 2 | Federally-Regulated Commercial & Industrial Equipment | 05/22/2000 |  | 09/20/2001
Carrier Corp. - Syracuse | Comfortmaker | RHS(181,183)(H,L,S)******TA |  | HSP-A, Single-Package Heat Pum | Heat Pump | 208 | 3 | False |  |  |  | True | Single-Speed | 172000 | 15925 | 10.8 | 10.4 |  |  | 220000 | 19538 | 3.3 | 3.2 |  |  |  | Federally-Regulated Commercial & Industrial Equipment | 12/12/2012 |  | 05/09/2013
Carrier Corp. - Syracuse | Keeprite | RHS090(L,S)******AA |  | HSP-A, Single-Package Heat Pum | Heat Pump | 460 | 3 | False |  |  |  | False | Single-Speed | 88000 | 7857 | 11.2 | 10.8 |  |  | 86000 | 7413 | 3.4 | 3.3 |  |  |  | Federally-Regulated Commercial & Industrial Equipment | 12/12/2012 |  | 10/28/2014
York International | York | B1CH240A/E***25* |  | HSP-A, Single-Package Heat Pum | Heat Pump | 230 | 3 |  |  |  | No Match |  | No Match | 222000 | 26117 | 8.5 | 8.5 |  | 8 | 226000 | 22078 | 3 | 2.9 | 120000 | 17584 | 2 | Federally-Regulated Commercial & Industrial Equipment | 07/28/1998 |  | 08/10/1998
Carrier Corp. - Syracuse | Tempstar | RHS150(H,L,S)******TA |  | HSP-A, Single-Package Heat Pum | Heat Pump | 208 | 3 | False |  |  |  | False | Single-Speed | 142000 | 13396 | 10.6 | 10.4 |  |  | 142000 | 13005 | 3.2 | 3.2 |  |  |  | Federally-Regulated Commercial & Industrial Equipment | 12/12/2012 |  | 10/28/2014
Carrier Corp. - Syracuse | Carrier | 50TFQ00950/60 |  | HSP-A, Single-Package Heat Pum | Heat Pump | 208 | 3 |  |  |  | No Match |  | No Match | 96000 | 10786 | 8.9 | 8.9 |  | 8.9 | 93000 | 8789 | 3.1 | 3 | 43000 | 7411 | 1.7 | Federally-Regulated Commercial & Industrial Equipment | 09/21/2000 |  | 07/18/2002
International Comfort Products | Arcoaire | RYMA75H**** |  | HSP-A, Single-Package Heat Pum | Heat Pump | 208 | 3 |  |  |  | No Match |  | No Match | 91000 | 9784 | 9.3 | 8.9 |  | 10.4 | 90000 | 8506 | 3.1 | 3 | 48000 | 7031 | 2 | Federally-Regulated Commercial & Industrial Equipment | 11/18/1999 |  | 04/13/2000
York International | Luxaire | BACB-T/-W240A/E |  | HSP-A, Single-Package Heat Pum | Heat Pump | 208 | 3 |  |  |  | No Match |  | No Match | 222000 | 26117 | 8.5 | 8.5 |  | 8 | 226000 | 22078 | 3 | 2.9 | 120000 | 17584 | 2 | Federally-Regulated Commercial & Industrial Equipment | 03/31/1998 |  | 05/09/1998
Carrier Corp. - Syracuse | Keeprite | RHS090H******TA |  | HSP-A, Single-Package Heat Pum | Heat Pump | 230 | 3 | False |  |  |  | False | Single-Speed | 88000 | 7857 | 11.2 | 10.8 |  |  | 86000 | 7413 | 3.4 | 3.3 |  |  |  | Federally-Regulated Commercial & Industrial Equipment | 10/28/2014 |  | 10/28/2014
Carrier Corp. - Syracuse | Tempstar | RHS150(H,L,S)******** |  | HSP-A, Single-Package Heat Pum | Heat Pump | 230 | 3 | False |  |  |  | False | Single-Speed | 142000 | 13396 | 10.6 | 10.4 |  |  | 142000 | 13005 | 3.2 | 3.2 |  |  |  | Federally-Regulated Commercial & Industrial Equipment | 11/30/2011 |  | 12/12/2012
Lennox Industries Inc. | Armstrong | PRTC88BL-2 |  | HSP-A, Single-Package Heat Pum | Heat Pump | 208 | 3 |  |  |  | No Match |  | No Match | 88000 | 9778 | 9 | 8.9 |  |  | 90000 | 8307 | 3.2 | 3 | 46000 | 6740 | 2 | Non Federally-Regulated | 08/14/1992 |  | 09/02/1995
Trane U.S. Inc. | Trane | BWC090F3-G |  | HSP-A, Single-Package Heat Pum | Heat Pump | 230 | 3 |  |  |  | No Match |  | No Match | 90000 | 10100 | 8.9 | 8.2 |  |  | 85000 | 8600 |  |  | 44000 | 6800 |  | Non Federally-Regulated | 08/29/1986 |  | 05/11/1988
Trane U.S. Inc. | Trane | WCH240B30*F* |  | HSP-A, Single-Package Heat Pum | Heat Pump | 208 | 3 |  |  |  | No Match |  | No Match | 224000 | 21333 | 10.5 | 8.5 |  | 10.3 | 204000 | 19281 | 3.1 | 2.9 | 118000 | 17286 | 2 | Federally-Regulated Commercial & Industrial Equipment | 03/21/2002 |  | 07/18/2002
Rheem Sales Company, Inc. | Square D | HCS7.5DAR1H | A08-62-00M-7.5US1G | HRCU-A-CB, Split System: Heat | Heat Pump | 460 | 3 |  |  |  | No Match |  | No Match | 90000 | 11000 | 8.2 | 8.2 |  |  | 88000 | 8595 |  |  | 46000 | 6740 |  | Non Federally-Regulated | 06/11/1985 |  | 08/29/1986
McQuay International | McQuay International | DPS010AHHW2*C-4* |  | HSP-A, Single-Package Heat Pum | Heat Pump | 208 | 3 | False |  |  |  | True | Variable-Speed | 120000 | 10000 | 12 | 10.8 |  |  | 110000 | 9426 | 3.4 | 3.3 |  |  |  | Federally-Regulated Commercial & Industrial Equipment | 04/19/2013 |  | 01/09/2014
York International | Coleman | BA-10[C,E]***(T,W,X)* |  | HSP-A, Single-Package Heat Pum | Both Heat Pump and Electric Re | 230 | 3 |  |  |  |  | False | Single-Speed | 120000 | 11650 | 10.3 | 8.9 |  | 10 | 113000 | 10356 | 3.2 | 3 | 60000 | 7998 | 2.2 | Federally-Regulated Commercial & Industrial Equipment | 01/18/2008 |  | 02/24/2011
Carrier Corp. - Syracuse | Arcoaire | CHS240(H,L,S)D* | FHS240(S,H,L)A*A* | HRCU-A-CB, Split System: Heat | Heat Pump | 208 | 3 |  |  |  |  | True | Single-Speed | 222000 | 20747 | 10.7 | 10.4 |  |  | 214000 | 17919 | 3.5 | 3.2 |  |  |  | Federally-Regulated Commercial & Industrial Equipment | 03/10/2011 |  | 12/12/2012
Trane U.S. Inc. | American Standard, Inc. | WCD090C40*B* |  | HSP-A, Single-Package Heat Pum | Heat Pump | 460 | 3 |  |  |  | No Match |  | No Match | 87000 | 9775 | 8.9 | 8.9 |  |  | 86000 | 8400 | 3 | 3 | 43000 | 6299 | 2 | Non Federally-Regulated | 05/27/1993 |  | 09/02/1995
Carrier Corp. - Syracuse | Carrier Corp. | 50TCQ*24***(5,6,1)A* |  | HSP-A, Single-Package Heat Pum | Heat Pump | 460 | 3 | False |  |  |  | True | Single-Speed | 232000 | 21886 | 10.6 | 10.4 |  |  | 220000 | 19538 | 3.3 | 3.2 |  |  |  | Federally-Regulated Commercial & Industrial Equipment | 11/30/2011 |  | 12/12/2012
Carrier Corp. - Syracuse | Day & Night | RHH(120,121)(H,L,S)******AA |  | HSP-A, Single-Package Heat Pum | Heat Pump | 575 | 3 | False |  |  |  | True | Single-Speed | 119000 | 9674 | 12.3 | 10.8 |  |  | 116000 | 9713 | 3.5 | 3.3 |  |  |  | Federally-Regulated Commercial & Industrial Equipment | 12/12/2012 |  | 10/28/2014
Carrier Corp. - Syracuse | Carrier | 50HJQ016501/601 |  | HSP-A, Single-Package Heat Pum | Heat Pump | 208 | 3 |  |  |  | No Match |  | No Match | 172000 | 18494 | 9.3 | 8.5 |  | 9.7 | 172000 | 15275 | 3.3 | 2.9 | 94000 | 12522 | 2.2 | Federally-Regulated Commercial & Industrial Equipment | 07/28/1998 |  | 10/02/1998
McQuay International | McQuay International | DPS006AHHE2*C-6 |  | HSP-A, Single-Package Heat Pum | Heat Pump | 208 | 3 | False |  |  |  | True | Variable-Speed | 70000 | 6194 | 11.3 | 10.8 |  |  | 72000 | 5197 | 4.1 | 3.3 |  |  |  | Federally-Regulated Commercial & Industrial Equipment | 03/02/2012 |  | 08/28/2012
York International | Luxaire | BA-12C00*T/W/X***1* |  | HSP-A, Single-Package Heat Pum | Heat Pump | 575 | 3 |  |  |  | No Match |  | No Match | 144000 | 15483 | 9.3 | 8.5 |  | 11 | 142000 | 13421 | 3.1 | 2.9 | 91000 | 12696 | 2.1 | Federally-Regulated Commercial & Industrial Equipment | 07/19/2001 |  | 02/05/2002
Carrier Corp. - Syracuse | Airquest | RHS(181,183)(H,L,S)******TA |  | HSP-A, Single-Package Heat Pum | Heat Pump | 230 | 3 | False |  |  |  | True | Single-Speed | 172000 | 15925 | 10.8 | 10.4 |  |  | 166000 | 14742 | 3.3 | 3.2 |  |  |  | Federally-Regulated Commercial & Industrial Equipment | 12/12/2012 |  | 05/09/2013
Trane U.S. Inc. | Trane | WCH075A400A |  | HSP-A, Single-Package Heat Pum | Heat Pump | 460 | 3 |  |  |  | No Match |  | No Match | 71000 | 8300 | 8.6 | 8.2 |  |  | 71000 | 7170 |  |  | 33000 | 5090 |  | Non Federally-Regulated | 02/22/1990 |  | 07/31/1992
York International | Coleman | BA-07[C,E]***(T,W,X)* |  | HSP-A, Single-Package Heat Pum | Both Heat Pump and Electric Re | 208 | 3 |  |  |  |  | False | Dual-Speed | 89000 | 8396 | 10.6 | 8.9 |  | 11 | 85000 | 7790 | 3.2 | 3 | 46000 | 6132 | 2.2 | Federally-Regulated Commercial & Industrial Equipment | 01/18/2008 |  | 02/24/2011
Trane U.S. Inc. | Trane | RPUB-C204-A*A | BPUB-C20*-A*A | HRCU-A-CB, Split System: Heat | Heat Pump | 460 | 3 |  |  |  | No Match |  | No Match | 240000 | 29200 | 8.2 | 7.5 |  |  | 236000 | 24200 |  |  | 138000 | 20100 |  | Non Federally-Regulated | 05/16/1984 |  | 06/11/1985
Carrier Corp. - Syracuse | Keeprite | CHS240(H,L,S)D* | FHS240(S,H,L)**A2* | HRCU-A-CB, Split System: Heat | Heat Pump | 230 | 3 |  |  |  |  | True | Single-Speed | 222000 | 20747 | 10.7 | 10.4 |  |  | 214000 | 17919 | 3.5 | 3.2 |  |  |  | Federally-Regulated Commercial & Industrial Equipment | 07/18/2013 |  | 10/28/2014
Inter-City Products Corp. | Airquest | NRHR92LP15B |  | HSP-A, Single-Package Heat Pum | Heat Pump | 460 | 3 |  |  |  | No Match |  | No Match | 93000 | 10333 | 9 | 8.9 |  | 9.9 | 93000 | 9085 | 3 | 3 | 51000 | 7117 | 2.1 | Federally-Regulated Commercial & Industrial Equipment | 06/11/1997 |  | 09/02/1997
Carrier Corp. - Syracuse | Bryant Heating & Cooling Systems | 548J(P,E,T)24*********(A,B)A-HORZ |  | HSP-A, Single-Package Heat Pum | Heat Pump | 460 | 3 | False |  |  |  | True | Single-Speed | 232000 | 21886 | 10.6 | 10.4 |  |  | 220000 | 19538 | 3.3 | 3.2 |  |  |  | Federally-Regulated Commercial & Industrial Equipment | 04/21/2014 |  | 10/28/2014
York International | Fraser Johnston | BADF-T/W120N205/245 |  | HSP-A, Single-Package Heat Pum | Heat Pump | 208 | 3 |  |  |  | No Match |  | No Match | 118000 | 13111 | 9 | 8.9 |  |  | 116000 | 11332 | 3 | 3 | 70000 | 10257 | 2 | Federally-Regulated Commercial & Industrial Equipment | 12/14/1998 |  | 08/17/1999
York International | Evcon | BA-06[C,E]***(T,W,X)* |  | HSP-A, Single-Package Heat Pum | Both Heat Pump and Electric Re | 208 | 3 |  |  |  |  | False | Single-Speed | 78000 | 7647 | 10.2 | 8.9 |  | 0 | 69000 | 6323 | 3.2 | 3 | 43000 | 5732 | 2.2 | Federally-Regulated Commercial & Industrial Equipment | 01/18/2008 |  | 02/24/2011
Trane U.S. Inc. | Trane | WCH180B30*E* |  | HSP-A, Single-Package Heat Pum | Heat Pump | 208 | 3 |  |  |  | No Match |  | No Match | 176000 | 18924 | 9.3 | 8.5 |  | 9.5 | 160000 | 16169 | 2.9 | 2.9 | 82000 | 12016 | 2 | Federally-Regulated Commercial & Industrial Equipment | 05/09/1998 |  | 10/02/1998
York International | Fraser Johnston | BCCB-T/-W120 |  | HSP-A, Single-Package Heat Pum | Heat Pump | 208 | 3 |  |  |  | No Match |  | No Match | 118000 | 13111 | 9 | 8.9 |  |  | 116000 | 11332 | 3 | 3 | 70000 | 10257 | 2 | Federally-Regulated Commercial & Industrial Equipment | 02/03/1998 |  | 03/31/1998
Trane U.S. Inc. | American Standard, Inc. | WS(D,H)150E(3,4,W)R0****(6,7) |  | HSP-A, Single-Package Heat Pum | Heat Pump | 460 | 3 | False |  |  |  | False | Single-Speed | 146000 | 13773 | 10.6 | 10.4 |  |  | 136000 | 12455 | 3.2 | 3.2 |  |  |  | Federally-Regulated Commercial & Industrial Equipment | 12/12/2012 |  | 04/21/2014
Carrier Corp. - Syracuse | Bryant Air Conditioning | 541APX/AEX180 | 524APH/AEH180GC | HRCU-A-CB, Split System: Heat | Heat Pump | 230 | 3 |  |  |  | No Match |  | No Match | 172000 | 19545 | 8.8 | 8.5 |  |  | 164000 | 16017 | 3 | 2.9 | 0 | 0 | 0 | Federally-Regulated Commercial & Industrial Equipment | 10/06/1999 |  | 11/18/1999
Rheem Sales Company, Inc. | Ruud | UPDC-075C* |  | HSP-A, Single-Package Heat Pum | Heat Pump | 230 | 3 |  |  |  | No Match |  | No Match | 93000 | 10300 | 9 |  |  |  | 93000 | 8960 |  |  | 51000 | 6990 |  | Non Federally-Regulated | 05/11/1988 |  | 03/15/1989
Carrier Corp. - Syracuse | Day & Night | RHH102(H,L,S)******AA |  | HSP-A, Single-Package Heat Pum | Heat Pump | 460 | 3 | False |  |  |  | True | Single-Speed | 100000 | 8333 | 12 | 10.8 |  |  | 100000 | 8619 | 3.4 | 3.3 |  |  |  | Federally-Regulated Commercial & Industrial Equipment | 10/28/2014 |  | 10/28/2014
Rheem Sales Company, Inc. | Tempstar | NRHR10HP30B |  | HSP-A, Single-Package Heat Pum | Heat Pump | 208 | 3 |  |  |  | No Match |  | No Match | 120000 | 13483 | 8.9 | 8.9 |  | 10.3 | 126000 | 12309 | 3 | 3 | 67000 | 9350 | 2.1 | Federally-Regulated Commercial & Industrial Equipment | 12/14/1998 |  | 08/18/1999
Carrier Corp. - Syracuse | Day & Night | RHS150(H,L,S)******AA |  | HSP-A, Single-Package Heat Pum | Heat Pump | 208 | 3 | False |  |  |  | False | Single-Speed | 142000 | 13396 | 10.6 | 10.4 |  |  | 142000 | 13005 | 3.2 | 3.2 |  |  |  | Federally-Regulated Commercial & Industrial Equipment | 10/28/2014 |  | 10/28/2014
Carrier Corp. - Syracuse | Airquest | RHS18*(H,L,S)0******A |  | HSP-A, Single-Package Heat Pum | Heat Pump | 460 | 3 | False |  |  |  | True | Single-Speed | 172000 | 15925 | 10.8 | 10.4 |  |  | 220000 | 19538 | 3.3 | 3.2 |  |  |  | Federally-Regulated Commercial & Industrial Equipment | 03/10/2011 |  | 12/12/2012
Daikin Comfort Technologies Manufacturing, L.P. | Goodman | CPH102********A* |  | HSP-A, Single-Package Heat Pum | Both Heat Pump and Electric Re | 460 | 3 | False |  |  |  | False | Single-Speed | 102000 | 9189 | 11.1 | 10.8 |  |  | 102000 | 8792 | 3.4 | 3.3 |  |  |  | Federally-Regulated Commercial & Industrial Equipment | 03/02/2012 |  | 05/02/2012
Trane U.S. Inc. | Trane | WCD120A400A |  | HSP-A, Single-Package Heat Pum | Heat Pump | 460 | 3 |  |  |  | No Match |  | No Match | 117000 | 13000 | 9 | 8.9 |  |  | 119000 | 11460 | 3 | 3 | 61000 | 8840 | 2 | Non Federally-Regulated | 07/31/1992 |  | 03/31/1998
Trane U.S. Inc. | American Standard, Inc. | WC(D,H)150E4A*B |  | HSP-A, Single-Package Heat Pum | Both Heat Pump and Electric Re | 575 | 3 | False |  |  |  | False | Single-Speed | 146000 | 13272 | 11 | 10.4 |  |  | 146000 | 13371 | 3.2 | 3.2 |  |  |  | Federally-Regulated Commercial & Industrial Equipment | 03/02/2012 |  | 08/28/2012
Carrier Corp. - Syracuse | Day & Night | RHH102(H,L,S)******AA |  | HSP-A, Single-Package Heat Pum | Heat Pump | 575 | 3 | False |  |  |  | True | Single-Speed | 100000 | 8333 | 12 | 10.8 |  |  | 100000 | 8619 | 3.4 | 3.3 |  |  |  | Federally-Regulated Commercial & Industrial Equipment | 12/12/2012 |  | 10/28/2014
York International | Evcon | BA-12C00*T/W/X***1* |  | HSP-A, Single-Package Heat Pum | Heat Pump | 575 | 3 |  |  |  | No Match |  | No Match | 144000 | 15483 | 9.3 | 8.5 |  | 11 | 142000 | 13421 | 3.1 | 2.9 | 91000 | 12696 | 2.1 | Federally-Regulated Commercial & Industrial Equipment | 07/19/2001 |  | 02/05/2002
York International | York | E1RA090S25/46 | F3EH090 | HRCU-A-CB, Split System: Heat | Heat Pump | 460 | 3 |  |  |  | No Match |  | No Match | 89000 | 9468 | 9.4 | 8.9 |  |  | 81000 | 7910 | 3 | 3 | 53000 | 7394 | 2.1 | Federally-Regulated Commercial & Industrial Equipment | 07/31/2002 |  | 01/18/2008
Borg Warner | Moncrief | BAHT-T120A |  | HSP-A, Single-Package Heat Pum | Heat Pump | 208 | 3 |  |  |  | No Match |  | No Match | 121000 | 13050 | 8.2 | 8.2 |  |  | 126000 | 11250 | 3.3 |  | 76000 | 7980 | 2.8 | Non Federally-Regulated | 06/11/1985 |  | 05/11/1988
Carrier Corp. - Syracuse | Carrier | 38AQ0166 + 38AQ0166 | 40RR034 | HRCU-A-CB, Split System: Heat | Heat Pump | 460 | 3 |  |  |  | No Match |  | No Match | 316512 | 40828 | 7.8 | 7.5 |  |  | 339600 | 34888 |  |  | 194998 | 27708 |  | Non Federally-Regulated | 08/30/1983 |  | 06/11/1985
Trane U.S. Inc. | American Standard, Inc. | WCH150B30*E* |  | HSP-A, Single-Package Heat Pum | Heat Pump | 208 | 3 |  |  |  | No Match |  | No Match | 146000 | 15531 | 9.4 | 8.5 |  | 9.7 | 132000 | 13340 | 2.9 | 2.9 | 72000 | 10550 | 2 | Federally-Regulated Commercial & Industrial Equipment | 10/24/1997 |  | 03/31/1998
Trane U.S. Inc. | American Standard, Inc. | WC(D,H)150E3F*B |  | HSP-A, Single-Package Heat Pum | Both Heat Pump and Electric Re | 460 | 3 | False |  |  |  | False | Single-Speed | 146000 | 13272 | 11 | 10.4 |  |  | 146000 | 13371 | 3.2 | 3.2 |  |  |  | Federally-Regulated Commercial & Industrial Equipment | 03/02/2012 |  | 08/28/2012
Trane U.S. Inc. | Trane | TWA240B300A | TWE240B300A | HRCU-A-CB, Split System: Heat | Heat Pump | 208 | 3 |  |  |  | No Match |  | No Match | 234000 | 27530 | 8.5 | 8.2 |  |  | 234000 | 22860 |  |  | 122000 | 17880 |  | Non Federally-Regulated | 02/22/1990 |  | 07/31/1992
Carrier Corp. - Syracuse | Carrier Corp. | 50HCQ*08***(5,6,1)A***(G,J,K,M)* |  | HSP-A, Single-Package Heat Pum | Heat Pump | 208 | 3 | False |  |  |  | True | Single-Speed | 90000 | 7438 | 12.1 | 10.8 |  |  | 84000 | 7033 | 3.5 | 3.3 |  |  |  | Federally-Regulated Commercial & Industrial Equipment | 12/12/2012 |  | 10/28/2014
York International | York | B1CH180A/E***25/46/58 |  | HSP-A, Single-Package Heat Pum | Heat Pump | 208 | 3 |  |  |  | No Match |  | No Match | 164000 | 18636 | 8.8 | 8.5 |  | 8.5 | 174000 | 16993 | 3 | 2.9 | 90000 | 13184 | 2 | Federally-Regulated Commercial & Industrial Equipment | 07/31/2002 |  | 01/18/2008
Trane U.S. Inc. | General Electric | BWC180A3 |  | HSP-A, Single-Package Heat Pum | Heat Pump | 230 | 3 |  |  |  | No Match |  | No Match | 180000 | 22600 | 8 |  |  |  | 180000 | 20300 | 2.6 |  | 100000 | 16400 | 1.8 | Non Federally-Regulated | 06/11/1985 |  | 05/11/1988
Rheem Sales Company, Inc. | Rheem | RPWB-100CAS | RHPA-100E | HRCU-A-CB, Split System: Heat | Heat Pump | 208 | 3 |  |  |  | No Match |  | No Match | 118000 | 14390 | 8.2 | 8.2 |  |  | 118000 | 12350 |  |  | 60000 | 8790 | 2 | Non Federally-Regulated | 06/11/1985 |  | 05/11/1988
Rheem Sales Company, Inc. | Heil Quaker | NCHR10L001B | NEPR10N020A | HRCU-A-CB, Split System: Heat | Heat Pump | 460 | 3 |  |  |  | No Match |  | No Match | 90000 | 11000 | 8.2 | 8.2 |  |  | 88000 | 8595 |  |  | 46000 | 6740 |  | Non Federally-Regulated | 08/29/1986 |  | 05/11/1988
York International | Fraser Johnston | BA-06C(T/W/X)*** |  | HSP-A, Single-Package Heat Pum | Heat Pump | 208 | 3 |  |  |  | No Match |  | No Match | 78000 | 7647 | 10.2 | 8.9 |  |  | 69000 | 6317 | 3.2 | 3 | 43000 | 5726 | 2.2 | Federally-Regulated Commercial & Industrial Equipment | 11/19/2002 |  | 01/18/2008
Trane U.S. Inc. | Trane Unitary Products Group | WC(D,H)180E4A*B |  | HSP-A, Single-Package Heat Pum | Both Heat Pump and Electric Re | 575 | 3 | False |  |  |  | False | Single-Speed | 170000 | 15454 | 11 | 10.4 |  |  | 176000 | 16119 | 3.2 | 3.2 |  |  |  | Federally-Regulated Commercial & Industrial Equipment | 03/02/2012 |  | 08/28/2012
Coleman Air Conditioning Products | Airpro | EABA-T/ W090 | F*EH090 | HRCU-A-CB, Split System: Heat | Heat Pump | 208 | 3 |  |  |  | No Match |  | No Match | 89000 | 9468 | 9.4 | 8.9 |  |  | 81000 | 7910 | 3 | 3 | 53000 | 7394 | 2.1 | Federally-Regulated Commercial & Industrial Equipment | 05/23/2001 |  | 11/21/2001
Carrier Corp. - Syracuse | Day & Night | RHH102(H,L,S)******TA |  | HSP-A, Single-Package Heat Pum | Heat Pump | 208 | 3 | False |  |  |  | True | Single-Speed | 100000 | 8333 | 12 | 10.8 |  |  | 100000 | 8619 | 3.4 | 3.3 |  |  |  | Federally-Regulated Commercial & Industrial Equipment | 12/12/2012 |  | 10/28/2014
Carrier Corp. - Syracuse | Carrier | 50PQ0125 |  | HSP-A, Single-Package Heat Pum | Heat Pump | 208 | 3 |  |  |  | No Match |  | No Match | 120000 | 14700 | 8.2 | 8.2 |  |  | 120000 | 12200 |  |  | 65000 | 9200 |  | Non Federally-Regulated | 03/15/1989 |  | 10/10/1989
Carrier Corp. - Syracuse | ICP Commercial | CHS240(H,L,S)D* | FHS240(S,H,L)**A0* | HRCU-A-CB, Split System: Heat | Heat Pump | 460 | 3 |  |  |  |  | True | Single-Speed | 222000 | 20747 | 10.7 | 10.4 |  |  | 214000 | 17919 | 3.5 | 3.2 |  |  |  | Federally-Regulated Commercial & Industrial Equipment | 07/18/2013 |  | 10/28/2014
Rheem Sales Company, Inc. | Ruud | UPDC-101C |  | HSP-A, Single-Package Heat Pum | Heat Pump | 208 | 3 |  |  |  | No Match |  | No Match | 120000 | 13483 | 8.9 | 8.9 |  | 10.3 | 126000 | 12309 | 3 | 3 | 67000 | 9350 | 2.1 | Federally-Regulated Commercial & Industrial Equipment | 02/03/1998 |  | 03/31/1998
Carrier Corp. - Syracuse | Comfortmaker | RHH090(H,L,S)******** |  | HSP-A, Single-Package Heat Pum | Heat Pump | 575 | 3 | False |  |  |  | True | Single-Speed | 90000 | 7438 | 12.1 | 10.8 |  |  | 84000 | 7033 | 3.5 | 3.3 |  |  |  | Federally-Regulated Commercial & Industrial Equipment | 11/30/2011 |  | 12/12/2012
Carrier Corp. - Syracuse | Bryant Heating & Cooling Systems | 548J(P,E,T)07**********A |  | HSP-A, Single-Package Heat Pum | Heat Pump | 208 | 3 | False |  |  |  | False | Single-Speed | 70000 | 6306 | 11.1 | 10.8 |  |  | 67000 | 5950 | 3.3 | 3.3 |  |  |  | Federally-Regulated Commercial & Industrial Equipment | 11/30/2011 |  | 10/28/2014
Trane U.S. Inc. | Trane | TWA240B400A | TWE240B400A | HRCU-A-CB, Split System: Heat | Heat Pump | 460 | 3 |  |  |  | No Match |  | No Match | 234000 | 27530 | 8.5 |  |  |  | 234000 | 22860 | 3 | 2.5 | 122000 | 17880 | 2 | Non Federally-Regulated | 05/25/1989 |  | 02/22/1990
Rheem Sales Company, Inc. | Rheem | RPWC-100DAZ | RHGF-100Z | HRCU-A-CB, Split System: Heat | Heat Pump | 460 | 3 |  |  |  | No Match |  | No Match | 120000 | 13043 | 9.2 | 8.9 |  |  | 125000 | 11817 | 3.1 | 3 | 84000 | 11190 | 2.2 | Federally-Regulated Commercial & Industrial Equipment | 05/10/1998 |  | 10/02/1998
Rheem Sales Company, Inc. | Ruud | UPWA-200DAS | UHPA-200G | HRCU-A-CB, Split System: Heat | Heat Pump | 460 | 3 |  |  |  | No Match |  | No Match | 237600 | 28600 | 8.3 |  |  |  | 230250 | 24085 |  |  | 141700 | 21850 |  | Non Federally-Regulated | 05/16/1984 |  | 06/11/1985
Trane U.S. Inc. | Trane | RPUB-C154-A*A | BPUB-C15*-A*A | HRCU-A-CB, Split System: Heat | Heat Pump | 460 | 3 |  |  |  | No Match |  | No Match | 182000 | 22000 | 8.3 |  |  |  | 172000 | 18300 |  |  | 101000 | 15200 |  | Non Federally-Regulated | 05/16/1984 |  | 06/11/1985
McQuay International | McQuay International | DPS006AHHE4**-6 |  | HSP-A, Single-Package Heat Pum | Heat Pump | 460 | 3 | False |  |  |  | True | Variable-Speed | 70000 | 6194 | 11.3 | 10.8 |  |  | 72000 | 5197 | 4.1 | 3.3 |  |  |  | Federally-Regulated Commercial & Industrial Equipment | 03/02/2012 |  | 08/28/2012
McQuay International | McQuay International | DPS007AHHW2**-3 |  | HSP-A, Single-Package Heat Pum | Heat Pump | 230 | 3 | False |  |  |  | True | Variable-Speed | 88000 | 7154 | 12.3 | 10.8 |  |  | 78000 | 6245 | 3.7 | 3.3 |  |  |  | Federally-Regulated Commercial & Industrial Equipment | 08/28/2012 |  | 04/19/2013
York International | York | B3CH120A25/46 |  | HSP-A, Single-Package Heat Pum | Heat Pump | 208 | 3 |  |  |  | No Match |  | No Match | 118000 | 13111 | 9 | 8.9 |  |  | 116000 | 11332 | 3 | 3 | 70000 | 10257 | 2 | Federally-Regulated Commercial & Industrial Equipment | 02/03/1998 |  | 03/31/1998
Carrier Corp. - Syracuse | Airquest | RHS150(H,L,S)******AA |  | HSP-A, Single-Package Heat Pum | Heat Pump | 575 | 3 | False |  |  |  | False | Single-Speed | 142000 | 13396 | 10.6 | 10.4 |  |  | 142000 | 13005 | 3.2 | 3.2 |  |  |  | Federally-Regulated Commercial & Industrial Equipment | 10/28/2014 |  | 10/28/2014
Borg Warner | Moncrief | EAHP-T090A | FBHP-S090A | HRCU-A-CB, Split System: Heat | Heat Pump | 230 | 3 |  |  |  | No Match |  | No Match | 93000 | 10134 | 8.5 | 8.2 |  |  | 103000 | 8710 | 3.5 |  | 59000 | 6263 | 2.8 | Non Federally-Regulated | 06/11/1985 |  | 05/11/1988
McQuay International | McQuay International | DPS012AHHG2**-4 |  | HSP-A, Single-Package Heat Pum | Heat Pump | 230 | 3 | False |  |  |  | True | Variable-Speed | 144000 | 12307 | 11.7 | 10.4 |  |  | 134000 | 11793 | 3.3 | 3.2 |  |  |  | Federally-Regulated Commercial & Industrial Equipment | 08/28/2012 |  | 04/19/2013
Trane U.S. Inc. | Trane | WCD120B40*E* |  | HSP-A, Single-Package Heat Pum | Heat Pump | 460 | 3 |  |  |  | No Match |  | No Match | 117000 | 12717 | 9.2 | 8.9 |  | 9.4 | 119000 | 11622 | 3 | 3 | 61000 | 8936 | 2 | Federally-Regulated Commercial & Industrial Equipment | 11/18/1999 |  | 04/13/2000
Inter-City Products Corp. | Arcoaire | RYMA10H**** |  | HSP-A, Single-Package Heat Pum | Heat Pump | 208 | 3 |  |  |  | No Match |  | No Match | 123000 | 13516 | 9.1 | 8.9 |  | 9.5 | 123000 | 11628 | 3.1 | 3 | 71000 | 10404 | 2 | Federally-Regulated Commercial & Industrial Equipment | 06/11/1997 |  | 09/02/1997
Lennox Industries Inc. | Lennox | CHP11-953-5G |  | HSP-A, Single-Package Heat Pum | Heat Pump | 460 | 3 |  |  |  | No Match |  | No Match | 89000 | 10840 | 8.2 | 8.2 |  |  | 90000 | 9450 |  |  | 46000 | 7570 |  | Non Federally-Regulated | 06/11/1985 |  | 05/11/1988
McQuay International | McQuay International | DPS006AHHY2*C-4 |  | HSP-A, Single-Package Heat Pum | Heat Pump | 230 | 3 | False |  |  |  | True | Variable-Speed | 69000 | 6052 | 11.4 | 10.8 |  |  | 64000 | 5015 | 3.7 | 3.3 |  |  |  | Federally-Regulated Commercial & Industrial Equipment | 08/28/2012 |  | 04/19/2013
Trane U.S. Inc. | Trane | WCD180B300B |  | HSP-A, Single-Package Heat Pum | Heat Pump | 230 | 3 |  |  |  | No Match |  | No Match | 174000 | 19350 | 9 |  |  |  | 160000 | 15620 | 3 |  | 84000 | 11710 | 2.1 | Non Federally-Regulated | 07/31/1992 |  | 03/31/1998
Carrier Corp. - Syracuse | Payne | 541AP090 | 517A090 | HRCU-A-CB, Split System: Heat | Heat Pump | 230 | 3 |  |  |  | No Match |  | No Match | 88000 | 10700 | 8.2 |  |  |  | 87000 | 9800 |  |  | 47000 | 7300 | 1.9 | Non Federally-Regulated | 05/11/1988 |  | 03/15/1989
York International | York | XP090[C,E]***(2,4,5)***6 |  | HSP-A, Single-Package Heat Pum | Both Heat Pump and Electric Re | 208 | 3 | False |  |  |  | True | Single-Speed | 90000 | 8035 | 11.2 | 10.8 |  |  | 88000 | 7698 | 3.4 | 3.3 |  |  |  | Federally-Regulated Commercial & Industrial Equipment | 01/09/2014 |  | 01/05/2015
Rheem Sales Company, Inc. | Weatherking | WPWC-100C | WHGF-100Z | HRCU-A-CB, Split System: Heat | Heat Pump | 208 | 3 |  |  |  | No Match |  | No Match | 116000 | 13033 | 8.9 | 8.9 |  |  | 125000 | 11814 | 3.1 | 3 | 68000 | 9487 | 2.1 | Federally-Regulated Commercial & Industrial Equipment | 02/06/2002 |  | 07/18/2002
York International | York | E3FB090A25/46 | F3EH090A33 | HRCU-A-CB, Split System: Heat | Heat Pump | 208 | 3 |  |  |  | No Match |  | No Match | 83000 | 9222 | 9 | 8.9 |  |  | 78000 | 7617 | 3 | 3 | 51000 | 6496 | 2.3 | Federally-Regulated Commercial & Industrial Equipment | 07/31/2002 |  | 06/19/2003
Carrier Corp. - Syracuse | Arcoaire | RHS(181,183)(H,L,S)******TA |  | HSP-A, Single-Package Heat Pum | Heat Pump | 575 | 3 | False |  |  |  | True | Single-Speed | 172000 | 15925 | 10.8 | 10.4 |  |  | 220000 | 19538 | 3.3 | 3.2 |  |  |  | Federally-Regulated Commercial & Industrial Equipment | 12/12/2012 |  | 05/09/2013
Carrier Corp. - Syracuse | Airquest | RHS(243)(H,L,S)******AA |  | HSP-A, Single-Package Heat Pum | Heat Pump | 460 | 3 | False |  |  |  | True | Single-Speed | 232000 | 21886 | 10.6 | 10.4 |  |  | 220000 | 19538 | 3.3 | 3.2 |  |  |  | Federally-Regulated Commercial & Industrial Equipment | 10/28/2014 |  | 10/28/2014
Rheem Sales Company, Inc. | Amana | LHA075A003A |  | HSP-A, Single-Package Heat Pum | Heat Pump | 208 | 3 |  |  |  | No Match |  | No Match | 93000 | 10300 | 9 | 8.9 |  |  | 93000 | 8960 | 3 | 3 | 51000 | 6990 | 2.1 | Non Federally-Regulated | 01/26/1993 |  | 09/02/1995
Lennox Industries Inc. | Lennox | HP17-1353-6G | CB17-135V-1 | HRCU-A-CB, Split System: Heat | Heat Pump | 230 | 3 |  |  |  | No Match |  | No Match | 119000 | 14512 | 8.2 | 8.9 |  |  | 113000 | 10913 | 3 | 3 | 65000 | 8658 | 2.2 | Non Federally-Regulated | 06/30/1992 |  | 07/27/1992
York International | Luxaire | BADF-T/W090N165/205* |  | HSP-A, Single-Package Heat Pum | Heat Pump | 208 | 3 |  |  |  | No Match |  | No Match | 87000 | 9666 | 9 | 8.9 |  |  | 89000 | 8694 | 3 | 3 | 49000 | 7180 | 2 | Federally-Regulated Commercial & Industrial Equipment | 07/29/1998 |  | 08/07/1998
Rheem Sales Company, Inc. | Weatherking | PHC7.5T-4K |  | HSP-A, Single-Package Heat Pum | Heat Pump | 460 | 3 |  |  |  | No Match |  | No Match | 93000 | 10300 | 9 |  |  |  | 93000 | 8960 | 2.9 | 2.5 | 51000 | 6990 | 2.1 | Non Federally-Regulated | 02/07/1988 |  | 02/22/1990
McQuay International | McQuay International | DPS006AHHE2**-6 |  | HSP-A, Single-Package Heat Pum | Heat Pump | 208 | 3 | False |  |  |  | True | Variable-Speed | 70000 | 6194 | 11.3 | 10.8 |  |  | 72000 | 5197 | 4.1 | 3.3 |  |  |  | Federally-Regulated Commercial & Industrial Equipment | 03/02/2012 |  | 08/28/2012
York International | York | E1FB180 | F1EH180 | HRCU-A-CB, Split System: Heat | Heat Pump | 230 | 3 |  |  |  | No Match |  | No Match | 166000 | 19080 | 8.7 | 8.5 |  | 9.5 | 184000 | 17970 | 3 | 2.9 | 121000 | 16114 | 2.2 | Federally-Regulated Commercial & Industrial Equipment | 07/31/2002 |  | 01/18/2008
International Comfort Products | Heil | PH*120N2HA* |  | HSP-A, Single-Package Heat Pum | Heat Pump | 208 | 3 |  |  |  | No Match |  | No Match | 123000 | 13516 | 9.1 | 8.9 |  | 9.5 | 123000 | 11625 | 3.1 | 3 | 71000 | 10401 | 2 | Federally-Regulated Commercial & Industrial Equipment | 05/22/2000 |  | 09/20/2001
Carrier Corp. - Syracuse | Day & Night | RHS(240,243)(H,L,S)******AA |  | HSP-A, Single-Package Heat Pum | Heat Pump | 460 | 3 | False |  |  |  | True | Single-Speed | 232000 | 21886 | 10.6 | 10.4 |  |  | 220000 | 19538 | 3.3 | 3.2 |  |  |  | Federally-Regulated Commercial & Industrial Equipment | 12/12/2012 |  | 04/21/2014
Rheem Sales Company, Inc. | Ruud | UPDC-101D |  | HSP-A, Single-Package Heat Pum | Heat Pump | 460 | 3 |  |  |  | No Match |  | No Match | 120000 | 13483 | 8.9 | 8.9 |  | 10.3 | 126000 | 12309 | 3 | 3 | 67000 | 9350 | 2.1 | Federally-Regulated Commercial & Industrial Equipment | 12/14/1998 |  | 08/18/1999
Carrier Corp. - Syracuse | Bryant Heating & Cooling Systems | 549J(P,E,T)08*********(A,B)A |  | HSP-A, Single-Package Heat Pum | Heat Pump | 575 | 3 | False |  |  |  | True | Single-Speed | 90000 | 7438 | 12.1 | 10.8 |  |  | 84000 | 7033 | 3.5 | 3.3 |  |  |  | Federally-Regulated Commercial & Industrial Equipment | 10/28/2014 |  | 04/21/2015
Rheem Sales Company, Inc. | Heat Controller | HR100-4SZ | AHH100-Z | HRCU-A-CB, Split System: Heat | Heat Pump | 460 | 3 |  |  |  | No Match |  | No Match | 118000 | 12826 | 9.2 | 8.9 |  |  | 125000 | 11814 | 3.1 | 3 | 68000 | 9487 | 2.1 | Federally-Regulated Commercial & Industrial Equipment | 11/18/1999 |  | 05/23/2000
Borg Warner | Luxaire | BAHT-T120A |  | HSP-A, Single-Package Heat Pum | Heat Pump | 230 | 3 |  |  |  | No Match |  | No Match | 119000 | 12625 | 8.3 | 8.2 |  |  | 124000 | 10950 | 3.3 |  | 75000 | 7980 | 2.8 | Non Federally-Regulated | 06/11/1985 |  | 05/11/1988
Carrier Corp. - Syracuse | Payne | 542EE,FE090 |  | HSP-A, Single-Package Heat Pum | Heat Pump | 460 | 3 |  |  |  | No Match |  | No Match | 86000 | 10238 | 8.4 | 8.2 |  |  | 87000 | 8792 |  |  | 50000 | 7327 |  | Non Federally-Regulated | 02/22/1990 |  | 07/31/1992
Carrier Corp. - Syracuse | Bryant Air Conditioning | 549BPX/BEX072 |  | HSP-A, Single-Package Heat Pum | Heat Pump | 208 | 3 |  |  |  | No Match |  | No Match | 68000 | 7157 | 9.5 | 8.9 |  |  | 72000 | 6204 | 3.4 | 3 | 36000 | 5551 | 1.9 | Federally-Regulated Commercial & Industrial Equipment | 07/31/2002 |  | 09/25/2002
Carrier Corp. - Syracuse | Carrier Corp. | 50TCQ*24***(5,6,1)A***(G,J,K,M)*-HORZ |  | HSP-A, Single-Package Heat Pum | Heat Pump | 575 | 3 | False |  |  |  | True | Single-Speed | 232000 | 21886 | 10.6 | 10.4 |  |  | 220000 | 19538 | 3.3 | 3.2 |  |  |  | Federally-Regulated Commercial & Industrial Equipment | 04/21/2014 |  | 10/28/2014
Carrier Corp. - Syracuse | Arcoaire | RHS102(L,S)******TA |  | HSP-A, Single-Package Heat Pum | Heat Pump | 575 | 3 | False |  |  |  | False | Single-Speed | 99000 | 8608 | 11.5 | 10.8 |  |  | 96000 | 8525 | 3.3 | 3.3 |  |  |  | Federally-Regulated Commercial & Industrial Equipment | 12/12/2012 |  | 10/28/2014
Trane U.S. Inc. | Trane | RPUB-B753-A*A | BPCB-B75*-A*A | HRCU-A-CB, Split System: Heat | Heat Pump | 200 | 3 |  |  |  | No Match |  | No Match | 90000 | 10200 | 8.8 | 8.2 |  |  | 87000 | 8790 |  |  | 51000 | 7150 |  | Non Federally-Regulated | 06/11/1985 |  | 08/29/1986
York International | Johnson Controls | J07EA0C***(2,4,5)* | J07FAC***(6)* | HRCU-A-CB, Split System: Heat | Both Heat Pump and Electric Re | 208 | 3 |  |  |  |  | True | Single-Speed | 90000 | 8443 | 10.7 | 8.9 |  |  | 88000 | 8065 | 3.2 | 3 |  |  |  | Federally-Regulated Commercial & Industrial Equipment | 08/27/2008 |  | 02/24/2011
Carrier Corp. - Syracuse | Bryant Heating & Cooling Systems | 548JP08*********(D,E)A |  | HSP-A, Single-Package Heat Pum | Heat Pump | 208 | 3 | False |  |  |  | False | Single-Speed | 87000 | 7767 | 11.2 | 10.8 |  |  | 86000 | 7413 | 3.4 | 3.3 |  |  |  | Federally-Regulated Commercial & Industrial Equipment | 12/12/2012 |  | 10/28/2014
Trane U.S. Inc. | American Standard, Inc. | BWC150L3OOA |  | HSP-A, Single-Package Heat Pum | Heat Pump | 230 | 3 |  |  |  | No Match |  | No Match | 147000 | 17100 | 8.6 |  |  |  | 132000 | 14340 | 2.7 |  | 68000 | 11080 | 1.8 | Non Federally-Regulated | 03/15/1989 |  | 10/10/1989
Carrier Corp. - Syracuse | Arcoaire | RHS(243)(H,L,S)******AA |  | HSP-A, Single-Package Heat Pum | Heat Pump | 575 | 3 | False |  |  |  | True | Single-Speed | 232000 | 21886 | 10.6 | 10.4 |  |  | 220000 | 19538 | 3.3 | 3.2 |  |  |  | Federally-Regulated Commercial & Industrial Equipment | 04/21/2014 |  | 10/28/2014
Rheem Sales Company, Inc. | Airquest | NCHR10L001B | NEPR10M030A | HRCU-A-CB, Split System: Heat | Heat Pump | 460 | 3 |  |  |  | No Match |  | No Match | 118000 | 14390 | 8.2 |  |  |  | 118000 | 12350 | 2.8 | 2.5 | 60000 | 8790 | 2 | Non Federally-Regulated | 08/23/1990 |  | 07/27/1992
Carrier Corp. - Syracuse | ICP Commercial | RHS(240,243)(H,L,S)******AA |  | HSP-A, Single-Package Heat Pum | Heat Pump | 575 | 3 | False |  |  |  | True | Single-Speed | 232000 | 21886 | 10.6 | 10.4 |  |  | 220000 | 19538 | 3.3 | 3.2 |  |  |  | Federally-Regulated Commercial & Industrial Equipment | 12/12/2012 |  | 04/21/2014
Carrier Corp. - Syracuse | Heil | CHS091(H,L,S)A* | FHS091(M,S,K)A*A* | HRCU-A-CB, Split System: Heat | Heat Pump | 460 | 3 |  |  |  |  | True | Single-Speed | 89000 | 8090 | 11 | 10.8 |  |  | 87000 | 7727 | 3.3 | 3.3 |  |  |  | Federally-Regulated Commercial & Industrial Equipment | 03/10/2011 |  | 12/12/2012
Goettl | American Best | HP1202E-3 |  | HSP-A, Single-Package Heat Pum | Heat Pump | 230 | 3 |  |  |  | No Match |  | No Match | 120000 | 12371 | 9.7 | 8.9 |  |  | 118000 | 11524 | 3 | 3 | 63000 | 9229 | 2 | Federally-Regulated Commercial & Industrial Equipment | 11/18/1999 |  | 04/13/2000
Carrier Corp. - Syracuse | Heil | CHS240(H,L,S)D* | FHS240(S,H,L)A*A* | HRCU-A-CB, Split System: Heat | Heat Pump | 208 | 3 |  |  |  |  | True | Single-Speed | 222000 | 20747 | 10.7 | 10.4 |  |  | 214000 | 17919 | 3.5 | 3.2 |  |  |  | Federally-Regulated Commercial & Industrial Equipment | 03/10/2011 |  | 12/12/2012
Rheem Sales Company, Inc. | Whirlpool | NRHR92LP15A |  | HSP-A, Single-Package Heat Pum | Heat Pump | 460 | 3 |  |  |  | No Match |  | No Match | 92000 | 10500 | 8.8 |  |  |  | 94000 | 9160 |  |  | 5200 | 7190 |  | Non Federally-Regulated | 05/11/1988 |  | 03/15/1989
Carrier Corp. - Syracuse | Carrier | 50HJQ00750/60 |  | HSP-A, Single-Package Heat Pum | Heat Pump | 460 | 3 |  |  |  | No Match |  | No Match | 68000 | 7157 | 9.5 | 8.9 |  |  | 72000 | 6204 | 3.4 | 3 | 36000 | 5551 | 1.9 | Federally-Regulated Commercial & Industrial Equipment | 05/22/2000 |  | 07/18/2002
Daikin Comfort Technologies Manufacturing, L.P. | Goodman | CPH072********B* |  | HSP-A, Single-Package Heat Pum | Both Heat Pump and Electric Re | 208 | 3 | False |  |  |  | False | Single-Speed | 70000 | 6306 | 11.1 | 10.8 |  |  | 70000 | 5698 | 3.6 | 3.3 |  |  |  | Federally-Regulated Commercial & Industrial Equipment | 03/02/2012 |  | 05/02/2012
Carrier Corp. - Syracuse | Comfortmaker | RHH(120,121)(H,L,S)******** |  | HSP-A, Single-Package Heat Pum | Heat Pump | 208 | 3 | False |  |  |  | True | Single-Speed | 119000 | 9674 | 12.3 | 10.8 |  |  | 116000 | 9713 | 3.5 | 3.3 |  |  |  | Federally-Regulated Commercial & Industrial Equipment | 11/30/2011 |  | 12/12/2012
Borg Warner | Moncrief | BAHT-T090A |  | HSP-A, Single-Package Heat Pum | Heat Pump | 208 | 3 |  |  |  | No Match |  | No Match | 95000 | 10041 | 8.3 | 8.2 |  |  | 103000 | 8607 | 3.5 |  | 63000 | 6562 | 2.8 | Non Federally-Regulated | 05/16/1984 |  | 06/11/1985
Rheem Sales Company, Inc. | Weatherking | PHC10T-4K |  | HSP-A, Single-Package Heat Pum | Heat Pump | 460 | 3 |  |  |  | No Match |  | No Match | 120000 | 13665 | 8.8 | 8.2 |  |  | 126000 | 11875 | 3.1 |  | 67000 | 9345 | 2.1 | Non Federally-Regulated | 02/22/1990 |  | 07/31/1992
Rheem Sales Company, Inc. | Airquest | NRHR10HP30B |  | HSP-A, Single-Package Heat Pum | Heat Pump | 208 | 3 |  |  |  | No Match |  | No Match | 120000 | 13483 | 8.9 | 8.9 |  | 10.3 | 126000 | 12309 | 3 | 3 | 67000 | 9350 | 2.1 | Federally-Regulated Commercial & Industrial Equipment | 12/14/1998 |  | 08/18/1999
Trane U.S. Inc. | American Standard, Inc. | WCH090C40*B* |  | HSP-A, Single-Package Heat Pum | Heat Pump | 460 | 3 |  |  |  | No Match |  | No Match | 87000 | 9775 | 8.9 | 8.9 |  |  | 86000 | 8399 | 3 | 3 | 43000 | 6299 | 2 | Federally-Regulated Commercial & Industrial Equipment | 11/18/1999 |  | 04/13/2000
Trane U.S. Inc. | Trane | BWA090C4-L | BWE090C-E | HRCU-A-CB, Split System: Heat | Heat Pump | 460 | 3 |  |  |  | No Match |  | No Match | 90000 | 10200 | 8.8 | 8.2 |  |  | 87000 | 8790 |  |  | 51000 | 7150 |  | Non Federally-Regulated | 08/29/1986 |  | 05/11/1988
Trane U.S. Inc. | Trane | WCH075A400A |  | HSP-A, Single-Package Heat Pum | Heat Pump | 460 | 3 |  |  |  | No Match |  | No Match | 71000 | 8300 | 8.6 | 8.2 |  |  | 71000 | 7170 |  |  | 33000 | 5090 |  | Non Federally-Regulated | 10/10/1989 |  | 02/22/1990
Lennox Industries Inc. | Armstrong | LHA088S* |  | HSP-A, Single-Package Heat Pum | Heat Pump | 460 | 3 |  |  |  | No Match |  | No Match | 86000 | 9555 | 9 | 8.9 |  |  | 86000 | 8399 | 3 | 3 | 48000 | 7031 | 2 | Federally-Regulated Commercial & Industrial Equipment | 07/19/2001 |  | 11/19/2002
York International | Luxaire | XA-06[C,E]***(T,W,X)***6 |  | HSP-A, Single-Package Heat Pum | Both Heat Pump and Electric Re | 208 | 3 | False |  |  |  | True | Single-Speed | 78000 | 6782 | 11.5 | 10.8 |  |  | 75000 | 6561 | 3.4 | 3.3 |  |  |  | Federally-Regulated Commercial & Industrial Equipment | 04/19/2013 |  | 01/09/2014
Carrier Corp. - Syracuse | Carrier | 50TJQ00850/60 |  | HSP-A, Single-Package Heat Pum | Heat Pump | 460 | 3 |  |  |  | No Match |  | No Match | 86000 | 9555 | 9 | 8.9 |  | 9.3 | 78000 | 7620 | 3 | 3 | 36000 | 6433 | 1.6 | Federally-Regulated Commercial & Industrial Equipment | 12/14/1998 |  | 08/17/1999
Carrier Corp. - Syracuse | ICP Commercial | RHS090(L,S)******TA |  | HSP-A, Single-Package Heat Pum | Heat Pump | 460 | 3 | False |  |  |  | False | Single-Speed | 88000 | 7857 | 11.2 | 10.8 |  |  | 86000 | 7413 | 3.4 | 3.3 |  |  |  | Federally-Regulated Commercial & Industrial Equipment | 12/12/2012 |  | 10/28/2014
Rheem Sales Company, Inc. | Ruud | UPWC-075CAZ | UHGF-100Z | HRCU-A-CB, Split System: Heat | Heat Pump | 208 | 3 |  |  |  | No Match |  | No Match | 92000 | 9583 | 9.6 | 8.9 |  |  | 88000 | 8059 | 3.2 | 3 | 57500 | 7660 | 2.2 | Federally-Regulated Commercial & Industrial Equipment | 03/31/1998 |  | 05/09/1998
Trane U.S. Inc. | Trane | WC(D,H)075C300A |  | HSP-A, Single-Package Heat Pum | Heat Pump | 230 | 3 |  |  |  | No Match |  | No Match | 71000 | 7978 | 8.9 | 8.9 |  |  | 71000 | 6935 | 3 | 3 | 35000 | 5127 | 2 | Non Federally-Regulated | 01/31/1992 |  | 07/31/1992
Carrier Corp. - Syracuse | Carrier | 50TJQ00850/60 |  | HSP-A, Single-Package Heat Pum | Heat Pump | 208 | 3 |  |  |  | No Match |  | No Match | 86000 | 9555 | 9 | 8.9 |  | 9.3 | 78000 | 7617 | 3 | 3 | 36000 | 6592 | 1.6 | Federally-Regulated Commercial & Industrial Equipment | 05/22/2000 |  | 11/20/2000
Rheem Sales Company, Inc. | Heil Quaker | NRHR10HP30A |  | HSP-A, Single-Package Heat Pum | Heat Pump | 208 | 3 |  |  |  | No Match |  | No Match | 119000 | 13985 | 8.5 |  |  |  | 127000 | 12195 | 3.1 |  | 68000 | 9665 | 2.1 | Non Federally-Regulated | 05/11/1988 |  | 03/15/1989
Rheem Sales Company, Inc. | Tempstar | NRHR10LP30B |  | HSP-A, Single-Package Heat Pum | Heat Pump | 460 | 3 |  |  |  | No Match |  | No Match | 120000 | 13483 | 8.9 | 8.9 |  | 10.3 | 126000 | 12309 | 3 | 3 | 67000 | 9350 | 2.1 | Federally-Regulated Commercial & Industrial Equipment | 02/03/1998 |  | 03/31/1998
York International | Evcon | BBCB-(T/W/X)180(A/E) |  | HSP-A, Single-Package Heat Pum | Heat Pump | 208 | 3 |  |  |  | No Match |  | No Match | 164000 | 16565 | 9.9 | 8.5 |  | 9.5 | 172000 | 15748 | 3.2 | 2.9 | 102000 | 14231 | 2.1 | Federally-Regulated Commercial & Industrial Equipment | 07/31/2002 |  | 01/18/2008
York International | York | E3FB090A25/46 | F3EH090A33 | HRCU-A-CB, Split System: Heat | Heat Pump | 230 | 3 |  |  |  | No Match |  | No Match | 83000 | 9222 | 9 | 8.9 |  |  | 78000 | 7617 | 3 | 3 | 51000 | 6496 | 2.3 | Federally-Regulated Commercial & Industrial Equipment | 06/19/2003 |  | 01/18/2008
Rheem Sales Company, Inc. | Ruud | UPWE-120C | UHGG-120Z | HRCU-A-CB, Split System: Heat | Heat Pump | 208 | 3 |  |  |  | No Match |  | No Match | 120000 | 11881 | 10.1 | 8.9 |  |  | 119000 | 10895 | 3.2 | 3 | 69000 | 9189 | 2.2 | Federally-Regulated Commercial & Industrial Equipment | 01/22/2003 |  | 01/18/2008
Lennox Industries Inc. | Lennox | CHP16-1353-3G |  | HSP-A, Single-Package Heat Pum | Heat Pump | 460 | 3 |  |  |  | No Match |  | No Match | 118000 | 14217 | 8.3 |  |  |  | 120000 | 12297 |  |  | 64000 | 9872 |  | Non Federally-Regulated | 05/11/1988 |  | 03/15/1989
McQuay International | McQuay International | DPS007AHHY4**-3 |  | HSP-A, Single-Package Heat Pum | Heat Pump | 460 | 3 | False |  |  |  | True | Variable-Speed | 88000 | 7096 | 12.4 | 10.8 |  |  | 88000 | 6039 | 4.3 | 3.3 |  |  |  | Federally-Regulated Commercial & Industrial Equipment | 03/02/2012 |  | 08/28/2012
Inter-City Products Corp. | Airquest | PH*090N2LA |  | HSP-A, Single-Package Heat Pum | Heat Pump | 460 | 3 |  |  |  | No Match |  | No Match | 91000 | 9784 | 9.3 | 8.9 |  | 10.4 | 90000 | 8508 | 3.1 | 3 | 48000 | 6862 | 2.1 | Federally-Regulated Commercial & Industrial Equipment | 06/11/1997 |  | 09/02/1997
Daikin Comfort Technologies Manufacturing, L.P. | Daikin U.S. Corp. | DCH120****B***A* |  | HSP-A, Single-Package Heat Pum | Both Heat Pump and Electric Re | 575 | 3 | False |  |  |  | False | Single-Speed | 115000 | 10360 | 11.1 | 10.8 |  |  | 116000 | 9999 | 3.4 | 3.3 |  |  |  | Federally-Regulated Commercial & Industrial Equipment | 01/09/2014 |  | 04/21/2015
York International | Coleman | PH180C00A*(2,4,5)***** | NH180C00*(5,6)****** | HRCU-A-CB, Split System: Heat | Heat Pump | 460 | 3 |  |  |  |  | True | Single-Speed | 180000 | 16981 | 10.6 | 8.5 |  |  | 168000 | 14929 | 3.3 | 2.9 |  |  |  | Federally-Regulated Commercial & Industrial Equipment | 07/16/2009 |  | 06/14/2011
Carrier Corp. - Syracuse | Heil | RHS18*(H,L,S)0******A |  | HSP-A, Single-Package Heat Pum | Heat Pump | 230 | 3 | False |  |  |  | True | Single-Speed | 172000 | 15925 | 10.8 | 10.4 |  |  | 166000 | 14743 | 3.3 | 3.2 |  |  |  | Federally-Regulated Commercial & Industrial Equipment | 03/10/2011 |  | 12/12/2012
York International | Fraser Johnston | EAHP-T090A | FBHP-S090A | HRCU-A-CB, Split System: Heat | Heat Pump | 230 | 3 |  |  |  | No Match |  | No Match | 93000 | 10941 | 8.5 | 8.2 |  |  | 103000 | 9434 | 3.2 |  | 59000 | 6917 | 2.5 | Non Federally-Regulated | 03/15/1989 |  | 10/10/1989
Carrier Corp. - Syracuse | Keeprite | CHS180(H,L,S)D* | FHS180(M,S,H,L)**A2* | HRCU-A-CB, Split System: Heat | Heat Pump | 575 | 3 |  |  |  |  | True | Single-Speed | 178000 | 16792 | 10.6 | 10.4 |  |  | 178000 | 15343 | 3.4 | 3.2 |  |  |  | Federally-Regulated Commercial & Industrial Equipment | 07/18/2013 |  | 10/28/2014
Carrier Corp. - Syracuse | Airquest | RHS(181,183)(H,L,S)******AA |  | HSP-A, Single-Package Heat Pum | Heat Pump | 230 | 3 | False |  |  |  | True | Single-Speed | 172000 | 15925 | 10.8 | 10.4 |  |  | 166000 | 14742 | 3.3 | 3.2 |  |  |  | Federally-Regulated Commercial & Industrial Equipment | 12/12/2012 |  | 05/09/2013
Lennox Industries Inc. | Lennox | CHP11-953-4Q |  | HSP-A, Single-Package Heat Pum | Heat Pump | 230 | 3 |  |  |  | No Match |  | No Match | 89000 | 11300 | 7.9 | 7.5 |  |  | 89000 | 9300 |  |  | 43000 | 7000 |  | Non Federally-Regulated | 01/05/1982 |  | 08/30/1983
York International | Coleman | PH180C00A*(2,4,5)***** | NH180C00*(5,6)****** | HRCU-A-CB, Split System: Heat | Heat Pump | 208 | 3 |  |  |  |  | True | Single-Speed | 180000 | 16981 | 10.6 | 8.5 |  |  | 168000 | 14929 | 3.3 | 2.9 |  |  |  | Federally-Regulated Commercial & Industrial Equipment | 07/16/2009 |  | 06/14/2011
Carrier Corp. - Syracuse | Carrier Corp. | 38AUQA16A0*(5,6,1)A* | 40RUQA16T*A(5,6,1)A* | HRCU-A-CB, Split System: Heat | Heat Pump | 460 | 3 |  |  |  |  | True | Single-Speed | 178000 | 16792 | 10.6 | 10.4 |  |  | 178000 | 15343 | 3.4 | 3.2 |  |  |  | Federally-Regulated Commercial & Industrial Equipment | 06/17/2013 |  | 04/20/2015
York International | Luxaire | BCCB-T/-W090 |  | HSP-A, Single-Package Heat Pum | Heat Pump | 460 | 3 |  |  |  | No Match |  | No Match | 87000 | 9666 | 9 | 8.9 |  |  | 89000 | 8694 | 3 | 3 | 49000 | 7180 | 2 | Federally-Regulated Commercial & Industrial Equipment | 03/31/1998 |  | 05/09/1998
York International | Luxaire | BADF-T/W120N205/245* |  | HSP-A, Single-Package Heat Pum | Heat Pump | 460 | 3 |  |  |  | No Match |  | No Match | 118000 | 13111 | 9 | 8.9 |  |  | 116000 | 11332 | 3 | 3 | 70000 | 10257 | 2 | Federally-Regulated Commercial & Industrial Equipment | 07/29/1998 |  | 08/07/1998
Trane U.S. Inc. | American Standard, Inc. | WCH120B30*E* |  | HSP-A, Single-Package Heat Pum | Heat Pump | 208 | 3 |  |  |  | No Match |  | No Match | 124000 | 12916 | 9.6 | 8.9 |  | 9.8 | 110000 | 10746 | 3 | 3 | 59000 | 8645 | 2 | Federally-Regulated Commercial & Industrial Equipment | 03/31/1998 |  | 05/09/1998
Carrier Corp. - Syracuse | Carrier Corp. | 38AUQA16A0*(5,6,1)A* | 40RUQA16A*A(5,6,1)A* | HRCU-A-CB, Split System: Heat | Heat Pump | 575 | 3 |  |  |  |  | True | Single-Speed | 178000 | 16792 | 10.6 | 10.4 |  |  | 178000 | 15343 | 3.4 | 3.2 |  |  |  | Federally-Regulated Commercial & Industrial Equipment | 06/17/2013 |  | 04/20/2015
York International | York | B1CH180A/E***25/46 |  | HSP-A, Single-Package Heat Pum | Heat Pump | 460 | 3 |  |  |  | No Match |  | No Match | 164000 | 18636 | 8.8 | 8.5 |  | 8.5 | 174000 | 16998 | 3 | 2.9 | 90000 | 13188 | 2 | Federally-Regulated Commercial & Industrial Equipment | 03/31/1998 |  | 05/09/1998
York International | York | BP180[E72]***(2,4,5)* |  | HSP-A, Single-Package Heat Pum | Both Heat Pump and Electric Re | 208 | 3 |  |  |  |  | True | Single-Speed | 160000 | 16327 | 9.8 | 8.5 |  | 9.4 | 172000 | 15762 | 3.2 | 2.9 | 102000 | 14244 | 2.1 | Federally-Regulated Commercial & Industrial Equipment | 01/18/2008 |  | 02/24/2011
Carrier Corp. - Syracuse | Keeprite | RHS(181,183)(H,L,S)******AA |  | HSP-A, Single-Package Heat Pum | Heat Pump | 460 | 3 | False |  |  |  | True | Single-Speed | 172000 | 15925 | 10.8 | 10.4 |  |  | 220000 | 19538 | 3.3 | 3.2 |  |  |  | Federally-Regulated Commercial & Industrial Equipment | 05/09/2013 |  | 08/28/2014
Carrier Corp. - Syracuse | Arcoaire | RHS(181,183)(H,L,S)******TC |  | HSP-A, Single-Package Heat Pum | Heat Pump | 575 | 3 | False |  |  |  | True | Single-Speed | 172000 | 15925 | 10.8 | 10.4 |  |  | 220000 | 19538 | 3.3 | 3.2 |  |  |  | Federally-Regulated Commercial & Industrial Equipment | 10/28/2014 |  | 10/28/2014
Rheem Sales Company, Inc. | Ruud | UPDC-075C |  | HSP-A, Single-Package Heat Pum | Heat Pump | 208 | 3 |  |  |  | No Match |  | No Match | 93000 | 10333 | 9 | 8.9 |  | 9.9 | 93000 | 9085 | 3 | 3 | 51000 | 7117 | 2.1 | Federally-Regulated Commercial & Industrial Equipment | 12/14/1998 |  | 08/18/1999
Carrier Corp. - Syracuse | Bryant Heating & Cooling Systems | 548J(P,E,T)24*********(A,B)A-VERT |  | HSP-A, Single-Package Heat Pum | Heat Pump | 460 | 3 | False |  |  |  | True | Single-Speed | 232000 | 21886 | 10.6 | 10.4 |  |  | 220000 | 19538 | 3.3 | 3.2 |  |  |  | Federally-Regulated Commercial & Industrial Equipment | 04/21/2014 |  | 10/28/2014
Carrier Corp. - Syracuse | Carrier | 38AQ0165 * 38AQ0125 | 40RR028 | HSP-A, Single-Package Heat Pum | Heat Pump | 230 | 3 |  |  |  | No Match |  | No Match | 267375 | 32903 | 8.2 | 8.2 |  |  | 259800 | 27023 |  |  | 65000 | 9200 |  | Non Federally-Regulated | 03/15/1989 |  | 02/22/1990
York International | Fraser Johnston | BA-07C00*T/W/X***** |  | HSP-A, Single-Package Heat Pum | Heat Pump | 208 | 3 |  |  |  | No Match |  | No Match | 90000 | 8411 | 10.7 | 8.9 |  | 11 | 85000 | 7782 | 3.2 | 3 | 46000 | 6126 | 2.2 | Federally-Regulated Commercial & Industrial Equipment | 02/05/2002 |  | 07/18/2002
Rheem Sales Company, Inc. | Square D | HCS010JAR1H | A08-64-OOL-010US1G | HRCU-A-CB, Split System: Heat | Heat Pump | 208 | 3 |  |  |  | No Match |  | No Match | 118000 | 14390 | 8.2 | 8.2 |  |  | 118000 | 12350 |  |  | 60000 | 8790 | 2 | Non Federally-Regulated | 08/29/1986 |  | 05/11/1988
McQuay International | McQuay International | DPS006AHHY4*C-6 |  | HSP-A, Single-Package Heat Pum | Heat Pump | 460 | 3 | False |  |  |  | True | Variable-Speed | 70000 | 6034 | 11.6 | 10.8 |  |  | 72000 | 5096 | 4.1 | 3.3 |  |  |  | Federally-Regulated Commercial & Industrial Equipment | 03/02/2012 |  | 08/28/2012
Carrier Corp. | Carrier | 50PQ0146 | 40RR028 | HSP-A, Single-Package Heat Pum | Heat Pump | 460 | 3 |  |  |  | No Match |  | No Match | 267375 | 32903 | 8.1 |  |  |  | 259800 | 27023 | 2.7 | 2.5 | 81400 | 22873 | 2.2 | Non Federally-Regulated | 01/23/1988 |  | 07/27/1992
Trane U.S. Inc. | American Standard, Inc. | 4A6C3042A3 (2) | TWE090E1**A* | HRCU-A-CB, Split System: Heat | Heat Pump | 230 | 3 |  |  |  |  | True | Single-Speed | 84000 | 7046 | 11.9 | 10.8 |  |  | 80000 | 6604 | 3.6 | 3.3 |  |  |  | Federally-Regulated Commercial & Industrial Equipment | 11/30/2011 |  | 05/02/2012
Rheem Sales Company, Inc. | Rheem | RPDC-100D* |  | HSP-A, Single-Package Heat Pum | Heat Pump | 460 | 3 |  |  |  | No Match |  | No Match | 120000 | 13665 | 8.8 | 8.2 |  |  | 126000 | 11875 | 3.1 |  | 67000 | 9345 | 2.1 | Non Federally-Regulated | 03/15/1989 |  | 10/10/1989
Trane U.S. Inc. | American Standard, Inc. | 6C0072A4 | TWE090A-BA | HRCU-A-CB, Split System: Heat | Heat Pump | 460 | 3 |  |  |  | No Match |  | No Match | 72000 | 7500 | 9.6 | 8.9 |  |  | 71000 | 6710 | 3.1 | 3 | 38500 | 4904 | 2.3 | Federally-Regulated Commercial & Industrial Equipment | 07/31/2002 |  | 11/19/2002
York International | Luxaire | BACB-(T/W/X)240(A/E) |  | HSP-A, Single-Package Heat Pum | Heat Pump | 208 | 3 |  |  |  | No Match |  | No Match | 222000 | 26117 | 8.5 | 8.5 |  | 8 | 226000 | 22072 | 3 | 2.9 | 120000 | 17579 | 2 | Federally-Regulated Commercial & Industrial Equipment | 07/31/2002 |  | 01/18/2008
Trane U.S. Inc. | Trane | WCH120B30*E* |  | HSP-A, Single-Package Heat Pum | Heat Pump | 208 | 3 |  |  |  | No Match |  | No Match | 124000 | 12916 | 9.6 | 8.9 |  | 9.8 | 110000 | 10746 | 3 | 3 | 59000 | 8645 | 2 | Federally-Regulated Commercial & Industrial Equipment | 12/14/1998 |  | 08/17/1999
Lennox Industries Inc. | Lennox | GHP16-1353-1Y |  | HSP-A, Single-Package Heat Pum | Heat Pump | 230 | 3 |  |  |  | No Match |  | No Match | 118000 | 14217 | 8.3 |  |  |  | 120000 | 12297 | 2.8 | 2.5 | 64000 | 9872 | 1.9 | Non Federally-Regulated | 12/21/1990 |  | 07/27/1992
York International | York | B1SP090A25 |  | HSP-A, Single-Package Heat Pum | Heat Pump | 208 | 3 |  |  |  | No Match |  | No Match | 95000 | 11176 | 8.5 | 8.2 |  |  | 103000 | 9738 | 3.1 |  | 57000 | 8353 | 2 | Non Federally-Regulated | 03/15/1989 |  | 10/10/1989
York International | York | E1CH090A25 | FZEH090A33 | HRCU-A-CB, Split System: Heat | Heat Pump | 208 | 3 |  |  |  | No Match |  | No Match | 91000 | 10705 | 8.5 |  |  |  | 101000 | 9250 | 3.2 |  | 58000 | 6799 | 2.5 | Non Federally-Regulated | 05/11/1988 |  | 03/15/1989
Carrier Corp. - Syracuse | Keeprite | RHH102(H,L,S)******AA |  | HSP-A, Single-Package Heat Pum | Heat Pump | 208 | 3 | False |  |  |  | True | Single-Speed | 100000 | 8333 | 12 | 10.8 |  |  | 100000 | 8619 | 3.4 | 3.3 |  |  |  | Federally-Regulated Commercial & Industrial Equipment | 10/28/2014 |  | 10/28/2014
Trane U.S. Inc. | Trane | WCH090C30*B* |  | HSP-A, Single-Package Heat Pum | Heat Pump | 230 | 3 |  |  |  | No Match |  | No Match | 87000 | 9775 | 8.9 | 8.9 |  |  | 86000 | 8400 | 3 | 3 | 43000 | 6299 | 2 | Non Federally-Regulated | 05/27/1993 |  | 09/02/1995
Carrier Corp. - Syracuse | Tempstar | RHS(181,183)(H,L,S)******AA |  | HSP-A, Single-Package Heat Pum | Heat Pump | 208 | 3 | False |  |  |  | True | Single-Speed | 172000 | 15925 | 10.8 | 10.4 |  |  | 220000 | 19538 | 3.3 | 3.2 |  |  |  | Federally-Regulated Commercial & Industrial Equipment | 05/09/2013 |  | 08/28/2014
Lennox Industries Inc. | Lennox | THA240S2B*1* |  | HSP-A, Single-Package Heat Pum | Heat Pump | 230 | 3 |  |  |  |  | True | Single-Speed | 220000 | 24444 | 9 | 8.5 |  | 9.7 | 220000 | 20812 | 3.1 | 2.9 | 118000 | 17302 | 2 | Federally-Regulated Commercial & Industrial Equipment | 01/18/2008 |  | 01/24/2011
York International | Luxaire | BACB-T120A |  | HSP-A, Single-Package Heat Pum | Heat Pump | 208 | 3 |  |  |  | No Match |  | No Match | 117000 | 13765 | 8.5 |  |  |  | 117500 | 11630 | 2.9 | 2.5 | 65000 | 9717 | 1.9 | Non Federally-Regulated | 07/25/1989 |  | 10/10/1989
Trane U.S. Inc. | Trane | BWA180C3J | BWH180A | HRCU-A-CB, Split System: Heat | Heat Pump | 230 | 3 |  |  |  | No Match |  | No Match | 180000 | 23200 | 7.8 |  |  |  | 180000 | 20000 | 2.6 |  | 100000 | 16200 | 1.8 | Non Federally-Regulated | 05/16/1984 |  | 06/11/1985
York International | Luxaire | EBSE-T,W,X120 | FDHP-S120 | HRCU-A-CB, Split System: Heat | Heat Pump | 230 | 3 |  |  |  |  | True | Single-Speed | 118000 | 12553 | 9.4 | 8.9 |  | 0 | 111000 | 10500 | 3.1 | 3 | 71000 | 9053 | 2.3 | Federally-Regulated Commercial & Industrial Equipment | 01/18/2008 |  | 02/24/2011
Rheem Sales Company, Inc. | Rheem | RPWA-150DAS | RHPA-150G5 | HRCU-A-CB, Split System: Heat | Heat Pump | 460 | 3 |  |  |  | No Match |  | No Match | 176400 | 22000 | 8 | 7.5 |  |  | 177800 | 19200 | 2.7 |  | 93800 | 17500 | 1.6 | Non Federally-Regulated | 09/08/1982 |  | 05/16/1984
York International | Fraser Johnston | XA-06[C,E]***(T,W,X)***6 |  | HSP-A, Single-Package Heat Pum | Both Heat Pump and Electric Re | 575 | 3 | False |  |  |  | True | Single-Speed | 78000 | 6782 | 11.5 | 10.8 |  |  | 75000 | 6561 | 3.4 | 3.3 |  |  |  | Federally-Regulated Commercial & Industrial Equipment | 04/19/2013 |  | 01/09/2014
Carrier Corp. - Syracuse | Tempstar | RHS(243)(H,L,S)******AA |  | HSP-A, Single-Package Heat Pum | Heat Pump | 208 | 3 | False |  |  |  | True | Single-Speed | 232000 | 21886 | 10.6 | 10.4 |  |  | 220000 | 19538 | 3.3 | 3.2 |  |  |  | Federally-Regulated Commercial & Industrial Equipment | 04/21/2014 |  | 10/28/2014
Carrier Corp. - Syracuse | Comfortmaker | RHS102(L,S)******** |  | HSP-A, Single-Package Heat Pum | Heat Pump | 460 | 3 | False |  |  |  | False | Single-Speed | 99000 | 8839 | 11.2 | 10.8 |  |  | 96000 | 8525 | 3.3 | 3.3 |  |  |  | Federally-Regulated Commercial & Industrial Equipment | 11/30/2011 |  | 12/12/2012
Carrier Corp. - Syracuse | Keeprite | RHS(181,183)(H,L,S)******AC |  | HSP-A, Single-Package Heat Pum | Heat Pump | 460 | 3 | False |  |  |  | True | Single-Speed | 172000 | 15925 | 10.8 | 10.4 |  |  | 220000 | 19538 | 3.3 | 3.2 |  |  |  | Federally-Regulated Commercial & Industrial Equipment | 10/28/2014 |  | 10/28/2014
Carrier Corp. - Syracuse | Day & Night | CHS072(H,L,S)A* | FHS072(M,S,K)A*A* | HRCU-A-CB, Split System: Heat | Heat Pump | 208 | 3 |  |  |  |  | True | Single-Speed | 70000 | 6363 | 11 | 10.8 |  |  | 66000 | 5861 | 3.3 | 3.3 |  |  |  | Federally-Regulated Commercial & Industrial Equipment | 03/10/2011 |  | 12/12/2012
Carrier Corp. - Syracuse | Payne | 542DE090 |  | HSP-A, Single-Package Heat Pum | Heat Pump | 460 | 3 |  |  |  | No Match |  | No Match | 87000 | 10200 | 8.5 | 8.2 |  |  | 89000 | 8800 |  |  | 49000 | 7300 |  | Non Federally-Regulated | 02/22/1990 |  | 07/31/1992
Carrier Corp. - Syracuse | Carrier Corp. | 50TCQ*09***5A* |  | HSP-A, Single-Package Heat Pum | Heat Pump | 230 | 3 | False |  |  |  | False | Single-Speed | 99000 | 8839 | 11.2 | 10.8 |  |  | 96000 | 8525 | 3.3 | 3.3 |  |  |  | Federally-Regulated Commercial & Industrial Equipment | 11/30/2011 |  | 12/12/2012
Carrier Corp. - Syracuse | ICP Commercial | RHS090(L,S)******TA |  | HSP-A, Single-Package Heat Pum | Heat Pump | 460 | 3 | False |  |  |  | False | Single-Speed | 88000 | 7857 | 11.2 | 10.8 |  |  | 86000 | 7413 | 3.4 | 3.3 |  |  |  | Federally-Regulated Commercial & Industrial Equipment | 10/28/2014 |  | 10/28/2014
Carrier Corp. - Syracuse | Carrier | 38AQ0246*0246*0166 | 40RR054 | HSP-A, Single-Package Heat Pum | Heat Pump | 460 | 3 |  |  |  | No Match |  | No Match | 94000 | 72014 | 8.7 | 8.2 |  |  | 88000 | 9500 | 2.7 |  | 48000 | 7500 | 1.9 | Non Federally-Regulated | 02/22/1990 |  | 07/31/1992
Carrier Corp. - Syracuse | Carrier | 50HJQ00750/60 |  | HSP-A, Single-Package Heat Pum | Heat Pump | 230 | 3 |  |  |  | No Match |  | No Match | 68000 | 7157 | 9.5 | 8.9 |  |  | 72000 | 6204 | 3.4 | 3 | 36000 | 5551 | 1.9 | Federally-Regulated Commercial & Industrial Equipment | 11/18/1999 |  | 04/13/2000
Rheem Sales Company, Inc. | Rheem | RPWB-200CAS* | RHPA-200Z | HRCU-A-CB, Split System: Heat | Heat Pump | 208 | 3 |  |  |  | No Match |  | No Match | 234000 | 28540 | 8.2 | 8.2 |  |  | 234000 | 24490 |  |  | 119000 | 17430 |  | Non Federally-Regulated | 02/22/1990 |  | 07/31/1992
Carrier Corp. - Syracuse | Keeprite | RHH(120,121)(H,L,S)******TA |  | HSP-A, Single-Package Heat Pum | Heat Pump | 460 | 3 | False |  |  |  | True | Single-Speed | 119000 | 9674 | 12.3 | 10.8 |  |  | 116000 | 9713 | 3.5 | 3.3 |  |  |  | Federally-Regulated Commercial & Industrial Equipment | 12/12/2012 |  | 10/28/2014
Carrier Corp. - Syracuse | Bryant Heating & Cooling Systems | 575J(P,E,T)08A000* | 524J(J,E,T)08H000A** | HRCU-A-CB, Split System: Heat | Heat Pump | 230 | 3 |  |  |  |  | True | Single-Speed | 89000 | 8090 | 11 | 10.8 |  |  | 87000 | 7726 | 3.3 | 3.3 |  |  |  | Federally-Regulated Commercial & Industrial Equipment | 07/18/2013 |  | 04/20/2015
York International | York | BP150[C,E]***(2,4,5)* |  | HSP-A, Single-Package Heat Pum | Both Heat Pump and Electric Re | 208 | 3 |  |  |  |  | False | Single-Speed | 144000 | 15484 | 9.3 | 8.5 |  | 9.7 | 142000 | 13433 | 3.1 | 2.9 | 91000 | 12708 | 2.1 | Federally-Regulated Commercial & Industrial Equipment | 01/18/2008 |  | 02/24/2011
Carrier Corp. - Syracuse | Carrier | 50HJQ008--50/60 |  | HSP-A, Single-Package Heat Pum | Heat Pump | 208 | 3 |  |  |  | No Match |  | No Match | 88000 | 8543 | 10.3 | 8.9 |  | 10.5 | 85000 | 7546 | 3.3 | 3 | 48000 | 6392 | 2.2 | Federally-Regulated Commercial & Industrial Equipment | 11/21/2001 |  | 07/18/2002
Rheem Sales Company, Inc. | Weatherking | RHB20T-3 | AH20T3/4K | HRCU-A-CB, Split System: Heat | Heat Pump | 208 | 3 |  |  |  | No Match |  | No Match | 234000 | 28540 | 8.2 | 8.2 |  |  | 234000 | 24490 |  |  | 119000 | 17430 |  | Non Federally-Regulated | 02/22/1990 |  | 07/31/1992
York International | Evcon | BB-20[E72]***(T,W,X)* |  | HSP-A, Single-Package Heat Pum | Both Heat Pump and Electric Re | 208 | 3 |  |  |  |  | True | Single-Speed | 214000 | 22526 | 9.5 | 8.5 |  | 10.1 | 210000 | 19866 | 3.1 | 2.9 | 130000 | 19062 | 2 | Federally-Regulated Commercial & Industrial Equipment | 01/18/2008 |  | 01/24/2011
Trane U.S. Inc. | Trane | BWC120C3-G |  | HSP-A, Single-Package Heat Pum | Heat Pump | 200 | 3 |  |  |  | No Match |  | No Match | 118000 | 14300 | 8.3 | 8.2 |  |  | 118000 | 11900 |  |  | 62500 | 8750 |  | Non Federally-Regulated | 08/29/1986 |  | 05/11/1988
Trane U.S. Inc. | American Standard, Inc. | 4A6C3048A4 (2) | TWE090E1**A* | HRCU-A-CB, Split System: Heat | Heat Pump | 460 | 3 |  |  |  |  | True | Single-Speed | 90000 | 8181 | 11 | 10.8 |  |  | 90000 | 7992 | 3.3 | 3.3 |  |  |  | Federally-Regulated Commercial & Industrial Equipment | 11/30/2011 |  | 12/12/2012
York International | Luxaire | BA-15[E54]***(T,W,X)* |  | HSP-A, Single-Package Heat Pum | Both Heat Pump and Electric Re | 460 | 3 |  |  |  |  | True | Single-Speed | 162000 | 16531 | 9.8 | 8.5 |  | 9.4 | 172000 | 15762 | 3.2 | 2.9 | 102000 | 9348 | 3.2 | Federally-Regulated Commercial & Industrial Equipment | 01/18/2008 |  | 02/24/2011
Rheem Sales Company, Inc. | Ruud | UPDB-100C |  | HSP-A, Single-Package Heat Pum | Heat Pump | 230 | 3 |  |  |  | No Match |  | No Match | 116000 | 14150 | 8.2 | 8.2 |  |  | 118000 | 12350 |  |  | 60000 | 8790 | 2 | Non Federally-Regulated | 06/11/1985 |  | 05/11/1988
Lennox Industries Inc. | Lennox | HP17-953V-5G | CB17-95V-1 | HRCU-A-CB, Split System: Heat | Heat Pump | 460 | 3 |  |  |  | No Match |  | No Match | 89000 | 10114 | 8.8 |  |  |  | 87000 | 8373 | 3 | 2.5 | 49000 | 6527 | 2.2 | Non Federally-Regulated | 07/25/1989 |  | 10/10/1989
Addison Products | Addison Products | DFH154*3E**** |  | HSP-A, Single-Package Heat Pum | Heat Pump | 208 | 3 |  |  |  | No Match |  | No Match | 158400 | 16900 | 9.4 | 8.5 |  | 9.8 | 163100 | 14500 | 3.3 | 2.9 | 92700 | 12000 | 2.3 | Federally-Regulated Commercial & Industrial Equipment | 11/03/1994 |  | 04/07/1996
York International | Luxaire | BA-10[C,E]***(T,W,X)* |  | HSP-A, Single-Package Heat Pum | Both Heat Pump and Electric Re | 208 | 3 |  |  |  |  | False | Single-Speed | 120000 | 11650 | 10.3 | 8.9 |  | 10 | 113000 | 10356 | 3.2 | 3 | 60000 | 7998 | 2.2 | Federally-Regulated Commercial & Industrial Equipment | 01/18/2008 |  | 02/24/2011
Lennox Industries Inc. | Lennox | CHP11-1853-5G |  | HSP-A, Single-Package Heat Pum | Heat Pump | 460 | 3 |  |  |  | No Match |  | No Match | 180000 | 22000 | 8.2 | 8.2 |  |  | 174000 | 17810 |  |  | 90000 | 13880 |  | Non Federally-Regulated | 02/22/1990 |  | 07/31/1992
Borg Warner | York | B1SP090A46 |  | HSP-A, Single-Package Heat Pum | Heat Pump | 460 | 3 |  |  |  | No Match |  | No Match | 95000 | 10041 | 8.3 | 8.2 |  |  | 103004 | 8607 | 3.5 |  | 63000 | 6562 | 2.8 | Non Federally-Regulated | 06/11/1985 |  | 05/11/1988
York International | York | B1CH180A/E***25/46 |  | HSP-A, Single-Package Heat Pum | Heat Pump | 208 | 3 |  |  |  | No Match |  | No Match | 164000 | 18636 | 8.8 | 8.5 |  | 8.5 | 174000 | 16998 | 3 | 2.9 | 90000 | 13188 | 2 | Federally-Regulated Commercial & Industrial Equipment | 03/31/1998 |  | 05/09/1998
Carrier Corp. - Syracuse | Heil | CHS240(H,L,S)D* | FHS240(S,H,L)A*A* | HRCU-A-CB, Split System: Heat | Heat Pump | 460 | 3 |  |  |  |  | True | Single-Speed | 222000 | 20747 | 10.7 | 10.4 |  |  | 214000 | 17919 | 3.5 | 3.2 |  |  |  | Federally-Regulated Commercial & Industrial Equipment | 03/10/2011 |  | 12/12/2012
Carrier Corp. - Syracuse | Carrier Corp. | 50TCQ*24***(5,6,1)A***(G,J,K,M)* |  | HSP-A, Single-Package Heat Pum | Heat Pump | 230 | 3 | False |  |  |  | True | Single-Speed | 232000 | 21886 | 10.6 | 10.4 |  |  | 220000 | 19538 | 3.3 | 3.2 |  |  |  | Federally-Regulated Commercial & Industrial Equipment | 12/12/2012 |  | 04/21/2014
Trane U.S. Inc. | American Standard, Inc. | WSC072A3*0A00000000000 |  | HSP-A, Single-Package Heat Pum | Heat Pump | 208 | 3 |  |  |  | No Match |  | No Match | 68000 | 6732 | 10.1 | 8.9 |  |  | 66000 | 6043 | 3.2 | 3 | 39000 | 5194 | 2.2 | Federally-Regulated Commercial & Industrial Equipment | 11/21/2001 |  | 09/25/2002
Carrier Corp. - Syracuse | ICP Commercial | RHH090(H,L,S)******AA |  | HSP-A, Single-Package Heat Pum | Heat Pump | 230 | 3 | False |  |  |  | True | Single-Speed | 90000 | 7438 | 12.1 | 10.8 |  |  | 84000 | 7033 | 3.5 | 3.3 |  |  |  | Federally-Regulated Commercial & Industrial Equipment | 10/28/2014 |  | 10/28/2014
York International | Fraser Johnston | EBSE-T,W,X120 | FDHP-S120 | HRCU-A-CB, Split System: Heat | Heat Pump | 208 | 3 |  |  |  |  | True | Single-Speed | 118000 | 12553 | 9.4 | 8.9 |  | 0 | 111000 | 10500 | 3.1 | 3 | 71000 | 9053 | 2.3 | Federally-Regulated Commercial & Industrial Equipment | 01/18/2008 |  | 02/24/2011
Carrier Corp. - Syracuse | Arcoaire | RHH090(H,L,S)******TA |  | HSP-A, Single-Package Heat Pum | Heat Pump | 575 | 3 | False |  |  |  | True | Single-Speed | 90000 | 7438 | 12.1 | 10.8 |  |  | 84000 | 7033 | 3.5 | 3.3 |  |  |  | Federally-Regulated Commercial & Industrial Equipment | 10/28/2014 |  | 10/28/2014
Lennox Industries Inc. | Lennox | CHP16-1353-3G |  | HSP-A, Single-Package Heat Pum | Heat Pump | 460 | 3 |  |  |  | No Match |  | No Match | 118000 | 14217 | 8.3 | 8.2 |  |  | 120000 | 12297 |  |  | 64000 | 9872 |  | Non Federally-Regulated | 03/15/1989 |  | 10/10/1989
McQuay International | McQuay International | DPS012AHHY2*C-4 |  | HSP-A, Single-Package Heat Pum | Heat Pump | 208 | 3 | False |  |  |  | True | Variable-Speed | 144000 | 12100 | 11.9 | 10.4 |  |  | 134000 | 11618 | 3.4 | 3.2 |  |  |  | Federally-Regulated Commercial & Industrial Equipment | 08/28/2012 |  | 04/19/2013
Trane U.S. Inc. | Trane Unitary Products Group | 4TWA3048A3 (2) | TWE120E1**A* | HRCU-A-CB, Split System: Heat | Heat Pump | 208 | 3 |  |  |  |  | True | Single-Speed | 101000 | 8326 | 12.1 | 10.8 |  |  | 95000 | 7524 | 3.7 | 3.3 |  |  |  | Federally-Regulated Commercial & Industrial Equipment | 11/30/2011 |  | 05/02/2012
Trane U.S. Inc. | American Standard, Inc. | WC(D,H)075C300A |  | HSP-A, Single-Package Heat Pum | Heat Pump | 230 | 3 |  |  |  | No Match |  | No Match | 71000 | 7978 | 8.9 | 8.9 |  |  | 71000 | 6935 | 3 | 3 | 35000 | 5127 | 2 | Non Federally-Regulated | 07/31/1992 |  | 03/31/1998
York International | Johnson Controls | J07EA0C***(2,4,5)* | J07FAC***(6)* | HRCU-A-CB, Split System: Heat | Both Heat Pump and Electric Re | 575 | 3 |  |  |  |  | True | Single-Speed | 90000 | 8443 | 10.7 | 8.9 |  |  | 88000 | 8065 | 3.2 | 3 |  |  |  | Federally-Regulated Commercial & Industrial Equipment | 08/27/2008 |  | 02/24/2011
Rheem Sales Company, Inc. | Tempstar | NRHR10LP30A |  | HSP-A, Single-Package Heat Pum | Heat Pump | 460 | 3 |  |  |  | No Match |  | No Match | 119000 | 13985 | 8.5 | 8.3 |  |  | 127000 | 12195 | 2.9 | 2.8 | 68000 | 9665 | 2 | Non Federally-Regulated | 09/17/1991 |  | 07/27/1992
Rheem Sales Company, Inc. | Whirlpool | NRHR92HP15A |  | HSP-A, Single-Package Heat Pum | Heat Pump | 230 | 3 |  |  |  | No Match |  | No Match | 92000 | 10500 | 8.8 |  |  |  | 94000 | 9160 |  |  | 52000 | 7190 |  | Non Federally-Regulated | 05/11/1988 |  | 03/15/1989
Carrier Corp. - Syracuse | Bryant Heating & Cooling Systems | 549J(P,E,T)09*********(D,E)A |  | HSP-A, Single-Package Heat Pum | Heat Pump | 208 | 3 | False |  |  |  | True | Single-Speed | 100000 | 8333 | 12 | 10.8 |  |  | 100000 | 8619 | 3.4 | 3.3 |  |  |  | Federally-Regulated Commercial & Industrial Equipment | 10/28/2014 |  | 04/21/2015
Carrier Corp. - Syracuse | Comfortmaker | RHS150(H,L,S)******** |  | HSP-A, Single-Package Heat Pum | Heat Pump | 575 | 3 | False |  |  |  | False | Single-Speed | 142000 | 13396 | 10.6 | 10.4 |  |  | 142000 | 13005 | 3.2 | 3.2 |  |  |  | Federally-Regulated Commercial & Industrial Equipment | 11/30/2011 |  | 12/12/2012
Carrier Corp. - Syracuse | Airquest | RHS102(L,S)******TA |  | HSP-A, Single-Package Heat Pum | Heat Pump | 460 | 3 | False |  |  |  | False | Single-Speed | 99000 | 8608 | 11.5 | 10.8 |  |  | 96000 | 8525 | 3.3 | 3.3 |  |  |  | Federally-Regulated Commercial & Industrial Equipment | 12/12/2012 |  | 10/28/2014
Carrier Corp. - Syracuse | Bryant Heating & Cooling Systems | 575J(P,E,T)16D000* | 524J(E,P,T)16H200A** | HRCU-A-CB, Split System: Heat | Heat Pump | 230 | 3 |  |  |  |  | True | Single-Speed | 178000 | 16792 | 10.6 | 10.4 |  |  | 178000 | 15343 | 3.4 | 3.2 |  |  |  | Federally-Regulated Commercial & Industrial Equipment | 07/18/2013 |  | 04/20/2015
Lennox Industries Inc. | Lennox | HP17-953V-6G | CB17-95V-1 | HRCU-A-CB, Split System: Heat | Heat Pump | 460 | 3 |  |  |  | No Match |  | No Match | 89000 | 10114 | 8.8 | 8.3 |  |  | 87000 | 8373 | 3 | 2.8 | 49000 | 6527 | 2.2 | Non Federally-Regulated | 08/12/1991 |  | 07/27/1992
Carrier Corp. - Syracuse | Comfortmaker | RHS090H******** |  | HSP-A, Single-Package Heat Pum | Heat Pump | 208 | 3 | False |  |  |  | False | Single-Speed | 87000 | 7767 | 11.2 | 10.8 |  |  | 86000 | 7413 | 3.4 | 3.3 |  |  |  | Federally-Regulated Commercial & Industrial Equipment | 11/30/2011 |  | 03/02/2012
York International | Luxaire | BACB-T090A |  | HSP-A, Single-Package Heat Pum | Heat Pump | 230 | 3 |  |  |  | No Match |  | No Match | 87000 | 9886 | 8.8 |  |  |  | 88000 | 8597 |  |  | 47000 | 6888 |  | Non Federally-Regulated | 05/11/1988 |  | 03/15/1989
Carrier Corp. - Syracuse | ICP Commercial | RHS(240)(H,L,S)******AA |  | HSP-A, Single-Package Heat Pum | Heat Pump | 230 | 3 | False |  |  |  | True | Single-Speed | 232000 | 21886 | 10.6 | 10.4 |  |  | 220000 | 19538 | 3.3 | 3.2 |  |  |  | Federally-Regulated Commercial & Industrial Equipment | 10/28/2014 |  | 10/28/2014
Carrier Corp. - Syracuse | Airquest | RHH(120,121)(H,L,S)******AA |  | HSP-A, Single-Package Heat Pum | Heat Pump | 208 | 3 | False |  |  |  | True | Single-Speed | 119000 | 9674 | 12.3 | 10.8 |  |  | 116000 | 9713 | 3.5 | 3.3 |  |  |  | Federally-Regulated Commercial & Industrial Equipment | 12/12/2012 |  | 10/28/2014
York International | Fraser Johnston | BAHT-T090A |  | HSP-A, Single-Package Heat Pum | Heat Pump | 208 | 3 |  |  |  | No Match |  | No Match | 95000 | 11176 | 8.5 |  |  |  | 103000 | 9738 | 3.1 |  | 57000 | 8352 | 2 | Non Federally-Regulated | 05/11/1988 |  | 03/15/1989
McQuay International | McQuay International | DPS010AHHW4**-4 |  | HSP-A, Single-Package Heat Pum | Heat Pump | 460 | 3 | False |  |  |  | True | Variable-Speed | 120000 | 10000 | 12 | 10.8 |  |  | 110000 | 9426 | 3.4 | 3.3 |  |  |  | Federally-Regulated Commercial & Industrial Equipment | 08/28/2012 |  | 04/19/2013
International Comfort Products | Comfortmaker | RYMA10H**** |  | HSP-A, Single-Package Heat Pum | Heat Pump | 230 | 3 |  |  |  | No Match |  | No Match | 123000 | 13516 | 9.1 | 8.9 |  | 9.5 | 123000 | 11625 | 3.1 | 3 | 71000 | 10401 | 2 | Federally-Regulated Commercial & Industrial Equipment | 11/18/1999 |  | 04/13/2000
Trane U.S. Inc. | Trane | TWA090A300B | TWE090A300B | HRCU-A-CB, Split System: Heat | Heat Pump | 230 | 3 |  |  |  | No Match |  | No Match | 90000 | 9180 | 9.8 | 8.9 |  |  | 85000 | 8300 | 3 | 3 | 45000 | 6280 | 2.1 | Non Federally-Regulated | 07/31/1992 |  | 03/31/1998
Rheem Sales Company, Inc. | Airquest | NRHR92HP15B |  | HSP-A, Single-Package Heat Pum | Heat Pump | 208 | 3 |  |  |  | No Match |  | No Match | 93000 | 10333 | 9 | 8.9 |  | 9.9 | 93000 | 9085 | 3 | 3 | 51000 | 7117 | 2.1 | Federally-Regulated Commercial & Industrial Equipment | 12/14/1998 |  | 08/18/1999
Carrier Corp. - Syracuse | Heil | RHH090(H,L,S)******** |  | HSP-A, Single-Package Heat Pum | Heat Pump | 575 | 3 | False |  |  |  | True | Single-Speed | 90000 | 7438 | 12.1 | 10.8 |  |  | 84000 | 7033 | 3.5 | 3.3 |  |  |  | Federally-Regulated Commercial & Industrial Equipment | 11/30/2011 |  | 12/12/2012
Carrier Corp. - Syracuse | Heil | CHS180(H,L,S)D* | FHS180(M,S,H,L)**A2* | HRCU-A-CB, Split System: Heat | Heat Pump | 575 | 3 |  |  |  |  | True | Single-Speed | 178000 | 16792 | 10.6 | 10.4 |  |  | 178000 | 15343 | 3.4 | 3.2 |  |  |  | Federally-Regulated Commercial & Industrial Equipment | 07/18/2013 |  | 04/20/2015
Carrier Corp. - Syracuse | Tempstar | RHH090(H,L,S)******AA |  | HSP-A, Single-Package Heat Pum | Heat Pump | 460 | 3 | False |  |  |  | True | Single-Speed | 90000 | 7438 | 12.1 | 10.8 |  |  | 84000 | 7033 | 3.5 | 3.3 |  |  |  | Federally-Regulated Commercial & Industrial Equipment | 10/28/2014 |  | 10/28/2014
Carrier Corp. - Syracuse | Airquest | RHS150(H,L,S)******TA |  | HSP-A, Single-Package Heat Pum | Heat Pump | 208 | 3 | False |  |  |  | False | Single-Speed | 142000 | 13396 | 10.6 | 10.4 |  |  | 142000 | 13005 | 3.2 | 3.2 |  |  |  | Federally-Regulated Commercial & Industrial Equipment | 12/12/2012 |  | 10/28/2014
Carrier Corp. - Syracuse | Tempstar | RHS150(H,L,S)******TA |  | HSP-A, Single-Package Heat Pum | Heat Pump | 460 | 3 | False |  |  |  | False | Single-Speed | 142000 | 13396 | 10.6 | 10.4 |  |  | 142000 | 13005 | 3.2 | 3.2 |  |  |  | Federally-Regulated Commercial & Industrial Equipment | 10/28/2014 |  | 10/28/2014
York International | Coleman | XA-07[C,E]***(T,W,X)* |  | HSP-A, Single-Package Heat Pum | Both Heat Pump and Electric Re | 460 | 3 |  |  |  |  | True | Single-Speed | 92000 | 8364 | 11 | 8.9 |  | 12.4 | 92000 | 7708 | 3.5 | 3 | 55000 | 7013 | 2.3 | Federally-Regulated Commercial & Industrial Equipment | 01/18/2008 |  | 07/16/2009
Carrier Corp. - Syracuse | Carrier | 50QD,QH0086 |  | HSP-A, Single-Package Heat Pum | Heat Pump | 460 | 3 |  |  |  | No Match |  | No Match | 87000 | 10500 | 8.3 | 8.2 |  |  | 92000 | 8700 | 3.1 |  | 52000 | 6900 | 2.2 | Non Federally-Regulated | 03/15/1989 |  | 10/10/1989
Lennox Industries Inc. | Armstrong | LHA120H* |  | HSP-A, Single-Package Heat Pum | Heat Pump | 575 | 3 |  |  |  | No Match |  | No Match | 118000 | 11456 | 10.3 | 8.9 |  |  | 120000 | 10654 | 3.3 | 3 | 72000 | 10045 | 2.1 | Federally-Regulated Commercial & Industrial Equipment | 07/19/2001 |  | 11/21/2001
York International | York | XP090[C,E]***(2,4,5)***6 |  | HSP-A, Single-Package Heat Pum | Both Heat Pump and Electric Re | 230 | 3 | False |  |  |  | True | Single-Speed | 90000 | 8035 | 11.2 | 10.8 |  |  | 88000 | 7698 | 3.4 | 3.3 |  |  |  | Federally-Regulated Commercial & Industrial Equipment | 01/09/2014 |  | 01/05/2015
Trane U.S. Inc. | Trane | WCD075A4OOA |  | HSP-A, Single-Package Heat Pum | Heat Pump | 460 | 3 |  |  |  | No Match |  | No Match | 71000 | 8550 | 8.3 | 8.2 |  |  | 71000 | 7170 |  |  | 33000 | 5090 |  | Non Federally-Regulated | 03/15/1989 |  | 10/10/1989
McQuay International | McQuay | LHA120H* |  | HSP-A, Single-Package Heat Pum | Heat Pump | 208 | 3 |  |  |  | No Match |  | No Match | 118000 | 11456 | 10.3 | 8.9 |  | 11.3 | 120000 | 10657 | 3.3 | 3 | 72000 | 10048 | 2.1 | Federally-Regulated Commercial & Industrial Equipment | 01/05/1998 |  | 03/31/1998
Addison Products | Addison Products | DFH074*3E**** |  | HSP-A, Single-Package Heat Pum | Heat Pump | 208 | 3 |  |  |  | No Match |  | No Match | 78700 | 8550 | 9.2 | 8.9 |  | 10 | 84900 | 8290 | 3 | 3 | 47200 | 6410 | 2.2 | Federally-Regulated Commercial & Industrial Equipment | 11/03/1994 |  | 04/07/1996
York International | York | BP078[C,E]***(2,4,5)* |  | HSP-A, Single-Package Heat Pum | Both Heat Pump and Electric Re | 230 | 3 |  |  |  |  | False | Single-Speed | 78000 | 7647 | 10.2 | 8.9 |  | 0 | 69000 | 6323 | 3.2 | 3 | 43000 | 5732 | 2.2 | Federally-Regulated Commercial & Industrial Equipment | 01/18/2008 |  | 02/24/2011
Carrier Corp. - Syracuse | Carrier Corp. | 50HCQA07***(5,6,1)A* |  | HSP-A, Single-Package Heat Pum | Heat Pump | 575 | 3 | False |  |  |  | True | Single-Speed | 72000 | 6000 | 12 | 10.8 |  |  | 70000 | 6033 | 3.4 | 3.3 |  |  |  | Federally-Regulated Commercial & Industrial Equipment | 03/10/2011 |  | 04/19/2013
York International | York | BP180[E54]***(2,4,5)* |  | HSP-A, Single-Package Heat Pum | Both Heat Pump and Electric Re | 460 | 3 |  |  |  |  | True | Single-Speed | 162000 | 16531 | 9.8 | 8.5 |  | 9.4 | 172000 | 15762 | 3.2 | 2.9 | 102000 | 9348 | 3.2 | Federally-Regulated Commercial & Industrial Equipment | 01/18/2008 |  | 02/24/2011
York International | Evcon | PJ240C00A*(2,4,5)***** | NJ240C00*(5,6)****** | HRCU-A-CB, Split System: Heat | Heat Pump | 460 | 3 |  |  |  |  | True | Single-Speed | 238000 | 22453 | 10.6 | 8.5 |  |  | 220000 | 18975 | 3.4 | 2.9 |  |  |  | Federally-Regulated Commercial & Industrial Equipment | 07/16/2009 |  | 01/24/2011
York International | Luxaire | EAHP-W120A | FBHP-S120A | HRCU-A-CB, Split System: Heat | Heat Pump | 460 | 3 |  |  |  | No Match |  | No Match | 118000 | 14390 | 8.2 |  |  |  | 129000 | 12602 | 2.9 | 2.5 | 76000 | 9281 | 2.4 | Non Federally-Regulated | 04/11/1988 |  | 05/11/1988
Carrier Corp. - Syracuse | Carrier | 38AQ0165 + 38AQ0125 | 40RR034 | HRCU-A-CB, Split System: Heat | Heat Pump | 208 | 3 |  |  |  | No Match |  | No Match | 273512 | 34828 | 7.9 |  |  |  | 283599 | 28848 |  |  | 173199 | 24128 |  | Non Federally-Regulated | 08/29/1986 |  | 05/11/1988
International Comfort Products | Tempstar | PH*090N2HA |  | HSP-A, Single-Package Heat Pum | Heat Pump | 208 | 3 |  |  |  | No Match |  | No Match | 91000 | 9784 | 9.3 | 8.9 |  | 10.4 | 90000 | 8508 | 3.1 | 3 | 48000 | 6862 | 2.1 | Federally-Regulated Commercial & Industrial Equipment | 02/03/1998 |  | 03/31/1998
Trane U.S. Inc. | American Standard, Inc. | WS(D,H)180E(3,4,W)R0****0 |  | HSP-A, Single-Package Heat Pum | Heat Pump | 230 | 3 | False |  |  |  | False | Single-Speed | 170000 | 16037 | 10.6 | 10.4 |  |  | 170000 | 15569 | 3.2 | 3.2 |  |  |  | Federally-Regulated Commercial & Industrial Equipment | 12/12/2012 |  | 08/28/2014
Carrier Corp. - Syracuse | Carrier | 50TJQ00950/60 |  | HSP-A, Single-Package Heat Pum | Heat Pump | 208 | 3 |  |  |  | No Match |  | No Match | 96000 | 10786 | 8.9 | 8.9 |  | 8.9 | 93000 | 8792 | 3.1 | 3 | 43000 | 7327 | 1.7 | Federally-Regulated Commercial & Industrial Equipment | 12/14/1998 |  | 08/17/1999
York International | Luxaire | BCCB-(T/W)120 |  | HSP-A, Single-Package Heat Pum | Heat Pump | 230 | 3 |  |  |  | No Match |  | No Match | 118000 | 13111 | 9 | 8.9 |  |  | 116000 | 11329 | 3 | 3 | 70000 | 10254 | 2 | Federally-Regulated Commercial & Industrial Equipment | 11/18/1999 |  | 04/13/2000
Carrier Corp. - Syracuse | Heil | CHS091(H,L,S)A* | FHS091(M,S,K)A*A* | HRCU-A-CB, Split System: Heat | Heat Pump | 208 | 3 |  |  |  |  | True | Single-Speed | 89000 | 8090 | 11 | 10.8 |  |  | 87000 | 7727 | 3.3 | 3.3 |  |  |  | Federally-Regulated Commercial & Industrial Equipment | 03/10/2011 |  | 12/12/2012
Carrier Corp. - Syracuse | ICP Commercial | CHS072(H,L,S)A* | FHS072(M,S,K)**A0* | HRCU-A-CB, Split System: Heat | Heat Pump | 575 | 3 |  |  |  |  | True | Single-Speed | 70000 | 6363 | 11 | 10.8 |  |  | 66000 | 5861 | 3.3 | 3.3 |  |  |  | Federally-Regulated Commercial & Industrial Equipment | 07/18/2013 |  | 10/28/2014
Rheem Sales Company, Inc. | Heil Quaker | NCHR10H001B | NEPR10M030A | HRCU-A-CB, Split System: Heat | Heat Pump | 230 | 3 |  |  |  | No Match |  | No Match | 118000 | 14390 | 8.2 |  |  |  | 118000 | 12350 |  |  | 60000 | 8790 | 2 | Non Federally-Regulated | 05/11/1988 |  | 03/15/1989
Goettl | Goettl | HPC1201E-4 |  | HSP-A, Single-Package Heat Pum | Heat Pump | 460 | 3 |  |  |  | No Match |  | No Match | 120000 | 11428 | 10.5 | 8.9 |  |  | 119000 | 10568 | 3.3 | 3 | 70000 | 9769 | 2.1 | Federally-Regulated Commercial & Industrial Equipment | 12/14/1998 |  | 08/18/1999
Carrier Corp. - Syracuse | Carrier Corp. | 50TCQ*17***(5,6,1)A* |  | HSP-A, Single-Package Heat Pum | Heat Pump | 575 | 3 | False |  |  |  | True | Single-Speed | 172000 | 15925 | 10.8 | 10.4 |  |  | 220000 | 19538 | 3.3 | 3.2 |  |  |  | Federally-Regulated Commercial & Industrial Equipment | 11/30/2011 |  | 12/12/2012
Carrier Corp. - Syracuse | Payne | PH1RPA/REA090-AA |  | HSP-A, Single-Package Heat Pum | Heat Pump | 208 | 3 |  |  |  | No Match |  | No Match | 86000 | 9555 | 9 | 8.9 |  | 9.3 | 78000 | 7617 | 3 | 3 | 36000 | 6592 | 1.6 | Federally-Regulated Commercial & Industrial Equipment | 11/18/1999 |  | 04/13/2000
McQuay International | McQuay International | DPS006AHHG4**-4 |  | HSP-A, Single-Package Heat Pum | Heat Pump | 460 | 3 | False |  |  |  | True | Variable-Speed | 69000 | 6216 | 11.1 | 10.8 |  |  | 71000 | 5176 | 4 | 3.3 |  |  |  | Federally-Regulated Commercial & Industrial Equipment | 03/02/2012 |  | 08/28/2012
York International | York | EA090C00A(2/4)AAA1A | FA090C00A6AAA1A | HRCU-A-CB, Split System: Heat | Heat Pump | 208 | 3 |  |  |  | No Match |  | No Match | 90000 | 8411 | 10.7 | 8.9 |  |  | 88000 | 8057 | 3.2 | 3 | 56500 | 7197 | 2.3 | Federally-Regulated Commercial & Industrial Equipment | 07/31/2002 |  | 01/18/2008
Lennox Industries Inc. | Lennox | HP17-1353V-5Y | CB17-135V-1 | HRCU-A-CB, Split System: Heat | Heat Pump | 230 | 3 |  |  |  | No Match |  | No Match | 119000 | 14512 | 8.2 | 8.2 |  |  | 113000 | 10913 |  |  | 65000 | 8658 |  | Non Federally-Regulated | 02/22/1990 |  | 07/31/1992
Lennox Industries Inc. | Lennox | CHP11-2753-5W |  | HSP-A, Single-Package Heat Pum | Heat Pump | 200 | 3 |  |  |  | No Match |  | No Match | 240000 | 28800 | 8.3 |  |  |  | 240000 | 24700 | 2.8 |  | 134000 | 18700 | 2.1 | Voluntarily Certified | 01/31/1990 |  | 07/27/1992
Rheem Sales Company, Inc. | Ruud | UJKB-A090C |  | HSP-A, Single-Package Heat Pum | Heat Pump | 208 | 3 |  |  |  | No Match |  | No Match | 89000 | 9673 | 9.2 | 8.9 |  | 10.6 | 90000 | 8789 | 3 | 3 | 52500 | 7691 | 2 | Federally-Regulated Commercial & Industrial Equipment | 07/31/2002 |  | 01/18/2008
Carrier Corp. - Syracuse | Payne | 542EP120031 |  | HSP-A, Single-Package Heat Pum | Heat Pump | 208 | 3 |  |  |  | No Match |  | No Match | 120000 | 14700 | 8.2 | 8.2 |  |  | 120000 | 12200 |  |  | 65000 | 9200 |  | Non Federally-Regulated | 02/22/1990 |  | 07/31/1992
Carrier Corp. - Syracuse | Airquest | RHH102(H,L,S)******AA |  | HSP-A, Single-Package Heat Pum | Heat Pump | 230 | 3 | False |  |  |  | True | Single-Speed | 100000 | 8333 | 12 | 10.8 |  |  | 100000 | 8619 | 3.4 | 3.3 |  |  |  | Federally-Regulated Commercial & Industrial Equipment | 10/28/2014 |  | 10/28/2014
Carrier Corp. - Syracuse | Arcoaire | RHS(240,243)(H,L,S)******AA |  | HSP-A, Single-Package Heat Pum | Heat Pump | 460 | 3 | False |  |  |  | True | Single-Speed | 232000 | 21886 | 10.6 | 10.4 |  |  | 220000 | 19538 | 3.3 | 3.2 |  |  |  | Federally-Regulated Commercial & Industrial Equipment | 12/12/2012 |  | 04/21/2014
Carrier Corp. | Carrier | 38AQ0345 + 38AQ0125 | BWE090C-D | HRCU-A-CB, Split System: Heat | Heat Pump | 230 | 3 |  |  |  | No Match |  | No Match | 90000 | 50554 | 8.8 | 8.2 |  | 8.8 | 87000 | 8790 | 2.6 |  | 51000 | 7150 | 1.9 | Voluntarily Certified | 01/23/1988 |  | 03/08/1996
Borg Warner | York | B1SP090A46 |  | HSP-A, Single-Package Heat Pum | Heat Pump | 460 | 3 |  |  |  | No Match |  | No Match | 95000 | 10041 | 8.3 | 8.2 |  |  | 103004 | 8607 | 3.5 |  | 63000 | 6562 | 2.8 | Non Federally-Regulated | 05/16/1984 |  | 06/11/1985
Trane U.S. Inc. | Trane | TWA240B300E* | TWE240B300C* | HRCU-A-CB, Split System: Heat | Heat Pump | 230 | 3 |  |  |  | No Match |  | No Match | 234000 | 25161 | 9.3 | 8.5 |  | 10.5 | 234000 | 22116 | 3.1 | 2.9 | 154000 | 19618 | 2.3 | Federally-Regulated Commercial & Industrial Equipment | 07/31/2002 |  | 06/19/2003
Coleman Air Conditioning Products | Airpro | EABA-T/W090 | F*EH090 | HRCU-A-CB, Split System: Heat | Heat Pump | 208 | 3 |  |  |  | No Match |  | No Match | 89000 | 9468 | 9.4 | 8.9 |  |  | 81000 | 7910 | 3 | 3 | 53000 | 7394 | 2.1 | Federally-Regulated Commercial & Industrial Equipment | 11/21/2001 |  | 07/18/2002
Carrier Corp. - Syracuse | Day & Night | 541AP090 | 517A090 | HRCU-A-CB, Split System: Heat | Heat Pump | 230 | 3 |  |  |  | No Match |  | No Match | 88000 | 10730 | 8.2 |  |  |  | 87000 | 9800 |  |  | 42500 | 6555 | 1.9 | Non Federally-Regulated | 05/11/1988 |  | 03/15/1989
Carrier Corp. - Syracuse | Tempstar | RHS090(L,S)******AA |  | HSP-A, Single-Package Heat Pum | Heat Pump | 575 | 3 | False |  |  |  | False | Single-Speed | 88000 | 7857 | 11.2 | 10.8 |  |  | 86000 | 7413 | 3.4 | 3.3 |  |  |  | Federally-Regulated Commercial & Industrial Equipment | 12/12/2012 |  | 10/28/2014
Trane U.S. Inc. | Trane | WCD120B30*E* |  | HSP-A, Single-Package Heat Pum | Heat Pump | 208 | 3 |  |  |  | No Match |  | No Match | 117000 | 12717 | 9.2 | 8.9 |  | 9.4 | 119000 | 11622 | 3 | 3 | 61000 | 8936 | 2 | Federally-Regulated Commercial & Industrial Equipment | 07/31/2002 |  | 09/25/2002
Coleman Air Conditioning Products | Airpro | EABA-T/ W090 | F*EH090 | HRCU-A-CB, Split System: Heat | Heat Pump | 460 | 3 |  |  |  | No Match |  | No Match | 89000 | 9468 | 9.4 | 8.9 |  |  | 81000 | 7910 | 3 | 3 | 53000 | 7394 | 2.1 | Federally-Regulated Commercial & Industrial Equipment | 05/23/2001 |  | 11/21/2001
York International | York | B1HN120N***25/46/58 |  | HSP-A, Single-Package Heat Pum | Heat Pump | 230 | 3 |  |  |  | No Match |  | No Match | 118000 | 13111 | 9 | 8.9 |  |  | 116000 | 11329 | 3 | 3 | 70000 | 10254 | 2 | Federally-Regulated Commercial & Industrial Equipment | 05/22/2000 |  | 01/18/2008
Goettl | American Best | HP662A-4 |  | HSP-A, Single-Package Heat Pum | Heat Pump | 460 | 3 |  |  |  | No Match |  | No Match | 67000 | 7065 | 9.5 | 8.9 |  |  | 67000 | 6500 | 3 | 3 | 35600 | 5110 | 2 | Federally-Regulated Commercial & Industrial Equipment | 07/24/1995 |  | 09/02/1995
Carrier Corp. - Syracuse | Tempstar | RHS150(H,L,S)******TA |  | HSP-A, Single-Package Heat Pum | Heat Pump | 575 | 3 | False |  |  |  | False | Single-Speed | 142000 | 13396 | 10.6 | 10.4 |  |  | 142000 | 13005 | 3.2 | 3.2 |  |  |  | Federally-Regulated Commercial & Industrial Equipment | 10/28/2014 |  | 10/28/2014
Lennox Industries Inc. | Ducane | LHA180HN2* |  | HSP-A, Single-Package Heat Pum | Heat Pump | 230 | 3 |  |  |  | No Match |  | No Match | 182000 | 16545 | 11 | 8.5 |  | 12 | 192000 | 17047 | 3.3 | 2.9 | 106000 | 15528 | 2 | Federally-Regulated Commercial & Industrial Equipment | 07/31/2002 |  | 01/18/2008
York International | Evcon | BA-12C00*T/W/X***1* |  | HSP-A, Single-Package Heat Pum | Heat Pump | 208 | 3 |  |  |  | No Match |  | No Match | 144000 | 15483 | 9.3 | 8.5 |  | 11 | 142000 | 13421 | 3.1 | 2.9 | 91000 | 12696 | 2.1 | Federally-Regulated Commercial & Industrial Equipment | 11/21/2000 |  | 02/05/2002
Rheem Sales Company, Inc. | Rheem | RPWC-075DAS* | RHGF-100Z | HRCU-A-CB, Split System: Heat | Heat Pump | 460 | 3 |  |  |  | No Match |  | No Match | 92000 | 9570 | 9.6 | 8.9 |  |  | 88000 | 8000 | 3.2 | 3 | 48000 | 6750 | 2.1 | Non Federally-Regulated | 01/26/1993 |  | 09/02/1995
York International | Luxaire | BACB-(T/W/X)180(A/E) |  | HSP-A, Single-Package Heat Pum | Heat Pump | 208 | 3 |  |  |  | No Match |  | No Match | 164000 | 18636 | 8.8 | 8.5 |  | 8.5 | 174000 | 16998 | 3 | 2.9 | 90000 | 13188 | 2 | Federally-Regulated Commercial & Industrial Equipment | 10/02/1998 |  | 08/19/1999
Carrier Corp. - Syracuse | Airquest | RHH102(H,L,S)******AA |  | HSP-A, Single-Package Heat Pum | Heat Pump | 575 | 3 | False |  |  |  | True | Single-Speed | 100000 | 8333 | 12 | 10.8 |  |  | 100000 | 8619 | 3.4 | 3.3 |  |  |  | Federally-Regulated Commercial & Industrial Equipment | 10/28/2014 |  | 10/28/2014
Carrier Corp. - Syracuse | Tempstar | RHH(120,121)(H,L,S)******TA |  | HSP-A, Single-Package Heat Pum | Heat Pump | 460 | 3 | False |  |  |  | True | Single-Speed | 119000 | 9674 | 12.3 | 10.8 |  |  | 116000 | 9713 | 3.5 | 3.3 |  |  |  | Federally-Regulated Commercial & Industrial Equipment | 12/12/2012 |  | 10/28/2014
Rheem Sales Company, Inc. | Square D | HCS010DAR1H | A08-65-OOM-010US1G | HRCU-A-CB, Split System: Heat | Heat Pump | 460 | 3 |  |  |  | No Match |  | No Match | 118000 | 14390 | 8.2 | 8.2 |  |  | 118000 | 13350 | 2.6 |  | 60000 | 8790 | 2 | Non Federally-Regulated | 08/29/1986 |  | 05/11/1988
Trane U.S. Inc. | American Standard, Inc. | BWA240C3OOM | BW(H,V)240B3OOD | HRCU-A-CB, Split System: Heat | Heat Pump | 230 | 3 |  |  |  | No Match |  | No Match | 240000 | 29200 | 8.2 |  |  |  | 236000 | 24200 |  |  | 138000 | 20100 |  | Non Federally-Regulated | 03/15/1989 |  | 02/22/1990
Trane U.S. Inc. | American Standard, Inc. | WCD120B40*E* |  | HSP-A, Single-Package Heat Pum | Heat Pump | 460 | 3 |  |  |  | No Match |  | No Match | 117000 | 12717 | 9.2 | 8.9 |  | 9.2 | 119000 | 11472 | 3 | 3 | 61000 | 8850 | 2 | Federally-Regulated Commercial & Industrial Equipment | 03/31/1998 |  | 05/09/1998
Carrier Corp. - Syracuse | Day & Night | RHH072(H,L,S)0******A |  | HSP-A, Single-Package Heat Pum | Heat Pump | 208 | 3 | False |  |  |  | True | Single-Speed | 72000 | 6000 | 12 | 10.8 |  |  | 70000 | 6033 | 3.4 | 3.3 |  |  |  | Federally-Regulated Commercial & Industrial Equipment | 03/10/2011 |  | 04/19/2013
Lennox Industries Inc. | Lennox | KHA102S4M*1Y,G,J |  | HSP-A, Single-Package Heat Pum | Both Heat Pump and Electric Re | 230 | 3 | False |  |  |  | True | Single-Speed | 100000 | 9090 | 11 | 10.8 |  |  | 100000 | 8881 | 3.3 | 3.3 |  |  |  | Federally-Regulated Commercial & Industrial Equipment | 04/19/2013 |  | 10/28/2014
Carrier Corp. - Syracuse | Day & Night | RHS(240,243)(H,L,S)******AA |  | HSP-A, Single-Package Heat Pum | Heat Pump | 230 | 3 | False |  |  |  | True | Single-Speed | 232000 | 21886 | 10.6 | 10.4 |  |  | 220000 | 19538 | 3.3 | 3.2 |  |  |  | Federally-Regulated Commercial & Industrial Equipment | 12/12/2012 |  | 04/21/2014
Carrier Corp. - Syracuse | Carrier | 38AQS0085/6 | 40RMQ0085/6GC | HRCU-A-CB, Split System: Heat | Heat Pump | 460 | 3 |  |  |  | No Match |  | No Match | 86000 | 8775 | 9.8 | 8.9 |  |  | 83000 | 8108 | 3 | 3 | 46000 | 6740 | 2 | Federally-Regulated Commercial & Industrial Equipment | 12/14/1998 |  | 08/18/1999
Carrier Corp. - Syracuse | Arcoaire | RHS(181,183)(H,L,S)******AA |  | HSP-A, Single-Package Heat Pum | Heat Pump | 208 | 3 | False |  |  |  | True | Single-Speed | 172000 | 15925 | 10.8 | 10.4 |  |  | 220000 | 19538 | 3.3 | 3.2 |  |  |  | Federally-Regulated Commercial & Industrial Equipment | 05/09/2013 |  | 08/28/2014
Carrier Corp. - Syracuse | ICP Commercial | RHS(120,121)(H,L,S)******TA |  | HSP-A, Single-Package Heat Pum | Heat Pump | 575 | 3 | False |  |  |  | False | Single-Speed | 116000 | 10545 | 11 | 10.8 |  |  | 116000 | 9999 | 3.4 | 3.3 |  |  |  | Federally-Regulated Commercial & Industrial Equipment | 12/12/2012 |  | 10/28/2014
Trane U.S. Inc. | American Standard, Inc. | TWE120E1**A* | 4A6C3048A3(2) | HRCU-A-CB, Split System: Heat | Heat Pump | 230 | 3 |  |  |  |  | True | Single-Speed | 101000 | 8326 | 12.1 | 10.8 |  |  | 95000 | 7524 | 3.7 | 3.3 |  |  |  | Federally-Regulated Commercial & Industrial Equipment | 03/02/2012 |  | 05/02/2012
Goettl | Goettl | HP902E-3 |  | HSP-A, Single-Package Heat Pum | Heat Pump | 230 | 3 |  |  |  | No Match |  | No Match | 94000 | 9900 | 9.5 | 8.9 |  |  | 96000 | 9345 | 3 | 3 | 50000 | 7280 | 2 | Federally-Regulated Commercial & Industrial Equipment | 07/24/1995 |  | 09/02/1995
Carrier Corp. - Syracuse | Carrier Corp. | 50TCQ*07***(5,6,1)A* |  | HSP-A, Single-Package Heat Pum | Heat Pump | 575 | 3 | False |  |  |  | False | Single-Speed | 70000 | 6306 | 11.1 | 10.8 |  |  | 67000 | 5950 | 3.3 | 3.3 |  |  |  | Federally-Regulated Commercial & Industrial Equipment | 11/30/2011 |  | 10/28/2014
Trane U.S. Inc. | American Standard, Inc. | WCH240B300B |  | HSP-A, Single-Package Heat Pum | Heat Pump | 230 | 3 |  |  |  | No Match |  | No Match | 236000 | 27440 | 8.6 |  |  |  | 230000 | 21730 | 3.1 |  | 114000 | 16690 | 2 | Non Federally-Regulated | 07/31/1992 |  | 03/31/1998
York International | Luxaire | BFCB-X120 |  | HSP-A, Single-Package Heat Pum | Heat Pump | 575 | 3 |  |  |  | No Match |  | No Match | 118000 | 13111 | 9 | 8.9 |  |  | 116000 | 11329 | 3 | 3 | 70000 | 10254 | 2 | Federally-Regulated Commercial & Industrial Equipment | 11/18/1999 |  | 04/13/2000
Carrier Corp. - Syracuse | Carrier Corp. | 50TCQ*17***(5,6,1)A***(G,J,K,M)* |  | HSP-A, Single-Package Heat Pum | Heat Pump | 575 | 3 | False |  |  |  | True | Single-Speed | 172000 | 15925 | 10.8 | 10.4 |  |  | 220000 | 19538 | 3.3 | 3.2 |  |  |  | Federally-Regulated Commercial & Industrial Equipment | 12/12/2012 |  | 05/09/2013
Trane U.S. Inc. | American Standard, Inc. | 4TWB3048A4 (2) | TWE090E1**A* | HRCU-A-CB, Split System: Heat | Heat Pump | 460 | 3 |  |  |  |  | True | Single-Speed | 90000 | 8181 | 11 | 10.8 |  |  | 90000 | 7992 | 3.3 | 3.3 |  |  |  | Federally-Regulated Commercial & Industrial Equipment | 04/19/2013 |  | 08/28/2014
McQuay International | McQuay International | DPS010AHHG4*C-4 |  | HSP-A, Single-Package Heat Pum | Heat Pump | 460 | 3 | False |  |  |  | True | Variable-Speed | 120000 | 10000 | 12 | 10.8 |  |  | 118000 | 9124 | 3.8 | 3.3 |  |  |  | Federally-Regulated Commercial & Industrial Equipment | 03/02/2012 |  | 08/28/2012
Carrier Corp. - Syracuse | Heil | RHH090(H,L,S)******AA |  | HSP-A, Single-Package Heat Pum | Heat Pump | 208 | 3 | False |  |  |  | True | Single-Speed | 90000 | 7438 | 12.1 | 10.8 |  |  | 84000 | 7033 | 3.5 | 3.3 |  |  |  | Federally-Regulated Commercial & Industrial Equipment | 12/12/2012 |  | 10/28/2014
International Comfort Products | Airquest | NRHR10HP30B |  | HSP-A, Single-Package Heat Pum | Heat Pump | 208 | 3 |  |  |  | No Match |  | No Match | 120000 | 13483 | 8.9 | 8.9 |  | 10.3 | 126000 | 12309 | 3 | 3 | 67000 | 9350 | 2.1 | Federally-Regulated Commercial & Industrial Equipment | 03/31/1998 |  | 05/09/1998
York International | Fraser Johnston | BAHT-T090A |  | HSP-A, Single-Package Heat Pum | Heat Pump | 230 | 3 |  |  |  | No Match |  | No Match | 95000 | 11176 | 8.5 | 8.2 |  |  | 103000 | 9738 | 3.1 |  | 57000 | 8353 | 2 | Non Federally-Regulated | 03/15/1989 |  | 10/10/1989
Goettl | Goettl | HP1201A-4 | BWV240B | HSP-A, Single-Package Heat Pum | Heat Pump | 460 | 3 |  |  |  | No Match |  | No Match | 240000 | 29200 | 9 | 8.9 |  |  | 236000 | 24200 | 3 | 3 | 63000 | 9090 | 2 | Non Federally-Regulated | 03/02/1993 |  | 07/24/1995
Carrier Corp. - Syracuse | Carrier | 38AQS0085/6 | 40RMQ0085/6GC | HRCU-A-CB, Split System: Heat | Heat Pump | 230 | 3 |  |  |  | No Match |  | No Match | 86000 | 8775 | 9.8 | 8.9 |  |  | 83000 | 8106 | 3 | 3 | 46000 | 6738 | 2 | Federally-Regulated Commercial & Industrial Equipment | 11/18/1999 |  | 07/18/2002
Trane U.S. Inc. | Trane Unitary Products Group | WSC072E4*0A |  | HSP-A, Single-Package Heat Pum | Heat Pump | 460 | 3 | False |  |  |  | True | Single-Speed | 75000 | 6578 | 11.4 | 10.8 |  |  | 71000 | 5945 | 3.5 | 3.3 |  |  |  | Federally-Regulated Commercial & Industrial Equipment | 12/12/2012 |  | 08/28/2014
Lennox Industries Inc. | Armstrong | LHA120H* |  | HSP-A, Single-Package Heat Pum | Heat Pump | 230 | 3 |  |  |  | No Match |  | No Match | 118000 | 11456 | 10.3 | 8.9 |  |  | 120000 | 10654 | 3.3 | 3 | 72000 | 10045 | 2.1 | Federally-Regulated Commercial & Industrial Equipment | 07/19/2001 |  | 11/21/2001
Rheem Sales Company, Inc. | Square D | HCS7.5JAR1H | A08-61-OOL-7.5US1G | HRCU-A-CB, Split System: Heat | Heat Pump | 208 | 3 |  |  |  | No Match |  | No Match | 90000 | 11000 | 8.2 | 8.2 |  |  | 88000 | 8595 |  |  | 46000 | 6740 |  | Non Federally-Regulated | 08/29/1986 |  | 05/11/1988
York International | Fraser Johnston | BACB-T/-W180A/E |  | HSP-A, Single-Package Heat Pum | Heat Pump | 460 | 3 |  |  |  | No Match |  | No Match | 164000 | 18636 | 8.8 | 8.5 |  | 8.5 | 174000 | 16998 | 3 | 2.9 | 90000 | 13188 | 2 | Federally-Regulated Commercial & Industrial Equipment | 12/01/1997 |  | 03/31/1998
Carrier Corp. - Syracuse | Carrier | 50HJQ008--52/62 |  | HSP-A, Single-Package Heat Pum | Heat Pump | 460 | 3 |  |  |  | No Match |  | No Match | 88000 | 8543 | 10.3 | 8.9 |  | 10.5 | 85000 | 7546 | 3.3 | 3 | 48000 | 6392 | 2.2 | Federally-Regulated Commercial & Industrial Equipment | 05/21/2002 |  | 07/18/2002
Lennox Industries Inc. | Lennox | GHP16-953-1Y |  | HSP-A, Single-Package Heat Pum | Heat Pump | 230 | 3 |  |  |  | No Match |  | No Match | 88000 | 10602 | 8.3 |  |  |  | 88000 | 8713 | 2.9 | 2.5 | 43000 | 6633 | 1.9 | Non Federally-Regulated | 12/21/1990 |  | 07/27/1992
Trane U.S. Inc. | American Standard, Inc. | WCH150B40*E* |  | HSP-A, Single-Package Heat Pum | Heat Pump | 460 | 3 |  |  |  | No Match |  | No Match | 146000 | 15698 | 9.3 | 8.5 |  | 9.7 | 132000 | 13340 | 2.9 | 2.9 | 70000 | 10257 | 2 | Federally-Regulated Commercial & Industrial Equipment | 10/24/1997 |  | 03/31/1998
York International | Coleman | XA-12[C,E]***(T,W,X)* |  | HSP-A, Single-Package Heat Pum | Both Heat Pump and Electric Re | 575 | 3 |  |  |  |  | True | Single-Speed | 150000 | 13636 | 11 | 8.5 |  | 11.9 | 144000 | 13196 | 3.2 | 2.9 | 90000 | 11997 | 2.2 | Federally-Regulated Commercial & Industrial Equipment | 01/18/2008 |  | 01/24/2011
York International | York | XP150[C,E]***(2,4,5)* |  | HSP-A, Single-Package Heat Pum | Both Heat Pump and Electric Re | 208 | 3 | False |  |  |  | True | Single-Speed | 150000 | 13636 | 11 | 10.4 |  | 11.9 | 135000 | 12364 | 3.2 | 3.2 | 90000 | 11997 | 2.2 | Federally-Regulated Commercial & Industrial Equipment | 01/24/2011 |  | 01/09/2014
Trane U.S. Inc. | Trane Unitary Products Group | 4TWB3048B1 (2) | TWE090E1**A* | HRCU-A-CB, Split System: Heat | Heat Pump | 200 | 1 |  |  |  |  | True | Single-Speed | 90000 | 8181 | 11 | 10.8 |  |  | 90000 | 7992 | 3.3 | 3.3 |  |  |  | Federally-Regulated Commercial & Industrial Equipment | 11/30/2011 |  | 08/28/2014
Trane U.S. Inc. | Trane | TWA240B300C* | TWE240B300C* | HRCU-A-CB, Split System: Heat | Heat Pump | 208 | 3 |  |  |  | No Match |  | No Match | 234000 | 27529 | 8.5 | 8.5 |  | 9.1 | 232000 | 22658 | 3 | 2.9 | 0 | 0 | 0 | Federally-Regulated Commercial & Industrial Equipment | 10/06/1999 |  | 11/18/1999
Carrier Corp. - Syracuse | Heil | RHS(240,243)(H,L,S)******AA |  | HSP-A, Single-Package Heat Pum | Heat Pump | 230 | 3 | False |  |  |  | True | Single-Speed | 232000 | 21886 | 10.6 | 10.4 |  |  | 220000 | 19538 | 3.3 | 3.2 |  |  |  | Federally-Regulated Commercial & Industrial Equipment | 12/12/2012 |  | 04/21/2014
Carrier Corp. - Syracuse | Day & Night | RHH102(H,L,S)******AA |  | HSP-A, Single-Package Heat Pum | Heat Pump | 460 | 3 | False |  |  |  | True | Single-Speed | 100000 | 8333 | 12 | 10.8 |  |  | 100000 | 8619 | 3.4 | 3.3 |  |  |  | Federally-Regulated Commercial & Industrial Equipment | 12/12/2012 |  | 10/28/2014
International Comfort Products | Heil | PH*120N2HA* |  | HSP-A, Single-Package Heat Pum | Heat Pump | 230 | 3 |  |  |  | No Match |  | No Match | 123000 | 13516 | 9.1 | 8.9 |  | 9.5 | 123000 | 11625 | 3.1 | 3 | 71000 | 10401 | 2 | Federally-Regulated Commercial & Industrial Equipment | 05/22/2000 |  | 09/20/2001
Inter-City Products Corp. | Tempstar | PH*090N2LA |  | HSP-A, Single-Package Heat Pum | Heat Pump | 460 | 3 |  |  |  | No Match |  | No Match | 91000 | 9784 | 9.3 | 8.9 |  | 10.4 | 90000 | 8508 | 3.1 | 3 | 48000 | 6862 | 2.1 | Federally-Regulated Commercial & Industrial Equipment | 06/11/1997 |  | 09/02/1997
Carrier Corp. - Syracuse | Bryant Air Conditioning | 549BPX/BEX090 |  | HSP-A, Single-Package Heat Pum | Heat Pump | 230 | 3 |  |  |  | No Match |  | No Match | 88000 | 8800 | 10 | 8.9 |  | 10.8 | 87000 | 7965 | 3.2 | 3 | 48000 | 7031 | 2 | Federally-Regulated Commercial & Industrial Equipment | 11/18/1999 |  | 04/13/2000
Trane U.S. Inc. | Trane | BWC090F3D |  | HSP-A, Single-Package Heat Pum | Heat Pump | 230 | 3 |  |  |  | No Match |  | No Match | 94000 | 10800 | 8.7 | 8.2 |  |  | 88000 | 9500 | 2.7 |  | 48000 | 7500 | 1.9 | Non Federally-Regulated | 06/11/1985 |  | 05/11/1988
Coleman Air Conditioning Products | Airpro | EABA-T/W090 | F*EH090 | HRCU-A-CB, Split System: Heat | Heat Pump | 230 | 3 |  |  |  | No Match |  | No Match | 91000 | 9578 | 9.5 | 8.9 |  |  | 83000 | 8106 | 3 | 3 | 54000 | 7534 | 2.1 | Federally-Regulated Commercial & Industrial Equipment | 02/05/2002 |  | 03/21/2002
Trane U.S. Inc. | American Standard, Inc. | 2A6C0072A3 | TWE090A | HRCU-A-CB, Split System: Heat | Heat Pump | 230 | 3 |  |  |  | No Match |  | No Match | 70000 | 6603 | 10.6 | 8.9 |  |  | 64500 | 5558 | 3.4 | 3 | 41000 | 4805 | 2.5 | Federally-Regulated Commercial & Industrial Equipment | 06/19/2003 |  | 01/24/2011
Trane U.S. Inc. | Trane | BWA090C4K | BWE090C-D | HRCU-A-CB, Split System: Heat | Heat Pump | 460 | 3 |  |  |  | No Match |  | No Match | 90000 | 10200 | 8.8 |  |  |  | 87000 | 8790 |  |  | 51000 | 7150 |  | Non Federally-Regulated | 05/11/1988 |  | 03/15/1989
Trane U.S. Inc. | Trane | WCH075C30*A* |  | HSP-A, Single-Package Heat Pum | Heat Pump | 230 | 3 |  |  |  | No Match |  | No Match | 71000 | 7978 | 8.9 | 8.9 |  |  | 71000 | 6935 | 3 | 3 | 35000 | 5127 | 2 | Non Federally-Regulated | 04/14/1993 |  | 09/02/1995
Trane U.S. Inc. | American Standard, Inc. | TWA180B300A | TWE180B300A | HRCU-A-CB, Split System: Heat | Heat Pump | 208 | 3 |  |  |  | No Match |  | No Match | 176000 | 19550 | 9 |  |  |  | 172000 | 16160 | 3.1 | 2.5 | 90000 | 11880 | 2.2 | Non Federally-Regulated | 05/25/1989 |  | 02/22/1990
York International | York | PC180C00A*(2,4,5)***** | NC180C00*(5,6)****** | HRCU-A-CB, Split System: Heat | Heat Pump | 230 | 3 |  |  |  |  | True | Single-Speed | 180000 | 16981 | 10.6 | 8.5 |  |  | 168000 | 14929 | 3.3 | 2.9 |  |  |  | Federally-Regulated Commercial & Industrial Equipment | 06/15/2009 |  | 12/12/2012
GE Appliances, a Haier company | General Electric | BWC090F2 |  | HSP-A, Single-Package Heat Pum | Heat Pump | 200 | 3 |  |  |  | No Match |  | No Match | 94000 | 10800 | 8.7 | 7.5 |  |  | 88000 | 9500 | 2.7 |  | 48000 | 7500 | 1.9 | Non Federally-Regulated | 01/05/1982 |  | 09/03/2015
Carrier Corp. - Syracuse | Carrier | 38BQ0086 | 40BA009 | HRCU-A-CB, Split System: Heat | Heat Pump | 460 | 3 |  |  |  | No Match |  | No Match | 86000 | 9500 | 9.1 |  |  |  | 86000 | 8000 | 3.2 |  | 47000 | 6600 | 2.1 | Non Federally-Regulated | 05/11/1988 |  | 03/15/1989
Carrier Corp. - Syracuse | Carrier Corp. | 50HCQ*08***(5,6,1)A***(A,C,D,F)* |  | HSP-A, Single-Package Heat Pum | Heat Pump | 575 | 3 | False |  |  |  | True | Single-Speed | 90000 | 7438 | 12.1 | 10.8 |  |  | 84000 | 7033 | 3.5 | 3.3 |  |  |  | Federally-Regulated Commercial & Industrial Equipment | 12/12/2012 |  | 10/28/2014
York International | Fraser Johnston | BCCB-T/-W120* |  | HSP-A, Single-Package Heat Pum | Heat Pump | 208 | 3 |  |  |  | No Match |  | No Match | 118000 | 13111 | 9 | 8.9 |  |  | 116000 | 11332 | 3 | 3 | 70000 | 10257 | 2 | Federally-Regulated Commercial & Industrial Equipment | 07/29/1998 |  | 08/07/1998
York International | Fraser Johnston | BCCB-T/-W090 |  | HSP-A, Single-Package Heat Pum | Heat Pump | 460 | 3 |  |  |  | No Match |  | No Match | 87000 | 9666 | 9 | 8.9 |  |  | 89000 | 8694 | 3 | 3 | 49000 | 7180 | 2 | Federally-Regulated Commercial & Industrial Equipment | 03/31/1998 |  | 05/09/1998
Carrier Corp. - Syracuse | Carrier | 38AQ0166 + 0166 + 0126 | 40RR044 | HRCU-A-CB, Split System: Heat | Heat Pump | 460 | 3 |  |  |  | No Match |  | No Match | 420805 | 56160 | 7.5 |  |  |  | 496199 | 48260 | 2.9 |  | 294398 | 38800 | 2.2 | Non Federally-Regulated | 07/31/1992 |  | 12/22/1992
Carrier Corp. - Syracuse | Carrier | 38AQ0165 + 38AQ0165 | 40RR034 | HRCU-A-CB, Split System: Heat | Heat Pump | 208 | 3 |  |  |  | No Match |  | No Match | 316512 | 40828 | 7.8 | 7.5 |  |  | 339600 | 34888 |  |  | 194998 | 27708 |  | Non Federally-Regulated | 08/30/1983 |  | 06/11/1985
Carrier Corp. - Syracuse | Payne | 542EP120 |  | HSP-A, Single-Package Heat Pum | Heat Pump | 230 | 3 |  |  |  | No Match |  | No Match | 119000 | 14600 | 8.2 | 8.2 |  |  | 119000 | 12300 |  |  | 64000 | 9200 |  | Non Federally-Regulated | 06/11/1985 |  | 05/11/1988
Rheem Sales Company, Inc. | Rheem | RPWC-075C | RHGF-100Z | HRCU-A-CB, Split System: Heat | Heat Pump | 230 | 3 |  |  |  | No Match |  | No Match | 92000 | 9583 | 9.6 | 8.9 |  |  | 88000 | 8057 | 3.2 | 3 | 48000 | 6697 | 2.1 | Federally-Regulated Commercial & Industrial Equipment | 07/31/2002 |  | 01/18/2008
Lennox Industries Inc. | Lennox | LHA090H* |  | HSP-A, Single-Package Heat Pum | Heat Pump | 460 | 3 |  |  |  | No Match |  | No Match | 89000 | 7739 | 11.5 | 8.9 |  |  | 90000 | 7990 | 3.3 | 3 | 52000 | 7255 | 2.1 | Federally-Regulated Commercial & Industrial Equipment | 11/18/1999 |  | 04/13/2000
Carrier Corp. - Syracuse | Carrier Corp. | 38AUQA07A0*(5,6,1)A* | 40RUQA07A*A(3,5,6,1)A* | HRCU-A-CB, Split System: Heat | Heat Pump | 460 | 3 |  |  |  |  | True | Single-Speed | 70000 | 6363 | 11 | 10.8 |  |  | 66000 | 5861 | 3.3 | 3.3 |  |  |  | Federally-Regulated Commercial & Industrial Equipment | 06/17/2013 |  | 04/20/2015
York International | York | BP240[E54]***(2,4,5)* |  | HSP-A, Single-Package Heat Pum | Both Heat Pump and Electric Re | 460 | 3 |  |  |  |  | True | Single-Speed | 224000 | 21961 | 10.2 | 8.5 |  | 10.1 | 218000 | 18803 | 3.4 | 2.9 | 129000 | 18014 | 2.1 | Federally-Regulated Commercial & Industrial Equipment | 02/11/2008 |  | 02/24/2011
Carrier Corp. - Syracuse | Carrier | 50EWQ02451/61 |  | HSP-A, Single-Package Heat Pum | Heat Pump | 460 | 3 |  |  |  | No Match |  | No Match | 230000 | 23469 | 9.8 | 8.5 |  | 10 | 228000 | 20243 | 3.3 | 2.9 | 116000 | 16993 | 2 | Federally-Regulated Commercial & Industrial Equipment | 11/18/1999 |  | 07/18/2002
York International | Johnson Controls | J10EA0C***(2,4,5)* | J10Dx***(6)* | HRCU-A-CB, Split System: Heat | Both Heat Pump and Electric Re | 208 | 3 |  |  |  |  | True | Single-Speed | 122000 | 11402 | 10.7 | 8.9 |  |  | 125000 | 11108 | 3.3 | 3 |  |  |  | Federally-Regulated Commercial & Industrial Equipment | 08/27/2008 |  | 02/24/2011
Rheem Sales Company, Inc. | Rheem | RJMB-A090C |  | HSP-A, Single-Package Heat Pum | Heat Pump | 230 | 3 |  |  |  | No Match |  | No Match | 92000 | 9108 | 10.1 | 8.9 |  | 11.5 | 92000 | 8423 | 3.2 | 3 | 52000 | 6925 | 2.2 | Federally-Regulated Commercial & Industrial Equipment | 07/31/2002 |  | 01/18/2008
Carrier Corp. - Syracuse | Day & Night | 548BEX090 |  | HSP-A, Single-Package Heat Pum | Heat Pump | 460 | 3 |  |  |  | No Match |  | No Match | 90000 | 10300 | 8.7 | 8.2 |  |  | 92000 | 8500 | 3.2 |  | 4900 | 7100 |  | Non Federally-Regulated | 02/22/1990 |  | 07/31/1992
York International | York | E1FB180 | F1EH180 | HRCU-A-CB, Split System: Heat | Heat Pump | 208 | 3 |  |  |  | No Match |  | No Match | 166000 | 19080 | 8.7 | 8.5 |  | 9.5 | 184000 | 17970 | 3 | 2.9 | 121000 | 16114 | 2.2 | Federally-Regulated Commercial & Industrial Equipment | 07/31/2002 |  | 01/18/2008
York International | York | BP072[C,E]***(2,4,5)* |  | HSP-A, Single-Package Heat Pum | Both Heat Pump and Electric Re | 230 | 3 |  |  |  |  | True | Single-Speed | 68000 | 6667 | 10.2 | 8.9 |  | 0 | 69000 | 6323 | 3.2 | 3 | 43000 | 5732 | 2.2 | Federally-Regulated Commercial & Industrial Equipment | 01/18/2008 |  | 01/24/2011
Carrier Corp. - Syracuse | Arcoaire | CHS072(H,L,S)A* | FHS072(M,S,K)A*A* | HRCU-A-CB, Split System: Heat | Heat Pump | 460 | 3 |  |  |  |  | True | Single-Speed | 70000 | 6363 | 11 | 10.8 |  |  | 66000 | 5861 | 3.3 | 3.3 |  |  |  | Federally-Regulated Commercial & Industrial Equipment | 03/10/2011 |  | 12/12/2012
Trane U.S. Inc. | Trane | WCD150B30*E* |  | HSP-A, Single-Package Heat Pum | Heat Pump | 230 | 3 |  |  |  | No Match |  | No Match | 146000 | 16043 | 9.1 | 8.5 |  | 9.4 | 136000 | 13286 | 3 | 2.9 | 72000 | 10048 | 2.1 | Federally-Regulated Commercial & Industrial Equipment | 12/14/1998 |  | 08/19/1999
McQuay International | McQuay International | DPS007AHHY*2C-3 |  | HSP-A, Single-Package Heat Pum | Heat Pump | 208 | 3 | False |  |  |  | True | Variable-Speed | 88000 | 7096 | 12.4 | 10.8 |  |  | 78000 | 6178 | 3.7 | 3.3 |  |  |  | Federally-Regulated Commercial & Industrial Equipment | 08/28/2012 |  | 04/19/2013
Carrier Corp. - Syracuse | Tempstar | RHS150(H,L,S)******AA |  | HSP-A, Single-Package Heat Pum | Heat Pump | 208 | 3 | False |  |  |  | False | Single-Speed | 142000 | 13396 | 10.6 | 10.4 |  |  | 142000 | 13005 | 3.2 | 3.2 |  |  |  | Federally-Regulated Commercial & Industrial Equipment | 10/28/2014 |  | 10/28/2014
Carrier Corp. - Syracuse | ICP Commercial | RHS090(L,S)******TA |  | HSP-A, Single-Package Heat Pum | Heat Pump | 575 | 3 | False |  |  |  | False | Single-Speed | 88000 | 7857 | 11.2 | 10.8 |  |  | 86000 | 7413 | 3.4 | 3.3 |  |  |  | Federally-Regulated Commercial & Industrial Equipment | 12/12/2012 |  | 10/28/2014
Carrier Corp. - Syracuse | Comfortmaker | RHH102(H,L,S)******** |  | HSP-A, Single-Package Heat Pum | Heat Pump | 460 | 3 | False |  |  |  | True | Single-Speed | 100000 | 8333 | 12 | 10.8 |  |  | 100000 | 8619 | 3.4 | 3.3 |  |  |  | Federally-Regulated Commercial & Industrial Equipment | 11/30/2011 |  | 04/19/2013
Carrier Corp. - Syracuse | Carrier | 50TJQ00751/61 |  | HSP-A, Single-Package Heat Pum | Heat Pump | 460 | 3 |  |  |  | No Match |  | No Match | 70000 | 7777 | 9 | 8.9 |  |  | 72000 | 6592 | 3.2 | 3 | 38000 | 5859 | 1.9 | Federally-Regulated Commercial & Industrial Equipment | 05/22/2000 |  | 07/25/2000
Compu-Aire | Maxi-Kool | MKH-832 |  | HSP-A, Single-Package Heat Pum | Heat Pump | 208 | 3 |  |  |  | No Match |  | No Match | 98200 | 10760 | 9.1 | 8.9 |  |  | 91000 | 9010 | 3 | 3 | 54700 | 7280 | 2.2 | Non Federally-Regulated | 02/24/1993 |  | 04/07/1996
Carrier Corp. - Syracuse | Carrier | 50TFQ00951 |  | HSP-A, Single-Package Heat Pum | Heat Pump | 230 | 3 |  |  |  | No Match |  | No Match | 96000 | 10786 | 8.9 | 8.9 |  | 8.8 | 96000 | 9375 | 3 | 3 | 55000 | 8057 | 2 | Federally-Regulated Commercial & Industrial Equipment | 05/31/2001 |  | 07/18/2002
Rheem Sales Company, Inc. | Ruud | UJKB-A090C |  | HSP-A, Single-Package Heat Pum | Heat Pump | 208 | 3 |  |  |  | No Match |  | No Match | 89000 | 9673 | 9.2 | 8.9 |  | 12.1 | 90000 | 8789 | 3 | 3 | 52500 | 7691 | 2 | Federally-Regulated Commercial & Industrial Equipment | 11/18/1999 |  | 04/13/2000
McQuay International | McQuay International | DPS007AHHG4**-3 |  | HSP-A, Single-Package Heat Pum | Heat Pump | 460 | 3 | False |  |  |  | True | Variable-Speed | 88000 | 7154 | 12.3 | 10.8 |  |  | 88000 | 6097 | 4.2 | 3.3 |  |  |  | Federally-Regulated Commercial & Industrial Equipment | 03/02/2012 |  | 08/28/2012
Lennox Industries Inc. | Ducane | LHA180HN2* |  | HSP-A, Single-Package Heat Pum | Heat Pump | 230 | 3 |  |  |  | No Match |  | No Match | 182000 | 16545 | 11 | 8.5 |  | 12 | 192000 | 17047 | 3.3 | 2.9 | 106000 | 15528 | 2 | Federally-Regulated Commercial & Industrial Equipment | 02/05/2002 |  | 07/18/2002
Carrier Corp. - Syracuse | ICP Commercial | CHS072(H,L,S)A* | FHS072(M,S,K)**A0* | HRCU-A-CB, Split System: Heat | Heat Pump | 460 | 3 |  |  |  |  | True | Single-Speed | 70000 | 6363 | 11 | 10.8 |  |  | 66000 | 5861 | 3.3 | 3.3 |  |  |  | Federally-Regulated Commercial & Industrial Equipment | 07/18/2013 |  | 10/28/2014
Carrier Corp. - Syracuse | Arcoaire | RHS(181,183)(H,L,S)******TC |  | HSP-A, Single-Package Heat Pum | Heat Pump | 575 | 3 | False |  |  |  | True | Single-Speed | 172000 | 15925 | 10.8 | 10.4 |  |  | 220000 | 19538 | 3.3 | 3.2 |  |  |  | Federally-Regulated Commercial & Industrial Equipment | 01/09/2014 |  | 10/28/2014
Trane U.S. Inc. | General Electric | BWC090F4D |  | HSP-A, Single-Package Heat Pum | Heat Pump | 460 | 3 |  |  |  | No Match |  | No Match | 94000 | 10800 | 8.7 | 8.2 |  |  | 88000 | 9500 | 2.7 |  | 48000 | 7500 | 1.9 | Non Federally-Regulated | 05/16/1984 |  | 06/11/1985
Carrier Corp. - Syracuse | Day & Night | RHH102(H,L,S)******TA |  | HSP-A, Single-Package Heat Pum | Heat Pump | 230 | 3 | False |  |  |  | True | Single-Speed | 100000 | 8333 | 12 | 10.8 |  |  | 100000 | 8619 | 3.4 | 3.3 |  |  |  | Federally-Regulated Commercial & Industrial Equipment | 12/12/2012 |  | 10/28/2014
Carrier Corp. - Syracuse | Tempstar | RHS102H******** |  | HSP-A, Single-Package Heat Pum | Heat Pump | 230 | 3 | False |  |  |  | False | Single-Speed | 99000 | 8839 | 11.2 | 10.8 |  |  | 96000 | 8525 | 3.3 | 3.3 |  |  |  | Federally-Regulated Commercial & Industrial Equipment | 11/30/2011 |  | 12/12/2012
Rheem Sales Company, Inc. | Rheem | RJKB-A120D |  | HSP-A, Single-Package Heat Pum | Heat Pump | 460 | 3 |  |  |  | No Match |  | No Match | 117000 | 12717 | 9.2 | 8.9 |  | 9.1 | 118000 | 11524 | 3 | 3 | 63500 | 9302 | 2 | Federally-Regulated Commercial & Industrial Equipment | 11/21/2001 |  | 07/18/2002
York International | York | B1HN090N130/16525/46 |  | HSP-A, Single-Package Heat Pum | Heat Pump | 460 | 3 |  |  |  | No Match |  | No Match | 87000 | 9666 | 9 | 8.9 |  |  | 89000 | 8694 | 3 | 3 | 49000 | 7180 | 2 | Federally-Regulated Commercial & Industrial Equipment | 03/31/1998 |  | 05/09/1998
Compu-Aire | Maxi-Kool | MKH-512 |  | HSP-A, Single-Package Heat Pum | Heat Pump | 208 | 1 |  |  |  | No Match |  | No Match | 66400 | 7060 | 9.4 | 8.9 |  |  | 59300 | 5430 | 3.2 | 3 | 36000 | 4400 | 2.4 | Non Federally-Regulated | 02/24/1993 |  | 03/31/1993
International Comfort Products | Heil | PH*090N2HA* |  | HSP-A, Single-Package Heat Pum | Heat Pump | 208 | 3 |  |  |  | No Match |  | No Match | 91000 | 9784 | 9.3 | 8.9 |  | 10.4 | 90000 | 8508 | 3.1 | 3 | 48000 | 6862 | 2.1 | Federally-Regulated Commercial & Industrial Equipment | 12/14/1998 |  | 08/17/1999
York International | Coleman | BA-07[C,E]***(T,W,X)* |  | HSP-A, Single-Package Heat Pum | Both Heat Pump and Electric Re | 230 | 3 |  |  |  |  | False | Dual-Speed | 89000 | 8396 | 10.6 | 8.9 |  | 11 | 85000 | 7790 | 3.2 | 3 | 46000 | 6132 | 2.2 | Federally-Regulated Commercial & Industrial Equipment | 01/18/2008 |  | 02/24/2011
Rheem Sales Company, Inc. | Weatherking | PHC7.5T-3 |  | HSP-A, Single-Package Heat Pum | Heat Pump | 208 | 3 |  |  |  | No Match |  | No Match | 93000 | 10333 | 9 | 8.9 |  | 9.9 | 93000 | 9085 | 3 | 3 | 51000 | 7117 | 2.1 | Federally-Regulated Commercial & Industrial Equipment | 12/14/1998 |  | 08/18/1999
Rheem Sales Company, Inc. | Ruud | UJMB-A120C |  | HSP-A, Single-Package Heat Pum | Heat Pump | 230 | 3 |  |  |  | No Match |  | No Match | 120000 | 11881 | 10.1 | 8.9 |  | 11.2 | 109000 | 9980 | 3.2 | 3 | 65000 | 8656 | 2.2 | Federally-Regulated Commercial & Industrial Equipment | 07/31/2002 |  | 01/18/2008
Trane U.S. Inc. | Trane | BWC090F4D |  | HSP-A, Single-Package Heat Pum | Heat Pump | 460 | 3 |  |  |  | No Match |  | No Match | 94000 | 10800 | 8.7 | 8.2 |  |  | 88000 | 9500 | 2.7 |  | 48000 | 7500 | 1.9 | Non Federally-Regulated | 06/11/1985 |  | 05/11/1988
Carrier Corp. - Syracuse | Comfortmaker | RHS(240)(H,L,S)******AA |  | HSP-A, Single-Package Heat Pum | Heat Pump | 575 | 3 | False |  |  |  | True | Single-Speed | 232000 | 21886 | 10.6 | 10.4 |  |  | 220000 | 19538 | 3.3 | 3.2 |  |  |  | Federally-Regulated Commercial & Industrial Equipment | 04/21/2014 |  | 10/28/2014
York International | Fraser Johnston | PH180C00A*(2,4,5)***** | NH180C00*(5,6)****** | HRCU-A-CB, Split System: Heat | Heat Pump | 460 | 3 |  |  |  |  | True | Single-Speed | 180000 | 16981 | 10.6 | 8.5 |  |  | 168000 | 14929 | 3.3 | 2.9 |  |  |  | Federally-Regulated Commercial & Industrial Equipment | 07/16/2009 |  | 01/24/2011
Carrier Corp. - Syracuse | Arcoaire | CHS240(H,L,S)D* | FHS240(S,H,L)A*A* | HRCU-A-CB, Split System: Heat | Heat Pump | 460 | 3 |  |  |  |  | True | Single-Speed | 222000 | 20747 | 10.7 | 10.4 |  |  | 214000 | 17919 | 3.5 | 3.2 |  |  |  | Federally-Regulated Commercial & Industrial Equipment | 03/10/2011 |  | 12/12/2012
Carrier Corp. - Syracuse | ICP Commercial | RHS(181,183)(H,L,S)******TA |  | HSP-A, Single-Package Heat Pum | Heat Pump | 575 | 3 | False |  |  |  | True | Single-Speed | 172000 | 15925 | 10.8 | 10.4 |  |  | 220000 | 19538 | 3.3 | 3.2 |  |  |  | Federally-Regulated Commercial & Industrial Equipment | 05/09/2013 |  | 08/28/2014
Carrier Corp. - Syracuse | Payne | 542EP,FP090 |  | HSP-A, Single-Package Heat Pum | Heat Pump | 208 | 3 |  |  |  | No Match |  | No Match | 86000 | 10238 | 8.4 | 8.2 |  |  | 87000 | 8792 |  |  | 50000 | 7327 |  | Non Federally-Regulated | 02/22/1990 |  | 07/31/1992
GE Appliances, a Haier company | General Electric | BWC090C4 |  | HSP-A, Single-Package Heat Pum | Heat Pump | 460 | 3 |  |  |  | No Match |  | No Match | 90000 | 11500 | 7.8 | 7.5 |  |  | 90000 | 10000 | 2.6 |  | 50000 | 7700 |  | Non Federally-Regulated | 01/05/1982 |  | 09/03/2015
Trane U.S. Inc. | Trane | WCH120B40*E* |  | HSP-A, Single-Package Heat Pum | Heat Pump | 460 | 3 |  |  |  | No Match |  | No Match | 124000 | 12916 | 9.6 | 8.9 |  | 9.8 | 110000 | 10746 | 3 | 3 | 59000 | 8645 | 2 | Federally-Regulated Commercial & Industrial Equipment | 02/03/1998 |  | 03/31/1998
Carrier Corp. - Syracuse | Arcoaire | RHS(240,243)(H,L,S)******AA |  | HSP-A, Single-Package Heat Pum | Heat Pump | 230 | 3 | False |  |  |  | True | Single-Speed | 232000 | 21886 | 10.6 | 10.4 |  |  | 220000 | 19538 | 3.3 | 3.2 |  |  |  | Federally-Regulated Commercial & Industrial Equipment | 12/12/2012 |  | 04/21/2014
Inter-City Products Corp. | Heil | CH*090SNHA** | BMB090N*M* | HRCU-A-C, Split System: Heat P | Heat Pump | 230 | 3 |  |  |  | No Match |  | No Match | 90000 | 9890 | 9.1 | 8.9 |  |  | 90000 | 8789 | 3 | 3 | 50000 | 6967 | 2.1 | Federally-Regulated Commercial & Industrial Equipment | 04/20/1994 |  | 09/02/1995
Carrier Corp. - Syracuse | Airquest | RHH(120,121)(H,L,S)******TA |  | HSP-A, Single-Package Heat Pum | Heat Pump | 208 | 3 | False |  |  |  | True | Single-Speed | 119000 | 9674 | 12.3 | 10.8 |  |  | 116000 | 9713 | 3.5 | 3.3 |  |  |  | Federally-Regulated Commercial & Industrial Equipment | 12/12/2012 |  | 10/28/2014
Carrier Corp. - Syracuse | Payne | 542EP120017 |  | HSP-A, Single-Package Heat Pum | Heat Pump | 208 | 3 |  |  |  | No Match |  | No Match | 120000 | 14700 | 8.2 |  |  |  | 120000 | 12200 |  |  | 65000 | 9200 |  | Non Federally-Regulated | 05/11/1988 |  | 03/15/1989
Carrier Corp. - Syracuse | Carrier | 38BQ0085 | 40BA009 | HRCU-A-CB, Split System: Heat | Heat Pump | 230 | 3 |  |  |  | No Match |  | No Match | 86000 | 9500 | 9.1 | 8.2 |  |  | 86000 | 8000 | 3.2 |  | 47000 | 6600 | 2.1 | Non Federally-Regulated | 06/11/1985 |  | 05/11/1988
Carrier Corp. - Syracuse | ICP Commercial | RHS102(L,S)******TA |  | HSP-A, Single-Package Heat Pum | Heat Pump | 575 | 3 | False |  |  |  | False | Single-Speed | 99000 | 8608 | 11.5 | 10.8 |  |  | 96000 | 8525 | 3.3 | 3.3 |  |  |  | Federally-Regulated Commercial & Industrial Equipment | 12/12/2012 |  | 10/28/2014
York International | York | E1FB120A25,46 | F3EH120A33 | HRCU-A-CB, Split System: Heat | Heat Pump | 460 | 3 |  |  |  |  | True | Single-Speed | 121000 | 13444 | 9 | 8.9 |  | 0 | 117000 | 11437 | 3 | 3 | 63000 | 8798 | 2.1 | Federally-Regulated Commercial & Industrial Equipment | 01/18/2008 |  | 07/16/2009
Trane U.S. Inc. | Trane | WCH150B30*E* |  | HSP-A, Single-Package Heat Pum | Heat Pump | 208 | 3 |  |  |  | No Match |  | No Match | 146000 | 15531 | 9.4 | 8.5 |  | 9.7 | 132000 | 13340 | 2.9 | 2.9 | 72000 | 10550 | 2 | Federally-Regulated Commercial & Industrial Equipment | 05/09/1998 |  | 10/02/1998
Carrier Corp. - Syracuse | Tempstar | RHS090H******** |  | HSP-A, Single-Package Heat Pum | Heat Pump | 208 | 3 | False |  |  |  | False | Single-Speed | 87000 | 7767 | 11.2 | 10.8 |  |  | 86000 | 7413 | 3.4 | 3.3 |  |  |  | Federally-Regulated Commercial & Industrial Equipment | 11/30/2011 |  | 03/02/2012
Rheem Sales Company, Inc. | Ruud | UPWC-075CAZ | UHGF-100Z | HRCU-A-CB, Split System: Heat | Heat Pump | 208 | 3 |  |  |  | No Match |  | No Match | 92000 | 9583 | 9.6 | 8.9 |  |  | 88000 | 8059 | 3.2 | 3 | 48000 | 6699 | 2.1 | Federally-Regulated Commercial & Industrial Equipment | 12/14/1998 |  | 08/18/1999
Carrier Corp. - Syracuse | Carrier | 50EJQ024511/611 |  | HSP-A, Single-Package Heat Pum | Heat Pump | 230 | 3 |  |  |  | No Match |  | No Match | 230000 | 23469 | 9.8 | 8.5 |  | 10 | 228000 | 20249 | 3.3 | 2.9 | 116000 | 16998 | 2 | Federally-Regulated Commercial & Industrial Equipment | 07/28/1998 |  | 10/02/1998
Rheem Sales Company, Inc. | Weatherking | RHB15T-4 | AH15T3/4K | HRCU-A-CB, Split System: Heat | Heat Pump | 460 | 3 |  |  |  | No Match |  | No Match | 178000 | 21710 | 8.2 | 8.2 |  |  | 176000 | 17190 |  |  | 92000 | 13480 |  | Non Federally-Regulated | 02/22/1990 |  | 07/31/1992
Carrier Corp. - Syracuse | Carrier | 50EQ0246 |  | HSP-A, Single-Package Heat Pum | Heat Pump | 460 | 3 |  |  |  | No Match |  | No Match | 224000 | 27100 | 8.3 | 7.5 |  |  | 240000 | 23000 | 3.1 |  | 134500 | 19000 | 2.1 | Non Federally-Regulated | 09/08/1982 |  | 05/16/1984
Carrier Corp. - Syracuse | Tempstar | RHS(240)(H,L,S)******AA |  | HSP-A, Single-Package Heat Pum | Heat Pump | 230 | 3 | False |  |  |  | True | Single-Speed | 232000 | 21886 | 10.6 | 10.4 |  |  | 220000 | 19538 | 3.3 | 3.2 |  |  |  | Federally-Regulated Commercial & Industrial Equipment | 10/28/2014 |  | 10/28/2014
Carrier Corp. - Syracuse | Day & Night | RHH072(H,L,S)******** |  | HSP-A, Single-Package Heat Pum | Heat Pump | 460 | 3 | False |  |  |  | True | Single-Speed | 72000 | 6000 | 12 | 10.8 |  |  | 70000 | 6033 | 3.4 | 3.3 |  |  |  | Federally-Regulated Commercial & Industrial Equipment | 10/28/2014 |  | 10/28/2014
Trane U.S. Inc. | Trane | BWC180A3 |  | HSP-A, Single-Package Heat Pum | Heat Pump | 230 | 3 |  |  |  | No Match |  | No Match | 180000 | 22600 | 8 |  |  |  | 180000 | 20300 | 2.6 |  | 100000 | 16400 | 1.8 | Non Federally-Regulated | 05/11/1988 |  | 03/15/1989
Carrier Corp. - Syracuse | Carrier | 50PQ0165 |  | HSP-A, Single-Package Heat Pum | Heat Pump | 230 | 3 |  |  |  | No Match |  | No Match | 178000 | 21000 | 8.5 | 7.5 |  |  | 180000 | 17500 |  |  | 103000 | 14300 |  | Non Federally-Regulated | 01/05/1982 |  | 05/16/1984
Rheem Sales Company, Inc. | Rheem | RPWC-100CAS* | RHGF-100Z | HRCU-A-CB, Split System: Heat | Heat Pump | 208 | 3 |  |  |  | No Match |  | No Match | 122000 | 13562 | 9 | 8.9 |  |  | 123000 | 11541 | 3.1 | 3 | 68000 | 9360 | 2.1 | Non Federally-Regulated | 01/26/1993 |  | 09/02/1995
Carrier Corp. - Syracuse | Tempstar | RHH072(H,L,S)0******A |  | HSP-A, Single-Package Heat Pum | Heat Pump | 230 | 3 | False |  |  |  | True | Single-Speed | 72000 | 6000 | 12 | 10.8 |  |  | 70000 | 6033 | 3.4 | 3.3 |  |  |  | Federally-Regulated Commercial & Industrial Equipment | 03/10/2011 |  | 04/19/2013
Carrier Corp. - Syracuse | Carrier | 38AQ0285 | BPCB-B75*-A*A | HRCU-A-CB, Split System: Heat | Heat Pump | 460 | 3 |  |  |  | No Match |  | No Match | 90000 | 32168 | 8.8 | 8.2 |  |  | 87000 | 8790 |  |  | 51000 | 7150 |  | Non Federally-Regulated | 09/08/1982 |  | 06/11/1985
York International | York | B1CH240A/E***25/46 |  | HSP-A, Single-Package Heat Pum | Heat Pump | 230 | 3 |  |  |  | No Match |  | No Match | 222000 | 26117 | 8.5 | 8.5 |  | 8 | 226000 | 22078 | 3 | 2.9 | 120000 | 17584 | 2 | Federally-Regulated Commercial & Industrial Equipment | 12/01/1997 |  | 03/31/1998
Carrier Corp. - Syracuse | Airquest | RHS090H******TA |  | HSP-A, Single-Package Heat Pum | Heat Pump | 208 | 3 | False |  |  |  | False | Single-Speed | 87000 | 7767 | 11.2 | 10.8 |  |  | 86000 | 7413 | 3.4 | 3.3 |  |  |  | Federally-Regulated Commercial & Industrial Equipment | 12/12/2012 |  | 10/28/2014
Compu-Aire | Maxi-Kool | MKH-834 |  | HSP-A, Single-Package Heat Pum | Heat Pump | 460 | 3 |  |  |  | No Match |  | No Match | 89700 | 10810 | 8.3 |  |  |  | 91000 | 9010 | 2.9 | 2.5 | 54700 | 7280 | 2.2 | Non Federally-Regulated | 09/25/1989 |  | 10/10/1989
Carrier Corp. - Syracuse | Heil | RHH(120,121)(H,L,S)******** |  | HSP-A, Single-Package Heat Pum | Heat Pump | 208 | 3 | False |  |  |  | True | Single-Speed | 119000 | 9674 | 12.3 | 10.8 |  |  | 116000 | 9713 | 3.5 | 3.3 |  |  |  | Federally-Regulated Commercial & Industrial Equipment | 11/30/2011 |  | 12/12/2012
Carrier Corp. - Syracuse | Comfortmaker | RHS(240)(H,L,S)******TA |  | HSP-A, Single-Package Heat Pum | Heat Pump | 208 | 3 | False |  |  |  | True | Single-Speed | 232000 | 21886 | 10.6 | 10.4 |  |  | 220000 | 19538 | 3.3 | 3.2 |  |  |  | Federally-Regulated Commercial & Industrial Equipment | 10/28/2014 |  | 10/28/2014
McQuay International | McQuay International | DPS010AHHY5**-6* |  | HSP-A, Single-Package Heat Pum | Heat Pump | 575 | 3 | False |  |  |  | True | Variable-Speed | 121000 | 9918 | 12.2 | 10.8 |  |  | 119000 | 10021 | 3.5 | 3.3 |  |  |  | Federally-Regulated Commercial & Industrial Equipment | 04/19/2013 |  | 01/09/2014
Carrier Corp. - Syracuse | Day & Night | CHS240(H,L,S)D* | FHS240(S,H,L)**A0* | HRCU-A-CB, Split System: Heat | Heat Pump | 208 | 3 |  |  |  |  | True | Single-Speed | 222000 | 20747 | 10.7 | 10.4 |  |  | 214000 | 17919 | 3.5 | 3.2 |  |  |  | Federally-Regulated Commercial & Industrial Equipment | 07/18/2013 |  | 10/28/2014
Trane U.S. Inc. | American Standard, Inc. | TWA180B300E* | TWE180B300C* | HRCU-A-CB, Split System: Heat | Heat Pump | 230 | 3 |  |  |  | No Match |  | No Match | 176000 | 17425 | 10.1 | 8.5 |  | 11.6 | 168000 | 15878 | 3.1 | 2.9 | 106000 | 14117 | 2.2 | Federally-Regulated Commercial & Industrial Equipment | 07/31/2002 |  | 06/19/2003
York International | Luxaire | XA-07[C,E]***(T,W,X)* |  | HSP-A, Single-Package Heat Pum | Both Heat Pump and Electric Re | 575 | 3 |  |  |  |  | True | Single-Speed | 92000 | 8364 | 11 | 8.9 |  | 12.4 | 92000 | 7708 | 3.5 | 3 | 55000 | 7013 | 2.3 | Federally-Regulated Commercial & Industrial Equipment | 01/18/2008 |  | 07/16/2009
Carrier Corp. - Syracuse | Carrier Corp. | 50TCQ*12***(5,6,1)A***(A,C,D,F)* |  | HSP-A, Single-Package Heat Pum | Heat Pump | 575 | 3 | False |  |  |  | False | Single-Speed | 116000 | 10545 | 11 | 10.8 |  |  | 116000 | 9999 | 3.4 | 3.3 |  |  |  | Federally-Regulated Commercial & Industrial Equipment | 12/12/2012 |  | 04/21/2015
Lennox Industries Inc. | Lennox | LHA120H* |  | HSP-A, Single-Package Heat Pum | Heat Pump | 208 | 3 |  |  |  | No Match |  | No Match | 118000 | 11456 | 10.3 | 8.9 |  |  | 120000 | 10654 | 3.3 | 3 | 72000 | 10045 | 2.1 | Federally-Regulated Commercial & Industrial Equipment | 05/22/2000 |  | 11/21/2001
Lennox Industries Inc. | Lennox | KHA092S4M*1Y,G,J |  | HSP-A, Single-Package Heat Pum | Both Heat Pump and Electric Re | 575 | 3 | False |  |  |  | True | Single-Speed | 89000 | 8090 | 11 | 10.8 |  |  | 89000 | 7904 | 3.3 | 3.3 |  |  |  | Federally-Regulated Commercial & Industrial Equipment | 04/19/2013 |  | 10/28/2014
GE Appliances, a Haier company | General Electric | BWC120F4 |  | HSP-A, Single-Package Heat Pum | Heat Pump | 460 | 3 |  |  |  | No Match |  | No Match | 116000 | 14900 | 7.8 | 7.5 |  |  | 112000 | 12000 | 2.7 |  | 58000 | 9300 | 1.8 | Non Federally-Regulated | 09/08/1982 |  | 09/03/2015
Rheem Sales Company, Inc. | Rheem | RPWC-100CAS | RHGF-100Z | HRCU-A-CB, Split System: Heat | Heat Pump | 208 | 3 |  |  |  | No Match |  | No Match | 122000 | 13555 | 9 | 8.9 |  |  | 123000 | 11628 | 3.1 | 3 | 68000 | 9490 | 2.1 | Federally-Regulated Commercial & Industrial Equipment | 02/03/1998 |  | 03/31/1998
McQuay International | McQuay International | DPS010AHHE2*C-4 |  | HSP-A, Single-Package Heat Pum | Heat Pump | 208 | 3 | False |  |  |  | True | Variable-Speed | 120000 | 10000 | 12 | 10.8 |  |  | 110000 | 9426 | 3.4 | 3.3 |  |  |  | Federally-Regulated Commercial & Industrial Equipment | 08/28/2012 |  | 04/19/2013
York International | York | E1FB180 | F1EH180 | HRCU-A-CB, Split System: Heat | Heat Pump | 460 | 3 |  |  |  | No Match |  | No Match | 166000 | 19080 | 8.7 | 8.5 |  | 9.5 | 184000 | 17970 | 3 | 2.9 | 121000 | 16114 | 2.2 | Federally-Regulated Commercial & Industrial Equipment | 07/31/2002 |  | 01/18/2008
Trane U.S. Inc. | American Standard, Inc. | WCH090A300A |  | HSP-A, Single-Package Heat Pum | Heat Pump | 230 | 3 |  |  |  | No Match |  | No Match | 85000 | 10240 | 8.3 |  |  |  | 82000 | 8580 | 2.8 | 2.5 | 39000 | 6010 | 1.9 | Non Federally-Regulated | 08/23/1988 |  | 02/22/1990
Carrier Corp. - Syracuse | Carrier | 50TFQ00851/61 |  | HSP-A, Single-Package Heat Pum | Heat Pump | 230 | 3 |  |  |  | No Match |  | No Match | 86000 | 9555 | 9 | 8.9 |  | 9.3 | 78000 | 7617 | 3 | 3 | 36000 | 6592 | 1.6 | Federally-Regulated Commercial & Industrial Equipment | 02/06/2002 |  | 07/18/2002
Carrier Corp. - Syracuse | ICP Commercial | RHS090(L,S)******** |  | HSP-A, Single-Package Heat Pum | Heat Pump | 460 | 3 | False |  |  |  | False | Single-Speed | 88000 | 7857 | 11.2 | 10.8 |  |  | 86000 | 7413 | 3.4 | 3.3 |  |  |  | Federally-Regulated Commercial & Industrial Equipment | 11/30/2011 |  | 03/02/2012
York International | York | E1FB120A25,46 | F3EH120A33 | HRCU-A-CB, Split System: Heat | Heat Pump | 230 | 3 |  |  |  |  | True | Single-Speed | 121000 | 13444 | 9 | 8.9 |  | 0 | 117000 | 11437 | 3 | 3 | 63000 | 8798 | 2.1 | Federally-Regulated Commercial & Industrial Equipment | 01/18/2008 |  | 07/16/2009
Rheem Sales Company, Inc. | Ruud | UPWC-100D | UHGF-100Z | HRCU-A-CB, Split System: Heat | Heat Pump | 460 | 3 |  |  |  | No Match |  | No Match | 118000 | 12826 | 9.2 | 8.9 |  |  | 125000 | 11814 | 3.1 | 3 | 68000 | 9487 | 2.1 | Federally-Regulated Commercial & Industrial Equipment | 05/22/2000 |  | 05/23/2000
Carrier Corp. - Syracuse | Carrier Corp. | 50TCQ*24***(5,6,1)A***(G,J,K,M)* |  | HSP-A, Single-Package Heat Pum | Heat Pump | 460 | 3 | False |  |  |  | True | Single-Speed | 232000 | 21886 | 10.6 | 10.4 |  |  | 220000 | 19538 | 3.3 | 3.2 |  |  |  | Federally-Regulated Commercial & Industrial Equipment | 12/12/2012 |  | 04/21/2014
Trane U.S. Inc. | American Standard, Inc. | BWA120C300M | BWE120C300G | HRCU-A-CB, Split System: Heat | Heat Pump | 230 | 3 |  |  |  | No Match |  | No Match | 118000 | 14300 | 8.3 | 8.2 |  |  | 120000 | 11550 |  |  | 63000 | 9550 |  | Non Federally-Regulated | 02/22/1990 |  | 07/31/1992
Trane U.S. Inc. | Trane | WCH240B30*E* |  | HSP-A, Single-Package Heat Pum | Heat Pump | 208 | 3 |  |  |  | No Match |  | No Match | 236000 | 27441 | 8.6 | 8.5 |  | 8.9 | 230000 | 21738 | 3.1 | 2.9 | 114000 | 16700 | 2 | Federally-Regulated Commercial & Industrial Equipment | 11/18/1999 |  | 11/21/2001
Carrier Corp. - Syracuse | Comfortmaker | CHS240(H,L,S)D* | FHS240(S,H,L)**A0* | HRCU-A-CB, Split System: Heat | Heat Pump | 230 | 3 |  |  |  |  | True | Single-Speed | 222000 | 20747 | 10.7 | 10.4 |  |  | 214000 | 17919 | 3.5 | 3.2 |  |  |  | Federally-Regulated Commercial & Industrial Equipment | 07/18/2013 |  | 10/28/2014
Carrier Corp. - Syracuse | Bryant Air Conditioning | 548DPX/DEX090-AA |  | HSP-A, Single-Package Heat Pum | Heat Pump | 230 | 3 |  |  |  | No Match |  | No Match | 86000 | 9555 | 9 | 8.9 |  | 9.3 | 78000 | 7617 | 3 | 3 | 36000 | 6592 | 1.6 | Federally-Regulated Commercial & Industrial Equipment | 11/18/1999 |  | 04/13/2000
Trane U.S. Inc. | Trane | BWC090F3OOH |  | HSP-A, Single-Package Heat Pum | Heat Pump | 230 | 3 |  |  |  | No Match |  | No Match | 90000 | 10100 | 8.9 | 8.2 |  |  | 85000 | 8600 |  |  | 44000 | 6800 |  | Non Federally-Regulated | 03/15/1989 |  | 10/10/1989
Carrier Corp. - Syracuse | Keeprite | RHS(243)(H,L,S)******TA |  | HSP-A, Single-Package Heat Pum | Heat Pump | 208 | 3 | False |  |  |  | True | Single-Speed | 232000 | 21886 | 10.6 | 10.4 |  |  | 220000 | 19538 | 3.3 | 3.2 |  |  |  | Federally-Regulated Commercial & Industrial Equipment | 10/28/2014 |  | 10/28/2014
Carrier Corp. - Syracuse | Tempstar | CHS180(H,L,S)D* | FHS180(M,S,H,L)A*A* | HRCU-A-CB, Split System: Heat | Heat Pump | 208 | 3 |  |  |  |  | True | Single-Speed | 178000 | 16792 | 10.6 | 10.4 |  |  | 178000 | 15343 | 3.4 | 3.2 |  |  |  | Federally-Regulated Commercial & Industrial Equipment | 03/10/2011 |  | 12/12/2012
Carrier Corp. - Syracuse | Carrier | 50EQ0345 |  | HSP-A, Single-Package Heat Pum | Heat Pump | 460 | 3 |  |  |  | No Match |  | No Match | 336000 | 43000 | 8.5 |  |  |  | 360000 | 35000 |  |  | 211000 | 28900 |  | Non Federally-Regulated | 06/11/1985 |  | 05/11/1988
McQuay International | McQuay International | DPS012AHHG4**-6 |  | HSP-A, Single-Package Heat Pum | Heat Pump | 460 | 3 | False |  |  |  | True | Variable-Speed | 144000 | 12203 | 11.8 | 10.4 |  |  | 135000 | 11810 | 3.4 | 3.2 |  |  |  | Federally-Regulated Commercial & Industrial Equipment | 08/28/2012 |  | 04/19/2013
Carrier Corp. - Syracuse | ICP Commercial | RHS102(L,S)******TA |  | HSP-A, Single-Package Heat Pum | Heat Pump | 460 | 3 | False |  |  |  | False | Single-Speed | 99000 | 8608 | 11.5 | 10.8 |  |  | 96000 | 8525 | 3.3 | 3.3 |  |  |  | Federally-Regulated Commercial & Industrial Equipment | 12/12/2012 |  | 10/28/2014
Lennox Industries Inc. | Lennox | LHA090H* |  | HSP-A, Single-Package Heat Pum | Heat Pump | 575 | 3 |  |  |  | No Match |  | No Match | 89000 | 7739 | 11.5 | 8.9 |  |  | 90000 | 7990 | 3.3 | 3 | 52000 | 7255 | 2.1 | Federally-Regulated Commercial & Industrial Equipment | 11/18/1999 |  | 04/13/2000
Carrier Corp. - Syracuse | ICP Commercial | RHH(120,121)(H,L,S)******** |  | HSP-A, Single-Package Heat Pum | Heat Pump | 230 | 3 | False |  |  |  | True | Single-Speed | 119000 | 9674 | 12.3 | 10.8 |  |  | 116000 | 9713 | 3.5 | 3.3 |  |  |  | Federally-Regulated Commercial & Industrial Equipment | 11/30/2011 |  | 12/12/2012
Lennox Industries Inc. | Lennox | HP17-1353V-1G | CB17-135V-1 | HRCU-A-CB, Split System: Heat | Heat Pump | 460 | 3 |  |  |  | No Match |  | No Match | 119000 | 14512 | 8.2 | 8.2 |  |  | 119000 | 11626 |  |  | 69000 | 9406 |  | Non Federally-Regulated | 06/11/1985 |  | 05/11/1988
Carrier Corp. - Syracuse | Carrier Corp. | 50HCQ*09***(5,6,1)A* |  | HSP-A, Single-Package Heat Pum | Heat Pump | 230 | 3 | False |  |  |  | True | Single-Speed | 100000 | 8333 | 12 | 10.8 |  |  | 100000 | 8619 | 3.4 | 3.3 |  |  |  | Federally-Regulated Commercial & Industrial Equipment | 11/30/2011 |  | 04/19/2013
Carrier Corp. - Syracuse | Bryant Air Conditioning | 549BPX/BEX072 |  | HSP-A, Single-Package Heat Pum | Heat Pump | 208 | 3 |  |  |  | No Match |  | No Match | 68000 | 7157 | 9.5 | 8.9 |  |  | 72000 | 6204 | 3.4 | 3 | 36000 | 5551 | 1.9 | Federally-Regulated Commercial & Industrial Equipment | 05/22/2000 |  | 07/18/2002
Rheem Sales Company, Inc. | Heil Quaker | NRHR92LP00B |  | HSP-A, Single-Package Heat Pum | Heat Pump | 460 | 3 |  |  |  | No Match |  | No Match | 88000 | 10730 | 8.2 | 8.2 |  |  | 88000 | 8595 |  |  | 46000 | 6740 |  | Non Federally-Regulated | 03/15/1989 |  | 10/10/1989
Daikin Comfort Technologies Manufacturing, L.P. | Daikin U.S. Corp. | DCH090********A* |  | HSP-A, Single-Package Heat Pum | Both Heat Pump and Electric Re | 208 | 3 | False |  |  |  | False | Single-Speed | 90000 | 7826 | 11.5 | 10.8 |  |  | 90000 | 7757 | 3.4 | 3.3 |  |  |  | Federally-Regulated Commercial & Industrial Equipment | 07/18/2013 |  | 04/20/2015
Carrier Corp. - Syracuse | Arcoaire | RHH090(H,L,S)******TA |  | HSP-A, Single-Package Heat Pum | Heat Pump | 230 | 3 | False |  |  |  | True | Single-Speed | 90000 | 7438 | 12.1 | 10.8 |  |  | 84000 | 7033 | 3.5 | 3.3 |  |  |  | Federally-Regulated Commercial & Industrial Equipment | 12/12/2012 |  | 10/28/2014
Carrier Corp. - Syracuse | Tempstar | RHH072(H,L,S)******** |  | HSP-A, Single-Package Heat Pum | Heat Pump | 460 | 3 | False |  |  |  | True | Single-Speed | 72000 | 6000 | 12 | 10.8 |  |  | 70000 | 6033 | 3.4 | 3.3 |  |  |  | Federally-Regulated Commercial & Industrial Equipment | 10/28/2014 |  | 10/28/2014
Borg Warner | Luxaire | BAHT-T120A |  | HSP-A, Single-Package Heat Pum | Heat Pump | 460 | 3 |  |  |  | No Match |  | No Match | 121000 | 13050 | 8.2 | 8.2 |  |  | 126000 | 11250 | 3.3 |  | 76000 | 7980 | 2.8 | Non Federally-Regulated | 06/11/1985 |  | 05/11/1988
McQuay International | McQuay International | DPS007AHHY4*C-4 |  | HSP-A, Single-Package Heat Pum | Heat Pump | 460 | 3 | False |  |  |  | True | Variable-Speed | 89000 | 7120 | 12.5 | 10.8 |  |  | 89000 | 6051 | 4.3 | 3.3 |  |  |  | Federally-Regulated Commercial & Industrial Equipment | 03/02/2012 |  | 08/28/2012
York International | Fraser Johnston | BAHT-W090A |  | HSP-A, Single-Package Heat Pum | Heat Pump | 460 | 3 |  |  |  | No Match |  | No Match | 95000 | 11176 | 8.5 | 8.2 |  |  | 103000 | 9738 | 3.1 |  | 57000 | 8353 | 2 | Non Federally-Regulated | 03/15/1989 |  | 10/10/1989
Daikin Comfort Technologies Manufacturing, L.P. | Janitrol / GMC | (2)CPKE60-3 | AH120-XX | HRCU-A-CB, Split System: Heat | Heat Pump | 208 | 3 |  |  |  | No Match |  | No Match | 104000 | 11685 | 8.9 | 8.9 |  | 9.5 | 102000 | 9964 | 3 | 3 | 65000 | 9525 | 2 | Federally-Regulated Commercial & Industrial Equipment | 02/03/1998 |  | 03/31/1998
Carrier Corp. - Syracuse | ICP Commercial | RHH072(H,L,S)******** |  | HSP-A, Single-Package Heat Pum | Heat Pump | 575 | 3 | False |  |  |  | True | Single-Speed | 72000 | 6000 | 12 | 10.8 |  |  | 70000 | 6033 | 3.4 | 3.3 |  |  |  | Federally-Regulated Commercial & Industrial Equipment | 11/30/2011 |  | 10/28/2014
Carrier Corp. - Syracuse | Airquest | RHS(243)(H,L,S)******TA |  | HSP-A, Single-Package Heat Pum | Heat Pump | 230 | 3 | False |  |  |  | True | Single-Speed | 232000 | 21886 | 10.6 | 10.4 |  |  | 220000 | 19538 | 3.3 | 3.2 |  |  |  | Federally-Regulated Commercial & Industrial Equipment | 10/28/2014 |  | 10/28/2014
Trane U.S. Inc. | Trane | BWC090C3F |  | HSP-A, Single-Package Heat Pum | Heat Pump | 230 | 3 |  |  |  | No Match |  | No Match | 90000 | 10100 | 8.9 | 8.2 |  |  | 85000 | 8600 |  |  | 44000 | 6800 |  | Non Federally-Regulated | 06/11/1985 |  | 05/11/1988
Carrier Corp. - Syracuse | Keeprite | RHS(243)(H,L,S)******AA |  | HSP-A, Single-Package Heat Pum | Heat Pump | 230 | 3 | False |  |  |  | True | Single-Speed | 232000 | 21886 | 10.6 | 10.4 |  |  | 220000 | 19538 | 3.3 | 3.2 |  |  |  | Federally-Regulated Commercial & Industrial Equipment | 10/28/2014 |  | 10/28/2014
Rheem Sales Company, Inc. | Heil | NRHR92LP15B |  | HSP-A, Single-Package Heat Pum | Heat Pump | 460 | 3 |  |  |  | No Match |  | No Match | 93000 | 10300 | 9 | 8.9 |  |  | 93000 | 8960 | 3 | 3 | 51000 | 6990 | 2.1 | Non Federally-Regulated | 03/19/1993 |  | 09/02/1995
Carrier Corp. - Syracuse | Carrier | 50HJQ01250/60 |  | HSP-A, Single-Package Heat Pum | Heat Pump | 208 | 3 |  |  |  | No Match |  | No Match | 115000 | 11500 | 10 | 8.9 |  | 10.4 | 110000 | 9766 | 3.3 | 3 | 58000 | 8944 | 1.9 | Federally-Regulated Commercial & Industrial Equipment | 07/31/2002 |  | 09/25/2002
Rheem Sales Company, Inc. | Weatherking | WPWC-100D | WHGF-100Z | HRCU-A-CB, Split System: Heat | Heat Pump | 460 | 3 |  |  |  | No Match |  | No Match | 118000 | 12826 | 9.2 | 8.9 |  |  | 125000 | 11814 | 3.1 | 3 | 68000 | 9487 | 2.1 | Federally-Regulated Commercial & Industrial Equipment | 05/22/2000 |  | 05/23/2000
Coolair Corp. | Coolair | BH5G4A | EH5G4A | HRCU-A-CB, Split System: Heat | Heat Pump | 460 | 3 |  |  |  | No Match |  | No Match | 67300 | 6988 | 9.6 | 8.9 |  |  | 64300 | 6011 | 3.1 | 3 | 34900 | 4333 | 2.4 | Federally-Regulated Commercial & Industrial Equipment | 03/31/1998 |  | 05/09/1998
Carrier Corp. - Syracuse | Carrier Corp. | 50HCQ*08***(5,6,1)A***(G,J,K,M)* |  | HSP-A, Single-Package Heat Pum | Heat Pump | 460 | 3 | False |  |  |  | True | Single-Speed | 90000 | 7438 | 12.1 | 10.8 |  |  | 84000 | 7033 | 3.5 | 3.3 |  |  |  | Federally-Regulated Commercial & Industrial Equipment | 12/12/2012 |  | 10/28/2014
York International | Luxaire | EF-07C00A(T/W)AAA1A | FF-07C00S00AAA1A | HRCU-A-CB, Split System: Heat | Heat Pump | 230 | 3 |  |  |  | No Match |  | No Match | 90000 | 8411 | 10.7 | 8.9 |  |  | 88000 | 8057 | 3.2 | 3 | 56500 | 7197 | 2.3 | Federally-Regulated Commercial & Industrial Equipment | 07/31/2002 |  | 01/18/2008
Carrier Corp. - Syracuse | Bryant Heating & Cooling Systems | 548J(P,E,T)17*********(A,B)A |  | HSP-A, Single-Package Heat Pum | Heat Pump | 208 | 3 | False |  |  |  | True | Single-Speed | 172000 | 15925 | 10.8 | 10.4 |  |  | 220000 | 19538 | 3.3 | 3.2 |  |  |  | Federally-Regulated Commercial & Industrial Equipment | 12/12/2012 |  | 05/09/2013
Carrier Corp. - Syracuse | Heil | RHH090(H,L,S)******AA |  | HSP-A, Single-Package Heat Pum | Heat Pump | 575 | 3 | False |  |  |  | True | Single-Speed | 90000 | 7438 | 12.1 | 10.8 |  |  | 84000 | 7033 | 3.5 | 3.3 |  |  |  | Federally-Regulated Commercial & Industrial Equipment | 12/12/2012 |  | 10/28/2014
Trane U.S. Inc. | American Standard, Inc. | 4A6C3042A4 (2) | TWE090E3**A* | HRCU-A-CB, Split System: Heat | Heat Pump | 460 | 3 |  |  |  |  | True | Single-Speed | 84000 | 7046 | 11.9 | 10.8 |  |  | 80000 | 6604 | 3.6 | 3.3 |  |  |  | Federally-Regulated Commercial & Industrial Equipment | 11/30/2011 |  | 05/02/2012
Carrier Corp. - Syracuse | Arcoaire | RHS(120,121)(H,L,S)******** |  | HSP-A, Single-Package Heat Pum | Heat Pump | 575 | 3 | False |  |  |  | False | Single-Speed | 116000 | 10545 | 11 | 10.8 |  |  | 116000 | 9999 | 3.4 | 3.3 |  |  |  | Federally-Regulated Commercial & Industrial Equipment | 11/30/2011 |  | 12/12/2012
Carrier Corp. - Syracuse | ICP Commercial | RHS(181,183)(H,L,S)******TA |  | HSP-A, Single-Package Heat Pum | Heat Pump | 230 | 3 | False |  |  |  | True | Single-Speed | 172000 | 15925 | 10.8 | 10.4 |  |  | 166000 | 14742 | 3.3 | 3.2 |  |  |  | Federally-Regulated Commercial & Industrial Equipment | 12/12/2012 |  | 05/09/2013
Carrier Corp. - Syracuse | Payne | PH1RPA/REA090-AA |  | HSP-A, Single-Package Heat Pum | Heat Pump | 230 | 3 |  |  |  | No Match |  | No Match | 86000 | 9555 | 9 | 8.9 |  | 9.3 | 78000 | 7617 | 3 | 3 | 36000 | 6592 | 1.6 | Federally-Regulated Commercial & Industrial Equipment | 05/22/2000 |  | 07/25/2000
Coolair Corp. | Coolair | BH8G4A | EH8G4A | HRCU-A-CB, Split System: Heat | Heat Pump | 460 | 3 |  |  |  | No Match |  | No Match | 103200 | 10806 | 9.6 | 8.9 |  |  | 102700 | 9076 | 3.3 | 3 | 53850 | 7214 | 2.2 | Federally-Regulated Commercial & Industrial Equipment | 03/31/1998 |  | 05/09/1998
Lennox Industries Inc. | Armstrong | PRTC118CH-2 |  | HSP-A, Single-Package Heat Pum | Heat Pump | 460 | 3 |  |  |  | No Match |  | No Match | 117000 | 13146 | 8.9 | 8.9 |  |  | 119000 | 11424 | 3.1 | 3 | 64000 | 9377 | 2 | Non Federally-Regulated | 07/31/1992 |  | 08/14/1992
Rheem Sales Company, Inc. | Ruud | UJKB-A090D |  | HSP-A, Single-Package Heat Pum | Heat Pump | 460 | 3 |  |  |  | No Match |  | No Match | 89000 | 9673 | 9.2 | 8.9 |  | 10.6 | 90000 | 8789 | 3 | 3 | 52500 | 7691 | 2 | Federally-Regulated Commercial & Industrial Equipment | 11/21/2001 |  | 07/18/2002
Carrier Corp. - Syracuse | Keeprite | RHS102(L,S)******AA |  | HSP-A, Single-Package Heat Pum | Heat Pump | 575 | 3 | False |  |  |  | False | Single-Speed | 99000 | 8608 | 11.5 | 10.8 |  |  | 96000 | 8525 | 3.3 | 3.3 |  |  |  | Federally-Regulated Commercial & Industrial Equipment | 12/12/2012 |  | 10/28/2014
Lennox Industries Inc. | Lennox | LHA090H* |  | HSP-A, Single-Package Heat Pum | Heat Pump | 230 | 3 |  |  |  | No Match |  | No Match | 89000 | 7739 | 11.5 | 8.9 |  |  | 90000 | 7990 | 3.3 | 3 | 52000 | 7255 | 2.1 | Federally-Regulated Commercial & Industrial Equipment | 11/18/1999 |  | 04/13/2000
Carrier Corp. - Syracuse | Day & Night | RHS072(H,L,S)******** |  | HSP-A, Single-Package Heat Pum | Heat Pump | 575 | 3 | False |  |  |  | False | Single-Speed | 70000 | 6306 | 11.1 | 10.8 |  |  | 67000 | 5950 | 3.3 | 3.3 |  |  |  | Federally-Regulated Commercial & Industrial Equipment | 10/28/2014 |  | 10/28/2014
Carrier Corp. - Syracuse | Bryant Heating & Cooling Systems | 549J(P,E,T)09*********(A,B)A |  | HSP-A, Single-Package Heat Pum | Heat Pump | 575 | 3 | False |  |  |  | True | Single-Speed | 100000 | 8333 | 12 | 10.8 |  |  | 100000 | 8619 | 3.4 | 3.3 |  |  |  | Federally-Regulated Commercial & Industrial Equipment | 12/12/2012 |  | 10/28/2014
York International | Fraser Johnston | EF-07C00A(T/W)AAA1A | FF-07C00S00AAA1A | HRCU-A-CB, Split System: Heat | Heat Pump | 460 | 3 |  |  |  | No Match |  | No Match | 90000 | 8411 | 10.7 | 8.9 |  |  | 88000 | 8057 | 3.2 | 3 | 56500 | 7197 | 2.3 | Federally-Regulated Commercial & Industrial Equipment | 05/21/2002 |  | 07/18/2002
Trane U.S. Inc. | Trane | TWA240B300E* | TWE240B300C* | HRCU-A-CB, Split System: Heat | Heat Pump | 230 | 3 |  |  |  | No Match |  | No Match | 234000 | 25161 | 9.3 | 8.5 |  | 10.5 | 234000 | 22116 | 3.1 | 2.9 | 154000 | 19618 | 2.3 | Federally-Regulated Commercial & Industrial Equipment | 07/19/2001 |  | 07/18/2002
York International | Fraser Johnston | EAHP-W120A | FBHP-S120A | HRCU-A-CB, Split System: Heat | Heat Pump | 460 | 3 |  |  |  | No Match |  | No Match | 118000 | 14390 | 8.2 |  |  |  | 129000 | 12602 | 2.9 | 2.5 | 76000 | 9281 | 2.4 | Non Federally-Regulated | 04/11/1988 |  | 05/11/1988
Trane U.S. Inc. | American Standard, Inc. | WCD240B40*E* |  | HSP-A, Single-Package Heat Pum | Heat Pump | 460 | 3 |  |  |  | No Match |  | No Match | 236000 | 27441 | 8.6 | 8.5 |  | 8.7 | 230000 | 21744 | 3.1 | 2.9 | 128000 | 17864 | 2.1 | Federally-Regulated Commercial & Industrial Equipment | 03/31/1998 |  | 05/09/1998
Rheem Sales Company, Inc. | Ruud | UJKB-A120C |  | HSP-A, Single-Package Heat Pum | Heat Pump | 230 | 3 |  |  |  | No Match |  | No Match | 117000 | 12580 | 9.3 | 8.9 |  | 9.2 | 118000 | 11524 | 3 | 3 | 63500 | 9302 | 2 | Federally-Regulated Commercial & Industrial Equipment | 11/18/1999 |  | 04/13/2000
York International | Johnson Controls | J10PCC00A*(2,4,5)***** | J10NCC00*(5,6)****** | HRCU-A-CB, Split System: Heat | Heat Pump | 460 | 3 |  |  |  |  | True | Single-Speed | 124000 | 11273 | 11 | 8.9 |  |  | 109000 | 9686 | 3.3 | 3 |  |  |  | Federally-Regulated Commercial & Industrial Equipment | 07/16/2009 |  | 01/09/2014
Carrier Corp. - Syracuse | Tempstar | RHH072(H,L,S)0******A |  | HSP-A, Single-Package Heat Pum | Heat Pump | 460 | 3 | False |  |  |  | True | Single-Speed | 72000 | 6000 | 12 | 10.8 |  |  | 70000 | 6033 | 3.4 | 3.3 |  |  |  | Federally-Regulated Commercial & Industrial Equipment | 03/10/2011 |  | 04/19/2013
Trane U.S. Inc. | Trane | BWC180L400A |  | HSP-A, Single-Package Heat Pum | Heat Pump | 460 | 3 |  |  |  | No Match |  | No Match | 172000 | 21000 | 8.2 |  |  |  | 158000 | 17160 | 2.7 |  | 82000 | 13360 | 1.8 | Non Federally-Regulated | 05/11/1988 |  | 03/15/1989
Carrier Corp. - Syracuse | ICP Commercial | RHS150(H,L,S)******** |  | HSP-A, Single-Package Heat Pum | Heat Pump | 575 | 3 | False |  |  |  | False | Single-Speed | 142000 | 13396 | 10.6 | 10.4 |  |  | 142000 | 13005 | 3.2 | 3.2 |  |  |  | Federally-Regulated Commercial & Industrial Equipment | 11/30/2011 |  | 12/12/2012
York International | Evcon | BA-20(C00/E18/E36)** |  | HSP-A, Single-Package Heat Pum | Both Heat Pump and Electric Re | 230 | 3 |  |  |  |  | True | Single-Speed | 226000 | 21942 | 10.3 | 8.5 |  | 10.2 | 218000 | 18803 | 3.4 | 2.9 | 129000 | 18014 | 2.1 | Federally-Regulated Commercial & Industrial Equipment | 02/11/2008 |  | 02/24/2011
Carrier Corp. - Syracuse | Carrier | 50HJQ01450/60 |  | HSP-A, Single-Package Heat Pum | Heat Pump | 208 | 3 |  |  |  | No Match |  | No Match | 140000 | 14285 | 9.8 | 8.5 |  | 12.4 | 136000 | 12456 | 3.2 | 2.9 | 72000 | 10048 | 2.1 | Federally-Regulated Commercial & Industrial Equipment | 12/14/1998 |  | 11/18/1999
York International | Fraser Johnston | BA-07C00*T/W/X***** |  | HSP-A, Single-Package Heat Pum | Heat Pump | 208 | 3 |  |  |  | No Match |  | No Match | 90000 | 8411 | 10.7 | 8.9 |  | 11 | 85000 | 7782 | 3.2 | 3 | 46000 | 6126 | 2.2 | Federally-Regulated Commercial & Industrial Equipment | 07/31/2002 |  | 01/18/2008
Lennox Industries Inc. | Lennox | CHP11-953-3Q |  | HSP-A, Single-Package Heat Pum | Heat Pump | 230 | 3 |  |  |  | No Match |  | No Match | 89000 | 11300 | 7.9 | 7.5 |  |  | 89000 | 9300 |  |  | 43000 | 7000 |  | Non Federally-Regulated | 01/05/1982 |  | 08/30/1983
Carrier Corp. - Syracuse | Bryant Heating & Cooling Systems | 549J(P,E,T)08**********A |  | HSP-A, Single-Package Heat Pum | Heat Pump | 460 | 3 | False |  |  |  | True | Single-Speed | 90000 | 7438 | 12.1 | 10.8 |  |  | 84000 | 7033 | 3.5 | 3.3 |  |  |  | Federally-Regulated Commercial & Industrial Equipment | 11/30/2011 |  | 12/12/2012
Trane U.S. Inc. | Trane | BWA090C3K | BWE090C-D | HRCU-A-CB, Split System: Heat | Heat Pump | 230 | 3 |  |  |  | No Match |  | No Match | 90000 | 10200 | 8.8 | 8.2 |  |  | 87000 | 8790 |  |  | 51000 | 7150 |  | Non Federally-Regulated | 06/11/1985 |  | 05/11/1988
Rheem Sales Company, Inc. | Heil Quaker | NCHR10H001B | NEPR10M030A | HRCU-A-CB, Split System: Heat | Heat Pump | 208 | 3 |  |  |  | No Match |  | No Match | 118000 | 14390 | 8.2 |  |  |  | 118000 | 12350 |  |  | 60000 | 8790 | 2 | Non Federally-Regulated | 05/11/1988 |  | 03/15/1989
Carrier Corp. - Syracuse | Bryant Heating & Cooling Systems | 548J(P,E,T)17*********(D,E)C |  | HSP-A, Single-Package Heat Pum | Heat Pump | 230 | 3 | False |  |  |  | True | Single-Speed | 172000 | 15925 | 10.8 | 10.4 |  |  | 166000 | 14742 | 3.3 | 3.2 |  |  |  | Federally-Regulated Commercial & Industrial Equipment | 01/09/2014 |  | 10/28/2014
Borg Warner | Moncrief | BAHT-T120A |  | HSP-A, Single-Package Heat Pum | Heat Pump | 460 | 3 |  |  |  | No Match |  | No Match | 121000 | 13050 | 8.2 | 8.2 |  |  | 126000 | 11250 | 3.3 |  | 76000 | 7980 | 2.8 | Non Federally-Regulated | 05/16/1984 |  | 06/11/1985
York International | Fraser Johnston | BA-07C00*T/W/X***1* |  | HSP-A, Single-Package Heat Pum | Heat Pump | 230 | 3 |  |  |  | No Match |  | No Match | 90000 | 8411 | 10.7 | 8.9 |  | 11 | 85000 | 7782 | 3.2 | 3 | 46000 | 6126 | 2.2 | Federally-Regulated Commercial & Industrial Equipment | 07/19/2001 |  | 02/05/2002
Trane U.S. Inc. | Trane | BWC120C4F |  | HSP-A, Single-Package Heat Pum | Heat Pump | 460 | 3 |  |  |  | No Match |  | No Match | 118000 | 14300 | 8.3 | 8.2 |  |  | 118000 | 11900 |  |  | 62500 | 8750 |  | Non Federally-Regulated | 05/16/1984 |  | 06/11/1985
Lennox Industries Inc. | Lennox | LHA090H* |  | HSP-A, Single-Package Heat Pum | Heat Pump | 230 | 3 |  |  |  | No Match |  | No Match | 89000 | 7739 | 11.5 | 8.9 |  |  | 90000 | 7990 | 3.3 | 3 | 52000 | 7255 | 2.1 | Federally-Regulated Commercial & Industrial Equipment | 05/22/2000 |  | 11/21/2001
Trane U.S. Inc. | American Standard, Inc. | WCH180B300B |  | HSP-A, Single-Package Heat Pum | Heat Pump | 230 | 3 |  |  |  | No Match |  | No Match | 176000 | 18930 | 9.3 |  |  |  | 160000 | 16160 | 2.9 |  | 82000 | 12000 | 2 | Federally-Regulated Commercial & Industrial Equipment | 01/27/1992 |  | 07/22/1992
Carrier Corp. - Syracuse | Carrier Corp. | 50TCQ*14***(5,6,1)A***(A,C,D,F)* |  | HSP-A, Single-Package Heat Pum | Heat Pump | 208 | 3 | False |  |  |  | False | Single-Speed | 142000 | 13396 | 10.6 | 10.4 |  |  | 142000 | 13005 | 3.2 | 3.2 |  |  |  | Federally-Regulated Commercial & Industrial Equipment | 12/12/2012 |  | 10/28/2014
Rheem Sales Company, Inc. | Whirlpool | NCHR20H001B | NEPR20N020B | HRCU-A-CB, Split System: Heat | Heat Pump | 230 | 3 |  |  |  | No Match |  | No Match | 234000 | 28540 | 8.2 |  |  |  | 234000 | 24490 |  |  | 119000 | 17430 |  | Non Federally-Regulated | 06/11/1985 |  | 05/11/1988
Rheem Sales Company, Inc. | Heil | NCHR15L001B | NEPR15M050A | HRCU-A-CB, Split System: Heat | Heat Pump | 460 | 3 |  |  |  | No Match |  | No Match | 177000 | 21900 | 8.1 |  |  |  | 177000 | 17280 | 3 | 2.5 | 93000 | 13620 | 2 | Non Federally-Regulated | 03/07/1988 |  | 07/27/1992
Goettl | American Best | HP902E |  | HSP-A, Single-Package Heat Pum | Heat Pump | 230 | 1 |  |  |  | No Match |  | No Match | 94000 | 9900 | 9.5 | 8.9 |  |  | 96000 | 9345 | 3 | 3 | 50000 | 7280 | 2 | Federally-Regulated Commercial & Industrial Equipment | 07/24/1995 |  | 09/02/1995
Carrier Corp. | Carrier | 50EQ024---621** |  | HSP-A, Single-Package Heat Pum | Heat Pump | 460 | 3 |  |  |  | No Match |  | No Match | 220000 | 25000 | 8.8 |  |  | 9 | 214000 | 20900 | 3 |  | 114000 | 16700 | 2 | Federally-Regulated Commercial & Industrial Equipment | 03/22/1993 |  | 04/07/1996
Rheem Sales Company, Inc. | Ruud | UPWC-100D | UHGF-100Z | HRCU-A-CB, Split System: Heat | Heat Pump | 460 | 3 |  |  |  | No Match |  | No Match | 118000 | 12826 | 9.2 | 8.9 |  |  | 125000 | 11814 | 3.1 | 3 | 68000 | 9487 | 2.1 | Federally-Regulated Commercial & Industrial Equipment | 07/25/2000 |  | 02/06/2002
York International | York | B1SP090A25 |  | HSP-A, Single-Package Heat Pum | Heat Pump | 208 | 3 |  |  |  | No Match |  | No Match | 95000 | 11176 | 8.5 | 8.2 |  |  | 103000 | 9738 | 3.1 |  | 57000 | 8353 | 2 | Non Federally-Regulated | 02/22/1990 |  | 07/31/1992
Borg Warner | Luxaire | BAHT-W090A |  | HSP-A, Single-Package Heat Pum | Heat Pump | 460 | 3 |  |  |  | No Match |  | No Match | 95000 | 10041 | 8.3 | 8.2 |  |  | 103000 | 8607 | 3.5 |  | 63000 | 6562 | 2.8 | Non Federally-Regulated | 06/11/1985 |  | 05/11/1988
York International | Coleman | PH090C00A*(2,4,5)***** | NH090C00*(5,6)****** | HRCU-A-CB, Split System: Heat | Heat Pump | 460 | 3 |  |  |  |  | True | Single-Speed | 92000 | 8364 | 11 | 8.9 |  |  | 82000 | 7287 | 3.3 | 3 |  |  |  | Federally-Regulated Commercial & Industrial Equipment | 07/16/2009 |  | 01/09/2014
York International | Fraser Johnston | BACB-(T/W/X)240(A/E) |  | HSP-A, Single-Package Heat Pum | Heat Pump | 208 | 3 |  |  |  | No Match |  | No Match | 222000 | 26117 | 8.5 | 8.5 |  | 8 | 226000 | 22078 | 3 | 2.9 | 120000 | 17584 | 2 | Federally-Regulated Commercial & Industrial Equipment | 10/02/1998 |  | 08/19/1999
Carrier Corp. | Day & Night | 549BE090000AA** | 40RR054 | HSP-A, Single-Package Heat Pum | Heat Pump | 460 | 3 |  |  |  | No Match |  | No Match | 88000 | 8800 | 7.9 | 8.9 |  | 10.8 | 87000 | 7966 | 3.2 | 3 | 53000 | 7764 | 2 | Federally-Regulated Commercial & Industrial Equipment | 08/24/1995 |  | 04/07/1996
Rheem Sales Company, Inc. | Heil | NCHR10H001C | NEMR10M030A | HRCU-A-CB, Split System: Heat | Heat Pump | 208 | 3 |  |  |  | No Match |  | No Match | 122000 | 13562 | 9 | 8.9 |  |  | 123000 | 11541 | 3.1 | 3 | 68000 | 9360 | 2.1 | Non Federally-Regulated | 03/22/1993 |  | 09/02/1995
York International | Luxaire | BA-12C00*T/W/X***1* |  | HSP-A, Single-Package Heat Pum | Heat Pump | 460 | 3 |  |  |  | No Match |  | No Match | 144000 | 15483 | 9.3 | 8.5 |  | 11 | 142000 | 13421 | 3.1 | 2.9 | 91000 | 12696 | 2.1 | Federally-Regulated Commercial & Industrial Equipment | 07/19/2001 |  | 02/05/2002
Trane U.S. Inc. | Trane Unitary Products Group | WC(D,H)180EWA*B |  | HSP-A, Single-Package Heat Pum | Both Heat Pump and Electric Re | 208 | 3 | False |  |  |  | False | Single-Speed | 170000 | 15454 | 11 | 10.4 |  |  | 176000 | 16119 | 3.2 | 3.2 |  |  |  | Federally-Regulated Commercial & Industrial Equipment | 03/02/2012 |  | 08/28/2012
Carrier Corp. - Syracuse | Day & Night | RHS150(H,L,S)******** |  | HSP-A, Single-Package Heat Pum | Heat Pump | 460 | 3 | False |  |  |  | False | Single-Speed | 142000 | 13396 | 10.6 | 10.4 |  |  | 142000 | 13005 | 3.2 | 3.2 |  |  |  | Federally-Regulated Commercial & Industrial Equipment | 11/30/2011 |  | 12/12/2012
International Comfort Products | Airquest | NCHR10H001C | NEMR10M030A | HRCU-A-CB, Split System: Heat | Heat Pump | 208 | 3 |  |  |  | No Match |  | No Match | 122000 | 13555 | 9 | 8.9 |  |  | 123000 | 11628 | 3.1 | 3 | 68000 | 9490 | 2.1 | Federally-Regulated Commercial & Industrial Equipment | 12/14/1998 |  | 08/18/1999
McQuay International | McQuay International | DPS006AHHY2**-4 |  | HSP-A, Single-Package Heat Pum | Heat Pump | 208 | 3 | False |  |  |  | True | Variable-Speed | 69000 | 6052 | 11.4 | 10.8 |  |  | 64000 | 5015 | 3.7 | 3.3 |  |  |  | Federally-Regulated Commercial & Industrial Equipment | 08/28/2012 |  | 04/19/2013
Trane U.S. Inc. | Trane Unitary Products Group | WS(D,H)180E(3,4,W)R0****(6,7) |  | HSP-A, Single-Package Heat Pum | Heat Pump | 208 | 3 | False |  |  |  | False | Single-Speed | 170000 | 16037 | 10.6 | 10.4 |  |  | 170000 | 15569 | 3.2 | 3.2 |  |  |  | Federally-Regulated Commercial & Industrial Equipment | 12/12/2012 |  | 04/21/2014
Carrier Corp. - Syracuse | Arcoaire | RHS(240)(H,L,S)******AA |  | HSP-A, Single-Package Heat Pum | Heat Pump | 208 | 3 | False |  |  |  | True | Single-Speed | 232000 | 21886 | 10.6 | 10.4 |  |  | 220000 | 19538 | 3.3 | 3.2 |  |  |  | Federally-Regulated Commercial & Industrial Equipment | 04/21/2014 |  | 10/28/2014
Lennox Industries Inc. | Lennox | CHP11-2753-1G |  | HSP-A, Single-Package Heat Pum | Heat Pump | 460 | 3 |  |  |  | No Match |  | No Match | 240000 | 28800 | 8.3 |  |  |  | 240000 | 24700 | 2.8 |  | 134000 | 18700 | 2.1 | Voluntarily Certified | 01/22/1990 |  | 07/27/1992
Carrier Corp. - Syracuse | Arcoaire | RHH090(H,L,S)******AA |  | HSP-A, Single-Package Heat Pum | Heat Pump | 575 | 3 | False |  |  |  | True | Single-Speed | 90000 | 7438 | 12.1 | 10.8 |  |  | 84000 | 7033 | 3.5 | 3.3 |  |  |  | Federally-Regulated Commercial & Industrial Equipment | 10/28/2014 |  | 10/28/2014
Rheem Sales Company, Inc. | Addison Products | PHC10T-4L |  | HSP-A, Single-Package Heat Pum | Heat Pump | 460 | 3 |  |  |  | No Match |  | No Match | 119000 | 13985 | 8.5 | 8.2 |  |  | 127000 | 12195 | 3.1 |  | 68000 | 9665 | 2.1 | Non Federally-Regulated | 03/15/1989 |  | 10/10/1989
Coleman Air Conditioning Products | Coleman Air Conditioning Products | EABA-T/W090 | F*EH090 | HRCU-A-CB, Split System: Heat | Heat Pump | 460 | 3 |  |  |  | No Match |  | No Match | 89000 | 9468 | 9.4 | 8.9 |  |  | 81000 | 7910 | 3 | 3 | 53000 | 7394 | 2.1 | Federally-Regulated Commercial & Industrial Equipment | 02/05/2002 |  | 03/21/2002
Carrier Corp. - Syracuse | Payne | PH1RPA/REA072-AB |  | HSP-A, Single-Package Heat Pum | Heat Pump | 460 | 3 |  |  |  | No Match |  | No Match | 70000 | 7777 | 9 | 8.9 |  |  | 72000 | 6592 | 3.2 | 3 | 38000 | 5859 | 1.9 | Federally-Regulated Commercial & Industrial Equipment | 05/22/2000 |  | 07/25/2000
Trane U.S. Inc. | Trane | TWA180B300B*(P) | TWE180B300C* | HRCU-A-CB, Split System: Heat | Heat Pump | 208 | 3 |  |  |  | No Match |  | No Match | 180000 | 19148 | 9.4 | 8.5 |  | 10 | 172000 | 16256 | 3.1 | 2.9 | 0 | 0 | 0 | Federally-Regulated Commercial & Industrial Equipment | 10/06/1999 |  | 11/18/1999
Rheem Sales Company, Inc. | Weatherking | WPDC-075C |  | HSP-A, Single-Package Heat Pum | Heat Pump | 208 | 3 |  |  |  | No Match |  | No Match | 93000 | 10333 | 9 | 8.9 |  | 9.9 | 93000 | 9085 | 3 | 3 | 51000 | 7117 | 2.1 | Federally-Regulated Commercial & Industrial Equipment | 12/14/1998 |  | 08/18/1999
McQuay International | McQuay International | DPS007AHHG2**-4 |  | HSP-A, Single-Package Heat Pum | Heat Pump | 230 | 3 | False |  |  |  | True | Variable-Speed | 89000 | 7177 | 12.4 | 10.8 |  |  | 89000 | 6108 | 4.3 | 3.3 |  |  |  | Federally-Regulated Commercial & Industrial Equipment | 03/02/2012 |  | 08/28/2012
Trane U.S. Inc. | Trane | BWC180L300A |  | HSP-A, Single-Package Heat Pum | Heat Pump | 230 | 3 |  |  |  | No Match |  | No Match | 172000 | 21000 | 8.2 | 8.2 |  |  | 158000 | 17160 | 2.7 |  | 82000 | 13360 | 1.8 | Non Federally-Regulated | 02/22/1990 |  | 07/31/1992
Carrier Corp. - Syracuse | Heil | RHH102(H,L,S)******TA |  | HSP-A, Single-Package Heat Pum | Heat Pump | 460 | 3 | False |  |  |  | True | Single-Speed | 100000 | 8333 | 12 | 10.8 |  |  | 100000 | 8619 | 3.4 | 3.3 |  |  |  | Federally-Regulated Commercial & Industrial Equipment | 12/12/2012 |  | 10/28/2014
York International | Fraser Johnston | BB-20[E54]***(T,W,X)* |  | HSP-A, Single-Package Heat Pum | Both Heat Pump and Electric Re | 230 | 3 |  |  |  |  | True | Single-Speed | 216000 | 22737 | 9.5 | 8.5 |  | 9.5 | 210000 | 19866 | 3.1 | 2.9 | 130000 | 19062 | 2 | Federally-Regulated Commercial & Industrial Equipment | 01/18/2008 |  | 01/24/2011
Carrier Corp. - Syracuse | Bryant Heating & Cooling Systems | 548J(P,E,T)17*********(D,E)A |  | HSP-A, Single-Package Heat Pum | Heat Pump | 230 | 3 | False |  |  |  | True | Single-Speed | 172000 | 15925 | 10.8 | 10.4 |  |  | 166000 | 14742 | 3.3 | 3.2 |  |  |  | Federally-Regulated Commercial & Industrial Equipment | 05/09/2013 |  | 08/28/2014
Carrier Corp. - Syracuse | Heil | RHS(181,183)(H,L,S)******TA |  | HSP-A, Single-Package Heat Pum | Heat Pump | 575 | 3 | False |  |  |  | True | Single-Speed | 172000 | 15925 | 10.8 | 10.4 |  |  | 220000 | 19538 | 3.3 | 3.2 |  |  |  | Federally-Regulated Commercial & Industrial Equipment | 05/09/2013 |  | 08/28/2014
Carrier Corp. - Syracuse | Arcoaire | RHS150(H,L,S)******TA |  | HSP-A, Single-Package Heat Pum | Heat Pump | 230 | 3 | False |  |  |  | False | Single-Speed | 142000 | 13396 | 10.6 | 10.4 |  |  | 142000 | 13005 | 3.2 | 3.2 |  |  |  | Federally-Regulated Commercial & Industrial Equipment | 12/12/2012 |  | 10/28/2014
York International | Luxaire | BA-12[C,E]***(T,W,X)* |  | HSP-A, Single-Package Heat Pum | Both Heat Pump and Electric Re | 575 | 3 |  |  |  |  | False | Single-Speed | 144000 | 15484 | 9.3 | 8.5 |  | 9.7 | 142000 | 13433 | 3.1 | 2.9 | 91000 | 12708 | 2.1 | Federally-Regulated Commercial & Industrial Equipment | 01/18/2008 |  | 02/24/2011
Borg Warner | Luxaire | BAHT-T090A |  | HSP-A, Single-Package Heat Pum | Heat Pump | 230 | 3 |  |  |  | No Match |  | No Match | 93000 | 9660 | 8.5 | 8.2 |  |  | 101000 | 8300 | 3.6 |  | 63000 | 6562 | 2.8 | Non Federally-Regulated | 05/16/1984 |  | 06/11/1985
York International | Evcon | EABA-(T/W)090S | F3EH090 | HRCU-A-CB, Split System: Heat | Heat Pump | 460 | 3 |  |  |  | No Match |  | No Match | 89000 | 9468 | 9.4 | 8.9 |  |  | 81000 | 7910 | 3 | 3 | 53000 | 7394 | 2.1 | Federally-Regulated Commercial & Industrial Equipment | 07/31/2002 |  | 01/18/2008
Carrier Corp. - Syracuse | ICP Commercial | RHH090(H,L,S)******AA |  | HSP-A, Single-Package Heat Pum | Heat Pump | 460 | 3 | False |  |  |  | True | Single-Speed | 90000 | 7438 | 12.1 | 10.8 |  |  | 84000 | 7033 | 3.5 | 3.3 |  |  |  | Federally-Regulated Commercial & Industrial Equipment | 12/12/2012 |  | 10/28/2014
York International | Coleman | XA-07[C,E]***(T,W,X)* |  | HSP-A, Single-Package Heat Pum | Both Heat Pump and Electric Re | 230 | 3 |  |  |  |  | True | Single-Speed | 92000 | 8364 | 11 | 8.9 |  | 12.4 | 92000 | 7708 | 3.5 | 3 | 55000 | 7013 | 2.3 | Federally-Regulated Commercial & Industrial Equipment | 01/18/2008 |  | 07/16/2009
Carrier Corp. - Syracuse | Keeprite | RHS090H******AA |  | HSP-A, Single-Package Heat Pum | Heat Pump | 208 | 3 | False |  |  |  | False | Single-Speed | 87000 | 7767 | 11.2 | 10.8 |  |  | 86000 | 7413 | 3.4 | 3.3 |  |  |  | Federally-Regulated Commercial & Industrial Equipment | 10/28/2014 |  | 10/28/2014
York International | Fraser Johnston | BADF-T/W090N165/205 |  | HSP-A, Single-Package Heat Pum | Heat Pump | 230 | 3 |  |  |  | No Match |  | No Match | 87000 | 9666 | 9 | 8.9 |  |  | 89000 | 8692 | 3 | 3 | 49000 | 7178 | 2 | Federally-Regulated Commercial & Industrial Equipment | 05/22/2000 |  | 01/18/2008
Rheem Sales Company, Inc. | Rheem | RPWC-100CAZ | RHGF-100Z | HRCU-A-CB, Split System: Heat | Heat Pump | 208 | 3 |  |  |  | No Match |  | No Match | 120000 | 13043 | 9.2 | 8.9 |  |  | 125000 | 11817 | 3.1 | 3 | 68000 | 9490 | 2.1 | Federally-Regulated Commercial & Industrial Equipment | 12/14/1998 |  | 08/18/1999
Carrier Corp. - Syracuse | Carrier Corp. | 50HCQ*09***(5,6,1)A***(G,J,K,M)* |  | HSP-A, Single-Package Heat Pum | Heat Pump | 575 | 3 | False |  |  |  | True | Single-Speed | 100000 | 8333 | 12 | 10.8 |  |  | 100000 | 8619 | 3.4 | 3.3 |  |  |  | Federally-Regulated Commercial & Industrial Equipment | 12/12/2012 |  | 10/28/2014
Carrier Corp. - Syracuse | Bryant Heating & Cooling Systems | 548J(P,E,T)07**********A |  | HSP-A, Single-Package Heat Pum | Heat Pump | 460 | 3 | False |  |  |  | False | Single-Speed | 70000 | 6306 | 11.1 | 10.8 |  |  | 67000 | 5950 | 3.3 | 3.3 |  |  |  | Federally-Regulated Commercial & Industrial Equipment | 10/28/2014 |  | 04/21/2015
Carrier Corp. - Syracuse | Carrier Corp. | 50TCQ*14***(5,6,1)A***(G,J,K,M)* |  | HSP-A, Single-Package Heat Pum | Heat Pump | 575 | 3 | False |  |  |  | False | Single-Speed | 142000 | 13396 | 10.6 | 10.4 |  |  | 142000 | 13005 | 3.2 | 3.2 |  |  |  | Federally-Regulated Commercial & Industrial Equipment | 12/12/2012 |  | 10/28/2014
Carrier Corp. - Syracuse | ICP Commercial | RHS(120,121)(H,L,S)******TA |  | HSP-A, Single-Package Heat Pum | Heat Pump | 460 | 3 | False |  |  |  | False | Single-Speed | 116000 | 10545 | 11 | 10.8 |  |  | 116000 | 9999 | 3.4 | 3.3 |  |  |  | Federally-Regulated Commercial & Industrial Equipment | 12/12/2012 |  | 10/28/2014
Carrier Corp. - Syracuse | Heil | RHH090(H,L,S)******** |  | HSP-A, Single-Package Heat Pum | Heat Pump | 230 | 3 | False |  |  |  | True | Single-Speed | 90000 | 7438 | 12.1 | 10.8 |  |  | 84000 | 7033 | 3.5 | 3.3 |  |  |  | Federally-Regulated Commercial & Industrial Equipment | 11/30/2011 |  | 12/12/2012
Carrier Corp. - Syracuse | Comfortmaker | RHS(240,243)(H,L,S)******** |  | HSP-A, Single-Package Heat Pum | Heat Pump | 575 | 3 | False |  |  |  | True | Single-Speed | 232000 | 21886 | 10.6 | 10.4 |  |  | 220000 | 19538 | 3.3 | 3.2 |  |  |  | Federally-Regulated Commercial & Industrial Equipment | 11/30/2011 |  | 12/12/2012
York International | Fraser Johnston | BA-10C00*T/W/X***1* |  | HSP-A, Single-Package Heat Pum | Heat Pump | 575 | 3 |  |  |  | No Match |  | No Match | 120000 | 11650 | 10.3 | 8.9 |  | 10 | 113000 | 10346 | 3.2 | 3 | 60000 | 7990 | 2.2 | Federally-Regulated Commercial & Industrial Equipment | 07/19/2001 |  | 02/05/2002
Trane U.S. Inc. | American Standard, Inc. | WSC072E3*0A |  | HSP-A, Single-Package Heat Pum | Heat Pump | 230 | 3 | False |  |  |  | True | Single-Speed | 75000 | 6578 | 11.4 | 10.8 |  |  | 71000 | 5945 | 3.5 | 3.3 |  |  |  | Federally-Regulated Commercial & Industrial Equipment | 12/12/2012 |  | 08/28/2014
Carrier Corp. - Syracuse | Bryant Heating & Cooling Systems | 548J(P,E,T)12*********(D,E)A |  | HSP-A, Single-Package Heat Pum | Heat Pump | 460 | 3 | False |  |  |  | False | Single-Speed | 116000 | 10545 | 11 | 10.8 |  |  | 116000 | 9999 | 3.4 | 3.3 |  |  |  | Federally-Regulated Commercial & Industrial Equipment | 12/12/2012 |  | 04/21/2015
Carrier Corp. - Syracuse | Carrier | 50HJQ01250/60 |  | HSP-A, Single-Package Heat Pum | Heat Pump | 460 | 3 |  |  |  | No Match |  | No Match | 240000 | 28800 | 8.3 | 8.9 |  | 10.4 | 240000 | 9769 | 3.3 | 3 | 58000 | 8853 | 1.9 | Federally-Regulated Commercial & Industrial Equipment | 02/03/1998 |  | 03/31/1998
Trane U.S. Inc. | Trane | BWC120C3F |  | HSP-A, Single-Package Heat Pum | Heat Pump | 230 | 3 |  |  |  | No Match |  | No Match | 118000 | 14300 | 8.3 | 8.2 |  |  | 118000 | 11900 |  |  | 62500 | 8750 |  | Non Federally-Regulated | 06/11/1985 |  | 05/11/1988
McQuay International | McQuay International | DPS012AHHW2**-6 |  | HSP-A, Single-Package Heat Pum | Heat Pump | 230 | 3 | False |  |  |  | True | Variable-Speed | 144000 | 12203 | 11.8 | 10.4 |  |  | 140000 | 11429 | 3.6 | 3.2 |  |  |  | Federally-Regulated Commercial & Industrial Equipment | 03/02/2012 |  | 08/28/2012
Rheem Sales Company, Inc. | Airquest | NRHR92HP15B |  | HSP-A, Single-Package Heat Pum | Heat Pump | 208 | 3 |  |  |  | No Match |  | No Match | 93000 | 10333 | 9 | 8.9 |  | 9.9 | 93000 | 9085 | 3 | 3 | 51000 | 7117 | 2.1 | Federally-Regulated Commercial & Industrial Equipment | 02/03/1998 |  | 03/31/1998
York International | Fraser Johnston | BA-06[C,E]***(T,W,X)* |  | HSP-A, Single-Package Heat Pum | Both Heat Pump and Electric Re | 460 | 3 |  |  |  |  | False | Single-Speed | 78000 | 7647 | 10.2 | 8.9 |  | 0 | 69000 | 6323 | 3.2 | 3 | 43000 | 5732 | 2.2 | Federally-Regulated Commercial & Industrial Equipment | 01/18/2008 |  | 02/24/2011
Carrier Corp. - Syracuse | Keeprite | RHS(181,183)(H,L,S)******TA |  | HSP-A, Single-Package Heat Pum | Heat Pump | 575 | 3 | False |  |  |  | True | Single-Speed | 172000 | 15925 | 10.8 | 10.4 |  |  | 220000 | 19538 | 3.3 | 3.2 |  |  |  | Federally-Regulated Commercial & Industrial Equipment | 12/12/2012 |  | 05/09/2013
Lennox Industries Inc. | Lennox | CHP11-1353-5W |  | HSP-A, Single-Package Heat Pum | Heat Pump | 200 | 3 |  |  |  | No Match |  | No Match | 122000 | 14920 | 8.2 | 8.2 |  |  | 125000 | 12550 |  |  | 64000 | 9880 |  | Non Federally-Regulated | 06/11/1985 |  | 05/11/1988
York International | Fraser Johnston | BB-20[E72]***(T,W,X)* |  | HSP-A, Single-Package Heat Pum | Both Heat Pump and Electric Re | 230 | 3 |  |  |  |  | True | Single-Speed | 214000 | 22526 | 9.5 | 8.5 |  | 10.1 | 210000 | 19866 | 3.1 | 2.9 | 130000 | 19062 | 2 | Federally-Regulated Commercial & Industrial Equipment | 01/18/2008 |  | 01/24/2011
Lennox Industries Inc. | Lennox | HP17-953V-5Y | CB17-95V-1 | HRCU-A-CB, Split System: Heat | Heat Pump | 230 | 3 |  |  |  | No Match |  | No Match | 89000 | 10114 | 8.8 |  |  |  | 87000 | 8373 | 3 | 2.5 | 49000 | 6527 | 2.2 | Non Federally-Regulated | 07/25/1989 |  | 10/10/1989
Rheem Sales Company, Inc. | Rheem | RJMB-A078D |  | HSP-A, Single-Package Heat Pum | Heat Pump | 460 | 3 |  |  |  | No Match |  | No Match | 73000 | 7227 | 10.1 | 8.9 |  | 10.4 | 76000 | 6958 | 3.2 | 3 | 46000 | 6126 | 2.2 | Federally-Regulated Commercial & Industrial Equipment | 07/31/2002 |  | 01/18/2008
Carrier Corp. - Syracuse | Comfortmaker | CHS072(H,L,S)A* | FHS072(M,S,K)A*A* | HRCU-A-CB, Split System: Heat | Heat Pump | 575 | 3 |  |  |  |  | True | Single-Speed | 70000 | 6363 | 11 | 10.8 |  |  | 66000 | 5861 | 3.3 | 3.3 |  |  |  | Federally-Regulated Commercial & Industrial Equipment | 03/10/2011 |  | 12/12/2012
Rheem Sales Company, Inc. | Ruud | UPWB-100DAS* | UHPA-100Z | HRCU-A-CB, Split System: Heat | Heat Pump | 460 | 3 |  |  |  | No Match |  | No Match | 118000 | 14390 | 8.2 | 8.3 |  |  | 118000 | 12350 | 2.8 | 2.8 | 60000 | 8790 | 2 | Non Federally-Regulated | 09/17/1991 |  | 07/27/1992
Carrier Corp. - Syracuse | Carrier Corp. | 50HCQ*12***(5,6,1)A***(G,J,K,M)* |  | HSP-A, Single-Package Heat Pum | Heat Pump | 208 | 3 | False |  |  |  | True | Single-Speed | 119000 | 9674 | 12.3 | 10.8 |  |  | 116000 | 9713 | 3.5 | 3.3 |  |  |  | Federally-Regulated Commercial & Industrial Equipment | 12/12/2012 |  | 04/21/2015
Rheem Sales Company, Inc. | Rheem | RJMB-A078C |  | HSP-A, Single-Package Heat Pum | Heat Pump | 208 | 3 |  |  |  | No Match |  | No Match | 73000 | 7227 | 10.1 | 8.9 |  | 10.4 | 76000 | 6958 | 3.2 | 3 | 46000 | 6126 | 2.2 | Federally-Regulated Commercial & Industrial Equipment | 11/21/2001 |  | 07/18/2002
Carrier Corp. - Syracuse | Keeprite | RHS(120,121)(H,L,S)******AA |  | HSP-A, Single-Package Heat Pum | Heat Pump | 460 | 3 | False |  |  |  | False | Single-Speed | 116000 | 10545 | 11 | 10.8 |  |  | 116000 | 9999 | 3.4 | 3.3 |  |  |  | Federally-Regulated Commercial & Industrial Equipment | 12/12/2012 |  | 10/28/2014
York International | York | E1CH120A25 | F2EH120A33 | HRCU-A-CB, Split System: Heat | Heat Pump | 230 | 3 |  |  |  | No Match |  | No Match | 118000 | 14390 | 8.2 | 8.2 |  |  | 129000 | 12602 |  |  | 76000 | 9281 |  | Non Federally-Regulated | 02/22/1990 |  | 07/31/1992
Rheem Sales Company, Inc. | Weatherking | WJKB-A090C |  | HSP-A, Single-Package Heat Pum | Heat Pump | 208 | 3 |  |  |  | No Match |  | No Match | 89000 | 9673 | 9.2 | 8.9 |  | 12.1 | 90000 | 8789 | 3 | 3 | 52500 | 7691 | 2 | Federally-Regulated Commercial & Industrial Equipment | 11/18/1999 |  | 04/13/2000
Carrier Corp. - Syracuse | ICP Commercial | RHS072(H,L,S)******** |  | HSP-A, Single-Package Heat Pum | Heat Pump | 230 | 3 | False |  |  |  | False | Single-Speed | 70000 | 6306 | 11.1 | 10.8 |  |  | 67000 | 5950 | 3.3 | 3.3 |  |  |  | Federally-Regulated Commercial & Industrial Equipment | 11/30/2011 |  | 10/28/2014
York International | Fraser Johnston | PH120C00A*(2,4,5)***** | NH120C00*(5,6)****** | HRCU-A-CB, Split System: Heat | Heat Pump | 575 | 3 |  |  |  |  | True | Single-Speed | 124000 | 11273 | 11 | 8.9 |  |  | 109000 | 9686 | 3.3 | 3 |  |  |  | Federally-Regulated Commercial & Industrial Equipment | 07/16/2009 |  | 01/24/2011
Carrier Corp. - Syracuse | Tempstar | RHS150(H,L,S)******TA |  | HSP-A, Single-Package Heat Pum | Heat Pump | 460 | 3 | False |  |  |  | False | Single-Speed | 142000 | 13396 | 10.6 | 10.4 |  |  | 142000 | 13005 | 3.2 | 3.2 |  |  |  | Federally-Regulated Commercial & Industrial Equipment | 12/12/2012 |  | 10/28/2014
Carrier Corp. - Syracuse | Bryant Air Conditioning | 548FEX102-AB |  | HSP-A, Single-Package Heat Pum | Heat Pump | 460 | 3 |  |  |  | No Match |  | No Match | 96000 | 10786 | 8.9 | 8.9 |  | 8.8 | 96000 | 9375 | 3 | 3 | 55000 | 8057 | 2 | Federally-Regulated Commercial & Industrial Equipment | 05/31/2001 |  | 07/18/2002
Carrier Corp. - Syracuse | Day & Night | RHS090H******AA |  | HSP-A, Single-Package Heat Pum | Heat Pump | 230 | 3 | False |  |  |  | False | Single-Speed | 88000 | 7857 | 11.2 | 10.8 |  |  | 86000 | 7413 | 3.4 | 3.3 |  |  |  | Federally-Regulated Commercial & Industrial Equipment | 12/12/2012 |  | 10/28/2014
Phoenix Manufacturing, Inc. | Phoenix Manufacturing, Inc. | PHR 90 5 |  | HSP-A, Single-Package Heat Pum | Heat Pump | 460 | 3 |  |  |  | No Match |  | No Match | 97000 | 12460 | 7.8 | 8.2 |  |  | 104000 | 10990 |  |  | 51000 | 8230 |  | Non Federally-Regulated | 06/11/1985 |  | 08/29/1986
York International | York | BQ240[C,E18,E36]***(2,4,5)* |  | HSP-A, Single-Package Heat Pum | Both Heat Pump and Electric Re | 460 | 3 |  |  |  |  | True | Single-Speed | 218000 | 22947 | 9.5 | 8.5 |  | 10.2 | 210000 | 19866 | 3.1 | 2.9 | 130000 | 19062 | 2 | Federally-Regulated Commercial & Industrial Equipment | 01/18/2008 |  | 01/24/2011
Trane U.S. Inc. | Trane | WCH120B30*E* |  | HSP-A, Single-Package Heat Pum | Heat Pump | 208 | 3 |  |  |  | No Match |  | No Match | 124000 | 12916 | 9.6 | 8.9 |  |  | 110000 | 10743 | 3 | 3 | 59000 | 8643 | 2 | Federally-Regulated Commercial & Industrial Equipment | 11/18/1999 |  | 04/13/2000
York International | York | E2CH120A25 | F2EH120A33 | HRCU-A-CB, Split System: Heat | Heat Pump | 208 | 3 |  |  |  | No Match |  | No Match | 116000 | 14146 | 8.2 |  |  |  | 127000 | 12407 | 2.9 | 2.5 | 75000 | 9158 | 2.4 | Non Federally-Regulated | 04/18/1990 |  | 07/27/1992
Carrier Corp. - Syracuse | Arcoaire | RHH090(H,L,S)******AA |  | HSP-A, Single-Package Heat Pum | Heat Pump | 460 | 3 | False |  |  |  | True | Single-Speed | 90000 | 7438 | 12.1 | 10.8 |  |  | 84000 | 7033 | 3.5 | 3.3 |  |  |  | Federally-Regulated Commercial & Industrial Equipment | 12/12/2012 |  | 10/28/2014
Carrier Corp. - Syracuse | Comfortmaker | RHS090(L,S)******AA |  | HSP-A, Single-Package Heat Pum | Heat Pump | 575 | 3 | False |  |  |  | False | Single-Speed | 88000 | 7857 | 11.2 | 10.8 |  |  | 86000 | 7413 | 3.4 | 3.3 |  |  |  | Federally-Regulated Commercial & Industrial Equipment | 10/28/2014 |  | 10/28/2014
Carrier Corp. - Syracuse | Airquest | RHS150(H,L,S)******TA |  | HSP-A, Single-Package Heat Pum | Heat Pump | 460 | 3 | False |  |  |  | False | Single-Speed | 142000 | 13396 | 10.6 | 10.4 |  |  | 142000 | 13005 | 3.2 | 3.2 |  |  |  | Federally-Regulated Commercial & Industrial Equipment | 10/28/2014 |  | 10/28/2014
Carrier Corp. - Syracuse | Arcoaire | CHS180(H,L,S)D* | FHS180(M,S,H,L)**A0* | HRCU-A-CB, Split System: Heat | Heat Pump | 208 | 3 |  |  |  |  | True | Single-Speed | 178000 | 16792 | 10.6 | 10.4 |  |  | 178000 | 15343 | 3.4 | 3.2 |  |  |  | Federally-Regulated Commercial & Industrial Equipment | 07/18/2013 |  | 10/28/2014
Carrier Corp. - Syracuse | Tempstar | RHS072(H,L,S)******** |  | HSP-A, Single-Package Heat Pum | Heat Pump | 460 | 3 | False |  |  |  | False | Single-Speed | 70000 | 6306 | 11.1 | 10.8 |  |  | 67000 | 5950 | 3.3 | 3.3 |  |  |  | Federally-Regulated Commercial & Industrial Equipment | 11/30/2011 |  | 10/28/2014
Lennox Industries Inc. | Armstrong | LHA120H* |  | HSP-A, Single-Package Heat Pum | Heat Pump | 208 | 3 |  |  |  | No Match |  | No Match | 118000 | 11456 | 10.3 | 8.9 |  | 11.3 | 120000 | 10657 | 3.3 | 3 | 72000 | 10048 | 2.1 | Federally-Regulated Commercial & Industrial Equipment | 12/14/1998 |  | 08/17/1999
McQuay International | McQuay International | DPS007AHHY2*C-4 |  | HSP-A, Single-Package Heat Pum | Heat Pump | 208 | 3 | False |  |  |  | True | Variable-Speed | 89000 | 7120 | 12.5 | 10.8 |  |  | 89000 | 6051 | 4.3 | 3.3 |  |  |  | Federally-Regulated Commercial & Industrial Equipment | 03/02/2012 |  | 08/28/2012
Rheem Sales Company, Inc. | Rheem | RPDC-101C* |  | HSP-A, Single-Package Heat Pum | Heat Pump | 208 | 3 |  |  |  | No Match |  | No Match | 120000 | 13400 | 9 | 8.9 |  | 10.3 | 126000 | 11875 | 3.1 | 3 | 67000 | 9345 | 2.1 | Non Federally-Regulated | 01/26/1993 |  | 09/02/1995
York International | Evcon | BA-20[E54]***(T,W,X)* |  | HSP-A, Single-Package Heat Pum | Both Heat Pump and Electric Re | 230 | 3 |  |  |  |  | True | Single-Speed | 224000 | 21961 | 10.2 | 8.5 |  | 10.1 | 218000 | 18803 | 3.4 | 2.9 | 129000 | 18014 | 2.1 | Federally-Regulated Commercial & Industrial Equipment | 02/11/2008 |  | 02/24/2011
Trane U.S. Inc. | American Standard, Inc. | WCD180B30*E* |  | HSP-A, Single-Package Heat Pum | Heat Pump | 230 | 3 |  |  |  | No Match |  | No Match | 174000 | 19333 | 9 | 8.5 |  | 9.3 | 160000 | 15631 | 3 | 2.9 | 84000 | 11723 | 2.1 | Federally-Regulated Commercial & Industrial Equipment | 05/09/1998 |  | 10/02/1998
Rheem Sales Company, Inc. | Ruud | UJMB-A120D |  | HSP-A, Single-Package Heat Pum | Heat Pump | 460 | 3 |  |  |  | No Match |  | No Match | 120000 | 11881 | 10.1 | 8.9 |  | 11.2 | 109000 | 9980 | 3.2 | 3 | 65000 | 8656 | 2.2 | Federally-Regulated Commercial & Industrial Equipment | 07/31/2002 |  | 01/18/2008
Carrier Corp. - Syracuse | Heil | CHS121(H,L,S)A* | FHS120(M,S)A*A* | HRCU-A-CB, Split System: Heat | Heat Pump | 575 | 3 |  |  |  |  | True | Single-Speed | 112000 | 10181 | 11 | 10.8 |  |  | 106000 | 9414 | 3.3 | 3.3 |  |  |  | Federally-Regulated Commercial & Industrial Equipment | 03/10/2011 |  | 12/12/2012
York International | Luxaire | BA-07C00*T/W/X***** |  | HSP-A, Single-Package Heat Pum | Heat Pump | 575 | 3 |  |  |  | No Match |  | No Match | 90000 | 8411 | 10.7 | 8.9 |  | 11 | 85000 | 7782 | 3.2 | 3 | 46000 | 6126 | 2.2 | Federally-Regulated Commercial & Industrial Equipment | 07/31/2002 |  | 01/18/2008
York International | Luxaire | EAHP-T120A | FBHP-S120A | HRCU-A-CB, Split System: Heat | Heat Pump | 230 | 3 |  |  |  | No Match |  | No Match | 118000 | 14390 | 8.2 | 8.2 |  |  | 129000 | 12602 |  |  | 76000 | 9281 |  | Non Federally-Regulated | 03/15/1989 |  | 10/10/1989
York International | York | E1RA090S25/46 | F3EH090 | HRCU-A-CB, Split System: Heat | Heat Pump | 230 | 3 |  |  |  | No Match |  | No Match | 91000 | 9578 | 9.5 | 8.9 |  |  | 83000 | 8106 | 3 | 3 | 54000 | 7534 | 2.1 | Federally-Regulated Commercial & Industrial Equipment | 11/18/1999 |  | 05/23/2000
Carrier Corp. - Syracuse | Carrier | 50LJQ008511 |  | HSP-A, Single-Package Heat Pum | Heat Pump | 230 | 3 |  |  |  | No Match |  | No Match | 92000 | 10110 | 9.1 | 8.9 |  |  | 96000 | 9380 | 3 | 3 | 55000 | 8060 | 2 | Non Federally-Regulated | 07/31/1992 |  | 03/31/1998
Rheem Sales Company, Inc. | Heat Controller | HR075-3SZ | AHH100-Z | HRCU-A-CB, Split System: Heat | Heat Pump | 208 | 3 |  |  |  | No Match |  | No Match | 92000 | 9583 | 9.6 | 8.9 |  |  | 88000 | 8059 | 3.2 | 3 | 57500 | 7660 | 2.2 | Federally-Regulated Commercial & Industrial Equipment | 02/03/1998 |  | 03/31/1998
Trane U.S. Inc. | American Standard, Inc. | TWA090A300E* | TWE090A300D* | HRCU-A-CB, Split System: Heat | Heat Pump | 208 | 3 |  |  |  | No Match |  | No Match | 89000 | 8811 | 10.1 | 8.9 |  |  | 87000 | 7724 | 3.3 | 3 | 54000 | 6592 | 2.4 | Federally-Regulated Commercial & Industrial Equipment | 07/31/2002 |  | 06/19/2003
Trane U.S. Inc. | American Standard, Inc. | 4A6B3048B1 (2) | TWE090E3**A* | HRCU-A-CB, Split System: Heat | Heat Pump | 230 | 1 |  |  |  |  | True | Single-Speed | 90000 | 8181 | 11 | 10.8 |  |  | 90000 | 7992 | 3.3 | 3.3 |  |  |  | Federally-Regulated Commercial & Industrial Equipment | 11/30/2011 |  | 08/28/2014
Trane U.S. Inc. | Trane | BWA090C3-L | BWE090C-E | HRCU-A-CB, Split System: Heat | Heat Pump | 200 | 3 |  |  |  | No Match |  | No Match | 90000 | 10200 | 8.8 | 8.2 |  |  | 87000 | 8790 |  |  | 51000 | 7150 |  | Non Federally-Regulated | 08/29/1986 |  | 05/11/1988
Carrier Corp. - Syracuse | Day & Night | CHS180(H,L,S)D* | FHS180(M,S,H,L)**A2* | HRCU-A-CB, Split System: Heat | Heat Pump | 575 | 3 |  |  |  |  | True | Single-Speed | 178000 | 16792 | 10.6 | 10.4 |  |  | 178000 | 15343 | 3.4 | 3.2 |  |  |  | Federally-Regulated Commercial & Industrial Equipment | 07/18/2013 |  | 10/28/2014
Trane U.S. Inc. | American Standard, Inc. | WC(D,H)150EWA*B |  | HSP-A, Single-Package Heat Pum | Both Heat Pump and Electric Re | 208 | 3 | False |  |  |  | False | Single-Speed | 146000 | 13272 | 11 | 10.4 |  |  | 146000 | 13371 | 3.2 | 3.2 |  |  |  | Federally-Regulated Commercial & Industrial Equipment | 03/02/2012 |  | 08/28/2012
Carrier Corp. - Syracuse | Keeprite | RHS072(H,L,S)******** |  | HSP-A, Single-Package Heat Pum | Heat Pump | 230 | 3 | False |  |  |  | False | Single-Speed | 70000 | 6306 | 11.1 | 10.8 |  |  | 67000 | 5950 | 3.3 | 3.3 |  |  |  | Federally-Regulated Commercial & Industrial Equipment | 10/28/2014 |  | 10/28/2014
Lennox Industries Inc. | Armstrong | LHA088S* |  | HSP-A, Single-Package Heat Pum | Heat Pump | 208 | 3 |  |  |  | No Match |  | No Match | 86000 | 9555 | 9 | 8.9 |  |  | 86000 | 8399 | 3 | 3 | 48000 | 7031 | 2 | Federally-Regulated Commercial & Industrial Equipment | 03/22/2001 |  | 11/19/2002
Carrier Corp. - Syracuse | ICP Commercial | CHS180(H,L,S)D* | FHS180(M,S,H,L)**A2* | HRCU-A-CB, Split System: Heat | Heat Pump | 208 | 3 |  |  |  |  | True | Single-Speed | 178000 | 16792 | 10.6 | 10.4 |  |  | 178000 | 15343 | 3.4 | 3.2 |  |  |  | Federally-Regulated Commercial & Industrial Equipment | 07/18/2013 |  | 10/28/2014
York International | York | B1CH090A46 |  | HSP-A, Single-Package Heat Pum | Heat Pump | 460 | 3 |  |  |  | No Match |  | No Match | 87000 | 9886 | 8.8 |  |  |  | 88000 | 8597 |  |  | 47000 | 6888 |  | Non Federally-Regulated | 05/11/1988 |  | 03/15/1989
Trane U.S. Inc. | Trane | WCH090C40*B* |  | HSP-A, Single-Package Heat Pum | Heat Pump | 460 | 3 |  |  |  | No Match |  | No Match | 87000 | 9775 | 8.9 | 8.9 |  |  | 86000 | 8400 | 3 | 3 | 43000 | 6299 | 2 | Non Federally-Regulated | 05/27/1993 |  | 09/02/1995
Trane U.S. Inc. | American Standard, Inc. | WCH150B400B |  | HSP-A, Single-Package Heat Pum | Heat Pump | 460 | 3 |  |  |  | No Match |  | No Match | 146000 | 15550 | 9.4 |  |  |  | 132000 | 13330 | 2.9 |  | 70000 | 10250 | 2 | Federally-Regulated Commercial & Industrial Equipment | 01/27/1992 |  | 07/22/1992
York International | York | B1CH180A/E***25/46/58 |  | HSP-A, Single-Package Heat Pum | Heat Pump | 575 | 3 |  |  |  | No Match |  | No Match | 164000 | 18636 | 8.8 | 8.5 |  | 8.5 | 174000 | 16998 | 3 | 2.9 | 90000 | 13188 | 2 | Federally-Regulated Commercial & Industrial Equipment | 10/02/1998 |  | 10/06/1999
Borg Warner | Moncrief | BAHT-T120A |  | HSP-A, Single-Package Heat Pum | Heat Pump | 208 | 3 |  |  |  | No Match |  | No Match | 121000 | 13050 | 8.2 | 8.2 |  |  | 126000 | 11250 | 3.3 |  | 76000 | 7980 | 2.8 | Non Federally-Regulated | 05/16/1984 |  | 06/11/1985
BDP Co. | Day & Night | 541AE090 | 517A090 | HRCU-A-CB, Split System: Heat | Heat Pump | 460 | 3 |  |  |  | No Match |  | No Match | 88000 | 10700 | 8.2 | 8.2 |  |  | 87000 | 9800 |  |  | 47000 | 7300 | 1.9 | Non Federally-Regulated | 05/16/1984 |  | 06/11/1985
Rheem Sales Company, Inc. | Rheem | RPWA-150DAS | RHPA-150G | HRCU-A-CB, Split System: Heat | Heat Pump | 460 | 3 |  |  |  | No Match |  | No Match | 176400 | 21600 | 8.2 |  |  |  | 177800 | 19200 | 2.7 |  | 93800 | 17500 | 1.6 | Non Federally-Regulated | 05/16/1984 |  | 06/11/1985
Carrier Corp. | Carrier | 38AQ0345 + 38AQ0125 | 40RR044 | HRCU-A-CB, Split System: Heat | Heat Pump | 208 | 3 |  |  |  | No Match |  | No Match | 414549 | 50554 | 8.2 |  |  | 8.8 | 425000 | 47879 | 2.6 |  | 234000 | 36074 | 1.9 | Voluntarily Certified | 01/23/1988 |  | 03/08/1996
Trane U.S. Inc. | American Standard, Inc. | WCH120B400B |  | HSP-A, Single-Package Heat Pum | Heat Pump | 460 | 3 |  |  |  | No Match |  | No Match | 124000 | 12920 | 9.6 | 8.9 |  |  | 110000 | 10740 | 3 | 3 | 59000 | 8640 | 2 | Non Federally-Regulated | 01/27/1992 |  | 07/02/1992
Carrier Corp. - Syracuse | ICP Commercial | CHS072(H,L,S)A* | FHS072(M,S,K)A*A* | HRCU-A-CB, Split System: Heat | Heat Pump | 575 | 3 |  |  |  |  | True | Single-Speed | 70000 | 6363 | 11 | 10.8 |  |  | 66000 | 5861 | 3.3 | 3.3 |  |  |  | Federally-Regulated Commercial & Industrial Equipment | 03/10/2011 |  | 12/12/2012
Carrier Corp. - Syracuse | Tempstar | CHS072(H,L,S)A* | FHS072(M,S,K)A*A* | HRCU-A-CB, Split System: Heat | Heat Pump | 208 | 3 |  |  |  |  | True | Single-Speed | 70000 | 6363 | 11 | 10.8 |  |  | 66000 | 5861 | 3.3 | 3.3 |  |  |  | Federally-Regulated Commercial & Industrial Equipment | 03/10/2011 |  | 12/12/2012
York International | York | BP180[E72]***(2,4,5)* |  | HSP-A, Single-Package Heat Pum | Both Heat Pump and Electric Re | 460 | 3 |  |  |  |  | True | Single-Speed | 160000 | 16327 | 9.8 | 8.5 |  | 9.4 | 172000 | 15762 | 3.2 | 2.9 | 102000 | 14244 | 2.1 | Federally-Regulated Commercial & Industrial Equipment | 01/18/2008 |  | 02/24/2011
York International | York | BP180[E72]***(2,4,5)* |  | HSP-A, Single-Package Heat Pum | Both Heat Pump and Electric Re | 230 | 3 |  |  |  |  | True | Single-Speed | 160000 | 16327 | 9.8 | 8.5 |  | 9.4 | 172000 | 15762 | 3.2 | 2.9 | 102000 | 14244 | 2.1 | Federally-Regulated Commercial & Industrial Equipment | 01/18/2008 |  | 02/24/2011
Carrier Corp. - Syracuse | Carrier | 38AQ0285 | 40RR028 | HSP-A, Single-Package Heat Pum | Heat Pump | 208 | 3 |  |  |  | No Match |  | No Match | 257345 | 32168 | 9 | 8.9 |  | 9 | 280000 | 9926 | 3.1 | 3 | 53000 | 8726 | 1.8 | Non Federally-Regulated | 06/11/1985 |  | 07/31/1992
York International | York | B2CH120A46 |  | HSP-A, Single-Package Heat Pum | Heat Pump | 460 | 3 |  |  |  | No Match |  | No Match | 118000 | 13111 | 9 | 8.9 |  |  | 116000 | 11329 | 3 | 3 | 70000 | 10254 | 2 | Non Federally-Regulated | 03/31/1993 |  | 09/02/1995
York International | Luxaire | PH120C00A*(2,4,5)***** | NH120C00*(5,6)****** | HRCU-A-CB, Split System: Heat | Heat Pump | 208 | 3 |  |  |  |  | True | Single-Speed | 124000 | 11273 | 11 | 8.9 |  |  | 109000 | 9686 | 3.3 | 3 |  |  |  | Federally-Regulated Commercial & Industrial Equipment | 07/16/2009 |  | 01/24/2011
Daikin Comfort Technologies Manufacturing, L.P. | Goodman | CPH072********B* |  | HSP-A, Single-Package Heat Pum | Both Heat Pump and Electric Re | 460 | 3 | False |  |  |  | False | No Match | 70000 | 6306 | 11.1 | 10.8 |  |  | 70000 | 5698 | 3.6 | 3.3 |  |  |  | No Match | 05/02/2012 |  | 05/08/2012
Carrier Corp. - Syracuse | Day & Night | 542EP120000 |  | HSP-A, Single-Package Heat Pum | Heat Pump | 230 | 3 |  |  |  | No Match |  | No Match | 120000 | 14700 | 8.2 |  |  |  | 120000 | 12200 |  |  | 65000 | 9200 |  | Non Federally-Regulated | 05/11/1988 |  | 03/15/1989
McQuay International | McQuay International | DPS007AHHG4*C-4 |  | HSP-A, Single-Package Heat Pum | Heat Pump | 460 | 3 | False |  |  |  | True | Variable-Speed | 89000 | 7177 | 12.4 | 10.8 |  |  | 79000 | 6291 | 3.7 | 3.3 |  |  |  | Federally-Regulated Commercial & Industrial Equipment | 08/28/2012 |  | 04/19/2013
Carrier Corp. - Syracuse | Bryant Heating & Cooling Systems | 548J(P,E,T)17*********(A,B)C |  | HSP-A, Single-Package Heat Pum | Heat Pump | 208 | 3 | False |  |  |  | True | Single-Speed | 172000 | 15925 | 10.8 | 10.4 |  |  | 220000 | 19538 | 3.3 | 3.2 |  |  |  | Federally-Regulated Commercial & Industrial Equipment | 10/28/2014 |  | 04/21/2015
Carrier Corp. - Syracuse | Day & Night | RHS(240,243)(H,L,S)******TA |  | HSP-A, Single-Package Heat Pum | Heat Pump | 460 | 3 | False |  |  |  | True | Single-Speed | 232000 | 21886 | 10.6 | 10.4 |  |  | 220000 | 19538 | 3.3 | 3.2 |  |  |  | Federally-Regulated Commercial & Industrial Equipment | 12/12/2012 |  | 04/21/2014
York International | York | E1CH090A46 | FZEH090A33 | HRCU-A-CB, Split System: Heat | Heat Pump | 460 | 3 |  |  |  | No Match |  | No Match | 93000 | 10941 | 8.5 | 8.2 |  |  | 103000 | 9434 | 3.2 |  | 59000 | 6917 | 2.5 | Non Federally-Regulated | 03/15/1989 |  | 10/10/1989
Carrier Corp. - Syracuse | Comfortmaker | RHS150(H,L,S)******AA |  | HSP-A, Single-Package Heat Pum | Heat Pump | 208 | 3 | False |  |  |  | False | Single-Speed | 142000 | 13396 | 10.6 | 10.4 |  |  | 142000 | 13005 | 3.2 | 3.2 |  |  |  | Federally-Regulated Commercial & Industrial Equipment | 10/28/2014 |  | 10/28/2014
Carrier Corp. - Syracuse | Bryant Air Conditioning | 548DPX/DEX102-AA |  | HSP-A, Single-Package Heat Pum | Heat Pump | 460 | 3 |  |  |  | No Match |  | No Match | 96000 | 10786 | 8.9 | 8.9 |  | 8.9 | 93000 | 8789 | 3.1 | 3 | 43000 | 7411 | 1.7 | Federally-Regulated Commercial & Industrial Equipment | 05/22/2000 |  | 11/20/2000
Carrier Corp. - Syracuse | Bryant Heating & Cooling Systems | 548J(P,E,T)12*********(D,E)A |  | HSP-A, Single-Package Heat Pum | Heat Pump | 575 | 3 | False |  |  |  | False | Single-Speed | 116000 | 10545 | 11 | 10.8 |  |  | 116000 | 9999 | 3.4 | 3.3 |  |  |  | Federally-Regulated Commercial & Industrial Equipment | 12/12/2012 |  | 04/21/2015
Trane U.S. Inc. | American Standard, Inc. | WCH075A300A |  | HSP-A, Single-Package Heat Pum | Heat Pump | 230 | 3 |  |  |  | No Match |  | No Match | 71000 | 8300 | 8.6 | 8.2 |  |  | 71000 | 7170 |  |  | 33000 | 5090 |  | Non Federally-Regulated | 02/22/1990 |  | 07/31/1992
Carrier Corp. - Syracuse | Day & Night | RHS(120,121)(H,L,S)******TA |  | HSP-A, Single-Package Heat Pum | Heat Pump | 230 | 3 | False |  |  |  | False | Single-Speed | 116000 | 10545 | 11 | 10.8 |  |  | 116000 | 9999 | 3.4 | 3.3 |  |  |  | Federally-Regulated Commercial & Industrial Equipment | 12/12/2012 |  | 10/28/2014
Rheem Sales Company, Inc. | Addison Products | PHC7.5T-4L |  | HSP-A, Single-Package Heat Pum | Heat Pump | 460 | 3 |  |  |  | No Match |  | No Match | 92000 | 10500 | 8.8 | 8.2 |  |  | 94000 | 9160 |  |  | 52000 | 7190 |  | Non Federally-Regulated | 03/15/1989 |  | 10/10/1989
Trane U.S. Inc. | Trane | WCD090C40*A* |  | HSP-A, Single-Package Heat Pum | Heat Pump | 460 | 3 |  |  |  | No Match |  | No Match | 87000 | 9775 | 8.9 | 8.9 |  |  | 86000 | 8400 | 3 | 3 | 43000 | 6299 | 2 | Non Federally-Regulated | 04/14/1993 |  | 09/02/1995
McQuay International | McQuay International | DPS012AHHY4*C-6 |  | HSP-A, Single-Package Heat Pum | Heat Pump | 460 | 3 | False |  |  |  | True | Variable-Speed | 144000 | 12000 | 12 | 10.4 |  |  | 135000 | 11636 | 3.4 | 3.2 |  |  |  | Federally-Regulated Commercial & Industrial Equipment | 08/28/2012 |  | 04/19/2013
Carrier Corp. - Syracuse | Payne | PH1RPA/REA120-AA |  | HSP-A, Single-Package Heat Pum | Heat Pump | 208 | 3 |  |  |  | No Match |  | No Match | 112000 | 12444 | 9 | 8.9 |  | 9 | 105000 | 9924 | 3.1 | 3 | 53000 | 9134 | 1.7 | Federally-Regulated Commercial & Industrial Equipment | 05/22/2000 |  | 07/25/2000
Carrier Corp. - Syracuse | Heil | CHS240(H,L,S)D* | FHS240(S,H,L)**A0* | HRCU-A-CB, Split System: Heat | Heat Pump | 575 | 3 |  |  |  |  | True | Single-Speed | 222000 | 20747 | 10.7 | 10.4 |  |  | 214000 | 17919 | 3.5 | 3.2 |  |  |  | Federally-Regulated Commercial & Industrial Equipment | 07/18/2013 |  | 04/20/2015
GE Appliances, a Haier company | General Electric | BWC120C4 |  | HSP-A, Single-Package Heat Pum | Heat Pump | 460 | 3 |  |  |  | No Match |  | No Match | 117000 | 14600 | 8 | 7.5 |  |  | 120000 | 12300 |  |  | 58000 | 9300 |  | Non Federally-Regulated | 01/05/1982 |  | 09/03/2015
Trane U.S. Inc. | American Standard, Inc. | WCD240B30*E* |  | HSP-A, Single-Package Heat Pum | Heat Pump | 208 | 3 |  |  |  | No Match |  | No Match | 236000 | 27441 | 8.6 | 8.5 |  | 8.7 | 230000 | 21738 | 3.1 | 2.9 | 128000 | 17858 | 2.1 | Federally-Regulated Commercial & Industrial Equipment | 11/18/1999 |  | 07/19/2001
Carrier Corp. - Syracuse | ICP Commercial | CHS240(H,L,S)D* | FHS240(S,H,L)**A0* | HRCU-A-CB, Split System: Heat | Heat Pump | 575 | 3 |  |  |  |  | True | Single-Speed | 222000 | 20747 | 10.7 | 10.4 |  |  | 214000 | 17919 | 3.5 | 3.2 |  |  |  | Federally-Regulated Commercial & Industrial Equipment | 07/18/2013 |  | 10/28/2014
Carrier Corp. - Syracuse | Carrier | 38AQ0125 (2 UNITS) | 40RR024 | HRCU-A-CB, Split System: Heat | Heat Pump | 230 | 3 |  |  |  | No Match |  | No Match | 219150 | 25290 | 8.7 | 7.5 |  |  | 237068 | 23010 |  |  | 133440 | 18650 |  | Non Federally-Regulated | 08/30/1983 |  | 05/16/1984
Rheem Sales Company, Inc. | Ruud | UJKB-A120D |  | HSP-A, Single-Package Heat Pum | Heat Pump | 460 | 3 |  |  |  | No Match |  | No Match | 117000 | 12717 | 9.2 | 8.9 |  | 9.1 | 118000 | 11524 | 3 | 3 | 63500 | 9302 | 2 | Federally-Regulated Commercial & Industrial Equipment | 11/21/2001 |  | 07/18/2002
Rheem Sales Company, Inc. | Rheem | RPDC-101D |  | HSP-A, Single-Package Heat Pum | Heat Pump | 460 | 3 |  |  |  | No Match |  | No Match | 120000 | 13483 | 8.9 | 8.9 |  | 10.3 | 126000 | 12309 | 3 | 3 | 67000 | 9350 | 2.1 | Federally-Regulated Commercial & Industrial Equipment | 03/31/1998 |  | 05/09/1998
Carrier Corp. - Syracuse | Airquest | RHS090(L,S)******** |  | HSP-A, Single-Package Heat Pum | Heat Pump | 460 | 3 | False |  |  |  | False | Single-Speed | 88000 | 7857 | 11.2 | 10.8 |  |  | 86000 | 7413 | 3.4 | 3.3 |  |  |  | Federally-Regulated Commercial & Industrial Equipment | 03/02/2012 |  | 12/12/2012
Carrier Corp. - Syracuse | Keeprite | RHS(243)(H,L,S)******TA |  | HSP-A, Single-Package Heat Pum | Heat Pump | 460 | 3 | False |  |  |  | True | Single-Speed | 232000 | 21886 | 10.6 | 10.4 |  |  | 220000 | 19538 | 3.3 | 3.2 |  |  |  | Federally-Regulated Commercial & Industrial Equipment | 04/21/2014 |  | 10/28/2014
Carrier Corp. - Syracuse | Bryant Air Conditioning | 549BPX/BEX090 |  | HSP-A, Single-Package Heat Pum | Heat Pump | 208 | 3 |  |  |  | No Match |  | No Match | 88000 | 8800 | 10 | 8.9 |  | 10.8 | 87000 | 7965 | 3.2 | 3 | 48000 | 7031 | 2 | Federally-Regulated Commercial & Industrial Equipment | 11/18/1999 |  | 04/13/2000
York International | York | BP240[E72]***(2,4,5)* |  | HSP-A, Single-Package Heat Pum | Both Heat Pump and Electric Re | 575 | 3 |  |  |  |  | True | Single-Speed | 220000 | 21569 | 10.2 | 8.5 |  | 10.1 | 218000 | 18803 | 3.4 | 2.9 | 130000 | 18154 | 2.1 | Federally-Regulated Commercial & Industrial Equipment | 02/11/2008 |  | 02/24/2011
Rheem Sales Company, Inc. | Weatherking | PHC7.5T-3 |  | HSP-A, Single-Package Heat Pum | Heat Pump | 208 | 3 |  |  |  | No Match |  | No Match | 93000 | 10300 | 9 | 8.9 |  |  | 93000 | 8960 | 3 | 3 | 51000 | 6990 | 2.1 | Non Federally-Regulated | 01/26/1993 |  | 09/02/1995
Carrier Corp. - Syracuse | Bryant Heating & Cooling Systems | 548J(P,E,T)24*********(D,E)A-VERT |  | HSP-A, Single-Package Heat Pum | Heat Pump | 208 | 3 | False |  |  |  | True | Single-Speed | 232000 | 21886 | 10.6 | 10.4 |  |  | 220000 | 19538 | 3.3 | 3.2 |  |  |  | Federally-Regulated Commercial & Industrial Equipment | 04/21/2014 |  | 10/28/2014
International Comfort Products | Heil | NRHR10HP30B |  | HSP-A, Single-Package Heat Pum | Heat Pump | 208 | 3 |  |  |  | No Match |  | No Match | 120000 | 13483 | 8.9 | 8.9 |  | 10.3 | 126000 | 12309 | 3 | 3 | 67000 | 9350 | 2.1 | Federally-Regulated Commercial & Industrial Equipment | 02/03/1998 |  | 03/31/1998
Trane U.S. Inc. | Trane Unitary Products Group | WC(D,H)180E4F*B |  | HSP-A, Single-Package Heat Pum | Both Heat Pump and Electric Re | 575 | 3 | False |  |  |  | False | Single-Speed | 170000 | 15454 | 11 | 10.4 |  |  | 176000 | 16119 | 3.2 | 3.2 |  |  |  | Federally-Regulated Commercial & Industrial Equipment | 03/02/2012 |  | 08/28/2012
Carrier Corp. - Syracuse | Airquest | RHS(181,183)(H,L,S)******AC |  | HSP-A, Single-Package Heat Pum | Heat Pump | 460 | 3 | False |  |  |  | True | Single-Speed | 172000 | 15925 | 10.8 | 10.4 |  |  | 220000 | 19538 | 3.3 | 3.2 |  |  |  | Federally-Regulated Commercial & Industrial Equipment | 10/28/2014 |  | 10/28/2014
McQuay International | McQuay International | DPS006AHHW2*C-6 |  | HSP-A, Single-Package Heat Pum | Heat Pump | 230 | 3 | False |  |  |  | True | Variable-Speed | 70000 | 6194 | 11.3 | 10.8 |  |  | 72000 | 5197 | 4.1 | 3.3 |  |  |  | Federally-Regulated Commercial & Industrial Equipment | 03/02/2012 |  | 08/28/2012
Carrier Corp. - Syracuse | Tempstar | RHS090(L,S)******** |  | HSP-A, Single-Package Heat Pum | Heat Pump | 460 | 3 | False |  |  |  | False | Single-Speed | 88000 | 7857 | 11.2 | 10.8 |  |  | 86000 | 7413 | 3.4 | 3.3 |  |  |  | Federally-Regulated Commercial & Industrial Equipment | 11/30/2011 |  | 03/02/2012
York International | York | E1CH090A46 | FZEH090A33 | HRCU-A-CB, Split System: Heat | Heat Pump | 460 | 3 |  |  |  | No Match |  | No Match | 93000 | 10941 | 8.5 |  |  |  | 103000 | 9434 | 3.1 | 2.5 | 59000 | 6917 | 2.5 | Non Federally-Regulated | 04/11/1988 |  | 05/11/1988
York International | Fraser Johnston | BAHT-T090A |  | HSP-A, Single-Package Heat Pum | Heat Pump | 230 | 3 |  |  |  | No Match |  | No Match | 95000 | 11176 | 8.5 | 8.2 |  |  | 103000 | 9738 | 3.1 |  | 57000 | 8353 | 2 | Non Federally-Regulated | 02/22/1990 |  | 07/31/1992
York International | Fraser Johnston | BA-10C00*T/W/X***1* |  | HSP-A, Single-Package Heat Pum | Heat Pump | 208 | 3 |  |  |  | No Match |  | No Match | 120000 | 11650 | 10.3 | 8.9 |  | 10 | 113000 | 10346 | 3.2 | 3 | 60000 | 7990 | 2.2 | Federally-Regulated Commercial & Industrial Equipment | 11/21/2000 |  | 02/05/2002
Lennox Industries Inc. | Lennox | HP17-953V-1Y | CB17-95V-1 | HRCU-A-CB, Split System: Heat | Heat Pump | 230 | 3 |  |  |  | No Match |  | No Match | 87000 | 10235 | 8.5 | 8.2 |  |  | 88000 | 8597 |  |  | 51000 | 6794 |  | Non Federally-Regulated | 05/16/1984 |  | 06/11/1985
GE Appliances, a Haier company | General Electric | BWC090F4 |  | HSP-A, Single-Package Heat Pum | Heat Pump | 460 | 3 |  |  |  | No Match |  | No Match | 94000 | 10800 | 8.7 | 7.5 |  |  | 88000 | 9500 | 2.7 |  | 48000 | 7500 | 1.9 | Non Federally-Regulated | 09/08/1982 |  | 09/03/2015
Carrier Corp. | Carrier | 38AQ0285 | 40RR028 | HSP-A, Single-Package Heat Pum | Heat Pump | 230 | 3 |  |  |  | No Match |  | No Match | 257345 | 32168 | 8.1 |  |  | 8.6 | 280000 | 30376 | 2.7 |  | 150000 | 21968 | 2 | Voluntarily Certified | 01/23/1988 |  | 03/08/1996
Carrier Corp. - Syracuse | Carrier | 50EWQ024511/611 |  | HSP-A, Single-Package Heat Pum | Heat Pump | 460 | 3 |  |  |  | No Match |  | No Match | 230000 | 23469 | 9.8 | 8.5 |  | 10 | 228000 | 20249 | 3.3 | 2.9 | 116000 | 16998 | 2 | Federally-Regulated Commercial & Industrial Equipment | 10/24/1997 |  | 03/31/1998
Carrier Corp. - Syracuse | Keeprite | RHH090(H,L,S)******TA |  | HSP-A, Single-Package Heat Pum | Heat Pump | 575 | 3 | False |  |  |  | True | Single-Speed | 90000 | 7438 | 12.1 | 10.8 |  |  | 84000 | 7033 | 3.5 | 3.3 |  |  |  | Federally-Regulated Commercial & Industrial Equipment | 12/12/2012 |  | 10/28/2014
Trane U.S. Inc. | General Electric | BWA240C3J | BWH240A | HRCU-A-CB, Split System: Heat | Heat Pump | 230 | 3 |  |  |  | No Match |  | No Match | 234000 | 30100 | 7.8 |  |  |  | 224000 | 24700 | 2.7 |  | 116000 | 19700 | 1.7 | Non Federally-Regulated | 06/11/1985 |  | 05/11/1988
Carrier Corp. - Syracuse | ICP Commercial | RHH090(H,L,S)******** |  | HSP-A, Single-Package Heat Pum | Heat Pump | 460 | 3 | False |  |  |  | True | Single-Speed | 90000 | 7438 | 12.1 | 10.8 |  |  | 84000 | 7033 | 3.5 | 3.3 |  |  |  | Federally-Regulated Commercial & Industrial Equipment | 11/30/2011 |  | 12/12/2012
Carrier Corp. - Syracuse | Arcoaire | RHH072(H,L,S)0******A |  | HSP-A, Single-Package Heat Pum | Heat Pump | 230 | 3 | False |  |  |  | True | Single-Speed | 72000 | 6000 | 12 | 10.8 |  |  | 70000 | 6033 | 3.4 | 3.3 |  |  |  | Federally-Regulated Commercial & Industrial Equipment | 03/10/2011 |  | 04/19/2013
Carrier Corp. - Syracuse | Arcoaire | CHS121(H,L,S)A* | FHS120(M,S)A*A* | HRCU-A-CB, Split System: Heat | Heat Pump | 460 | 3 |  |  |  |  | True | Single-Speed | 112000 | 10181 | 11 | 10.8 |  |  | 106000 | 9414 | 3.3 | 3.3 |  |  |  | Federally-Regulated Commercial & Industrial Equipment | 03/10/2011 |  | 12/12/2012
Carrier Corp. - Syracuse | Payne | PH1RPA/REA120-AA |  | HSP-A, Single-Package Heat Pum | Heat Pump | 460 | 3 |  |  |  | No Match |  | No Match | 112000 | 12444 | 9 | 8.9 |  | 9 | 105000 | 9924 | 3.1 | 3 | 53000 | 9134 | 1.7 | Federally-Regulated Commercial & Industrial Equipment | 11/18/1999 |  | 04/13/2000
Trane U.S. Inc. | American Standard, Inc. | 4A6B3048B1 | TWE090E3**A* | HRCU-A-CB, Split System: Heat | Heat Pump | 200 | 1 |  |  |  |  | True | Single-Speed | 90000 | 8181 | 11 | 10.8 |  |  | 90000 | 7992 | 3.3 | 3.3 |  |  |  | Federally-Regulated Commercial & Industrial Equipment | 08/24/2011 |  | 10/05/2011
Trane U.S. Inc. | Trane | WCD090A3OOA |  | HSP-A, Single-Package Heat Pum | Heat Pump | 230 | 3 |  |  |  | No Match |  | No Match | 85000 | 10240 | 8.3 | 8.2 |  |  | 82000 | 8580 |  |  | 39000 | 6010 |  | Non Federally-Regulated | 03/15/1989 |  | 10/10/1989
Lennox Industries Inc. | Lennox | KHA240S4M*1Y,G,J |  | HSP-A, Single-Package Heat Pum | Heat Pump | 575 | 3 | False |  |  |  | True | Single-Speed | 218000 | 20566 | 10.6 | 10.4 |  |  | 220000 | 20148 | 3.2 | 3.2 |  |  |  | Federally-Regulated Commercial & Industrial Equipment | 07/18/2013 |  | 10/28/2014
Carrier Corp. - Syracuse | Payne | 542EE120016 |  | HSP-A, Single-Package Heat Pum | Heat Pump | 460 | 3 |  |  |  | No Match |  | No Match | 120000 | 14700 | 8.2 | 8.2 |  |  | 120000 | 12200 |  |  | 65000 | 9200 |  | Non Federally-Regulated | 06/11/1985 |  | 05/11/1988
Carrier Corp. - Syracuse | Payne | 542JP/EX180 |  | HSP-A, Single-Package Heat Pum | Heat Pump | 230 | 3 |  |  |  | No Match |  | No Match | 172000 | 18494 | 9.3 | 8.5 |  | 9.7 | 172000 | 15275 | 3.3 | 2.9 | 94000 | 12522 | 2.2 | Federally-Regulated Commercial & Industrial Equipment | 10/24/1997 |  | 03/31/1998
Rheem Sales Company, Inc. | Ruud | UPDC-101D |  | HSP-A, Single-Package Heat Pum | Heat Pump | 460 | 3 |  |  |  | No Match |  | No Match | 120000 | 13483 | 8.9 | 8.9 |  | 10.3 | 126000 | 12309 | 3 | 3 | 67000 | 9350 | 2.1 | Federally-Regulated Commercial & Industrial Equipment | 03/31/1998 |  | 05/09/1998
Carrier Corp. - Syracuse | Airquest | RHS18*(H,L,S)0******A |  | HSP-A, Single-Package Heat Pum | Heat Pump | 575 | 3 | False |  |  |  | True | Single-Speed | 172000 | 15925 | 10.8 | 10.4 |  |  | 220000 | 19538 | 3.3 | 3.2 |  |  |  | Federally-Regulated Commercial & Industrial Equipment | 03/10/2011 |  | 12/12/2012
York International | Luxaire | BA-12C00*T/W/X***** |  | HSP-A, Single-Package Heat Pum | Heat Pump | 460 | 3 |  |  |  | No Match |  | No Match | 144000 | 15483 | 9.3 | 8.5 |  | 11 | 142000 | 13421 | 3.1 | 2.9 | 91000 | 12696 | 2.1 | Federally-Regulated Commercial & Industrial Equipment | 05/21/2002 |  | 07/18/2002
McQuay International | McQuay International | DPS007AHHW4*C-4 |  | HSP-A, Single-Package Heat Pum | Heat Pump | 460 | 3 | False |  |  |  | True | Variable-Speed | 89000 | 7177 | 12.4 | 10.8 |  |  | 79000 | 6291 | 3.7 | 3.3 |  |  |  | Federally-Regulated Commercial & Industrial Equipment | 08/28/2012 |  | 04/19/2013
GE Appliances, a Haier company | General Electric | BWA180C4 | BWH180A | HRCU-A-CB, Split System: Heat | Heat Pump | 460 | 3 |  |  |  | No Match |  | No Match | 180000 | 23200 | 7.8 | 7.5 |  |  | 180000 | 20000 | 2.6 |  | 100000 | 16200 | 1.8 | Non Federally-Regulated | 09/08/1982 |  | 09/03/2015
York International | Fraser Johnston | BA-07C00*T/W/X***1* |  | HSP-A, Single-Package Heat Pum | Heat Pump | 460 | 3 |  |  |  | No Match |  | No Match | 90000 | 8411 | 10.7 | 8.9 |  | 11 | 85000 | 7782 | 3.2 | 3 | 46000 | 6126 | 2.2 | Federally-Regulated Commercial & Industrial Equipment | 07/19/2001 |  | 02/05/2002
Carrier Corp. - Syracuse | Day & Night | 541AE120 | 517A120 | HRCU-A-CB, Split System: Heat | Heat Pump | 208 | 3 |  |  |  | No Match |  | No Match | 107000 | 12442 | 8.6 | 8.9 |  |  | 117000 | 11427 | 3 | 3 | 70000 | 9325 | 2.2 | Non Federally-Regulated | 07/31/1992 |  | 03/31/1998
Trane U.S. Inc. | Trane | BWC090C4F |  | HSP-A, Single-Package Heat Pum | Heat Pump | 460 | 3 |  |  |  | No Match |  | No Match | 90000 | 10100 | 8.9 |  |  |  | 85000 | 8600 |  |  | 44000 | 6800 |  | Non Federally-Regulated | 05/11/1988 |  | 03/15/1989
Carrier Corp. - Syracuse | ICP Commercial | RHH090(H,L,S)******TA |  | HSP-A, Single-Package Heat Pum | Heat Pump | 230 | 3 | False |  |  |  | True | Single-Speed | 90000 | 7438 | 12.1 | 10.8 |  |  | 84000 | 7033 | 3.5 | 3.3 |  |  |  | Federally-Regulated Commercial & Industrial Equipment | 10/28/2014 |  | 10/28/2014
McQuay International | McQuay International | DPS006AHHG2*C-4 |  | HSP-A, Single-Package Heat Pum | Heat Pump | 230 | 3 | False |  |  |  | True | Variable-Speed | 69000 | 6216 | 11.1 | 10.8 |  |  | 64000 | 5083 | 3.7 | 3.3 |  |  |  | Federally-Regulated Commercial & Industrial Equipment | 08/28/2012 |  | 04/19/2013
Trane U.S. Inc. | Trane Unitary Products Group | WSC090E3*0A |  | HSP-A, Single-Package Heat Pum | Heat Pump | 208 | 3 | False |  |  |  | True | Single-Speed | 89000 | 8018 | 11.1 | 10.8 |  |  | 86000 | 7413 | 3.4 | 3.3 |  |  |  | Federally-Regulated Commercial & Industrial Equipment | 08/28/2014 |  | 04/21/2015
Rheem Sales Company, Inc. | Heil Quaker | NRHR10HP00B |  | HSP-A, Single-Package Heat Pum | Heat Pump | 208 | 3 |  |  |  | No Match |  | No Match | 116000 | 14150 | 8.2 |  |  |  | 118000 | 12350 |  |  | 60000 | 8790 | 2 | Non Federally-Regulated | 05/11/1988 |  | 03/15/1989
Trane U.S. Inc. | American Standard, Inc. | WS(D,H)180E(3,4,W)R0****(6,7) |  | HSP-A, Single-Package Heat Pum | Heat Pump | 460 | 3 | False |  |  |  | False | Single-Speed | 170000 | 16037 | 10.6 | 10.4 |  |  | 170000 | 15569 | 3.2 | 3.2 |  |  |  | Federally-Regulated Commercial & Industrial Equipment | 12/12/2012 |  | 04/21/2014
Rheem Sales Company, Inc. | Ruud | UPWC-075C | UHGF-100Z | HRCU-A-CB, Split System: Heat | Heat Pump | 230 | 3 |  |  |  | No Match |  | No Match | 92000 | 9583 | 9.6 | 8.9 |  |  | 88000 | 8057 | 3.2 | 3 | 48000 | 6697 | 2.1 | Federally-Regulated Commercial & Industrial Equipment | 07/25/2000 |  | 07/18/2002
Trane U.S. Inc. | American Standard, Inc. | WCH240B400B |  | HSP-A, Single-Package Heat Pum | Heat Pump | 460 | 3 |  |  |  | No Match |  | No Match | 236000 | 27440 | 8.6 |  |  |  | 230000 | 21730 | 3.1 |  | 114000 | 16690 | 2 | Non Federally-Regulated | 07/31/1992 |  | 03/31/1998
Carrier Corp. - Syracuse | Carrier | 50HJQ016501/601 |  | HSP-A, Single-Package Heat Pum | Heat Pump | 230 | 3 |  |  |  | No Match |  | No Match | 172000 | 18494 | 9.3 | 8.5 |  | 9.7 | 172000 | 15275 | 3.3 | 2.9 | 94000 | 12522 | 2.2 | Federally-Regulated Commercial & Industrial Equipment | 03/31/1998 |  | 05/09/1998
Rheem Sales Company, Inc. | Ruud | UPWA-075DAS | UHPA-075GA | HRCU-A-CB, Split System: Heat | Heat Pump | 460 | 3 |  |  |  | No Match |  | No Match | 90000 | 11300 | 8 | 7.5 |  |  | 90000 | 8800 |  |  | 51000 | 6900 |  | Non Federally-Regulated | 08/30/1983 |  | 05/16/1984
Trane U.S. Inc. | Trane Unitary Products Group | TWA120D3**A* | TWE120D1**A* | HRCU-A-CB, Split System: Heat | Heat Pump | 208 | 3 |  |  |  |  | True | Single-Speed | 120000 | 10909 | 11 | 10.8 |  |  | 105000 | 9325 | 3.3 | 3.3 |  |  |  | Federally-Regulated Commercial & Industrial Equipment | 06/14/2011 |  | 04/21/2014
Carrier Corp. - Syracuse | Carrier | 50QJ0085 |  | HSP-A, Single-Package Heat Pum | Heat Pump | 230 | 3 |  |  |  | No Match |  | No Match | 90000 | 10300 | 8.7 | 8.2 |  |  | 92000 | 8500 | 3.2 |  | 49000 | 7100 | 2 | Non Federally-Regulated | 02/22/1990 |  | 07/31/1992
Rheem Sales Company, Inc. | Heil | NRHR92HP15A |  | HSP-A, Single-Package Heat Pum | Heat Pump | 208 | 3 |  |  |  | No Match |  | No Match | 92000 | 10500 | 8.8 |  |  |  | 94000 | 9160 | 2.9 | 2.5 | 52000 | 7190 | 2 | Non Federally-Regulated | 08/23/1990 |  | 07/27/1992
Compu-Aire | Compu-Aire | CASH-632 | BPUB-C20*-A*A | HSP-A, Single-Package Heat Pum | Heat Pump | 208 | 3 |  |  |  | No Match |  | No Match | 78500 | 8260 | 9.5 | 8.9 |  |  | 78100 | 7360 | 3.1 | 3 | 48500 | 6990 | 2 | Non Federally-Regulated | 03/31/1993 |  | 04/07/1996
Carrier Corp. - Syracuse | Heil | RHS(240)(H,L,S)******TA |  | HSP-A, Single-Package Heat Pum | Heat Pump | 575 | 3 | False |  |  |  | True | Single-Speed | 232000 | 21886 | 10.6 | 10.4 |  |  | 220000 | 19538 | 3.3 | 3.2 |  |  |  | Federally-Regulated Commercial & Industrial Equipment | 04/21/2014 |  | 10/28/2014
International Comfort Products | Kenmore | PH*090N2LA |  | HSP-A, Single-Package Heat Pum | Heat Pump | 460 | 3 |  |  |  | No Match |  | No Match | 91000 | 9784 | 9.3 | 8.9 |  | 10.4 | 90000 | 8508 | 3.1 | 3 | 48000 | 6862 | 2.1 | Federally-Regulated Commercial & Industrial Equipment | 03/31/1998 |  | 05/09/1998
Carrier Corp. - Syracuse | ICP Commercial | RHH102(H,L,S)******AA |  | HSP-A, Single-Package Heat Pum | Heat Pump | 230 | 3 | False |  |  |  | True | Single-Speed | 100000 | 8333 | 12 | 10.8 |  |  | 100000 | 8619 | 3.4 | 3.3 |  |  |  | Federally-Regulated Commercial & Industrial Equipment | 10/28/2014 |  | 10/28/2014
Carrier Corp. - Syracuse | Carrier | 38AQ0345 | 40RR034 | HRCU-A-CB, Split System: Heat | Heat Pump | 230 | 3 |  |  |  | No Match |  | No Match | 307028 | 36991 | 8.3 |  |  |  | 327000 | 34208 |  |  | 183000 | 25525 |  | Non Federally-Regulated | 05/11/1988 |  | 03/15/1989
Carrier Corp. | Carrier | 38BQ0085 | 40BA009 | HRCU-A-CB, Split System: Heat | Heat Pump | 208 | 3 |  |  |  | No Match |  | No Match | 86000 | 9500 | 9.1 |  |  |  | 86000 | 8000 | 3.2 | 2.5 | 47000 | 6600 | 2.1 | Non Federally-Regulated | 03/07/1988 |  | 03/08/1996
Trane U.S. Inc. | American Standard, Inc. | 4A6C3048A (2) | TWE120E1**A* | HRCU-A-CB, Split System: Heat | Heat Pump | 230 | 3 |  |  |  |  | True | Single-Speed | 101000 | 8326 | 12.1 | 10.8 |  |  | 95000 | 7524 | 3.7 | 3.3 |  |  |  | Federally-Regulated Commercial & Industrial Equipment | 11/30/2011 |  | 05/02/2012
Rheem Sales Company, Inc. | Airquest | NRHR10LP30B |  | HSP-A, Single-Package Heat Pum | Heat Pump | 460 | 3 |  |  |  | No Match |  | No Match | 120000 | 13400 | 9 | 8.9 |  |  | 126000 | 11875 | 3.1 | 3 | 67000 | 9345 | 2.1 | Non Federally-Regulated | 01/26/1993 |  | 09/02/1995
Carrier Corp. - Syracuse | Comfortmaker | CHS072(H,L,S)A* | FHS072(M,S,K)**A0* | HRCU-A-CB, Split System: Heat | Heat Pump | 575 | 3 |  |  |  |  | True | Single-Speed | 70000 | 6363 | 11 | 10.8 |  |  | 66000 | 5861 | 3.3 | 3.3 |  |  |  | Federally-Regulated Commercial & Industrial Equipment | 07/18/2013 |  | 10/28/2014
York International | York | B1CH240A/E***25/46/58 |  | HSP-A, Single-Package Heat Pum | Heat Pump | 208 | 3 |  |  |  | No Match |  | No Match | 222000 | 26117 | 8.5 | 8.5 |  | 8 | 226000 | 22072 | 3 | 2.9 | 120000 | 17579 | 2 | Federally-Regulated Commercial & Industrial Equipment | 07/31/2002 |  | 01/18/2008
Trane U.S. Inc. | American Standard, Inc. | WCD240B300B |  | HSP-A, Single-Package Heat Pum | Heat Pump | 230 | 3 |  |  |  | No Match |  | No Match | 230000 | 26750 | 8.6 |  |  |  | 236000 | 22300 | 3.1 |  | 128000 | 17850 | 2.1 | Non Federally-Regulated | 07/31/1992 |  | 03/31/1998
Carrier Corp. - Syracuse | Tempstar | RHS(240,243)(H,L,S)******TA |  | HSP-A, Single-Package Heat Pum | Heat Pump | 230 | 3 | False |  |  |  | True | Single-Speed | 232000 | 21886 | 10.6 | 10.4 |  |  | 220000 | 19538 | 3.3 | 3.2 |  |  |  | Federally-Regulated Commercial & Industrial Equipment | 12/12/2012 |  | 04/21/2014
Rheem Sales Company, Inc. | Ruud | UPDC-101C* |  | HSP-A, Single-Package Heat Pum | Heat Pump | 208 | 3 |  |  |  | No Match |  | No Match | 120000 | 13400 | 9 | 8.9 |  | 10.3 | 126000 | 11875 | 3.1 | 3 | 67000 | 9345 | 2.1 | Non Federally-Regulated | 01/26/1993 |  | 09/02/1995
Rheem Sales Company, Inc. | Rheem | UPWA-075CAS | UHPA-075EA | HRCU-A-CB, Split System: Heat | Heat Pump | 208 | 3 |  |  |  | No Match |  | No Match | 90000 | 11500 | 7.8 | 7.5 |  |  | 90000 | 9100 |  |  | 51000 | 7200 |  | Non Federally-Regulated | 09/08/1982 |  | 08/30/1983
Carrier Corp. - Syracuse | Bryant Air Conditioning | 549BPX/BEX120 |  | HSP-A, Single-Package Heat Pum | Heat Pump | 230 | 3 |  |  |  | No Match |  | No Match | 115000 | 11500 | 10 | 8.9 |  | 10.4 | 110000 | 9766 | 3.3 | 3 | 58000 | 8944 | 1.9 | Federally-Regulated Commercial & Industrial Equipment | 07/31/2002 |  | 09/25/2002
York International | York | B1HN120N***46* |  | HSP-A, Single-Package Heat Pum | Heat Pump | 460 | 3 |  |  |  | No Match |  | No Match | 118000 | 13111 | 9 | 8.9 |  |  | 116000 | 11332 | 3 | 3 | 70000 | 10257 | 2 | Federally-Regulated Commercial & Industrial Equipment | 08/21/1998 |  | 10/02/1998
Carrier Corp. - Syracuse | Arcoaire | RHS150(H,L,S)******AA |  | HSP-A, Single-Package Heat Pum | Heat Pump | 230 | 3 | False |  |  |  | False | Single-Speed | 142000 | 13396 | 10.6 | 10.4 |  |  | 142000 | 13005 | 3.2 | 3.2 |  |  |  | Federally-Regulated Commercial & Industrial Equipment | 12/12/2012 |  | 10/28/2014
Carrier Corp. - Syracuse | Comfortmaker | CHS180(H,L,S)D* | FHS180(M,S,H,L)**A2* | HRCU-A-CB, Split System: Heat | Heat Pump | 208 | 3 |  |  |  |  | True | Single-Speed | 178000 | 16792 | 10.6 | 10.4 |  |  | 178000 | 15343 | 3.4 | 3.2 |  |  |  | Federally-Regulated Commercial & Industrial Equipment | 07/18/2013 |  | 10/28/2014
Carrier Corp. - Syracuse | ICP Commercial | RHS150(H,L,S)******TA |  | HSP-A, Single-Package Heat Pum | Heat Pump | 230 | 3 | False |  |  |  | False | Single-Speed | 142000 | 13396 | 10.6 | 10.4 |  |  | 142000 | 13005 | 3.2 | 3.2 |  |  |  | Federally-Regulated Commercial & Industrial Equipment | 10/28/2014 |  | 10/28/2014
Carrier Corp. - Syracuse | Airquest | CHS121(H,L,S)A* | FHS120(M,S)**A0* | HRCU-A-CB, Split System: Heat | Heat Pump | 460 | 3 |  |  |  |  | True | Single-Speed | 112000 | 10181 | 11 | 10.8 |  |  | 106000 | 9413 | 3.3 | 3.3 |  |  |  | Federally-Regulated Commercial & Industrial Equipment | 07/18/2013 |  | 10/28/2014
York International | Luxaire | BA-15[E18,E36]***(T,W,X)* |  | HSP-A, Single-Package Heat Pum | Both Heat Pump and Electric Re | 460 | 3 |  |  |  |  | True | Single-Speed | 164000 | 16566 | 9.9 | 8.5 |  | 9.5 | 172000 | 15762 | 3.2 | 2.9 | 102000 | 14244 | 2.1 | Federally-Regulated Commercial & Industrial Equipment | 01/18/2008 |  | 02/24/2011
Carrier Corp. - Syracuse | Tempstar | RHS150(H,L,S)******** |  | HSP-A, Single-Package Heat Pum | Heat Pump | 575 | 3 | False |  |  |  | False | Single-Speed | 142000 | 13396 | 10.6 | 10.4 |  |  | 142000 | 13005 | 3.2 | 3.2 |  |  |  | Federally-Regulated Commercial & Industrial Equipment | 11/30/2011 |  | 12/12/2012
Lennox Industries Inc. | Lennox | LHA120H* |  | HSP-A, Single-Package Heat Pum | Heat Pump | 460 | 3 |  |  |  | No Match |  | No Match | 118000 | 11456 | 10.3 | 8.9 |  |  | 120000 | 10654 | 3.3 | 3 | 72000 | 10045 | 2.1 | Federally-Regulated Commercial & Industrial Equipment | 07/19/2001 |  | 11/21/2001
Lennox Industries Inc. | Lennox | KHA072S4B**Y,G,J |  | HSP-A, Single-Package Heat Pum | Both Heat Pump and Electric Re | 460 | 3 | False |  |  |  | True | Single-Speed | 69000 | 6272 | 11 | 11 |  |  | 70000 | 6216 | 3.3 | 3.3 | 40000 | 5210 | 2.3 | Federally-Regulated Commercial & Industrial Equipment | 04/21/2015 |  | 06/01/2015
Trane U.S. Inc. | American Standard, Inc. | 2A6C0072A3 | TWE090A | HRCU-A-CB, Split System: Heat | Heat Pump | 230 | 3 |  |  |  | No Match |  | No Match | 70000 | 6603 | 10.6 | 8.9 |  |  | 64500 | 5558 | 3.4 | 3 | 41000 | 4805 | 2.5 | Federally-Regulated Commercial & Industrial Equipment | 11/19/2002 |  | 06/19/2003
Carrier Corp. - Syracuse | Bryant Air Conditioning | 548DPX/DEX120-AA |  | HSP-A, Single-Package Heat Pum | Heat Pump | 460 | 3 |  |  |  | No Match |  | No Match | 112000 | 12444 | 9 | 8.9 |  | 9 | 105000 | 9924 | 3.1 | 3 | 53000 | 9134 | 1.7 | Federally-Regulated Commercial & Industrial Equipment | 11/18/1999 |  | 04/13/2000
Lennox Industries Inc. | Lennox | KHA150S4M*1Y,G,J |  | HSP-A, Single-Package Heat Pum | Both Heat Pump and Electric Re | 230 | 3 | False |  |  |  | True | Single-Speed | 138000 | 13018 | 10.6 | 10.4 |  |  | 138000 | 12638 | 3.2 | 3.2 |  |  |  | Federally-Regulated Commercial & Industrial Equipment | 04/19/2013 |  | 10/28/2014
Trane U.S. Inc. | Trane Unitary Products Group | 4TWA3048A3 (2) | TWE090E1**A* | HRCU-A-CB, Split System: Heat | Heat Pump | 230 | 3 |  |  |  |  | True | Single-Speed | 90000 | 8181 | 11 | 10.8 |  |  | 90000 | 7992 | 3.3 | 3.3 |  |  |  | Federally-Regulated Commercial & Industrial Equipment | 04/19/2013 |  | 08/28/2014
Carrier Corp. - Syracuse | Keeprite | RHH102(H,L,S)******AA |  | HSP-A, Single-Package Heat Pum | Heat Pump | 460 | 3 | False |  |  |  | True | Single-Speed | 100000 | 8333 | 12 | 10.8 |  |  | 100000 | 8619 | 3.4 | 3.3 |  |  |  | Federally-Regulated Commercial & Industrial Equipment | 10/28/2014 |  | 10/28/2014
Trane U.S. Inc. | Trane | WCD120B40*E* |  | HSP-A, Single-Package Heat Pum | Heat Pump | 460 | 3 |  |  |  | No Match |  | No Match | 117000 | 12717 | 9.2 | 8.9 |  | 9.4 | 119000 | 11622 | 3 | 3 | 61000 | 8936 | 2 | Federally-Regulated Commercial & Industrial Equipment | 07/31/2002 |  | 09/25/2002
Carrier Corp. - Syracuse | ICP Commercial | RHH(120,121)(H,L,S)******** |  | HSP-A, Single-Package Heat Pum | Heat Pump | 575 | 3 | False |  |  |  | True | Single-Speed | 119000 | 9674 | 12.3 | 10.8 |  |  | 116000 | 9713 | 3.5 | 3.3 |  |  |  | Federally-Regulated Commercial & Industrial Equipment | 11/30/2011 |  | 12/12/2012
Compu-Aire | Compu-Aire | CASH-734 | 40RR044 | HSP-A, Single-Package Heat Pum | Heat Pump | 460 | 3 |  |  |  | No Match |  | No Match | 87900 | 9350 | 9.4 | 8.9 |  |  | 81500 | 8050 | 3 | 3 | 50300 | 7360 | 2 | Non Federally-Regulated | 02/24/1993 |  | 03/31/1993
York International | Fraser Johnston | BA-15[E54]***(T,W,X)* |  | HSP-A, Single-Package Heat Pum | Both Heat Pump and Electric Re | 575 | 3 |  |  |  |  | True | Single-Speed | 162000 | 16531 | 9.8 | 8.5 |  | 9.4 | 172000 | 15762 | 3.2 | 2.9 | 102000 | 9348 | 3.2 | Federally-Regulated Commercial & Industrial Equipment | 01/18/2008 |  | 02/24/2011
Goettl | Goettl | HP662A* |  | HSP-A, Single-Package Heat Pum | Heat Pump | 230 | 1 |  |  |  | No Match |  | No Match | 67000 | 7865 | 8.5 | 8.9 |  |  | 67000 | 6675 | 2.9 | 3 | 35600 | 5795 | 1.8 | Non Federally-Regulated | 01/05/1993 |  | 03/12/1993
Goettl | Goettl | HPC901E-3 |  | HSP-A, Single-Package Heat Pum | Heat Pump | 230 | 3 |  |  |  | No Match |  | No Match | 96000 | 9142 | 10.5 | 8.9 |  |  | 97000 | 9473 | 3 | 3 | 55000 | 8057 | 2 | Federally-Regulated Commercial & Industrial Equipment | 11/18/1999 |  | 04/13/2000
Carrier Corp. - Syracuse | Carrier | 50HJQ01250/60 |  | HSP-A, Single-Package Heat Pum | Heat Pump | 230 | 3 |  |  |  | No Match |  | No Match | 115000 | 11500 | 10 | 8.9 |  | 10.4 | 110000 | 9766 | 3.3 | 3 | 58000 | 8944 | 1.9 | Federally-Regulated Commercial & Industrial Equipment | 07/31/2002 |  | 09/25/2002
Carrier Corp. - Syracuse | Heil | RHS090(L,S)******TA |  | HSP-A, Single-Package Heat Pum | Heat Pump | 460 | 3 | False |  |  |  | False | Single-Speed | 88000 | 7857 | 11.2 | 10.8 |  |  | 86000 | 7413 | 3.4 | 3.3 |  |  |  | Federally-Regulated Commercial & Industrial Equipment | 12/12/2012 |  | 10/28/2014
Carrier Corp. - Syracuse | Carrier | 50HJQ00750/60 |  | HSP-A, Single-Package Heat Pum | Heat Pump | 208 | 3 |  |  |  | No Match |  | No Match | 68000 | 7157 | 9.5 | 8.9 |  |  | 72000 | 6206 | 3.4 | 3 | 36000 | 5495 | 1.9 | Federally-Regulated Commercial & Industrial Equipment | 03/31/1998 |  | 05/09/1998
International Comfort Products | ICP Commercial | PHE090S***** |  | HSP-A, Single-Package Heat Pum | Heat Pump | 575 | 3 |  |  |  | No Match |  | No Match | 87000 | 8613 | 10.1 | 8.9 |  |  | 83000 | 7599 | 3.2 | 3 | 47000 | 6259 | 2.2 | Federally-Regulated Commercial & Industrial Equipment | 03/21/2002 |  | 09/25/2002
Carrier Corp. | Carrier | 50EQ0346 |  | HSP-A, Single-Package Heat Pum | Heat Pump | 460 | 3 |  |  |  | No Match |  | No Match | 336000 | 43000 | 7.8 |  |  |  | 360000 | 35000 | 3 |  | 211000 | 28900 | 2.1 | Voluntarily Certified | 01/23/1988 |  | 07/27/1992
Trane U.S. Inc. | Trane | BWA120C4K | BWE120C-D | HRCU-A-CB, Split System: Heat | Heat Pump | 460 | 3 |  |  |  | No Match |  | No Match | 118000 | 14300 | 8.3 | 8.2 |  |  | 120000 | 11550 |  |  | 70000 | 9550 |  | Non Federally-Regulated | 05/16/1984 |  | 06/11/1985
Rheem Sales Company, Inc. | Rheem | RPWB-200CAS | RHPA-200G 1 | HRCU-A-CB, Split System: Heat | Heat Pump | 230 | 3 |  |  |  | No Match |  | No Match | 234000 | 28540 | 8.2 |  |  |  | 234000 | 24490 |  |  | 119000 | 17430 |  | Non Federally-Regulated | 06/11/1985 |  | 05/11/1988
York International | York | BQ240[E54]***(2,4,5)* |  | HSP-A, Single-Package Heat Pum | Both Heat Pump and Electric Re | 230 | 3 |  |  |  |  | True | Single-Speed | 216000 | 22737 | 9.5 | 8.5 |  | 9.5 | 210000 | 19866 | 3.1 | 2.9 | 130000 | 19062 | 2 | Federally-Regulated Commercial & Industrial Equipment | 01/18/2008 |  | 01/24/2011
AAON, Inc. | Aaon | RG-20-3-A0-***:* |  | HSP-A, Single-Package Heat Pum | Heat Pump | 460 | 3 |  |  |  | No Match |  | No Match | 231600 | 24379 | 9.5 | 8.5 |  | 10.2 | 238400 | 20003 | 3.5 | 2.9 | 145598 | 16850 | 2.5 | Federally-Regulated Commercial & Industrial Equipment | 12/11/1995 |  | 04/07/1996
Carrier Corp. - Syracuse | Payne | 542EP,FP090 |  | HSP-A, Single-Package Heat Pum | Heat Pump | 230 | 3 |  |  |  | No Match |  | No Match | 86000 | 10238 | 8.4 | 8.2 |  |  | 87000 | 8792 |  |  | 50000 | 7327 |  | Non Federally-Regulated | 06/11/1985 |  | 05/11/1988
Carrier Corp. - Syracuse | Keeprite | RHS072(H,L,S)******A |  | HSP-A, Single-Package Heat Pum | Both Heat Pump and Electric Re | 208 | 3 |  |  |  |  | False | Single-Speed | 70000 | 6306 | 11.1 | 8.9 |  |  | 67000 | 5954 | 3.3 | 3 |  |  |  | Federally-Regulated Commercial & Industrial Equipment | 07/16/2009 |  | 12/12/2012
Carrier Corp. - Syracuse | Bryant Heating & Cooling Systems | 548J(P,E,T)24*********(D,E)A-HORZ |  | HSP-A, Single-Package Heat Pum | Heat Pump | 460 | 3 | False |  |  |  | True | Single-Speed | 232000 | 21886 | 10.6 | 10.4 |  |  | 220000 | 19538 | 3.3 | 3.2 |  |  |  | Federally-Regulated Commercial & Industrial Equipment | 04/21/2014 |  | 10/28/2014
Carrier Corp. - Syracuse | Airquest | RHS072(H,L,S)******A |  | HSP-A, Single-Package Heat Pum | Both Heat Pump and Electric Re | 460 | 3 |  |  |  |  | False | Single-Speed | 70000 | 6306 | 11.1 | 8.9 |  |  | 67000 | 5954 | 3.3 | 3 |  |  |  | Federally-Regulated Commercial & Industrial Equipment | 07/16/2009 |  | 12/12/2012
Trane U.S. Inc. | American Standard, Inc. | TWA180B300A | TWE180B300A | HRCU-A-CB, Split System: Heat | Heat Pump | 208 | 3 |  |  |  | No Match |  | No Match | 176000 | 19550 | 9 | 8.2 |  |  | 172000 | 16160 | 3.1 |  | 90000 | 11880 | 2.2 | Non Federally-Regulated | 02/22/1990 |  | 07/31/1992
Carrier Corp. - Syracuse | Airquest | RHS(120,121)(H,L,S)******** |  | HSP-A, Single-Package Heat Pum | Heat Pump | 460 | 3 | False |  |  |  | False | Single-Speed | 116000 | 10545 | 11 | 10.8 |  |  | 116000 | 9999 | 3.4 | 3.3 |  |  |  | Federally-Regulated Commercial & Industrial Equipment | 11/30/2011 |  | 12/12/2012
Carrier Corp. - Syracuse | Day & Night | 542EE120030 |  | HSP-A, Single-Package Heat Pum | Heat Pump | 460 | 3 |  |  |  | No Match |  | No Match | 120000 | 14700 | 8.2 | 8.2 |  |  | 120000 | 12200 |  |  | 65000 | 9200 |  | Non Federally-Regulated | 02/22/1990 |  | 07/31/1992
Carrier Corp. - Syracuse | Carrier Corp. | 50TCQ*17***(5,6,1)C***(A,C,D,F)* |  | HSP-A, Single-Package Heat Pum | Heat Pump | 208 | 3 | False |  |  |  | True | Single-Speed | 172000 | 15925 | 10.8 | 10.4 |  |  | 220000 | 19538 | 3.3 | 3.2 |  |  |  | Federally-Regulated Commercial & Industrial Equipment | 01/09/2014 |  | 10/28/2014
Carrier Corp. - Syracuse | ICP Commercial | RHH(120,121)(H,L,S)******** |  | HSP-A, Single-Package Heat Pum | Heat Pump | 460 | 3 | False |  |  |  | True | Single-Speed | 119000 | 9674 | 12.3 | 10.8 |  |  | 116000 | 9713 | 3.5 | 3.3 |  |  |  | Federally-Regulated Commercial & Industrial Equipment | 11/30/2011 |  | 12/12/2012
Carrier Corp. - Syracuse | ICP Commercial | RHS(240,243)(H,L,S)******** |  | HSP-A, Single-Package Heat Pum | Heat Pump | 460 | 3 | False |  |  |  | True | Single-Speed | 232000 | 21886 | 10.6 | 10.4 |  |  | 220000 | 19538 | 3.3 | 3.2 |  |  |  | Federally-Regulated Commercial & Industrial Equipment | 11/30/2011 |  | 12/12/2012
York International | Luxaire | BA-12C00*T/W/X***1* |  | HSP-A, Single-Package Heat Pum | Heat Pump | 230 | 3 |  |  |  | No Match |  | No Match | 144000 | 15483 | 9.3 | 8.5 |  | 11 | 142000 | 13421 | 3.1 | 2.9 | 91000 | 12696 | 2.1 | Federally-Regulated Commercial & Industrial Equipment | 07/19/2001 |  | 02/05/2002
Trane U.S. Inc. | Trane | WCD240B30*E* |  | HSP-A, Single-Package Heat Pum | Heat Pump | 208 | 3 |  |  |  | No Match |  | No Match | 230000 | 26744 | 8.6 | 8.5 |  | 8.7 | 230000 | 21738 | 3.1 | 2.9 | 128000 | 17858 | 2.1 | Federally-Regulated Commercial & Industrial Equipment | 07/19/2001 |  | 11/21/2001
Rheem Sales Company, Inc. | Rheem | RPWC-075CAS* | RHGF-100Z | HRCU-A-CB, Split System: Heat | Heat Pump | 208 | 3 |  |  |  | No Match |  | No Match | 92000 | 9570 | 9.6 | 8.9 |  |  | 88000 | 8000 | 3.2 | 3 | 48000 | 6750 | 2.1 | Non Federally-Regulated | 01/26/1993 |  | 09/02/1995
Carrier Corp. - Syracuse | Heil | RHH072(H,L,S)******** |  | HSP-A, Single-Package Heat Pum | Heat Pump | 460 | 3 | False |  |  |  | True | Single-Speed | 72000 | 6000 | 12 | 10.8 |  |  | 70000 | 6033 | 3.4 | 3.3 |  |  |  | Federally-Regulated Commercial & Industrial Equipment | 11/30/2011 |  | 10/28/2014
York International | York | BP090[C,E]***(2,4,5)* |  | HSP-A, Single-Package Heat Pum | Both Heat Pump and Electric Re | 208 | 3 |  |  |  |  | False | Dual-Speed | 89000 | 8396 | 10.6 | 8.9 |  | 11 | 85000 | 7790 | 3.2 | 3 | 46000 | 6132 | 2.2 | Federally-Regulated Commercial & Industrial Equipment | 01/18/2008 |  | 02/24/2011
Carrier Corp. - Syracuse | Comfortmaker | CHS121(H,L,S)A* | FHS120(M,S)A*A* | HRCU-A-CB, Split System: Heat | Heat Pump | 575 | 3 |  |  |  |  | True | Single-Speed | 112000 | 10181 | 11 | 10.8 |  |  | 106000 | 9414 | 3.3 | 3.3 |  |  |  | Federally-Regulated Commercial & Industrial Equipment | 03/10/2011 |  | 12/12/2012
Carrier Corp. - Syracuse | Day & Night | RHH(120,121)(H,L,S)******AA |  | HSP-A, Single-Package Heat Pum | Heat Pump | 208 | 3 | False |  |  |  | True | Single-Speed | 119000 | 9674 | 12.3 | 10.8 |  |  | 116000 | 9713 | 3.5 | 3.3 |  |  |  | Federally-Regulated Commercial & Industrial Equipment | 12/12/2012 |  | 10/28/2014
Daikin Comfort Technologies Manufacturing, L.P. | Goodman | CPH150********A* |  | HSP-A, Single-Package Heat Pum | Both Heat Pump and Electric Re | 208 | 3 | False |  |  |  | False | Single-Speed | 146000 | 13518 | 10.8 | 10.4 |  |  | 150000 | 13737 | 3.2 | 3.2 |  |  |  | Federally-Regulated Commercial & Industrial Equipment | 03/02/2012 |  | 12/12/2012
Rheem Sales Company, Inc. | Addison Products | RHB10T-3 | AH10T3/4K | HRCU-A-CB, Split System: Heat | Heat Pump | 208 | 3 |  |  |  | No Match |  | No Match | 118000 | 14390 | 8.2 | 8.2 |  |  | 118000 | 14390 | 2.4 |  | 60000 | 8790 | 2 | Non Federally-Regulated | 03/15/1989 |  | 10/10/1989
Carrier Corp. - Syracuse | Carrier Corp. | 50HCQ*09***(5,6,1)A***(G,J,K,M)* |  | HSP-A, Single-Package Heat Pum | Heat Pump | 208 | 3 | False |  |  |  | True | Single-Speed | 100000 | 8333 | 12 | 10.8 |  |  | 100000 | 8619 | 3.4 | 3.3 |  |  |  | Federally-Regulated Commercial & Industrial Equipment | 12/12/2012 |  | 10/28/2014
Daikin Comfort Technologies Manufacturing, L.P. | Kenmore Heating & Cooling | (2)CPKE60-3A | AH120-XX | HRCU-A-CB, Split System: Heat | Heat Pump | 208 | 3 |  |  |  | No Match |  | No Match | 104000 | 11685 | 8.9 | 8.9 |  | 9.5 | 102000 | 9964 | 3 | 3 | 65000 | 9525 | 2 | Federally-Regulated Commercial & Industrial Equipment | 12/14/1998 |  | 08/18/1999
York International | Fraser Johnston | BA-06[C,E]***(T,W,X)* |  | HSP-A, Single-Package Heat Pum | Both Heat Pump and Electric Re | 575 | 3 |  |  |  |  | False | Single-Speed | 78000 | 7647 | 10.2 | 8.9 |  | 0 | 69000 | 6323 | 3.2 | 3 | 43000 | 5732 | 2.2 | Federally-Regulated Commercial & Industrial Equipment | 01/18/2008 |  | 02/24/2011
Carrier Corp. - Syracuse | Keeprite | RHS090(L,S)******AA |  | HSP-A, Single-Package Heat Pum | Heat Pump | 575 | 3 | False |  |  |  | False | Single-Speed | 88000 | 7857 | 11.2 | 10.8 |  |  | 86000 | 7413 | 3.4 | 3.3 |  |  |  | Federally-Regulated Commercial & Industrial Equipment | 10/28/2014 |  | 10/28/2014
International Comfort Products | Comfortmaker | RYMA10F**** |  | HSP-A, Single-Package Heat Pum | Heat Pump | 460 | 3 |  |  |  | No Match |  | No Match | 123000 | 13516 | 9.1 | 8.9 |  | 9.5 | 123000 | 11628 | 3.1 | 3 | 71000 | 10404 | 2 | Federally-Regulated Commercial & Industrial Equipment | 12/14/1998 |  | 08/17/1999
York International | Luxaire | ECSE-T/W090 | FCHP-S090 | HRCU-A-CB, Split System: Heat | Heat Pump | 230 | 3 |  |  |  | No Match |  | No Match | 83000 | 9222 | 9 | 8.9 |  |  | 78000 | 7617 | 3 | 3 | 51000 | 6496 | 2.3 | Federally-Regulated Commercial & Industrial Equipment | 06/19/2003 |  | 01/18/2008
Carrier Corp. - Syracuse | Carrier | 38AQ0245 | 40RR024 | HRCU-A-CB, Split System: Heat | Heat Pump | 208 | 3 |  |  |  | No Match |  | No Match | 202171 | 25346 | 8 |  |  |  | 230000 | 24060 | 2.8 |  | 129900 | 19024 | 2 | Non Federally-Regulated | 07/31/1992 |  | 03/31/1998
Carrier Corp. - Syracuse | Airquest | RHS090(L,S)******TA |  | HSP-A, Single-Package Heat Pum | Heat Pump | 460 | 3 | False |  |  |  | False | Single-Speed | 88000 | 7857 | 11.2 | 10.8 |  |  | 86000 | 7413 | 3.4 | 3.3 |  |  |  | Federally-Regulated Commercial & Industrial Equipment | 10/28/2014 |  | 10/28/2014
Carrier Corp. - Syracuse | Carrier | 50HJQ00750/60 |  | HSP-A, Single-Package Heat Pum | Heat Pump | 208 | 3 |  |  |  | No Match |  | No Match | 68000 | 7157 | 9.5 | 8.9 |  |  | 72000 | 6204 | 3.4 | 3 | 36000 | 5551 | 1.9 | Federally-Regulated Commercial & Industrial Equipment | 05/22/2000 |  | 07/18/2002
Carrier Corp. - Syracuse | Carrier | 50HJQ012--53/63 |  | HSP-A, Single-Package Heat Pum | Heat Pump | 230 | 3 |  |  |  | No Match |  | No Match | 116000 | 11262 | 10.3 | 8.9 |  | 10.5 | 114000 | 10121 | 3.3 | 3 | 64000 | 8523 | 2.2 | Federally-Regulated Commercial & Industrial Equipment | 02/06/2002 |  | 07/18/2002
Trane U.S. Inc. | American Standard, Inc. | TWA072A4 | BWE090C-F | HRCU-A-CB, Split System: Heat | Heat Pump | 460 | 3 |  |  |  | No Match |  | No Match | 70500 | 7880 | 8.9 |  |  | 10.1 | 67000 | 6250 | 3 | 2.5 | 36400 | 4710 | 2.3 | Non Federally-Regulated | 03/09/1989 |  | 02/22/1990
Carrier Corp. - Syracuse | Carrier Corp. | 50TCQ*17***(5,6,1)C***(G,J,K,M)* |  | HSP-A, Single-Package Heat Pum | Heat Pump | 208 | 3 | False |  |  |  | True | Single-Speed | 172000 | 15925 | 10.8 | 10.4 |  |  | 220000 | 19538 | 3.3 | 3.2 |  |  |  | Federally-Regulated Commercial & Industrial Equipment | 01/09/2014 |  | 10/28/2014
Rheem Sales Company, Inc. | Tempstar | NRHR92LP15B |  | HSP-A, Single-Package Heat Pum | Heat Pump | 460 | 3 |  |  |  | No Match |  | No Match | 93000 | 10333 | 9 | 8.9 |  | 9.9 | 93000 | 9085 | 3 | 3 | 51000 | 7117 | 2.1 | Federally-Regulated Commercial & Industrial Equipment | 12/14/1998 |  | 08/18/1999
Carrier Corp. - Syracuse | Carrier | 38AQ0125 (2 UNITS) | 40RR024 | HRCU-A-CB, Split System: Heat | Heat Pump | 208 | 3 |  |  |  | No Match |  | No Match | 219150 | 25290 | 8.7 | 7.5 |  |  | 237068 | 23010 |  |  | 133440 | 18650 |  | Non Federally-Regulated | 08/30/1983 |  | 05/16/1984
Carrier Corp. - Syracuse | Carrier Corp. | 50TCQ*24***(5,6,1)A***(A,C,D,F)*-HORZ |  | HSP-A, Single-Package Heat Pum | Heat Pump | 208 | 3 | False |  |  |  | True | Single-Speed | 232000 | 21886 | 10.6 | 10.4 |  |  | 220000 | 19538 | 3.3 | 3.2 |  |  |  | Federally-Regulated Commercial & Industrial Equipment | 04/21/2014 |  | 10/28/2014
Trane U.S. Inc. | Trane | BWA240C300M | BW(H,V)240B300D | HRCU-A-CB, Split System: Heat | Heat Pump | 230 | 3 |  |  |  | No Match |  | No Match | 240000 | 29200 | 8.2 |  |  |  | 236000 | 24200 |  |  | 138000 | 20100 |  | Non Federally-Regulated | 02/22/1990 |  | 07/31/1992
York International | York | BP150C00A2/4/5***** |  | HSP-A, Single-Package Heat Pum | Heat Pump | 230 | 3 |  |  |  | No Match |  | No Match | 144000 | 15483 | 9.3 | 8.5 |  | 11 | 142000 | 13421 | 3.1 | 2.9 | 91000 | 12696 | 2.1 | Federally-Regulated Commercial & Industrial Equipment | 05/21/2002 |  | 07/18/2002
Carrier Corp. - Syracuse | Tempstar | RHS(181,183)(H,L,S)******AC |  | HSP-A, Single-Package Heat Pum | Heat Pump | 575 | 3 | False |  |  |  | True | Single-Speed | 172000 | 15925 | 10.8 | 10.4 |  |  | 220000 | 19538 | 3.3 | 3.2 |  |  |  | Federally-Regulated Commercial & Industrial Equipment | 10/28/2014 |  | 10/28/2014
Carrier Corp. - Syracuse | Carrier | 38AQ0165 + 38AQ0125 | 40RR028 | HRCU-A-CB, Split System: Heat | Heat Pump | 230 | 3 |  |  |  | No Match |  | No Match | 267375 | 32903 | 8.1 | 7.5 |  |  | 259800 | 27023 |  |  | 164199 | 22873 |  | Non Federally-Regulated | 09/08/1982 |  | 08/30/1983
Carrier Corp. - Syracuse | Bryant Air Conditioning | 548DPX/DEX090-AA |  | HSP-A, Single-Package Heat Pum | Heat Pump | 230 | 3 |  |  |  | No Match |  | No Match | 86000 | 9555 | 9 | 8.9 |  | 9.3 | 78000 | 7617 | 3 | 3 | 36000 | 6592 | 1.6 | Federally-Regulated Commercial & Industrial Equipment | 05/22/2000 |  | 07/25/2000
Trane U.S. Inc. | Trane | WCD240B30*E* |  | HSP-A, Single-Package Heat Pum | Heat Pump | 230 | 3 |  |  |  | No Match |  | No Match | 230000 | 26744 | 8.6 | 8.5 |  | 8.7 | 230000 | 21744 | 3.1 | 2.9 | 128000 | 17864 | 2.1 | Federally-Regulated Commercial & Industrial Equipment | 10/24/1997 |  | 01/02/1997
Rheem Sales Company, Inc. | Tempstar | NRHR92LP15B |  | HSP-A, Single-Package Heat Pum | Heat Pump | 460 | 3 |  |  |  | No Match |  | No Match | 93000 | 10333 | 9 | 8.9 |  | 9.9 | 93000 | 9085 | 3 | 3 | 51000 | 7117 | 2.1 | Federally-Regulated Commercial & Industrial Equipment | 03/31/1998 |  | 05/09/1998
Carrier Corp. - Syracuse | Payne | 542EP120031 |  | HSP-A, Single-Package Heat Pum | Heat Pump | 230 | 3 |  |  |  | No Match |  | No Match | 120000 | 14700 | 8.2 |  |  |  | 120000 | 12200 |  |  | 65000 | 9200 |  | Non Federally-Regulated | 05/11/1988 |  | 03/15/1989
Carrier Corp. - Syracuse | Arcoaire | RHH(120,121)(H,L,S)******TA |  | HSP-A, Single-Package Heat Pum | Heat Pump | 230 | 3 | False |  |  |  | True | Single-Speed | 119000 | 9674 | 12.3 | 10.8 |  |  | 116000 | 9713 | 3.5 | 3.3 |  |  |  | Federally-Regulated Commercial & Industrial Equipment | 12/12/2012 |  | 10/28/2014
Carrier Corp. - Syracuse | Tempstar | RHH090(H,L,S)******** |  | HSP-A, Single-Package Heat Pum | Heat Pump | 208 | 3 | False |  |  |  | True | Single-Speed | 90000 | 7438 | 12.1 | 10.8 |  |  | 84000 | 7033 | 3.5 | 3.3 |  |  |  | Federally-Regulated Commercial & Industrial Equipment | 11/30/2011 |  | 12/12/2012
Carrier Corp. - Syracuse | Comfortmaker | CHS091(H,L,S)A* | FHS091(M,S,K)A*A* | HRCU-A-CB, Split System: Heat | Heat Pump | 460 | 3 |  |  |  |  | True | Single-Speed | 89000 | 8090 | 11 | 10.8 |  |  | 87000 | 7727 | 3.3 | 3.3 |  |  |  | Federally-Regulated Commercial & Industrial Equipment | 03/10/2011 |  | 12/12/2012
Carrier Corp. - Syracuse | Airquest | RHH102(H,L,S)******AA |  | HSP-A, Single-Package Heat Pum | Heat Pump | 208 | 3 | False |  |  |  | True | Single-Speed | 100000 | 8333 | 12 | 10.8 |  |  | 100000 | 8619 | 3.4 | 3.3 |  |  |  | Federally-Regulated Commercial & Industrial Equipment | 12/12/2012 |  | 10/28/2014
Carrier Corp. - Syracuse | Bryant Air Conditioning | 541APX/AEX180 | 524APH/AEH180GC | HRCU-A-CB, Split System: Heat | Heat Pump | 208 | 3 |  |  |  | No Match |  | No Match | 172000 | 19545 | 8.8 | 8.5 |  |  | 164000 | 16017 | 3 | 2.9 | 94000 | 12518 | 2.2 | Federally-Regulated Commercial & Industrial Equipment | 07/31/2002 |  | 09/25/2002
Rheem Sales Company, Inc. | Heil Quaker | NRHR10(D/F)P00A |  | HSP-A, Single-Package Heat Pum | Heat Pump | 230 | 3 |  |  |  | No Match |  | No Match | 118000 | 14390 | 8.2 | 8.2 |  |  | 122000 | 13243 | 2.7 |  | 62000 | 18172 | 1 | Non Federally-Regulated | 06/11/1985 |  | 05/11/1988
Carrier Corp. - Syracuse | Keeprite | RHS102(L,S)******** |  | HSP-A, Single-Package Heat Pum | Heat Pump | 575 | 3 | False |  |  |  | False | Single-Speed | 99000 | 8839 | 11.2 | 10.8 |  |  | 96000 | 8525 | 3.3 | 3.3 |  |  |  | Federally-Regulated Commercial & Industrial Equipment | 11/30/2011 |  | 12/12/2012
Carrier Corp. - Syracuse | Day & Night | RHS072(H,L,S)******** |  | HSP-A, Single-Package Heat Pum | Heat Pump | 460 | 3 | False |  |  |  | False | Single-Speed | 70000 | 6306 | 11.1 | 10.8 |  |  | 67000 | 5950 | 3.3 | 3.3 |  |  |  | Federally-Regulated Commercial & Industrial Equipment | 11/30/2011 |  | 10/28/2014
Carrier Corp. - Syracuse | Keeprite | RHS(240)(H,L,S)******AA |  | HSP-A, Single-Package Heat Pum | Heat Pump | 208 | 3 | False |  |  |  | True | Single-Speed | 232000 | 21886 | 10.6 | 10.4 |  |  | 220000 | 19538 | 3.3 | 3.2 |  |  |  | Federally-Regulated Commercial & Industrial Equipment | 10/28/2014 |  | 10/28/2014
Carrier Corp. - Syracuse | Keeprite | RHS150(H,L,S)******TA |  | HSP-A, Single-Package Heat Pum | Heat Pump | 230 | 3 | False |  |  |  | False | Single-Speed | 142000 | 13396 | 10.6 | 10.4 |  |  | 142000 | 13005 | 3.2 | 3.2 |  |  |  | Federally-Regulated Commercial & Industrial Equipment | 12/12/2012 |  | 10/28/2014
Carrier Corp. - Syracuse | Day & Night | 548CPX120 |  | HSP-A, Single-Package Heat Pum | Heat Pump | 230 | 3 |  |  |  | No Match |  | No Match | 120000 | 13000 | 9.2 | 8.9 |  |  | 120000 | 10500 | 3.3 | 3 | 64000 | 8600 | 2.2 | Non Federally-Regulated | 07/31/1992 |  | 03/31/1998
Trane U.S. Inc. | Trane | TWA090A300B* | TWE090A300C* | HRCU-A-CB, Split System: Heat | Heat Pump | 230 | 3 |  |  |  | No Match |  | No Match | 90000 | 9183 | 9.8 | 8.9 |  |  | 85000 | 8301 | 3 | 3 | 45000 | 6278 | 2.1 | Federally-Regulated Commercial & Industrial Equipment | 11/18/1999 |  | 11/21/2000
Carrier Corp. - Syracuse | Carrier | 38AQ0125 (2 UNITS) | 40RR028 | HRCU-A-CB, Split System: Heat | Heat Pump | 230 | 3 |  |  |  | No Match |  | No Match | 267375 | 32903 | 8.7 |  |  |  | 259800 | 27023 |  |  | 164199 | 22873 |  | Non Federally-Regulated | 06/11/1985 |  | 03/15/1989
Carrier Corp. - Syracuse | Day & Night | RHH102(H,L,S)******AA |  | HSP-A, Single-Package Heat Pum | Heat Pump | 230 | 3 | False |  |  |  | True | Single-Speed | 100000 | 8333 | 12 | 10.8 |  |  | 100000 | 8619 | 3.4 | 3.3 |  |  |  | Federally-Regulated Commercial & Industrial Equipment | 12/12/2012 |  | 10/28/2014
Trane U.S. Inc. | Trane Unitary Products Group | WSC120E4*0A |  | HSP-A, Single-Package Heat Pum | Heat Pump | 460 | 3 | False |  |  |  | True | Single-Speed | 118000 | 10535 | 11.2 | 10.8 |  |  | 111000 | 9036 | 3.6 | 3.3 |  |  |  | Federally-Regulated Commercial & Industrial Equipment | 01/09/2014 |  | 08/28/2014
York International | York | PC180C00A*(2,4,5)***** | NC180C00*(5,6)****** | HRCU-A-CB, Split System: Heat | Heat Pump | 575 | 3 |  |  |  |  | True | Single-Speed | 180000 | 16981 | 10.6 | 8.5 |  |  | 168000 | 14929 | 3.3 | 2.9 |  |  |  | Federally-Regulated Commercial & Industrial Equipment | 06/15/2009 |  | 12/12/2012
Daikin Comfort Technologies Manufacturing, L.P. | Goodman | CPH150********A* |  | HSP-A, Single-Package Heat Pum | Both Heat Pump and Electric Re | 460 | 3 | False |  |  |  | False | Single-Speed | 140000 | 13207 | 10.6 | 10.4 |  |  | 142000 | 13005 | 3.2 | 3.2 |  |  |  | Federally-Regulated Commercial & Industrial Equipment | 12/12/2012 |  | 06/02/2015
Carrier Corp. - Syracuse | Carrier Corp. | 50TCQ*12***(5,6,1)A***(A,C,D,F)* |  | HSP-A, Single-Package Heat Pum | Heat Pump | 460 | 3 | False |  |  |  | False | Single-Speed | 116000 | 10545 | 11 | 10.8 |  |  | 116000 | 9999 | 3.4 | 3.3 |  |  |  | Federally-Regulated Commercial & Industrial Equipment | 12/12/2012 |  | 04/21/2015
Carrier Corp. - Syracuse | Heil | RHS090H******** |  | HSP-A, Single-Package Heat Pum | Heat Pump | 230 | 3 | False |  |  |  | False | Single-Speed | 88000 | 7857 | 11.2 | 10.8 |  |  | 86000 | 7413 | 3.4 | 3.3 |  |  |  | Federally-Regulated Commercial & Industrial Equipment | 11/30/2011 |  | 03/02/2012
Trane U.S. Inc. | Trane | WCH090A400A |  | HSP-A, Single-Package Heat Pum | Heat Pump | 460 | 3 |  |  |  | No Match |  | No Match | 85000 | 10240 | 8.3 |  |  |  | 82000 | 8580 | 2.8 | 2.5 | 39000 | 6010 | 1.9 | Non Federally-Regulated | 08/23/1988 |  | 02/22/1990
Carrier Corp. - Syracuse | Comfortmaker | RHS(181,183)(H,L,S)******TC |  | HSP-A, Single-Package Heat Pum | Heat Pump | 460 | 3 | False |  |  |  | True | Single-Speed | 172000 | 15925 | 10.8 | 10.4 |  |  | 220000 | 19538 | 3.3 | 3.2 |  |  |  | Federally-Regulated Commercial & Industrial Equipment | 10/28/2014 |  | 10/28/2014
York International | Luxaire | BA-10C00*T/W/X***1* |  | HSP-A, Single-Package Heat Pum | Heat Pump | 460 | 3 |  |  |  | No Match |  | No Match | 120000 | 11650 | 10.3 | 8.9 |  | 10 | 113000 | 10346 | 3.2 | 3 | 60000 | 7990 | 2.2 | Federally-Regulated Commercial & Industrial Equipment | 07/19/2001 |  | 02/05/2002
York International | York | XP090[C,E]***(2,4,5)***6 |  | HSP-A, Single-Package Heat Pum | Both Heat Pump and Electric Re | 575 | 3 | False |  |  |  | True | Single-Speed | 90000 | 8035 | 11.2 | 10.8 |  |  | 88000 | 7698 | 3.4 | 3.3 |  |  |  | Federally-Regulated Commercial & Industrial Equipment | 01/09/2014 |  | 01/05/2015
McQuay International | McQuay International | DPS007AHHY2**-4 |  | HSP-A, Single-Package Heat Pum | Heat Pump | 208 | 3 | False |  |  |  | True | Variable-Speed | 89000 | 7120 | 12.5 | 10.8 |  |  | 89000 | 6051 | 4.3 | 3.3 |  |  |  | Federally-Regulated Commercial & Industrial Equipment | 03/02/2012 |  | 08/28/2012
Carrier Corp. - Syracuse | Carrier | 38AQ0246 | 40RR024 | HRCU-A-CB, Split System: Heat | Heat Pump | 460 | 3 |  |  |  | No Match |  | No Match | 202771 | 25346 | 8 |  |  |  | 230000 | 24060 |  |  | 129000 | 19024 |  | Non Federally-Regulated | 05/16/1984 |  | 06/11/1985
Carrier Corp. - Syracuse | Carrier | 50TJQ00950/60 |  | HSP-A, Single-Package Heat Pum | Heat Pump | 460 | 3 |  |  |  | No Match |  | No Match | 96000 | 10786 | 8.9 | 8.9 |  | 8.9 | 93000 | 8792 | 3.1 | 3 | 43000 | 7327 | 1.7 | Federally-Regulated Commercial & Industrial Equipment | 12/14/1998 |  | 08/17/1999
Carrier Corp. - Syracuse | Day & Night | RHS(181,183)(H,L,S)******TA |  | HSP-A, Single-Package Heat Pum | Heat Pump | 208 | 3 | False |  |  |  | True | Single-Speed | 172000 | 15925 | 10.8 | 10.4 |  |  | 220000 | 19538 | 3.3 | 3.2 |  |  |  | Federally-Regulated Commercial & Industrial Equipment | 12/12/2012 |  | 05/09/2013
Carrier Corp. - Syracuse | Keeprite | RHS150(H,L,S)******** |  | HSP-A, Single-Package Heat Pum | Heat Pump | 208 | 3 | False |  |  |  | False | Single-Speed | 142000 | 13396 | 10.6 | 10.4 |  |  | 142000 | 13005 | 3.2 | 3.2 |  |  |  | Federally-Regulated Commercial & Industrial Equipment | 11/30/2011 |  | 12/12/2012
Carrier Corp. - Syracuse | Carrier Corp. | 50TCQ*24***(5,6,1)A***(A,C,D,F)*-VERT |  | HSP-A, Single-Package Heat Pum | Heat Pump | 575 | 3 | False |  |  |  | True | Single-Speed | 232000 | 21886 | 10.6 | 10.4 |  |  | 220000 | 19538 | 3.3 | 3.2 |  |  |  | Federally-Regulated Commercial & Industrial Equipment | 04/21/2014 |  | 10/28/2014
York International | Luxaire | BA-12C00*T/W/X***** |  | HSP-A, Single-Package Heat Pum | Heat Pump | 575 | 3 |  |  |  | No Match |  | No Match | 144000 | 15483 | 9.3 | 8.5 |  | 11 | 142000 | 13421 | 3.1 | 2.9 | 91000 | 12696 | 2.1 | Federally-Regulated Commercial & Industrial Equipment | 05/21/2002 |  | 07/18/2002
York International | York | EA090C***(2,4,5)* | FA090C***(6)* | HRCU-A-CB, Split System: Heat | Both Heat Pump and Electric Re | 575 | 3 |  |  |  |  | True | Single-Speed | 90000 | 8443 | 10.7 | 8.9 |  | 0 | 88000 | 8065 | 3.2 | 3 | 55000 | 7013 | 2.3 | Federally-Regulated Commercial & Industrial Equipment | 01/18/2008 |  | 08/27/2008
Carrier Corp. - Syracuse | Comfortmaker | RHH102(H,L,S)******TA |  | HSP-A, Single-Package Heat Pum | Heat Pump | 208 | 3 | False |  |  |  | True | Single-Speed | 100000 | 8333 | 12 | 10.8 |  |  | 100000 | 8619 | 3.4 | 3.3 |  |  |  | Federally-Regulated Commercial & Industrial Equipment | 10/28/2014 |  | 10/28/2014
Lennox Industries Inc. | Lennox | LHA090H* |  | HSP-A, Single-Package Heat Pum | Heat Pump | 575 | 3 |  |  |  | No Match |  | No Match | 89000 | 7739 | 11.5 | 8.9 |  | 12 | 90000 | 7990 | 3.3 | 3 | 52000 | 7255 | 2.1 | Federally-Regulated Commercial & Industrial Equipment | 11/21/2001 |  | 07/18/2002
Carrier Corp. - Syracuse | ICP Commercial | CHS180(H,L,S)D* | FHS180(M,S,H,L)**A2* | HRCU-A-CB, Split System: Heat | Heat Pump | 460 | 3 |  |  |  |  | True | Single-Speed | 178000 | 16792 | 10.6 | 10.4 |  |  | 178000 | 15343 | 3.4 | 3.2 |  |  |  | Federally-Regulated Commercial & Industrial Equipment | 07/18/2013 |  | 10/28/2014
Trane U.S. Inc. | Trane | BWA120C400M | BWE120C400G | HRCU-A-CB, Split System: Heat | Heat Pump | 460 | 3 |  |  |  | No Match |  | No Match | 118000 | 14300 | 8.3 | 8.2 |  |  | 120000 | 11550 |  |  | 63000 | 9550 |  | Non Federally-Regulated | 02/22/1990 |  | 07/31/1992
York International | Luxaire | BADF-T/W090N165/205 |  | HSP-A, Single-Package Heat Pum | Heat Pump | 208 | 3 |  |  |  | No Match |  | No Match | 87000 | 9666 | 9 | 8.9 |  |  | 89000 | 8694 | 3 | 3 | 49000 | 7180 | 2 | Federally-Regulated Commercial & Industrial Equipment | 02/03/1998 |  | 03/31/1998
Carrier Corp. - Syracuse | Airquest | RHS102H******AA |  | HSP-A, Single-Package Heat Pum | Heat Pump | 208 | 3 | False |  |  |  | False | Single-Speed | 98000 | 8521 | 11.5 | 10.8 |  |  | 94000 | 8348 | 3.3 | 3.3 |  |  |  | Federally-Regulated Commercial & Industrial Equipment | 12/12/2012 |  | 10/28/2014
McQuay International | McQuay International | DPS007AHHG2*C-4 |  | HSP-A, Single-Package Heat Pum | Heat Pump | 230 | 3 | False |  |  |  | True | Variable-Speed | 89000 | 7177 | 12.4 | 10.8 |  |  | 89000 | 6108 | 4.3 | 3.3 |  |  |  | Federally-Regulated Commercial & Industrial Equipment | 03/02/2012 |  | 08/28/2012
Carrier Corp. - Syracuse | Tempstar | RHS(240,243)(H,L,S)******** |  | HSP-A, Single-Package Heat Pum | Heat Pump | 208 | 3 | False |  |  |  | True | Single-Speed | 232000 | 21886 | 10.6 | 10.4 |  |  | 220000 | 19538 | 3.3 | 3.2 |  |  |  | Federally-Regulated Commercial & Industrial Equipment | 11/30/2011 |  | 12/12/2012
Carrier Corp. - Syracuse | Airquest | RHS(240,243)(H,L,S)******AA |  | HSP-A, Single-Package Heat Pum | Heat Pump | 575 | 3 | False |  |  |  | True | Single-Speed | 232000 | 21886 | 10.6 | 10.4 |  |  | 220000 | 19538 | 3.3 | 3.2 |  |  |  | Federally-Regulated Commercial & Industrial Equipment | 12/12/2012 |  | 04/21/2014
Trane U.S. Inc. | Trane | BWA120C3K | BWE120C-D | HRCU-A-CB, Split System: Heat | Heat Pump | 200 | 3 |  |  |  | No Match |  | No Match | 118000 | 14300 | 8.3 |  |  |  | 120000 | 11550 |  |  | 70000 | 9550 |  | Non Federally-Regulated | 05/11/1988 |  | 03/15/1989
York International | Luxaire | BADF-T090N205 |  | HSP-A, Single-Package Heat Pum | Heat Pump | 230 | 3 |  |  |  | No Match |  | No Match | 87000 | 9667 | 9 | 8.9 |  |  | 89000 | 8692 | 3 | 3 | 49000 | 7178 | 2 | Non Federally-Regulated | 02/17/1993 |  | 09/02/1995
York International | York | B1CH240A/E***25/46 |  | HSP-A, Single-Package Heat Pum | Heat Pump | 208 | 3 |  |  |  | No Match |  | No Match | 222000 | 26117 | 8.5 | 8.5 |  | 8 | 226000 | 22078 | 3 | 2.9 | 120000 | 17584 | 2 | Federally-Regulated Commercial & Industrial Equipment | 05/09/1998 |  | 10/02/1998
Carrier Corp. - Syracuse | Comfortmaker | RHS(181,183)(H,L,S)******** |  | HSP-A, Single-Package Heat Pum | Heat Pump | 208 | 3 | False |  |  |  | True | Single-Speed | 172000 | 15925 | 10.8 | 10.4 |  |  | 220000 | 19538 | 3.3 | 3.2 |  |  |  | Federally-Regulated Commercial & Industrial Equipment | 11/30/2011 |  | 12/12/2012
Trane U.S. Inc. | American Standard, Inc. | WCH180A300B |  | HSP-A, Single-Package Heat Pum | Heat Pump | 230 | 3 |  |  |  | No Match |  | No Match | 176000 | 19560 | 9 |  |  |  | 160000 | 16160 | 2.9 |  | 82000 | 12640 | 1.9 | Non Federally-Regulated | 07/31/1992 |  | 03/31/1998
Trane U.S. Inc. | American Standard, Inc. | WCH075C40*B* |  | HSP-A, Single-Package Heat Pum | Heat Pump | 460 | 3 |  |  |  | No Match |  | No Match | 71000 | 7977 | 8.9 | 8.9 |  |  | 71000 | 6934 | 3 | 3 | 35000 | 5127 | 2 | Federally-Regulated Commercial & Industrial Equipment | 05/22/2000 |  | 07/18/2002
York International | Fraser Johnston | ECSE-T/W090 | FCHP-S090 | HRCU-A-CB, Split System: Heat | Heat Pump | 230 | 3 |  |  |  | No Match |  | No Match | 83000 | 9222 | 9 | 8.9 |  |  | 78000 | 7617 | 3 | 3 | 51000 | 6496 | 2.3 | Federally-Regulated Commercial & Industrial Equipment | 06/19/2003 |  | 01/18/2008
Rheem Sales Company, Inc. | Whirlpool | NRHR92LP00B |  | HSP-A, Single-Package Heat Pum | Heat Pump | 460 | 3 |  |  |  | No Match |  | No Match | 88000 | 10730 | 8.2 | 8.2 |  |  | 88000 | 8595 |  |  | 46000 | 6740 |  | Non Federally-Regulated | 03/15/1989 |  | 10/10/1989
Trane U.S. Inc. | American Standard, Inc. | WCD075C30*B* |  | HSP-A, Single-Package Heat Pum | Heat Pump | 230 | 3 |  |  |  | No Match |  | No Match | 71000 | 7977 | 8.9 | 8.9 |  |  | 71000 | 6934 | 3 | 3 | 35000 | 5127 | 2 | Federally-Regulated Commercial & Industrial Equipment | 11/18/1999 |  | 04/13/2000
Carrier Corp. - Syracuse | Tempstar | CHS240(H,L,S)D* | FHS240(S,H,L)**A2* | HRCU-A-CB, Split System: Heat | Heat Pump | 230 | 3 |  |  |  |  | True | Single-Speed | 222000 | 20747 | 10.7 | 10.4 |  |  | 214000 | 17919 | 3.5 | 3.2 |  |  |  | Federally-Regulated Commercial & Industrial Equipment | 07/18/2013 |  | 10/28/2014
York International | Evcon | ECSE-T/W090 | FCHP-S090 | HRCU-A-CB, Split System: Heat | Heat Pump | 460 | 3 |  |  |  | No Match |  | No Match | 83000 | 9222 | 9 | 8.9 |  |  | 78000 | 7617 | 3 | 3 | 51000 | 6496 | 2.3 | Federally-Regulated Commercial & Industrial Equipment | 07/31/2002 |  | 06/19/2003
Carrier Corp. - Syracuse | Bryant Heating & Cooling Systems | 548J(P,E,T)17*********(A,B)C |  | HSP-A, Single-Package Heat Pum | Heat Pump | 575 | 3 | False |  |  |  | True | Single-Speed | 172000 | 15925 | 10.8 | 10.4 |  |  | 220000 | 19538 | 3.3 | 3.2 |  |  |  | Federally-Regulated Commercial & Industrial Equipment | 10/28/2014 |  | 04/21/2015
Rheem Sales Company, Inc. | Rheem | RPWB-100CAS | RHPA-100G | HRCU-A-CB, Split System: Heat | Heat Pump | 230 | 3 |  |  |  | No Match |  | No Match | 118000 | 14390 | 8.2 | 8.2 |  |  | 118000 | 12350 |  |  | 60000 | 8790 | 2 | Non Federally-Regulated | 06/11/1985 |  | 05/11/1988
Carrier Corp. - Syracuse | Keeprite | RHS102H******** |  | HSP-A, Single-Package Heat Pum | Heat Pump | 230 | 3 | False |  |  |  | False | Single-Speed | 99000 | 8839 | 11.2 | 10.8 |  |  | 96000 | 8525 | 3.3 | 3.3 |  |  |  | Federally-Regulated Commercial & Industrial Equipment | 11/30/2011 |  | 12/12/2012
Lennox Industries Inc. | Lennox | GHP16-1353-1G |  | HSP-A, Single-Package Heat Pum | Heat Pump | 460 | 3 |  |  |  | No Match |  | No Match | 118000 | 14217 | 8.3 |  |  |  | 120000 | 12297 | 2.8 | 2.5 | 64000 | 9872 | 1.9 | Non Federally-Regulated | 12/21/1990 |  | 07/27/1992
York International | Fraser Johnston | EF-07C00A(T/W)AAA1A | FF-07C00S00AAA1A | HRCU-A-CB, Split System: Heat | Heat Pump | 208 | 3 |  |  |  | No Match |  | No Match | 90000 | 8411 | 10.7 | 8.9 |  |  | 88000 | 8057 | 3.2 | 3 | 56500 | 7197 | 2.3 | Federally-Regulated Commercial & Industrial Equipment | 05/21/2002 |  | 07/18/2002
York International | York | B1SP090A46 |  | HSP-A, Single-Package Heat Pum | Heat Pump | 460 | 3 |  |  |  | No Match |  | No Match | 95000 | 11176 | 8.5 | 8.2 |  |  | 103000 | 9738 | 3.1 |  | 57000 | 8353 | 2 | Non Federally-Regulated | 02/22/1990 |  | 07/31/1992
Carrier Corp. - Syracuse | Heil | RHS(181,183)(H,L,S)******TA |  | HSP-A, Single-Package Heat Pum | Heat Pump | 575 | 3 | False |  |  |  | True | Single-Speed | 172000 | 15925 | 10.8 | 10.4 |  |  | 220000 | 19538 | 3.3 | 3.2 |  |  |  | Federally-Regulated Commercial & Industrial Equipment | 12/12/2012 |  | 05/09/2013
Trane U.S. Inc. | American Standard, Inc. | WCD075C30*A* |  | HSP-A, Single-Package Heat Pum | Heat Pump | 230 | 3 |  |  |  | No Match |  | No Match | 71000 | 7978 | 8.9 | 8.9 |  |  | 71000 | 6935 | 3 | 3 | 35000 | 5127 | 2 | Non Federally-Regulated | 04/14/1993 |  | 09/02/1995
Carrier Corp. | Carrier | 38AQ0286 | 40RR028 | HSP-A, Single-Package Heat Pum | Heat Pump | 460 | 3 |  |  |  | No Match |  | No Match | 257345 | 32168 | 8.1 |  |  | 8.6 | 280000 | 30376 | 2.7 |  | 150000 | 21968 | 2 | Voluntarily Certified | 01/23/1988 |  | 03/08/1996
Compu-Aire | Compu-Aire | CASH-532 |  | HSP-A, Single-Package Heat Pum | Heat Pump | 208 | 3 |  |  |  | No Match |  | No Match | 66400 | 7060 | 9.4 | 8.9 |  |  | 61600 | 6080 | 3 | 3 | 39000 | 5440 | 2.1 | Non Federally-Regulated | 04/01/1993 |  | 04/07/1996
Carrier Corp. - Syracuse | ICP Commercial | RHS(240,243)(H,L,S)******TA |  | HSP-A, Single-Package Heat Pum | Heat Pump | 460 | 3 | False |  |  |  | True | Single-Speed | 232000 | 21886 | 10.6 | 10.4 |  |  | 220000 | 19538 | 3.3 | 3.2 |  |  |  | Federally-Regulated Commercial & Industrial Equipment | 12/12/2012 |  | 04/21/2014
Lennox Industries Inc. | Lennox | CHP16-1853-4G |  | HSP-A, Single-Package Heat Pum | Heat Pump | 460 | 3 |  |  |  | No Match |  | No Match | 178000 | 20000 | 8.9 |  |  |  | 178000 | 17580 | 2.9 |  | 96000 | 14065 | 2 | Federally-Regulated Commercial & Industrial Equipment | 01/17/1992 |  | 07/31/1992
York International | Coleman | EBSE-T,W,X120 | FDHP-S120 | HRCU-A-CB, Split System: Heat | Heat Pump | 230 | 3 |  |  |  |  | True | Single-Speed | 118000 | 12553 | 9.4 | 8.9 |  | 0 | 111000 | 10500 | 3.1 | 3 | 71000 | 9053 | 2.3 | Federally-Regulated Commercial & Industrial Equipment | 01/18/2008 |  | 02/24/2011
Carrier Corp. - Syracuse | Day & Night | RHH(120,121)(H,L,S)******TA |  | HSP-A, Single-Package Heat Pum | Heat Pump | 230 | 3 | False |  |  |  | True | Single-Speed | 119000 | 9674 | 12.3 | 10.8 |  |  | 116000 | 9713 | 3.5 | 3.3 |  |  |  | Federally-Regulated Commercial & Industrial Equipment | 12/12/2012 |  | 10/28/2014
Inter-City Products Corp. | Tempstar | NRHR10LP30B |  | HSP-A, Single-Package Heat Pum | Heat Pump | 460 | 3 |  |  |  | No Match |  | No Match | 120000 | 13483 | 8.9 | 8.9 |  | 10.3 | 126000 | 12309 | 3 | 3 | 67000 | 9350 | 2.1 | Federally-Regulated Commercial & Industrial Equipment | 06/11/1997 |  | 09/02/1997
McQuay International | McQuay International | DPS007AHHW4*C-4 |  | HSP-A, Single-Package Heat Pum | Heat Pump | 460 | 3 | False |  |  |  | True | Variable-Speed | 89000 | 7177 | 12.4 | 10.8 |  |  | 89000 | 6108 | 4.3 | 3.3 |  |  |  | Federally-Regulated Commercial & Industrial Equipment | 03/02/2012 |  | 08/28/2012
York International | Fraser Johnston | BB-20[C,E18,E36]***(T,W,X)* |  | HSP-A, Single-Package Heat Pum | Both Heat Pump and Electric Re | 460 | 3 |  |  |  |  | True | Single-Speed | 218000 | 22947 | 9.5 | 8.5 |  | 10.2 | 210000 | 19866 | 3.1 | 2.9 | 130000 | 19062 | 2 | Federally-Regulated Commercial & Industrial Equipment | 01/18/2008 |  | 01/24/2011
Carrier Corp. - Syracuse | Carrier | 38AQ0165 | 40RR016 | HRCU-A-CB, Split System: Heat | Heat Pump | 208 | 3 |  |  |  | No Match |  | No Match | 168000 | 21682 | 7.7 | 8.2 |  |  | 170000 | 16968 |  |  | 96000 | 13520 |  | Non Federally-Regulated | 02/22/1990 |  | 07/31/1992
Carrier Corp. - Syracuse | Carrier | 38AQ0165 + 0165 + 0125 | 40RR054 | HRCU-A-CB, Split System: Heat | Heat Pump | 208 | 3 |  |  |  | No Match |  | No Match | 439102 | 58045 | 7.6 |  |  |  | 489386 | 46625 |  |  | 314804 | 39895 |  | Non Federally-Regulated | 06/11/1985 |  | 08/29/1986
Carrier Corp. - Syracuse | Arcoaire | RHS102(L,S)******AA |  | HSP-A, Single-Package Heat Pum | Heat Pump | 575 | 3 | False |  |  |  | False | Single-Speed | 99000 | 8608 | 11.5 | 10.8 |  |  | 96000 | 8525 | 3.3 | 3.3 |  |  |  | Federally-Regulated Commercial & Industrial Equipment | 12/12/2012 |  | 10/28/2014
Rheem Sales Company, Inc. | Rheem | RPDC-101C |  | HSP-A, Single-Package Heat Pum | Heat Pump | 208 | 3 |  |  |  | No Match |  | No Match | 120000 | 13483 | 8.9 | 8.9 |  | 10.3 | 126000 | 12309 | 3 | 3 | 67000 | 9350 | 2.1 | Federally-Regulated Commercial & Industrial Equipment | 12/14/1998 |  | 08/18/1999
Trane U.S. Inc. | Trane | WCD240B30*F* |  | HSP-A, Single-Package Heat Pum | Heat Pump | 208 | 3 |  |  |  | No Match |  | No Match | 222000 | 22200 | 10 | 8.5 |  | 9.7 | 208000 | 19659 | 3.1 | 2.9 | 128000 | 18751 | 2 | Federally-Regulated Commercial & Industrial Equipment | 07/31/2002 |  | 06/19/2003
Lennox Industries Inc. | Lennox | LHA120H* |  | HSP-A, Single-Package Heat Pum | Heat Pump | 575 | 3 |  |  |  | No Match |  | No Match | 118000 | 11456 | 10.3 | 8.9 |  |  | 120000 | 10654 | 3.3 | 3 | 72000 | 10045 | 2.1 | Federally-Regulated Commercial & Industrial Equipment | 11/18/1999 |  | 04/13/2000
Inter-City Products Corp. | Heil | CH*090SNLA** | BMB090N*M* | HRCU-A-C, Split System: Heat P | Heat Pump | 460 | 3 |  |  |  | No Match |  | No Match | 90000 | 9890 | 9.1 | 8.9 |  |  | 90000 | 8789 | 3 | 3 | 50000 | 6967 | 2.1 | Federally-Regulated Commercial & Industrial Equipment | 04/20/1994 |  | 09/02/1995
York International | Luxaire | BB-20[E72]***(T,W,X)* |  | HSP-A, Single-Package Heat Pum | Both Heat Pump and Electric Re | 208 | 3 |  |  |  |  | True | Single-Speed | 214000 | 22526 | 9.5 | 8.5 |  | 10.1 | 210000 | 19866 | 3.1 | 2.9 | 130000 | 19062 | 2 | Federally-Regulated Commercial & Industrial Equipment | 01/18/2008 |  | 01/24/2011
Carrier Corp. - Syracuse | Bryant Heating & Cooling Systems | 548J(P,E,T)24*********(D,E)A |  | HSP-A, Single-Package Heat Pum | Heat Pump | 208 | 3 | False |  |  |  | True | Single-Speed | 232000 | 21886 | 10.6 | 10.4 |  |  | 220000 | 19538 | 3.3 | 3.2 |  |  |  | Federally-Regulated Commercial & Industrial Equipment | 12/12/2012 |  | 04/21/2014
York International | Luxaire | PH240C00A*(2,4,5)***** | NH240C00*(5,6)****** | HRCU-A-CB, Split System: Heat | Heat Pump | 575 | 3 |  |  |  |  | True | Single-Speed | 238000 | 22453 | 10.6 | 8.5 |  |  | 216000 | 19195 | 3.3 | 2.9 |  |  |  | Federally-Regulated Commercial & Industrial Equipment | 07/16/2009 |  | 01/24/2011
Rheem Sales Company, Inc. | Rheem | RPWA-075CAS | RHPA-075E | HRCU-A-CB, Split System: Heat | Heat Pump | 230 | 3 |  |  |  | No Match |  | No Match | 90000 | 11540 | 7.8 | 8.2 |  |  | 90000 | 9090 |  |  | 51000 | 7190 |  | Non Federally-Regulated | 06/11/1985 |  | 05/11/1988
Carrier Corp. - Syracuse | ICP Commercial | RHS18*(H,L,S)0******A |  | HSP-A, Single-Package Heat Pum | Heat Pump | 208 | 3 | False |  |  |  | True | Single-Speed | 172000 | 15925 | 10.8 | 10.4 |  |  | 220000 | 19538 | 3.3 | 3.2 |  |  |  | Federally-Regulated Commercial & Industrial Equipment | 03/10/2011 |  | 12/12/2012
York International | Evcon | PJ240C00A*(2,4,5)***** | NJ240C00*(5,6)****** | HRCU-A-CB, Split System: Heat | Heat Pump | 208 | 3 |  |  |  |  | True | Single-Speed | 238000 | 22453 | 10.6 | 8.5 |  |  | 220000 | 18975 | 3.4 | 2.9 |  |  |  | Federally-Regulated Commercial & Industrial Equipment | 07/16/2009 |  | 01/24/2011
Carrier Corp. | Carrier | 50PQ0166 | 40RR028 | HSP-A, Single-Package Heat Pum | Heat Pump | 460 | 3 |  |  |  | No Match |  | No Match | 267375 | 32903 | 8.5 |  |  |  | 259800 | 27023 | 2.9 | 2.5 | 164199 | 22873 | 2.1 | Non Federally-Regulated | 01/23/1988 |  | 07/27/1992
Phoenix Manufacturing, Inc. | Frigiking Tappan | PHR 90 5 |  | HSP-A, Single-Package Heat Pum | Heat Pump | 460 | 3 |  |  |  | No Match |  | No Match | 97000 | 12460 | 7.8 | 8.2 |  |  | 104000 | 10990 |  |  | 51000 | 8230 |  | Non Federally-Regulated | 06/11/1985 |  | 08/29/1986
Carrier Corp. - Syracuse | Airquest | RHS(240)(H,L,S)******TA |  | HSP-A, Single-Package Heat Pum | Heat Pump | 460 | 3 | False |  |  |  | True | Single-Speed | 232000 | 21886 | 10.6 | 10.4 |  |  | 220000 | 19538 | 3.3 | 3.2 |  |  |  | Federally-Regulated Commercial & Industrial Equipment | 04/21/2014 |  | 10/28/2014
Carrier Corp. - Syracuse | Comfortmaker | RHS090H******TA |  | HSP-A, Single-Package Heat Pum | Heat Pump | 230 | 3 | False |  |  |  | False | Single-Speed | 88000 | 7857 | 11.2 | 10.8 |  |  | 86000 | 7413 | 3.4 | 3.3 |  |  |  | Federally-Regulated Commercial & Industrial Equipment | 10/28/2014 |  | 10/28/2014
York International | Fraser Johnston | BCCB-T120A |  | HSP-A, Single-Package Heat Pum | Heat Pump | 230 | 3 |  |  |  | No Match |  | No Match | 118000 | 13111 | 9 | 8.9 |  |  | 116000 | 11329 | 3 | 3 | 70000 | 10254 | 2 | Non Federally-Regulated | 02/17/1993 |  | 09/02/1995
Carrier Corp. - Syracuse | Carrier | 50EJQ024511/611 |  | HSP-A, Single-Package Heat Pum | Heat Pump | 208 | 3 |  |  |  | No Match |  | No Match | 230000 | 23469 | 9.8 | 8.5 |  | 10 | 228000 | 20249 | 3.3 | 2.9 | 116000 | 16998 | 2 | Federally-Regulated Commercial & Industrial Equipment | 10/24/1997 |  | 03/31/1998
Lennox Industries Inc. | Lennox | CHP11-2753-6W | CB17-135V-1 | HSP-A, Single-Package Heat Pum | Heat Pump | 230 | 3 |  |  |  | No Match |  | No Match | 240000 | 28800 | 8.3 | 8.2 |  |  | 240000 | 24700 |  |  | 69000 | 9406 |  | Non Federally-Regulated | 02/22/1990 |  | 07/31/1992
Trane U.S. Inc. | American Standard, Inc. | WCD180B30*E* |  | HSP-A, Single-Package Heat Pum | Heat Pump | 208 | 3 |  |  |  | No Match |  | No Match | 174000 | 19333 | 9 | 8.5 |  | 9.3 | 160000 | 15631 | 3 | 2.9 | 84000 | 11723 | 2.1 | Federally-Regulated Commercial & Industrial Equipment | 05/09/1998 |  | 10/02/1998
Trane U.S. Inc. | American Standard, Inc. | WS(D,H)180E(3,4,W)R0****0 |  | HSP-A, Single-Package Heat Pum | Heat Pump | 460 | 3 | False |  |  |  | False | Single-Speed | 170000 | 16037 | 10.6 | 10.4 |  |  | 170000 | 15569 | 3.2 | 3.2 |  |  |  | Federally-Regulated Commercial & Industrial Equipment | 12/12/2012 |  | 08/28/2014
York International | Luxaire | EAHP-W090A | FBHP-S090A | HRCU-A-CB, Split System: Heat | Heat Pump | 460 | 3 |  |  |  | No Match |  | No Match | 93000 | 10941 | 8.5 | 8.2 |  |  | 103000 | 9434 | 3.2 |  | 59000 | 6917 | 2.5 | Non Federally-Regulated | 02/22/1990 |  | 07/31/1992
International Comfort Products | Airquest | PH*090N2LA |  | HSP-A, Single-Package Heat Pum | Heat Pump | 460 | 3 |  |  |  | No Match |  | No Match | 91000 | 9784 | 9.3 | 8.9 |  | 10.4 | 90000 | 8508 | 3.1 | 3 | 48000 | 6862 | 2.1 | Federally-Regulated Commercial & Industrial Equipment | 03/31/1998 |  | 05/09/1998
Trane U.S. Inc. | Trane | WCD180B30*E* |  | HSP-A, Single-Package Heat Pum | Heat Pump | 208 | 3 |  |  |  | No Match |  | No Match | 174000 | 19333 | 9 | 8.5 |  | 9.3 | 160000 | 15631 | 3 | 2.9 | 84000 | 11723 | 2.1 | Federally-Regulated Commercial & Industrial Equipment | 05/09/1998 |  | 10/02/1998
Trane U.S. Inc. | American Standard, Inc. | TWA240B300D* | TWE240B300C* | HRCU-A-CB, Split System: Heat | Heat Pump | 230 | 3 |  |  |  | No Match |  | No Match | 232000 | 24946 | 9.3 | 8.5 |  | 11.2 | 232000 | 22658 | 3 | 2.9 | 154000 | 19618 | 2.3 | Federally-Regulated Commercial & Industrial Equipment | 05/22/2000 |  | 09/21/2001
Carrier Corp. - Syracuse | Arcoaire | RHS102H******AA |  | HSP-A, Single-Package Heat Pum | Heat Pump | 230 | 3 | False |  |  |  | False | Single-Speed | 99000 | 8608 | 11.5 | 10.8 |  |  | 96000 | 8525 | 3.3 | 3.3 |  |  |  | Federally-Regulated Commercial & Industrial Equipment | 12/12/2012 |  | 10/28/2014
Coleman Air Conditioning Products | Airpro | EABA-T/W090 | F*EH090 | HRCU-A-CB, Split System: Heat | Heat Pump | 230 | 3 |  |  |  | No Match |  | No Match | 91000 | 9578 | 9.5 | 8.9 |  |  | 83000 | 8106 | 3 | 3 | 54000 | 7534 | 2.1 | Federally-Regulated Commercial & Industrial Equipment | 05/21/2002 |  | 07/18/2002
Rheem Sales Company, Inc. | Airquest | NRHR10HP30A |  | HSP-A, Single-Package Heat Pum | Heat Pump | 208 | 3 |  |  |  | No Match |  | No Match | 119000 | 13985 | 8.5 |  |  |  | 127000 | 12195 | 2.9 | 2.5 | 68000 | 9665 | 2 | Non Federally-Regulated | 08/23/1990 |  | 07/27/1992
Trane U.S. Inc. | General Electric | BWC090C3F |  | HSP-A, Single-Package Heat Pum | Heat Pump | 200 | 3 |  |  |  | No Match |  | No Match | 90000 | 10100 | 8.9 | 8.2 |  |  | 85000 | 8600 |  |  | 44000 | 6800 |  | Non Federally-Regulated | 06/11/1985 |  | 05/11/1988
Rheem Sales Company, Inc. | Rheem | RPWA-100DAS | RHPA-100G | HRCU-A-CB, Split System: Heat | Heat Pump | 460 | 3 |  |  |  | No Match |  | No Match | 119000 | 14880 | 8 | 8.2 |  |  | 118000 | 12345 |  |  | 61000 | 9405 |  | Non Federally-Regulated | 06/11/1985 |  | 05/11/1988
Carrier Corp. - Syracuse | Tempstar | RHS072(H,L,S)******** |  | HSP-A, Single-Package Heat Pum | Heat Pump | 230 | 3 | False |  |  |  | False | Single-Speed | 70000 | 6306 | 11.1 | 10.8 |  |  | 67000 | 5950 | 3.3 | 3.3 |  |  |  | Federally-Regulated Commercial & Industrial Equipment | 10/28/2014 |  | 10/28/2014
Carrier Corp. - Syracuse | ICP Commercial | RHS072(H,L,S)******A |  | HSP-A, Single-Package Heat Pum | Both Heat Pump and Electric Re | 230 | 3 |  |  |  |  | False | Single-Speed | 70000 | 6306 | 11.1 | 8.9 |  |  | 67000 | 5954 | 3.3 | 3 |  |  |  | Federally-Regulated Commercial & Industrial Equipment | 07/16/2009 |  | 12/12/2012
York International | Luxaire | BA-15[E72]***(T,W,X)* |  | HSP-A, Single-Package Heat Pum | Both Heat Pump and Electric Re | 208 | 3 |  |  |  |  | True | Single-Speed | 160000 | 16327 | 9.8 | 8.5 |  | 9.4 | 172000 | 15762 | 3.2 | 2.9 | 102000 | 14244 | 2.1 | Federally-Regulated Commercial & Industrial Equipment | 01/18/2008 |  | 02/24/2011
GE Appliances, a Haier company | General Electric | BWA240C4 | BWH240A | HRCU-A-CB, Split System: Heat | Heat Pump | 460 | 3 |  |  |  | No Match |  | No Match | 234000 | 30100 | 7.8 | 7.5 |  |  | 224000 | 24700 | 2.7 |  | 116000 | 19700 | 1.7 | Non Federally-Regulated | 09/08/1982 |  | 09/03/2015
Trane U.S. Inc. | American Standard, Inc. | WCH120B30*E* |  | HSP-A, Single-Package Heat Pum | Heat Pump | 208 | 3 |  |  |  | No Match |  | No Match | 124000 | 12916 | 9.6 | 8.9 |  | 9.8 | 110000 | 10746 | 3 | 3 | 59000 | 8645 | 2 | Federally-Regulated Commercial & Industrial Equipment | 02/03/1998 |  | 03/31/1998
Trane U.S. Inc. | American Standard, Inc. | WCD240B300B |  | HSP-A, Single-Package Heat Pum | Heat Pump | 230 | 3 |  |  |  | No Match |  | No Match | 230000 | 26750 | 8.6 |  |  |  | 236000 | 22300 | 3 |  | 128000 | 17850 | 2.1 | Federally-Regulated Commercial & Industrial Equipment | 01/27/1992 |  | 07/22/1992
GE Appliances, a Haier company | General Electric | BWC240A3 |  | HSP-A, Single-Package Heat Pum | Heat Pump | 230 | 3 |  |  |  | No Match |  | No Match | 234000 | 29000 | 8.1 | 7.5 |  |  | 224000 | 24000 | 2.7 |  | 116000 | 18400 | 1.8 | Non Federally-Regulated | 09/08/1982 |  | 09/03/2015
Carrier Corp. - Syracuse | Bryant Heating & Cooling Systems | 548J(P,E,T)24*********(D,E)A-VERT |  | HSP-A, Single-Package Heat Pum | Heat Pump | 230 | 3 | False |  |  |  | True | Single-Speed | 232000 | 21886 | 10.6 | 10.4 |  |  | 220000 | 19538 | 3.3 | 3.2 |  |  |  | Federally-Regulated Commercial & Industrial Equipment | 10/28/2014 |  | 04/21/2015
GE Appliances, a Haier company | General Electric | BWA090C4 | BWE090C | HRCU-A-CB, Split System: Heat | Heat Pump | 460 | 3 |  |  |  | No Match |  | No Match | 90000 | 11500 | 7.8 | 7.5 |  |  | 90000 | 10000 | 2.6 |  | 50000 | 8000 |  | Non Federally-Regulated | 01/05/1982 |  | 09/03/2015
Trane U.S. Inc. | American Standard, Inc. | BWC150L400A |  | HSP-A, Single-Package Heat Pum | Heat Pump | 460 | 3 |  |  |  | No Match |  | No Match | 147000 | 17100 | 8.6 |  |  |  | 132000 | 14340 | 2.7 |  | 68000 | 11080 | 1.8 | Non Federally-Regulated | 07/31/1992 |  | 03/31/1998
Trane U.S. Inc. | American Standard, Inc. | 4A6C3048A3 (2) | TWE090E1**A* | HRCU-A-CB, Split System: Heat | Heat Pump | 208 | 3 |  |  |  |  | True | Single-Speed | 90000 | 8181 | 11 | 10.8 |  |  | 90000 | 7992 | 3.3 | 3.3 |  |  |  | Federally-Regulated Commercial & Industrial Equipment | 11/30/2011 |  | 12/12/2012
Trane U.S. Inc. | Trane | BWC120F400J |  | HSP-A, Single-Package Heat Pum | Heat Pump | 460 | 3 |  |  |  | No Match |  | No Match | 119000 | 14300 | 8.3 |  |  |  | 118000 | 11900 |  |  | 58000 | 8750 |  | Non Federally-Regulated | 05/11/1988 |  | 03/15/1989
Rheem Sales Company, Inc. | Weatherking | WPWC-075CAZ | WHGF-100Z | HRCU-A-CB, Split System: Heat | Heat Pump | 208 | 3 |  |  |  | No Match |  | No Match | 92000 | 9583 | 9.6 | 8.9 |  |  | 88000 | 8057 | 3.2 | 3 | 48000 | 6697 | 2.1 | Federally-Regulated Commercial & Industrial Equipment | 11/18/1999 |  | 04/13/2000
Carrier Corp. - Syracuse | Carrier Corp. | 50TCQ*14***(5,6,1)A* |  | HSP-A, Single-Package Heat Pum | Heat Pump | 208 | 3 | False |  |  |  | False | Single-Speed | 142000 | 13396 | 10.6 | 10.4 |  |  | 142000 | 13005 | 3.2 | 3.2 |  |  |  | Federally-Regulated Commercial & Industrial Equipment | 11/30/2011 |  | 12/12/2012
York International | Coleman | BA-12[C,E]***(T,W,X)* |  | HSP-A, Single-Package Heat Pum | Both Heat Pump and Electric Re | 460 | 3 |  |  |  |  | False | Single-Speed | 144000 | 15484 | 9.3 | 8.5 |  | 9.7 | 142000 | 13433 | 3.1 | 2.9 | 91000 | 12708 | 2.1 | Federally-Regulated Commercial & Industrial Equipment | 01/18/2008 |  | 02/24/2011
York International | Evcon | BA-12C00*T/W/X***** |  | HSP-A, Single-Package Heat Pum | Heat Pump | 208 | 3 |  |  |  | No Match |  | No Match | 144000 | 15483 | 9.3 | 8.5 |  | 11 | 142000 | 13421 | 3.1 | 2.9 | 91000 | 12696 | 2.1 | Federally-Regulated Commercial & Industrial Equipment | 07/31/2002 |  | 01/18/2008
McQuay International | McQuay International | DPS010AHHG5*C-6* |  | HSP-A, Single-Package Heat Pum | Heat Pump | 575 | 3 | False |  |  |  | True | Variable-Speed | 121000 | 10083 | 12 | 10.8 |  |  | 119000 | 10138 | 3.4 | 3.3 |  |  |  | Federally-Regulated Commercial & Industrial Equipment | 04/19/2013 |  | 01/09/2014
Goettl | American Best | HP1202E-3 |  | HSP-A, Single-Package Heat Pum | Heat Pump | 230 | 3 |  |  |  | No Match |  | No Match | 120000 | 12380 | 9.7 | 8.9 |  |  | 118000 | 11500 | 3 | 3 | 63000 | 9090 | 2 | Federally-Regulated Commercial & Industrial Equipment | 07/24/1995 |  | 09/02/1995
Compu-Aire | Compu-Aire | CASH-634 | BPUB-C20*-A*A | HSP-A, Single-Package Heat Pum | Heat Pump | 460 | 3 |  |  |  | No Match |  | No Match | 73500 | 8550 | 8.6 |  |  |  | 72000 | 7360 | 2.9 | 2.5 | 46500 | 7150 | 1.9 | Non Federally-Regulated | 07/25/1989 |  | 10/10/1989
York International | Fraser Johnston | BA-20(C00/E18/E36)** |  | HSP-A, Single-Package Heat Pum | Both Heat Pump and Electric Re | 575 | 3 |  |  |  |  | True | Single-Speed | 226000 | 21942 | 10.3 | 8.5 |  | 10.2 | 218000 | 18803 | 3.4 | 2.9 | 129000 | 18014 | 2.1 | Federally-Regulated Commercial & Industrial Equipment | 02/11/2008 |  | 02/24/2011
Carrier Corp. - Syracuse | Comfortmaker | RHS150(H,L,S)******** |  | HSP-A, Single-Package Heat Pum | Heat Pump | 230 | 3 | False |  |  |  | False | Single-Speed | 142000 | 13396 | 10.6 | 10.4 |  |  | 142000 | 13005 | 3.2 | 3.2 |  |  |  | Federally-Regulated Commercial & Industrial Equipment | 11/30/2011 |  | 12/12/2012
York International | Fraser Johnston | BACB-W120A |  | HSP-A, Single-Package Heat Pum | Heat Pump | 460 | 3 |  |  |  | No Match |  | No Match | 117000 | 13765 | 8.5 | 8.2 |  |  | 117500 | 11630 |  |  | 65000 | 9717 |  | Non Federally-Regulated | 10/10/1989 |  | 07/31/1992
McQuay International | McQuay International | DPS010AHHW2**-6* |  | HSP-A, Single-Package Heat Pum | Heat Pump | 208 | 3 | False |  |  |  | True | Variable-Speed | 121000 | 10000 | 12.1 | 10.8 |  |  | 112000 | 9432 | 3.5 | 3.3 |  |  |  | Federally-Regulated Commercial & Industrial Equipment | 04/19/2013 |  | 01/09/2014
Carrier Corp. - Syracuse | Comfortmaker | RHH090(H,L,S)******TA |  | HSP-A, Single-Package Heat Pum | Heat Pump | 208 | 3 | False |  |  |  | True | Single-Speed | 90000 | 7438 | 12.1 | 10.8 |  |  | 84000 | 7033 | 3.5 | 3.3 |  |  |  | Federally-Regulated Commercial & Industrial Equipment | 10/28/2014 |  | 10/28/2014
Trane U.S. Inc. | Trane | BWC120C4F |  | HSP-A, Single-Package Heat Pum | Heat Pump | 460 | 3 |  |  |  | No Match |  | No Match | 118000 | 14300 | 8.3 | 8.2 |  |  | 118000 | 11900 |  |  | 62500 | 8750 |  | Non Federally-Regulated | 06/11/1985 |  | 05/11/1988
Carrier Corp. - Syracuse | Payne | 542EP,FP090 |  | HSP-A, Single-Package Heat Pum | Heat Pump | 208 | 3 |  |  |  | No Match |  | No Match | 86000 | 10238 | 8.4 |  |  |  | 87000 | 8792 |  |  | 50000 | 7327 |  | Non Federally-Regulated | 05/11/1988 |  | 03/15/1989
York International | Coleman | BA-07[C,E]***(T,W,X)* |  | HSP-A, Single-Package Heat Pum | Both Heat Pump and Electric Re | 575 | 3 |  |  |  |  | False | Dual-Speed | 89000 | 8396 | 10.6 | 8.9 |  | 11 | 85000 | 7790 | 3.2 | 3 | 46000 | 6132 | 2.2 | Federally-Regulated Commercial & Industrial Equipment | 01/18/2008 |  | 02/24/2011
Carrier Corp. - Syracuse | Day & Night | 541AP090 | 517A090 | HRCU-A-CB, Split System: Heat | Heat Pump | 208 | 3 |  |  |  | No Match |  | No Match | 88000 | 10730 | 8.2 | 8.2 |  |  | 87000 | 9800 |  |  | 42500 | 6555 | 1.9 | Non Federally-Regulated | 03/15/1989 |  | 10/10/1989
Trane U.S. Inc. | American Standard, Inc. | WS(D,H)150E(3,4,W)R(G,N,P,R)****0 |  | HSP-A, Single-Package Heat Pum | Both Heat Pump and Electric Re | 208 | 3 | False |  |  |  | False | Single-Speed | 146000 | 13773 | 10.6 | 10.4 |  |  | 136000 | 12455 | 3.2 | 3.2 |  |  |  | Federally-Regulated Commercial & Industrial Equipment | 12/12/2012 |  | 08/28/2014
GE Appliances, a Haier company | General Electric | BWC180A4 |  | HSP-A, Single-Package Heat Pum | Heat Pump | 460 | 3 |  |  |  | No Match |  | No Match | 180000 | 22600 | 8 | 7.5 |  |  | 180000 | 20300 | 2.6 |  | 100000 | 16400 | 1.8 | Non Federally-Regulated | 01/05/1982 |  | 09/03/2015
Carrier Corp. - Syracuse | Carrier Corp. | 50TCQ*08***(6,1)A***(A,C,D,F)* |  | HSP-A, Single-Package Heat Pum | Heat Pump | 460 | 3 | False |  |  |  | False | Single-Speed | 88000 | 7857 | 11.2 | 10.8 |  |  | 86000 | 7413 | 3.4 | 3.3 |  |  |  | Federally-Regulated Commercial & Industrial Equipment | 12/12/2012 |  | 10/28/2014
Carrier Corp. - Syracuse | Bryant Heating & Cooling Systems | 549J(P,E,T)09*********(A,B)A |  | HSP-A, Single-Package Heat Pum | Heat Pump | 208 | 3 | False |  |  |  | True | Single-Speed | 100000 | 8333 | 12 | 10.8 |  |  | 100000 | 8619 | 3.4 | 3.3 |  |  |  | Federally-Regulated Commercial & Industrial Equipment | 12/12/2012 |  | 10/28/2014
York International | Johnson Controls | J07PCC00A*(2,4,5)***** | J07NCC00*(5,6)****** | HRCU-A-CB, Split System: Heat | Heat Pump | 230 | 3 |  |  |  |  | True | Single-Speed | 92000 | 8364 | 11 | 8.9 |  |  | 82000 | 7287 | 3.3 | 3 |  |  |  | Federally-Regulated Commercial & Industrial Equipment | 07/16/2009 |  | 01/09/2014
Lennox Industries Inc. | Armstrong | PRTC118CL-2 |  | HSP-A, Single-Package Heat Pum | Heat Pump | 460 | 3 |  |  |  | No Match |  | No Match | 117000 | 13146 | 8.9 | 8.9 |  |  | 119000 | 11424 | 3.1 | 3 | 64000 | 9377 | 2 | Non Federally-Regulated | 08/14/1992 |  | 09/02/1995
Daikin Comfort Technologies Manufacturing, L.P. | Goodman | CPH120****V***A* |  | HSP-A, Single-Package Heat Pum | Both Heat Pump and Electric Re | 575 | 3 | False |  |  |  | False | Single-Speed | 116000 | 10265 | 11.3 | 10.8 |  |  | 120000 | 10343 | 3.4 | 3.3 |  |  |  | Federally-Regulated Commercial & Industrial Equipment | 04/19/2013 |  | 01/09/2014
Carrier Corp. - Syracuse | Carrier | 38AQ0346 + 38AQ0125 | 40RR044 | HSP-A, Single-Package Heat Pum | Heat Pump | 460 | 3 |  |  |  | No Match |  | No Match | 95000 | 50554 | 8.2 | 8.2 |  |  | 425000 | 47879 | 2.7 |  | 49000 | 8230 | 1.9 | Non Federally-Regulated | 07/31/1992 |  | 12/22/1992
Carrier Corp. - Syracuse | Bryant Air Conditioning | 548DPX/DEX090-AA |  | HSP-A, Single-Package Heat Pum | Heat Pump | 460 | 3 |  |  |  | No Match |  | No Match | 86000 | 9555 | 9 | 8.9 |  | 9.3 | 78000 | 7617 | 3 | 3 | 36000 | 6592 | 1.6 | Federally-Regulated Commercial & Industrial Equipment | 05/22/2000 |  | 07/25/2000
Lennox Industries Inc. | Lennox | CHP11-953-1Q |  | HSP-A, Single-Package Heat Pum | Heat Pump | 230 | 3 |  |  |  | No Match |  | No Match | 89000 | 11300 | 7.9 | 7.5 |  |  | 89000 | 9300 |  |  | 43000 | 7000 |  | Non Federally-Regulated | 01/05/1982 |  | 09/08/1982
Carrier Corp. - Syracuse | Carrier Corp. | 38AUQA25A0*(5,6,1)A* | 40RUQA25T*A(5,6,1)A* | HRCU-A-CB, Split System: Heat | Heat Pump | 460 | 3 |  |  |  |  | True | Single-Speed | 222000 | 20747 | 10.7 | 10.4 |  |  | 214000 | 17919 | 3.5 | 3.2 |  |  |  | Federally-Regulated Commercial & Industrial Equipment | 06/17/2013 |  | 04/20/2015
International Comfort Products | Comfortmaker | RYMA10H**** |  | HSP-A, Single-Package Heat Pum | Heat Pump | 208 | 3 |  |  |  | No Match |  | No Match | 123000 | 13516 | 9.1 | 8.9 |  | 9.5 | 123000 | 11628 | 3.1 | 3 | 71000 | 10404 | 2 | Federally-Regulated Commercial & Industrial Equipment | 12/14/1998 |  | 08/17/1999
Trane U.S. Inc. | American Standard, Inc. | WCD180B300B |  | HSP-A, Single-Package Heat Pum | Heat Pump | 230 | 3 |  |  |  | No Match |  | No Match | 174000 | 19350 | 9 |  |  |  | 160000 | 15620 | 3 |  | 84000 | 11710 | 2.1 | Federally-Regulated Commercial & Industrial Equipment | 01/27/1992 |  | 07/22/1992
Carrier Corp. - Syracuse | Carrier | 50EWQ02451/61 |  | HSP-A, Single-Package Heat Pum | Heat Pump | 230 | 3 |  |  |  | No Match |  | No Match | 230000 | 23469 | 9.8 | 8.5 |  | 10 | 228000 | 20249 | 3.3 | 2.9 | 116000 | 16998 | 2 | Federally-Regulated Commercial & Industrial Equipment | 12/14/1998 |  | 11/18/1999
Carrier Corp. - Syracuse | Bryant Heating & Cooling Systems | 549J(P,E,T)07**********A |  | HSP-A, Single-Package Heat Pum | Heat Pump | 208 | 3 | False |  |  |  | True | Single-Speed | 72000 | 6000 | 12 | 10.8 |  |  | 70000 | 6033 | 3.4 | 3.3 |  |  |  | Federally-Regulated Commercial & Industrial Equipment | 10/28/2014 |  | 04/21/2015
Carrier Corp. - Syracuse | Keeprite | RHS(181,183)(H,L,S)******AA |  | HSP-A, Single-Package Heat Pum | Heat Pump | 208 | 3 | False |  |  |  | True | Single-Speed | 172000 | 15925 | 10.8 | 10.4 |  |  | 220000 | 19538 | 3.3 | 3.2 |  |  |  | Federally-Regulated Commercial & Industrial Equipment | 12/12/2012 |  | 05/09/2013
Lennox Industries Inc. | Lennox | CHP11-2753-6W |  | HSP-A, Single-Package Heat Pum | Heat Pump | 200 | 3 |  |  |  | No Match |  | No Match | 240000 | 28800 | 8.3 |  |  |  | 240000 | 24700 | 2.8 |  | 134000 | 18700 | 2.1 | Voluntarily Certified | 01/31/1990 |  | 07/27/1992
York International | York | B1CH180A/E***25/46/58 |  | HSP-A, Single-Package Heat Pum | Heat Pump | 208 | 3 |  |  |  | No Match |  | No Match | 164000 | 18636 | 8.8 | 8.5 |  | 8.5 | 174000 | 16998 | 3 | 2.9 | 90000 | 13188 | 2 | Federally-Regulated Commercial & Industrial Equipment | 10/02/1998 |  | 11/18/1999
Trane U.S. Inc. | American Standard, Inc. | WCD090C30*B* |  | HSP-A, Single-Package Heat Pum | Heat Pump | 230 | 3 |  |  |  | No Match |  | No Match | 87000 | 9775 | 8.9 | 8.9 |  |  | 86000 | 8400 | 3 | 3 | 43000 | 6299 | 2 | Non Federally-Regulated | 05/27/1993 |  | 09/02/1995
Carrier Corp. - Syracuse | Arcoaire | CHS121(H,L,S)A* | FHS120(M,S)**A0* | HRCU-A-CB, Split System: Heat | Heat Pump | 575 | 3 |  |  |  |  | True | Single-Speed | 112000 | 10181 | 11 | 10.8 |  |  | 106000 | 9413 | 3.3 | 3.3 |  |  |  | Federally-Regulated Commercial & Industrial Equipment | 07/18/2013 |  | 10/28/2014
Lennox Industries Inc. | Armstrong | PRTC118CH-2 |  | HSP-A, Single-Package Heat Pum | Heat Pump | 460 | 3 |  |  |  | No Match |  | No Match | 117000 | 13146 | 8.9 | 8.9 |  |  | 119000 | 11424 | 3.1 | 3 | 64000 | 9377 | 2 | Non Federally-Regulated | 08/14/1992 |  | 09/02/1995
Lennox Industries Inc. | Lennox | LHA120H* |  | HSP-A, Single-Package Heat Pum | Heat Pump | 230 | 3 |  |  |  | No Match |  | No Match | 118000 | 11456 | 10.3 | 8.9 |  | 11.3 | 120000 | 10654 | 3.3 | 3 | 72000 | 10045 | 2.1 | Federally-Regulated Commercial & Industrial Equipment | 07/31/2002 |  | 01/18/2008
Trane U.S. Inc. | American Standard, Inc. | WS(D,H)150E(3,4,W)R(G,N,P,R)****0 |  | HSP-A, Single-Package Heat Pum | Both Heat Pump and Electric Re | 575 | 3 | False |  |  |  | False | Single-Speed | 146000 | 13773 | 10.6 | 10.4 |  |  | 136000 | 12455 | 3.2 | 3.2 |  |  |  | Federally-Regulated Commercial & Industrial Equipment | 12/12/2012 |  | 08/28/2014
Carrier Corp. - Syracuse | Tempstar | RHH102(H,L,S)******TA |  | HSP-A, Single-Package Heat Pum | Heat Pump | 460 | 3 | False |  |  |  | True | Single-Speed | 100000 | 8333 | 12 | 10.8 |  |  | 100000 | 8619 | 3.4 | 3.3 |  |  |  | Federally-Regulated Commercial & Industrial Equipment | 12/12/2012 |  | 10/28/2014
Carrier Corp. - Syracuse | Comfortmaker | CHS180(H,L,S)D* | FHS180(M,S,H,L)**A0* | HRCU-A-CB, Split System: Heat | Heat Pump | 208 | 3 |  |  |  |  | True | Single-Speed | 178000 | 16792 | 10.6 | 10.4 |  |  | 178000 | 15343 | 3.4 | 3.2 |  |  |  | Federally-Regulated Commercial & Industrial Equipment | 07/18/2013 |  | 10/28/2014
Carrier Corp. - Syracuse | Tempstar | RHH102(H,L,S)******** |  | HSP-A, Single-Package Heat Pum | Heat Pump | 460 | 3 | False |  |  |  | True | Single-Speed | 100000 | 8333 | 12 | 10.8 |  |  | 100000 | 8619 | 3.4 | 3.3 |  |  |  | Federally-Regulated Commercial & Industrial Equipment | 11/30/2011 |  | 04/19/2013
York International | Luxaire | BADF-(T/W)120N*** |  | HSP-A, Single-Package Heat Pum | Heat Pump | 208 | 3 |  |  |  | No Match |  | No Match | 118000 | 13111 | 9 | 8.9 |  |  | 116000 | 11332 | 3 | 3 | 70000 | 10257 | 2 | Federally-Regulated Commercial & Industrial Equipment | 12/14/1998 |  | 08/17/1999
McQuay International | McQuay International | DPS007AHHE2*C-4 |  | HSP-A, Single-Package Heat Pum | Heat Pump | 230 | 3 | False |  |  |  | True | Variable-Speed | 89000 | 7177 | 12.4 | 10.8 |  |  | 89000 | 6108 | 4.3 | 3.3 |  |  |  | Federally-Regulated Commercial & Industrial Equipment | 03/02/2012 |  | 08/28/2012
York International | Evcon | PJ180C00A*(2,4,5)***** | NJ180C00*(5,6)****** | HRCU-A-CB, Split System: Heat | Heat Pump | 208 | 3 |  |  |  |  | True | Single-Speed | 180000 | 16981 | 10.6 | 8.5 |  |  | 168000 | 14490 | 3.4 | 2.9 |  |  |  | Federally-Regulated Commercial & Industrial Equipment | 07/16/2009 |  | 01/24/2011
Carrier Corp. - Syracuse | ICP Commercial | RHS(120,121)(H,L,S)******** |  | HSP-A, Single-Package Heat Pum | Heat Pump | 230 | 3 | False |  |  |  | False | Single-Speed | 116000 | 10545 | 11 | 10.8 |  |  | 116000 | 9999 | 3.4 | 3.3 |  |  |  | Federally-Regulated Commercial & Industrial Equipment | 11/30/2011 |  | 12/12/2012
McQuay International | McQuay International | DPS007AHHG2*C-3 |  | HSP-A, Single-Package Heat Pum | Heat Pump | 208 | 3 | False |  |  |  | True | Variable-Speed | 88000 | 7154 | 12.3 | 10.8 |  |  | 88000 | 6097 | 4.2 | 3.3 |  |  |  | Federally-Regulated Commercial & Industrial Equipment | 03/02/2012 |  | 08/28/2012
Carrier Corp. - Syracuse | Bryant Air Conditioning | 548DPX/DEX120-AA |  | HSP-A, Single-Package Heat Pum | Heat Pump | 230 | 3 |  |  |  | No Match |  | No Match | 112000 | 12444 | 9 | 8.9 |  | 9 | 105000 | 9924 | 3.1 | 3 | 53000 | 9134 | 1.7 | Federally-Regulated Commercial & Industrial Equipment | 05/22/2000 |  | 07/25/2000
York International | Evcon | EASE-T,W,X240 | FAHP-N240 | HRCU-A-CB, Split System: Heat | Heat Pump | 230 | 3 |  |  |  |  | True | Single-Speed | 214000 | 24884 | 8.6 | 8.5 |  | 9.6 | 218000 | 22045 | 2.9 | 2.9 | 138000 | 19271 | 2.1 | Federally-Regulated Commercial & Industrial Equipment | 01/18/2008 |  | 02/24/2011
Trane U.S. Inc. | Trane | WCD240A400A |  | HSP-A, Single-Package Heat Pum | Heat Pump | 460 | 3 |  |  |  | No Match |  | No Match | 230000 | 27710 | 8.3 |  |  |  | 236000 | 23040 | 3 |  | 128000 | 17850 | 2.1 | Non Federally-Regulated | 07/31/1992 |  | 03/31/1998
McQuay International | McQuay International | DPS012AHHE4**-4 |  | HSP-A, Single-Package Heat Pum | Heat Pump | 460 | 3 | False |  |  |  | True | Variable-Speed | 144000 | 12307 | 11.7 | 10.4 |  |  | 138000 | 11392 | 3.6 | 3.2 |  |  |  | Federally-Regulated Commercial & Industrial Equipment | 03/02/2012 |  | 08/28/2012
Carrier Corp. - Syracuse | Comfortmaker | RHS(181,183)(H,L,S)******TA |  | HSP-A, Single-Package Heat Pum | Heat Pump | 208 | 3 | False |  |  |  | True | Single-Speed | 172000 | 15925 | 10.8 | 10.4 |  |  | 220000 | 19538 | 3.3 | 3.2 |  |  |  | Federally-Regulated Commercial & Industrial Equipment | 05/09/2013 |  | 08/28/2014
York International | Fraser Johnston | BADF-T/W120N205/245 |  | HSP-A, Single-Package Heat Pum | Heat Pump | 208 | 3 |  |  |  | No Match |  | No Match | 118000 | 13111 | 9 | 8.9 |  |  | 116000 | 11329 | 3 | 3 | 70000 | 10254 | 2 | Federally-Regulated Commercial & Industrial Equipment | 11/18/1999 |  | 04/13/2000
Carrier Corp. - Syracuse | Tempstar | RHH102(H,L,S)******TA |  | HSP-A, Single-Package Heat Pum | Heat Pump | 230 | 3 | False |  |  |  | True | Single-Speed | 100000 | 8333 | 12 | 10.8 |  |  | 100000 | 8619 | 3.4 | 3.3 |  |  |  | Federally-Regulated Commercial & Industrial Equipment | 12/12/2012 |  | 10/28/2014
Daikin Comfort Technologies Manufacturing, L.P. | Goodman | CPH102********A* |  | HSP-A, Single-Package Heat Pum | Both Heat Pump and Electric Re | 575 | 3 | False |  |  |  | False | Single-Speed | 102000 | 9189 | 11.1 | 10.8 |  |  | 102000 | 8792 | 3.4 | 3.3 |  |  |  | Federally-Regulated Commercial & Industrial Equipment | 03/02/2012 |  | 05/02/2012
Lennox Industries Inc. | Lennox | GHP16-953-2Y |  | HSP-A, Single-Package Heat Pum | Heat Pump | 230 | 3 |  |  |  | No Match |  | No Match | 88000 | 9778 | 9 | 8.9 |  |  | 90000 | 8307 | 3.2 | 3 | 46000 | 6740 | 2 | Non Federally-Regulated | 01/17/1992 |  | 07/31/1992
Carrier Corp. - Syracuse | Tempstar | CHS121(H,L,S)A* | FHS120(M,S)**A0* | HRCU-A-CB, Split System: Heat | Heat Pump | 208 | 3 |  |  |  |  | True | Single-Speed | 112000 | 10181 | 11 | 10.8 |  |  | 106000 | 9413 | 3.3 | 3.3 |  |  |  | Federally-Regulated Commercial & Industrial Equipment | 07/18/2013 |  | 10/28/2014
Carrier Corp. - Syracuse | Carrier | 38AQ0246 | 40RR024 | HRCU-A-CB, Split System: Heat | Heat Pump | 460 | 3 |  |  |  | No Match |  | No Match | 202771 | 25346 | 8 | 7.5 |  |  | 230000 | 24060 |  |  | 129000 | 19024 |  | Non Federally-Regulated | 09/08/1982 |  | 05/16/1984
Rheem Sales Company, Inc. | Ruud | UPWB-100CAS | UHPA-100G | HRCU-A-CB, Split System: Heat | Heat Pump | 230 | 3 |  |  |  | No Match |  | No Match | 118000 | 14390 | 8.2 | 8.2 |  |  | 118000 | 12350 |  |  | 60000 | 8790 | 2 | Non Federally-Regulated | 06/11/1985 |  | 05/11/1988
Carrier Corp. | Day & Night | 549BP120000AA** | 40RR028 | HSP-A, Single-Package Heat Pum | Heat Pump | 230 | 3 |  |  |  | No Match |  | No Match | 257345 | 32168 | 8 | 8.9 |  | 10.4 | 280000 | 9767 | 3.3 | 3 | 64000 | 8929 | 2.1 | Federally-Regulated Commercial & Industrial Equipment | 08/24/1995 |  | 04/07/1996
Trane U.S. Inc. | Trane | BWC180A2 |  | HSP-A, Single-Package Heat Pum | Heat Pump | 200 | 3 |  |  |  | No Match |  | No Match | 180000 | 22600 | 8 |  |  |  | 180000 | 20300 | 2.6 |  | 100000 | 16400 | 1.8 | Non Federally-Regulated | 06/11/1985 |  | 05/11/1988
Trane U.S. Inc. | American Standard, Inc. | WCH150B40*E* |  | HSP-A, Single-Package Heat Pum | Heat Pump | 460 | 3 |  |  |  | No Match |  | No Match | 146000 | 15698 | 9.3 | 8.5 |  | 9.7 | 132000 | 13340 | 2.9 | 2.9 | 70000 | 10257 | 2 | Federally-Regulated Commercial & Industrial Equipment | 05/09/1998 |  | 10/02/1998
Carrier Corp. - Syracuse | Day & Night | RHS090(L,S)******TA |  | HSP-A, Single-Package Heat Pum | Heat Pump | 460 | 3 | False |  |  |  | False | Single-Speed | 88000 | 7857 | 11.2 | 10.8 |  |  | 86000 | 7413 | 3.4 | 3.3 |  |  |  | Federally-Regulated Commercial & Industrial Equipment | 12/12/2012 |  | 10/28/2014
York International | Evcon | BA-15[E72]***(T,W,X)* |  | HSP-A, Single-Package Heat Pum | Both Heat Pump and Electric Re | 230 | 3 |  |  |  |  | True | Single-Speed | 160000 | 16327 | 9.8 | 8.5 |  | 9.4 | 172000 | 15762 | 3.2 | 2.9 | 102000 | 14244 | 2.1 | Federally-Regulated Commercial & Industrial Equipment | 01/18/2008 |  | 02/24/2011
Trane U.S. Inc. | Trane | WCH120B40*C* |  | HSP-A, Single-Package Heat Pum | Heat Pump | 460 | 3 |  |  |  | No Match |  | No Match | 124000 | 12920 | 9.6 | 8.9 |  | 9.8 | 110000 | 10740 | 3 | 3 | 59000 | 8640 | 2 | Non Federally-Regulated | 05/27/1993 |  | 09/02/1995
Trane U.S. Inc. | General Electric | BWC240A3 |  | HSP-A, Single-Package Heat Pum | Heat Pump | 230 | 3 |  |  |  | No Match |  | No Match | 234000 | 29000 | 8.1 |  |  |  | 224000 | 24000 | 2.7 |  | 116000 | 18400 | 1.8 | Non Federally-Regulated | 06/11/1985 |  | 05/11/1988
Carrier Corp. - Syracuse | Heil | RHS150(H,L,S)******AA |  | HSP-A, Single-Package Heat Pum | Heat Pump | 460 | 3 | False |  |  |  | False | Single-Speed | 142000 | 13396 | 10.6 | 10.4 |  |  | 142000 | 13005 | 3.2 | 3.2 |  |  |  | Federally-Regulated Commercial & Industrial Equipment | 12/12/2012 |  | 10/28/2014
Carrier Corp. - Syracuse | Payne | 542EP120017 |  | HSP-A, Single-Package Heat Pum | Heat Pump | 208 | 3 |  |  |  | No Match |  | No Match | 120000 | 14700 | 8.2 | 8.2 |  |  | 120000 | 12200 |  |  | 65000 | 9200 |  | Non Federally-Regulated | 06/11/1985 |  | 05/11/1988
Trane U.S. Inc. | Trane Unitary Products Group | WS(D,H)180E(3,4,W)R0****(6,7) |  | HSP-A, Single-Package Heat Pum | Heat Pump | 575 | 3 | False |  |  |  | False | Single-Speed | 170000 | 16037 | 10.6 | 10.4 |  |  | 170000 | 15569 | 3.2 | 3.2 |  |  |  | Federally-Regulated Commercial & Industrial Equipment | 12/12/2012 |  | 04/21/2014
Rheem Sales Company, Inc. | Weatherking | WPWRC-100DA | WHGF-100Z | HRCU-A-CB, Split System: Heat | Heat Pump | 460 | 3 |  |  |  | No Match |  | No Match | 121000 | 12872 | 9.4 | 8.9 |  |  | 125000 | 11817 | 3.1 | 3 | 84000 | 11190 | 2.2 | Federally-Regulated Commercial & Industrial Equipment | 02/03/1998 |  | 03/04/1998
York International | Fraser Johnston | BA-20[E72]***(T,W,X)* |  | HSP-A, Single-Package Heat Pum | Both Heat Pump and Electric Re | 460 | 3 |  |  |  |  | True | Single-Speed | 220000 | 21569 | 10.2 | 8.5 |  | 10.1 | 218000 | 18803 | 3.4 | 2.9 | 130000 | 18154 | 2.1 | Federally-Regulated Commercial & Industrial Equipment | 02/11/2008 |  | 02/24/2011
Carrier Corp. - Syracuse | Day & Night | RHH102(H,L,S)******** |  | HSP-A, Single-Package Heat Pum | Heat Pump | 460 | 3 | False |  |  |  | True | Single-Speed | 100000 | 8333 | 12 | 10.8 |  |  | 100000 | 8619 | 3.4 | 3.3 |  |  |  | Federally-Regulated Commercial & Industrial Equipment | 11/30/2011 |  | 04/19/2013
Trane U.S. Inc. | American Standard, Inc. | WC(D,H)075C300A |  | HSP-A, Single-Package Heat Pum | Heat Pump | 230 | 3 |  |  |  | No Match |  | No Match | 71000 | 7978 | 8.9 | 8.9 |  |  | 71000 | 6935 | 3 | 3 | 35000 | 5127 | 2 | Non Federally-Regulated | 01/31/1992 |  | 07/31/1992
Carrier Corp. - Syracuse | Comfortmaker | RHS(120,121)(H,L,S)******TA |  | HSP-A, Single-Package Heat Pum | Heat Pump | 460 | 3 | False |  |  |  | False | Single-Speed | 116000 | 10545 | 11 | 10.8 |  |  | 116000 | 9999 | 3.4 | 3.3 |  |  |  | Federally-Regulated Commercial & Industrial Equipment | 12/12/2012 |  | 10/28/2014
Carrier Corp. - Syracuse | Heil | RHS(240)(H,L,S)******AA |  | HSP-A, Single-Package Heat Pum | Heat Pump | 460 | 3 | False |  |  |  | True | Single-Speed | 232000 | 21886 | 10.6 | 10.4 |  |  | 220000 | 19538 | 3.3 | 3.2 |  |  |  | Federally-Regulated Commercial & Industrial Equipment | 04/21/2014 |  | 10/28/2014
Trane U.S. Inc. | American Standard, Inc. | WS(D,H)180E(3,4,W)R0****(6,7) |  | HSP-A, Single-Package Heat Pum | Heat Pump | 230 | 3 | False |  |  |  | False | Single-Speed | 170000 | 16037 | 10.6 | 10.4 |  |  | 170000 | 15569 | 3.2 | 3.2 |  |  |  | Federally-Regulated Commercial & Industrial Equipment | 12/12/2012 |  | 04/21/2014
Carrier Corp. - Syracuse | Arcoaire | RHS090H******AA |  | HSP-A, Single-Package Heat Pum | Heat Pump | 230 | 3 | False |  |  |  | False | Single-Speed | 88000 | 7857 | 11.2 | 10.8 |  |  | 86000 | 7413 | 3.4 | 3.3 |  |  |  | Federally-Regulated Commercial & Industrial Equipment | 12/12/2012 |  | 10/28/2014
Trane U.S. Inc. | Trane | BWA090C300M | BWE090C300G | HRCU-A-CB, Split System: Heat | Heat Pump | 230 | 3 |  |  |  | No Match |  | No Match | 90000 | 10200 | 8.8 |  |  |  | 86000 | 8790 |  |  | 44500 | 7150 |  | Non Federally-Regulated | 05/11/1988 |  | 03/15/1989
York International | Evcon | BA-15[E72]***(T,W,X)* |  | HSP-A, Single-Package Heat Pum | Both Heat Pump and Electric Re | 208 | 3 |  |  |  |  | True | Single-Speed | 160000 | 16327 | 9.8 | 8.5 |  | 9.4 | 172000 | 15762 | 3.2 | 2.9 | 102000 | 14244 | 2.1 | Federally-Regulated Commercial & Industrial Equipment | 01/18/2008 |  | 02/24/2011
Carrier Corp. | Payne | 548CPX090000AB** |  | HSP-A, Single-Package Heat Pum | Heat Pump | 230 | 3 |  |  |  | No Match |  | No Match | 92000 | 28800 | 9.1 | 8.9 |  | 10.3 | 96000 | 9380 | 3 | 3 | 55000 | 8060 | 2 | Non Federally-Regulated | 05/07/1992 |  | 03/08/1996
York International | Fraser Johnston | BACB-(T/W/X)180(A/E) |  | HSP-A, Single-Package Heat Pum | Heat Pump | 575 | 3 |  |  |  | No Match |  | No Match | 164000 | 18636 | 8.8 | 8.5 |  | 8.5 | 174000 | 16998 | 3 | 2.9 | 90000 | 13188 | 2 | Federally-Regulated Commercial & Industrial Equipment | 10/02/1998 |  | 08/19/1999
International Comfort Products | Airquest | NRHR10HP30B |  | HSP-A, Single-Package Heat Pum | Heat Pump | 208 | 3 |  |  |  | No Match |  | No Match | 120000 | 13483 | 8.9 | 8.9 |  | 10.3 | 126000 | 12309 | 3 | 3 | 67000 | 9350 | 2.1 | Federally-Regulated Commercial & Industrial Equipment | 12/14/1998 |  | 08/17/1999
Compu-Aire | Compu-Aire | CASH-632 |  | HSP-A, Single-Package Heat Pum | Heat Pump | 208 | 3 |  |  |  | No Match |  | No Match | 73500 | 8550 | 8.6 |  |  |  | 72000 | 7360 | 2.9 | 2.5 | 46500 | 7150 | 1.9 | Non Federally-Regulated | 07/25/1989 |  | 10/10/1989
International Comfort Products | Tempstar | PH*120N2HA |  | HSP-A, Single-Package Heat Pum | Heat Pump | 208 | 3 |  |  |  | No Match |  | No Match | 123000 | 13516 | 9.1 | 8.9 |  | 9.5 | 123000 | 11628 | 3.1 | 3 | 71000 | 10404 | 2 | Federally-Regulated Commercial & Industrial Equipment | 03/31/1998 |  | 05/09/1998
Carrier Corp. - Syracuse | Carrier Corp. | 50TCQ*24***(5,6,1)A***(G,J,K,M)* |  | HSP-A, Single-Package Heat Pum | Heat Pump | 208 | 3 | False |  |  |  | True | Single-Speed | 232000 | 21886 | 10.6 | 10.4 |  |  | 220000 | 19538 | 3.3 | 3.2 |  |  |  | Federally-Regulated Commercial & Industrial Equipment | 12/12/2012 |  | 04/21/2014
Carrier Corp. - Syracuse | Arcoaire | CHS240(H,L,S)D* | FHS240(S,H,L)**A0* | HRCU-A-CB, Split System: Heat | Heat Pump | 208 | 3 |  |  |  |  | True | Single-Speed | 222000 | 20747 | 10.7 | 10.4 |  |  | 214000 | 17919 | 3.5 | 3.2 |  |  |  | Federally-Regulated Commercial & Industrial Equipment | 07/18/2013 |  | 10/28/2014
Carrier Corp. - Syracuse | Comfortmaker | CHS180(H,L,S)D* | FHS180(M,S,H,L)**A2* | HRCU-A-CB, Split System: Heat | Heat Pump | 575 | 3 |  |  |  |  | True | Single-Speed | 178000 | 16792 | 10.6 | 10.4 |  |  | 178000 | 15343 | 3.4 | 3.2 |  |  |  | Federally-Regulated Commercial & Industrial Equipment | 07/18/2013 |  | 10/28/2014
York International | York | BQ240[E72]***(2,4,5)* |  | HSP-A, Single-Package Heat Pum | Both Heat Pump and Electric Re | 460 | 3 |  |  |  |  | True | Single-Speed | 214000 | 22526 | 9.5 | 8.5 |  | 10.1 | 210000 | 19866 | 3.1 | 2.9 | 130000 | 19062 | 2 | Federally-Regulated Commercial & Industrial Equipment | 01/18/2008 |  | 01/24/2011
McQuay International | McQuay International | DPS010AHHG5**-4* |  | HSP-A, Single-Package Heat Pum | Heat Pump | 575 | 3 | False |  |  |  | True | Variable-Speed | 120000 | 10084 | 11.9 | 10.8 |  |  | 118000 | 10231 | 3.4 | 3.3 |  |  |  | Federally-Regulated Commercial & Industrial Equipment | 04/19/2013 |  | 01/09/2014
Carrier Corp. - Syracuse | Arcoaire | RHS(120,121)(H,L,S)******TA |  | HSP-A, Single-Package Heat Pum | Heat Pump | 575 | 3 | False |  |  |  | False | Single-Speed | 116000 | 10545 | 11 | 10.8 |  |  | 116000 | 9999 | 3.4 | 3.3 |  |  |  | Federally-Regulated Commercial & Industrial Equipment | 12/12/2012 |  | 10/28/2014
Rheem Sales Company, Inc. | Rheem | RJMB-A120C |  | HSP-A, Single-Package Heat Pum | Heat Pump | 208 | 3 |  |  |  | No Match |  | No Match | 120000 | 11881 | 10.1 | 8.9 |  | 11.2 | 109000 | 9980 | 3.2 | 3 | 65000 | 8656 | 2.2 | Federally-Regulated Commercial & Industrial Equipment | 11/21/2001 |  | 07/18/2002
Rheem Sales Company, Inc. | Ruud | UPDA-100E,F |  | HSP-A, Single-Package Heat Pum | Heat Pump | 230 | 3 |  |  |  | No Match |  | No Match | 118000 | 14390 | 8.2 | 8.2 |  |  | 122000 | 13243 | 2.7 |  | 62000 | 18172 | 1 | Non Federally-Regulated | 06/11/1985 |  | 05/11/1988
Goettl | Goettl | HP901B-3 |  | HSP-A, Single-Package Heat Pum | Heat Pump | 230 | 1 |  |  |  | No Match |  | No Match | 94000 | 11320 | 8.3 | 8.3 |  |  | 96000 | 10420 | 2.7 | 2.8 | 50000 | 8140 | 1.8 | Non Federally-Regulated | 03/05/1991 |  | 07/27/1992
Rheem Sales Company, Inc. | Airquest | NRHR10HP30B |  | HSP-A, Single-Package Heat Pum | Heat Pump | 208 | 3 |  |  |  | No Match |  | No Match | 120000 | 13483 | 8.9 | 8.9 |  | 10.3 | 126000 | 12309 | 3 | 3 | 67000 | 9350 | 2.1 | Federally-Regulated Commercial & Industrial Equipment | 02/03/1998 |  | 03/31/1998
Rheem Sales Company, Inc. | Heat Controller | HR100-4SZ | AHH100-Z | HRCU-A-CB, Split System: Heat | Heat Pump | 460 | 3 |  |  |  | No Match |  | No Match | 120000 | 13043 | 9.2 | 8.9 |  |  | 125000 | 11817 | 3.1 | 3 | 84000 | 11190 | 2.2 | Federally-Regulated Commercial & Industrial Equipment | 05/10/1998 |  | 10/02/1998
Carrier Corp. - Syracuse | Day & Night | 542EE120000 |  | HSP-A, Single-Package Heat Pum | Heat Pump | 460 | 3 |  |  |  | No Match |  | No Match | 120000 | 14700 | 8.2 | 8.2 |  |  | 120000 | 12200 |  |  | 65000 | 9200 |  | Non Federally-Regulated | 03/15/1989 |  | 10/10/1989
Carrier Corp. - Syracuse | Comfortmaker | RHS(181,183)(H,L,S)******TC |  | HSP-A, Single-Package Heat Pum | Heat Pump | 575 | 3 | False |  |  |  | True | Single-Speed | 172000 | 15925 | 10.8 | 10.4 |  |  | 220000 | 19538 | 3.3 | 3.2 |  |  |  | Federally-Regulated Commercial & Industrial Equipment | 01/09/2014 |  | 10/28/2014
Trane U.S. Inc. | American Standard, Inc. | BWA090C3OOM | BWE090C3OOG | HRCU-A-CB, Split System: Heat | Heat Pump | 230 | 3 |  |  |  | No Match |  | No Match | 90000 | 10200 | 8.8 | 8.2 |  |  | 86000 | 8790 |  |  | 44500 | 7150 |  | Non Federally-Regulated | 03/15/1989 |  | 10/10/1989
Goettl | Goettl | HP1202E-3 |  | HSP-A, Single-Package Heat Pum | Heat Pump | 230 | 3 |  |  |  | No Match |  | No Match | 120000 | 12371 | 9.7 | 8.9 |  |  | 118000 | 11524 | 3 | 3 | 63000 | 9229 | 2 | Federally-Regulated Commercial & Industrial Equipment | 11/18/1999 |  | 04/13/2000
Rheem Sales Company, Inc. | Rheem | RPWB-200DAS* | RHPA-200Z | HRCU-A-CB, Split System: Heat | Heat Pump | 460 | 3 |  |  |  | No Match |  | No Match | 234000 | 28540 | 8.2 | 8.2 |  |  | 234000 | 24490 |  |  | 119000 | 17430 |  | Non Federally-Regulated | 02/22/1990 |  | 07/31/1992
Carrier Corp. - Syracuse | Airquest | CHS121(H,L,S)A* | FHS120(M,S)A*A* | HRCU-A-CB, Split System: Heat | Heat Pump | 230 | 3 |  |  |  |  | True | Single-Speed | 112000 | 10181 | 11 | 10.8 |  |  | 106000 | 9414 | 3.3 | 3.3 |  |  |  | Federally-Regulated Commercial & Industrial Equipment | 03/10/2011 |  | 12/12/2012
Carrier Corp. - Syracuse | Bryant Heating & Cooling Systems | 549J(P,E,T)12**********A |  | HSP-A, Single-Package Heat Pum | Heat Pump | 230 | 3 | False |  |  |  | True | Single-Speed | 119000 | 9674 | 12.3 | 10.8 |  |  | 116000 | 9713 | 3.5 | 3.3 |  |  |  | Federally-Regulated Commercial & Industrial Equipment | 11/30/2011 |  | 12/12/2012
Carrier Corp. - Syracuse | Comfortmaker | CHS240(H,L,S)D* | FHS240(S,H,L)**A0* | HRCU-A-CB, Split System: Heat | Heat Pump | 460 | 3 |  |  |  |  | True | Single-Speed | 222000 | 20747 | 10.7 | 10.4 |  |  | 214000 | 17919 | 3.5 | 3.2 |  |  |  | Federally-Regulated Commercial & Industrial Equipment | 07/18/2013 |  | 10/28/2014
Carrier Corp. - Syracuse | ICP Commercial | RHH090(H,L,S)******AA |  | HSP-A, Single-Package Heat Pum | Heat Pump | 208 | 3 | False |  |  |  | True | Single-Speed | 90000 | 7438 | 12.1 | 10.8 |  |  | 84000 | 7033 | 3.5 | 3.3 |  |  |  | Federally-Regulated Commercial & Industrial Equipment | 12/12/2012 |  | 10/28/2014
York International | Fraser Johnston | BACB-(T/W/X)240(A/E) |  | HSP-A, Single-Package Heat Pum | Heat Pump | 230 | 3 |  |  |  | No Match |  | No Match | 222000 | 26117 | 8.5 | 8.5 |  | 8 | 226000 | 22078 | 3 | 2.9 | 120000 | 17584 | 2 | Federally-Regulated Commercial & Industrial Equipment | 10/02/1998 |  | 08/19/1999
Lennox Industries Inc. | Lennox | CHP11-953-5G |  | HSP-A, Single-Package Heat Pum | Heat Pump | 460 | 3 |  |  |  | No Match |  | No Match | 89000 | 10840 | 8.2 | 8.2 |  |  | 90000 | 9450 |  |  | 46000 | 7570 |  | Non Federally-Regulated | 05/16/1984 |  | 06/11/1985
Carrier Corp. - Syracuse | Airquest | RHS150(H,L,S)******TA |  | HSP-A, Single-Package Heat Pum | Heat Pump | 575 | 3 | False |  |  |  | False | Single-Speed | 142000 | 13396 | 10.6 | 10.4 |  |  | 142000 | 13005 | 3.2 | 3.2 |  |  |  | Federally-Regulated Commercial & Industrial Equipment | 12/12/2012 |  | 10/28/2014
Trane U.S. Inc. | Trane | BWC180L300A |  | HSP-A, Single-Package Heat Pum | Heat Pump | 230 | 3 |  |  |  | No Match |  | No Match | 172000 | 21000 | 8.2 |  |  |  | 158000 | 17160 | 2.7 |  | 82000 | 13360 | 1.8 | Non Federally-Regulated | 07/31/1992 |  | 03/31/1998
Carrier Corp. - Syracuse | Keeprite | RHH072(H,L,S)0******A |  | HSP-A, Single-Package Heat Pum | Heat Pump | 575 | 3 | False |  |  |  | True | Single-Speed | 72000 | 6000 | 12 | 10.8 |  |  | 70000 | 6033 | 3.4 | 3.3 |  |  |  | Federally-Regulated Commercial & Industrial Equipment | 03/10/2011 |  | 04/19/2013
Trane U.S. Inc. | Trane | BWA180C3K | BWV180B | HRCU-A-CB, Split System: Heat | Heat Pump | 230 | 3 |  |  |  | No Match |  | No Match | 182000 | 22000 | 8.3 |  |  |  | 172000 | 18300 |  |  | 101000 | 15200 |  | Non Federally-Regulated | 06/11/1985 |  | 05/11/1988
Carrier Corp. - Syracuse | Keeprite | RHH090(H,L,S)******** |  | HSP-A, Single-Package Heat Pum | Heat Pump | 208 | 3 | False |  |  |  | True | Single-Speed | 90000 | 7438 | 12.1 | 10.8 |  |  | 84000 | 7033 | 3.5 | 3.3 |  |  |  | Federally-Regulated Commercial & Industrial Equipment | 11/30/2011 |  | 12/12/2012
Rheem Sales Company, Inc. | Century | HR100-3SZ | AHH100-Z | HRCU-A-CB, Split System: Heat | Heat Pump | 208 | 3 |  |  |  | No Match |  | No Match | 118000 | 12826 | 9.2 | 8.9 |  |  | 125000 | 11814 | 3.1 | 3 | 68000 | 9487 | 2.1 | Federally-Regulated Commercial & Industrial Equipment | 11/18/1999 |  | 05/23/2000
Carrier Corp. - Syracuse | ICP Commercial | RHH090(H,L,S)******AA |  | HSP-A, Single-Package Heat Pum | Heat Pump | 575 | 3 | False |  |  |  | True | Single-Speed | 90000 | 7438 | 12.1 | 10.8 |  |  | 84000 | 7033 | 3.5 | 3.3 |  |  |  | Federally-Regulated Commercial & Industrial Equipment | 12/12/2012 |  | 10/28/2014
Rheem Sales Company, Inc. | Airquest | NCHR91H001C | NEMR10M030A | HRCU-A-CB, Split System: Heat | Heat Pump | 208 | 3 |  |  |  | No Match |  | No Match | 92000 | 9570 | 9.6 | 8.9 |  |  | 88000 | 8000 | 3.2 | 3 | 48000 | 6750 | 2.1 | Non Federally-Regulated | 03/22/1993 |  | 09/02/1995
York International | Luxaire | BA-07C00*T/W/X***1* |  | HSP-A, Single-Package Heat Pum | Heat Pump | 460 | 3 |  |  |  | No Match |  | No Match | 90000 | 8411 | 10.7 | 8.9 |  | 11 | 85000 | 7782 | 3.2 | 3 | 46000 | 6126 | 2.2 | Federally-Regulated Commercial & Industrial Equipment | 07/19/2001 |  | 02/05/2002
Carrier Corp. - Syracuse | Bryant Heating & Cooling Systems | 575J(P,E,T)25D000* | 524J(E,P,T)25H000A** | HRCU-A-CB, Split System: Heat | Heat Pump | 208 | 3 |  |  |  |  | True | Single-Speed | 222000 | 20747 | 10.7 | 10.4 |  |  | 214000 | 17919 | 3.5 | 3.2 |  |  |  | Federally-Regulated Commercial & Industrial Equipment | 07/18/2013 |  | 04/20/2015
Lennox Industries Inc. | Lennox | CHP16-953-4Y |  | HSP-A, Single-Package Heat Pum | Heat Pump | 230 | 3 |  |  |  | No Match |  | No Match | 88000 | 9778 | 9 | 8.9 |  |  | 90000 | 8307 | 3.2 | 3 | 46000 | 6740 | 2 | Non Federally-Regulated | 07/31/1992 |  | 03/31/1998
Trane U.S. Inc. | American Standard, Inc. | TWA240B400A | TWE240B400A | HRCU-A-CB, Split System: Heat | Heat Pump | 460 | 3 |  |  |  | No Match |  | No Match | 234000 | 27530 | 8.5 |  |  |  | 234000 | 22860 | 3 | 2.5 | 122000 | 17880 | 2 | Non Federally-Regulated | 05/25/1989 |  | 02/22/1990
York International | York | E2FB120A25,46 | F4EH120A33 | HRCU-A-CB, Split System: Heat | Heat Pump | 208 | 3 |  |  |  |  | True | Single-Speed | 118000 | 12553 | 9.4 | 8.9 |  | 0 | 111000 | 10500 | 3.1 | 3 | 71000 | 9053 | 2.3 | Federally-Regulated Commercial & Industrial Equipment | 01/18/2008 |  | 02/24/2011
Carrier Corp. - Syracuse | ICP Commercial | RHS(243)(H,L,S)******TA |  | HSP-A, Single-Package Heat Pum | Heat Pump | 208 | 3 | False |  |  |  | True | Single-Speed | 232000 | 21886 | 10.6 | 10.4 |  |  | 220000 | 19538 | 3.3 | 3.2 |  |  |  | Federally-Regulated Commercial & Industrial Equipment | 10/28/2014 |  | 10/28/2014
Trane U.S. Inc. | Trane Unitary Products Group | WSC090E3*0A |  | HSP-A, Single-Package Heat Pum | Heat Pump | 208 | 3 | False |  |  |  | True | Single-Speed | 89000 | 8018 | 11.1 | 10.8 |  |  | 86000 | 7413 | 3.4 | 3.3 | 48000 | 6116 | 2.3 | Federally-Regulated Commercial & Industrial Equipment | 04/21/2015 |  | 06/01/2015
Lennox Industries Inc. | Lennox | KHA072S4B**Y,G,J |  | HSP-A, Single-Package Heat Pum | Both Heat Pump and Electric Re | 230 | 3 | False |  |  |  | True | Single-Speed | 69000 | 6272 | 11 | 11 |  |  | 70000 | 6216 | 3.3 | 3.3 | 40000 | 5210 | 2.3 | Federally-Regulated Commercial & Industrial Equipment | 04/21/2015 |  | 06/01/2015
Carrier Corp. - Syracuse | Day & Night | RHS090H******** |  | HSP-A, Single-Package Heat Pum | Heat Pump | 208 | 3 | False |  |  |  | False | Single-Speed | 87000 | 7767 | 11.2 | 10.8 |  |  | 86000 | 7413 | 3.4 | 3.3 |  |  |  | Federally-Regulated Commercial & Industrial Equipment | 03/02/2012 |  | 12/12/2012
Carrier Corp. - Syracuse | Carrier | 38AQ0165 + 0165 + 0165 | 40RR054 | HSP-A, Single-Package Heat Pum | Heat Pump | 230 | 3 |  |  |  | No Match |  | No Match | 90000 | 64045 | 8.9 | 8.2 |  |  | 85000 | 8600 |  |  | 44000 | 6800 |  | Non Federally-Regulated | 09/08/1982 |  | 08/30/1983
Trane U.S. Inc. | American Standard, Inc. | TWA090A300B | TWE090A300B | HRCU-A-CB, Split System: Heat | Heat Pump | 208 | 3 |  |  |  | No Match |  | No Match | 90000 | 9180 | 9.8 | 8.9 |  |  | 85000 | 8300 | 3 | 3 | 45000 | 6280 | 2.1 | Non Federally-Regulated | 07/31/1992 |  | 03/31/1998
Trane U.S. Inc. | Trane | BWC090C3F |  | HSP-A, Single-Package Heat Pum | Heat Pump | 230 | 3 |  |  |  | No Match |  | No Match | 90000 | 10100 | 8.9 |  |  |  | 85000 | 8600 |  |  | 44000 | 6800 |  | Non Federally-Regulated | 05/11/1988 |  | 03/15/1989
Heil | Heil | PHE156H***** |  | HSP-A, Single-Package Heat Pum | Heat Pump | 230 | 3 |  |  |  |  | False | Single-Speed | 140000 | 14285 | 9.8 | 8.5 |  |  | 136000 | 12463 | 3.2 | 2.9 |  |  |  | Federally-Regulated Commercial & Industrial Equipment | 12/24/2008 |  | 02/24/2011
Rheem Sales Company, Inc. | Weatherking | WPWC-100C | WHGF-100Z | HRCU-A-CB, Split System: Heat | Heat Pump | 230 | 3 |  |  |  | No Match |  | No Match | 116000 | 13033 | 8.9 | 8.9 |  |  | 125000 | 11814 | 3.1 | 3 | 68000 | 9487 | 2.1 | Federally-Regulated Commercial & Industrial Equipment | 07/31/2002 |  | 01/18/2008
Carrier Corp. - Syracuse | Tempstar | RHS102(L,S)******** |  | HSP-A, Single-Package Heat Pum | Heat Pump | 575 | 3 | False |  |  |  | False | Single-Speed | 99000 | 8839 | 11.2 | 10.8 |  |  | 96000 | 8525 | 3.3 | 3.3 |  |  |  | Federally-Regulated Commercial & Industrial Equipment | 11/30/2011 |  | 12/12/2012
Rheem Sales Company, Inc. | Heat Controller | HR075-3SZ | AHH100-Z | HRCU-A-CB, Split System: Heat | Heat Pump | 230 | 3 |  |  |  | No Match |  | No Match | 92000 | 9583 | 9.6 | 8.9 |  |  | 88000 | 8057 | 3.2 | 3 | 48000 | 6697 | 2.1 | Federally-Regulated Commercial & Industrial Equipment | 07/31/2002 |  | 01/18/2008
McQuay International | McQuay International | DPS006AHHG4**-6 |  | HSP-A, Single-Package Heat Pum | Heat Pump | 460 | 3 | False |  |  |  | True | Variable-Speed | 70000 | 6194 | 11.3 | 10.8 |  |  | 72000 | 5197 | 4.1 | 3.3 |  |  |  | Federally-Regulated Commercial & Industrial Equipment | 03/02/2012 |  | 08/28/2012
Carrier Corp. - Syracuse | Heil | CHS180(H,L,S)D* | FHS180(M,S,H,L)A*A* | HRCU-A-CB, Split System: Heat | Heat Pump | 460 | 3 |  |  |  |  | True | Single-Speed | 178000 | 16792 | 10.6 | 10.4 |  |  | 178000 | 15343 | 3.4 | 3.2 |  |  |  | Federally-Regulated Commercial & Industrial Equipment | 03/10/2011 |  | 12/12/2012
Trane U.S. Inc. | Trane | WCD180B40*E* |  | HSP-A, Single-Package Heat Pum | Heat Pump | 460 | 3 |  |  |  | No Match |  | No Match | 174000 | 19333 | 9 | 8.5 |  | 9.3 | 160000 | 15631 | 3 | 2.9 | 84000 | 11723 | 2.1 | Federally-Regulated Commercial & Industrial Equipment | 05/09/1998 |  | 10/02/1998
Carrier Corp. - Syracuse | Comfortmaker | RHH090(H,L,S)******** |  | HSP-A, Single-Package Heat Pum | Heat Pump | 208 | 3 | False |  |  |  | True | Single-Speed | 90000 | 7438 | 12.1 | 10.8 |  |  | 84000 | 7033 | 3.5 | 3.3 |  |  |  | Federally-Regulated Commercial & Industrial Equipment | 11/30/2011 |  | 12/12/2012
Rheem Sales Company, Inc. | Tempstar | NCHR20L001B | NEPR20M050A | HRCU-A-CB, Split System: Heat | Heat Pump | 460 | 3 |  |  |  | No Match |  | No Match | 234000 | 28540 | 8.2 | 8.2 |  |  | 234000 | 24490 |  |  | 119000 | 17430 |  | Non Federally-Regulated | 02/22/1990 |  | 07/31/1992
Trane U.S. Inc. | General Electric | BWA180C3K | BWV180B | HRCU-A-CB, Split System: Heat | Heat Pump | 200 | 3 |  |  |  | No Match |  | No Match | 182000 | 22000 | 8.3 |  |  |  | 172000 | 18300 |  |  | 101000 | 15200 |  | Non Federally-Regulated | 05/16/1984 |  | 06/11/1985
York International | York | B1CH090A25 |  | HSP-A, Single-Package Heat Pum | Heat Pump | 208 | 3 |  |  |  | No Match |  | No Match | 87000 | 9886 | 8.8 |  |  |  | 88000 | 8597 |  |  | 47000 | 6888 |  | Non Federally-Regulated | 05/11/1988 |  | 03/15/1989
Carrier Corp. - Syracuse | Heil | RHS090(L,S)******** |  | HSP-A, Single-Package Heat Pum | Heat Pump | 575 | 3 | False |  |  |  | False | Single-Speed | 88000 | 7857 | 11.2 | 10.8 |  |  | 86000 | 7413 | 3.4 | 3.3 |  |  |  | Federally-Regulated Commercial & Industrial Equipment | 03/02/2012 |  | 12/12/2012
Carrier Corp. - Syracuse | ICP Commercial | RHS(181,183)(H,L,S)******TC |  | HSP-A, Single-Package Heat Pum | Heat Pump | 575 | 3 | False |  |  |  | True | Single-Speed | 172000 | 15925 | 10.8 | 10.4 |  |  | 220000 | 19538 | 3.3 | 3.2 |  |  |  | Federally-Regulated Commercial & Industrial Equipment | 10/28/2014 |  | 10/28/2014
Lennox Industries Inc. | Lennox | HP17-953V-2Y | CB17-95V-1 | HRCU-A-CB, Split System: Heat | Heat Pump | 230 | 3 |  |  |  | No Match |  | No Match | 87000 | 10235 | 8.5 | 8.2 |  |  | 88000 | 8597 |  |  | 51000 | 6794 |  | Non Federally-Regulated | 06/11/1985 |  | 08/29/1986
Rheem Sales Company, Inc. | Dayton | MPWC-100C | MHGF-100Z | HRCU-A-CB, Split System: Heat | Heat Pump | 208 | 3 |  |  |  | No Match |  | No Match | 118000 | 12826 | 9.2 | 8.9 |  |  | 125000 | 11814 | 3.1 | 3 | 68000 | 9487 | 2.1 | Federally-Regulated Commercial & Industrial Equipment | 07/25/2000 |  | 02/06/2002
McQuay International | McQuay International | DPS012AHHW4*C-4 |  | HSP-A, Single-Package Heat Pum | Heat Pump | 460 | 3 | False |  |  |  | True | Variable-Speed | 144000 | 12307 | 11.7 | 10.4 |  |  | 138000 | 11392 | 3.6 | 3.2 |  |  |  | Federally-Regulated Commercial & Industrial Equipment | 03/02/2012 |  | 08/28/2012
York International | Luxaire | EBSE-T,W,X120 | FDHP-S120 | HRCU-A-CB, Split System: Heat | Heat Pump | 208 | 3 |  |  |  |  | True | Single-Speed | 118000 | 12553 | 9.4 | 8.9 |  | 0 | 111000 | 10500 | 3.1 | 3 | 71000 | 9053 | 2.3 | Federally-Regulated Commercial & Industrial Equipment | 01/18/2008 |  | 02/24/2011
Rheem Sales Company, Inc. | Tempstar | NCHR15L001B | NEPR15M050A | HRCU-A-CB, Split System: Heat | Heat Pump | 460 | 3 |  |  |  | No Match |  | No Match | 177000 | 21900 | 8.1 | 8.2 |  |  | 177000 | 17280 |  |  | 93000 | 13620 |  | Non Federally-Regulated | 02/22/1990 |  | 07/31/1992
Compu-Aire | Maxi-Kool | MKH-834 |  | HSP-A, Single-Package Heat Pum | Heat Pump | 460 | 3 |  |  |  | No Match |  | No Match | 89700 | 10810 | 8.3 | 8.2 |  |  | 91000 | 9010 |  |  | 54700 | 7280 |  | Non Federally-Regulated | 10/10/1989 |  | 07/31/1992
Carrier Corp. - Syracuse | Carrier Corp. | 50TCQ*09***5A***(G,J,K,M)* |  | HSP-A, Single-Package Heat Pum | Heat Pump | 208 | 3 | False |  |  |  | False | Single-Speed | 98000 | 8521 | 11.5 | 10.8 |  |  | 94000 | 8348 | 3.3 | 3.3 |  |  |  | Federally-Regulated Commercial & Industrial Equipment | 12/12/2012 |  | 04/21/2015
Carrier Corp. - Syracuse | Comfortmaker | RHS(181,183)(H,L,S)******** |  | HSP-A, Single-Package Heat Pum | Heat Pump | 575 | 3 | False |  |  |  | True | Single-Speed | 172000 | 15925 | 10.8 | 10.4 |  |  | 220000 | 19538 | 3.3 | 3.2 |  |  |  | Federally-Regulated Commercial & Industrial Equipment | 11/30/2011 |  | 12/12/2012
York International | Luxaire | BA-10C00*T/W/X***** |  | HSP-A, Single-Package Heat Pum | Heat Pump | 208 | 3 |  |  |  | No Match |  | No Match | 120000 | 11650 | 10.3 | 8.9 |  | 10 | 113000 | 10346 | 3.2 | 3 | 60000 | 7990 | 2.2 | Federally-Regulated Commercial & Industrial Equipment | 07/31/2002 |  | 01/18/2008
Trane U.S. Inc. | American Standard, Inc. | WCD180B400B |  | HSP-A, Single-Package Heat Pum | Heat Pump | 460 | 3 |  |  |  | No Match |  | No Match | 174000 | 19350 | 9 |  |  |  | 160000 | 15620 | 3 |  | 84000 | 11710 | 2.1 | Federally-Regulated Commercial & Industrial Equipment | 01/27/1992 |  | 07/22/1992
Carrier Corp. - Syracuse | Comfortmaker | RHS072(H,L,S)******** |  | HSP-A, Single-Package Heat Pum | Heat Pump | 230 | 3 | False |  |  |  | False | Single-Speed | 70000 | 6306 | 11.1 | 10.8 |  |  | 67000 | 5950 | 3.3 | 3.3 |  |  |  | Federally-Regulated Commercial & Industrial Equipment | 10/28/2014 |  | 10/28/2014
Carrier Corp. - Syracuse | Carrier | 50TJQ00850/60 |  | HSP-A, Single-Package Heat Pum | Heat Pump | 208 | 3 |  |  |  | No Match |  | No Match | 86000 | 9555 | 9 | 8.9 |  | 9.3 | 78000 | 7617 | 3 | 3 | 36000 | 6592 | 1.6 | Federally-Regulated Commercial & Industrial Equipment | 11/18/1999 |  | 04/13/2000
International Comfort Products | Arcoaire | RYMA10H**** |  | HSP-A, Single-Package Heat Pum | Heat Pump | 230 | 3 |  |  |  | No Match |  | No Match | 123000 | 13516 | 9.1 | 8.9 |  | 9.5 | 123000 | 11625 | 3.1 | 3 | 71000 | 10401 | 2 | Federally-Regulated Commercial & Industrial Equipment | 11/18/1999 |  | 04/13/2000
Carrier Corp. - Syracuse | Arcoaire | RHS(120,121)(H,L,S)******AA |  | HSP-A, Single-Package Heat Pum | Heat Pump | 460 | 3 | False |  |  |  | False | Single-Speed | 116000 | 10545 | 11 | 10.8 |  |  | 116000 | 9999 | 3.4 | 3.3 |  |  |  | Federally-Regulated Commercial & Industrial Equipment | 12/12/2012 |  | 10/28/2014
Coleman Air Conditioning Products | Coleman Air Conditioning Products | EABA-T/W090 | F*EH090 | HRCU-A-CB, Split System: Heat | Heat Pump | 230 | 3 |  |  |  | No Match |  | No Match | 91000 | 9578 | 9.5 | 8.9 |  |  | 83000 | 8106 | 3 | 3 | 54000 | 7534 | 2.1 | Federally-Regulated Commercial & Industrial Equipment | 02/05/2002 |  | 03/21/2002
Trane U.S. Inc. | Trane | BWA180C400M | BW(H,V)180B400D | HRCU-A-CB, Split System: Heat | Heat Pump | 460 | 3 |  |  |  | No Match |  | No Match | 182000 | 22000 | 8.3 | 8.2 |  |  | 172000 | 18300 |  |  | 101000 | 15200 |  | Non Federally-Regulated | 02/22/1990 |  | 07/31/1992
Trane U.S. Inc. | American Standard, Inc. | WCH120B40*E* |  | HSP-A, Single-Package Heat Pum | Heat Pump | 460 | 3 |  |  |  | No Match |  | No Match | 124000 | 12916 | 9.6 | 8.9 |  | 9.8 | 110000 | 10746 | 3 | 3 | 59000 | 8645 | 2 | Federally-Regulated Commercial & Industrial Equipment | 02/03/1998 |  | 03/31/1998
Carrier Corp. - Syracuse | Tempstar | RHS(120,121)(H,L,S)******** |  | HSP-A, Single-Package Heat Pum | Heat Pump | 208 | 3 | False |  |  |  | False | Single-Speed | 116000 | 10545 | 11 | 10.8 |  |  | 116000 | 9999 | 3.4 | 3.3 |  |  |  | Federally-Regulated Commercial & Industrial Equipment | 11/30/2011 |  | 12/12/2012
Rheem Sales Company, Inc. | Weatherking | WPWC-075C | WHGF-100Z | HRCU-A-CB, Split System: Heat | Heat Pump | 230 | 3 |  |  |  | No Match |  | No Match | 92000 | 9583 | 9.6 | 8.9 |  |  | 88000 | 8057 | 3.2 | 3 | 48000 | 6697 | 2.1 | Federally-Regulated Commercial & Industrial Equipment | 07/31/2002 |  | 01/18/2008
Carrier Corp. - Syracuse | Tempstar | RHS072(H,L,S)******A |  | HSP-A, Single-Package Heat Pum | Both Heat Pump and Electric Re | 460 | 3 |  |  |  |  | False | Single-Speed | 70000 | 6306 | 11.1 | 8.9 |  |  | 67000 | 5954 | 3.3 | 3 |  |  |  | Federally-Regulated Commercial & Industrial Equipment | 07/16/2009 |  | 12/12/2012
Trane U.S. Inc. | Trane | WCH180A400A |  | HSP-A, Single-Package Heat Pum | Heat Pump | 460 | 3 |  |  |  | No Match |  | No Match | 176000 | 19560 | 9 |  |  |  | 160000 | 16160 | 2.9 |  | 82000 | 12640 | 1.9 | Non Federally-Regulated | 07/31/1992 |  | 03/31/1998
Inter-City Products Corp. | Tempstar | PH*090N2HA |  | HSP-A, Single-Package Heat Pum | Heat Pump | 208 | 3 |  |  |  | No Match |  | No Match | 91000 | 9784 | 9.3 | 8.9 |  | 10.4 | 90000 | 8508 | 3.1 | 3 | 48000 | 6862 | 2.1 | Federally-Regulated Commercial & Industrial Equipment | 06/11/1997 |  | 09/02/1997
Carrier Corp. - Syracuse | Carrier Corp. | 50TCQ*08***(6,1)A* |  | HSP-A, Single-Package Heat Pum | Heat Pump | 460 | 3 | False |  |  |  | False | Single-Speed | 88000 | 7857 | 11.2 | 10.8 |  |  | 86000 | 7413 | 3.4 | 3.3 |  |  |  | Federally-Regulated Commercial & Industrial Equipment | 03/02/2012 |  | 12/12/2012
Carrier Corp. - Syracuse | Carrier | 50LJQ012-5 |  | HSP-A, Single-Package Heat Pum | Heat Pump | 230 | 3 |  |  |  | No Match |  | No Match | 120000 | 13000 | 9.2 | 8.9 |  |  | 120000 | 10500 | 3.3 | 3 | 64000 | 8600 | 2.2 | Non Federally-Regulated | 07/31/1992 |  | 03/31/1998
Carrier Corp. - Syracuse | Heil | RHS(240)(H,L,S)******TA |  | HSP-A, Single-Package Heat Pum | Heat Pump | 460 | 3 | False |  |  |  | True | Single-Speed | 232000 | 21886 | 10.6 | 10.4 |  |  | 220000 | 19538 | 3.3 | 3.2 |  |  |  | Federally-Regulated Commercial & Industrial Equipment | 04/21/2014 |  | 10/28/2014
York International | York | PC240C00A*(2,4,5)***** | NC240C00*(5,6)****** | HRCU-A-CB, Split System: Heat | Heat Pump | 460 | 3 |  |  |  |  | True | Single-Speed | 238000 | 22452 | 10.6 | 8.5 |  |  | 216000 | 19195 | 3.3 | 2.9 |  |  |  | Federally-Regulated Commercial & Industrial Equipment | 06/15/2009 |  | 12/12/2012
Carrier Corp. - Syracuse | Carrier | 38AQ0165 + 38AQ0125 | 40RR034 | HSP-A, Single-Package Heat Pum | Heat Pump | 460 | 3 |  |  |  | No Match |  | No Match | 94000 | 34828 | 8.7 | 8.2 |  |  | 88000 | 9500 | 2.7 |  | 48000 | 7500 | 1.9 | Non Federally-Regulated | 09/08/1982 |  | 08/30/1983
York International | Luxaire | BACB-(T/W/X)180(A/E) |  | HSP-A, Single-Package Heat Pum | Heat Pump | 208 | 3 |  |  |  | No Match |  | No Match | 164000 | 18636 | 8.8 | 8.5 |  | 8.5 | 174000 | 16993 | 3 | 2.9 | 90000 | 13184 | 2 | Federally-Regulated Commercial & Industrial Equipment | 11/18/1999 |  | 07/18/2002
Trane U.S. Inc. | Trane Unitary Products Group | 4TWA3048A3 (2) | TWE120E3**A* | HRCU-A-CB, Split System: Heat | Heat Pump | 208 | 3 |  |  |  |  | True | Single-Speed | 101000 | 8326 | 12.1 | 10.8 |  |  | 95000 | 7524 | 3.7 | 3.3 |  |  |  | Federally-Regulated Commercial & Industrial Equipment | 11/30/2011 |  | 05/02/2012
International Comfort Products | Tempstar | PH*090N2LA |  | HSP-A, Single-Package Heat Pum | Heat Pump | 460 | 3 |  |  |  | No Match |  | No Match | 91000 | 9784 | 9.3 | 8.9 |  | 10.4 | 90000 | 8508 | 3.1 | 3 | 48000 | 6862 | 2.1 | Federally-Regulated Commercial & Industrial Equipment | 03/31/1998 |  | 05/09/1998
Carrier Corp. - Syracuse | Comfortmaker | RHS072(H,L,S)******A |  | HSP-A, Single-Package Heat Pum | Both Heat Pump and Electric Re | 208 | 3 |  |  |  |  | False | Single-Speed | 70000 | 6306 | 11.1 | 8.9 |  |  | 67000 | 5954 | 3.3 | 3 |  |  |  | Federally-Regulated Commercial & Industrial Equipment | 07/16/2009 |  | 12/12/2012
Carrier Corp. - Syracuse | Tempstar | RHS(181,183)(H,L,S)******TC |  | HSP-A, Single-Package Heat Pum | Heat Pump | 460 | 3 | False |  |  |  | True | Single-Speed | 172000 | 15925 | 10.8 | 10.4 |  |  | 220000 | 19538 | 3.3 | 3.2 |  |  |  | Federally-Regulated Commercial & Industrial Equipment | 10/28/2014 |  | 10/28/2014
Carrier Corp. - Syracuse | Arcoaire | RHS(240,243)(H,L,S)******AA |  | HSP-A, Single-Package Heat Pum | Heat Pump | 208 | 3 | False |  |  |  | True | Single-Speed | 232000 | 21886 | 10.6 | 10.4 |  |  | 220000 | 19538 | 3.3 | 3.2 |  |  |  | Federally-Regulated Commercial & Industrial Equipment | 12/12/2012 |  | 04/21/2014
Trane U.S. Inc. | American Standard, Inc. | TWA090A400B | TWE090A400B | HRCU-A-CB, Split System: Heat | Heat Pump | 460 | 3 |  |  |  | No Match |  | No Match | 90000 | 9180 | 9.8 | 8.9 |  |  | 85000 | 8300 | 3 | 3 | 45000 | 6280 | 2.1 | Non Federally-Regulated | 01/17/1992 |  | 02/11/1992
Carrier Corp. - Syracuse | Carrier | 38AQ0245+0245+0165 | 40RR054 | HRCU-A-CB, Split System: Heat | Heat Pump | 230 | 3 |  |  |  | No Match |  | No Match | 568915 | 72014 | 7.9 |  |  |  | 596000 | 69830 |  |  | 323000 | 52561 |  | Non Federally-Regulated | 06/11/1985 |  | 05/11/1988
Trane U.S. Inc. | American Standard, Inc. | WCH075C40*B* |  | HSP-A, Single-Package Heat Pum | Heat Pump | 460 | 3 |  |  |  | No Match |  | No Match | 71000 | 7977 | 8.9 | 8.9 |  |  | 71000 | 6934 | 3 | 3 | 35000 | 5127 | 2 | Federally-Regulated Commercial & Industrial Equipment | 11/18/1999 |  | 04/13/2000
Rheem Sales Company, Inc. | Ruud | UPWA-075CAS | UHPA-075GA | HRCU-A-CB, Split System: Heat | Heat Pump | 230 | 3 |  |  |  | No Match |  | No Match | 90000 | 11300 | 8 | 7.5 |  |  | 90000 | 8800 |  |  | 51000 | 6900 |  | Non Federally-Regulated | 08/30/1983 |  | 05/16/1984
Carrier Corp. - Syracuse | Carrier Corp. | 50TCQ*17***(5,6,1)C***(A,C,D,F)* |  | HSP-A, Single-Package Heat Pum | Heat Pump | 230 | 3 | False |  |  |  | True | Single-Speed | 172000 | 15925 | 10.8 | 10.4 |  |  | 166000 | 14742 | 3.3 | 3.2 |  |  |  | Federally-Regulated Commercial & Industrial Equipment | 01/09/2014 |  | 10/28/2014
Trane U.S. Inc. | American Standard, Inc. | WCD090C30*B* |  | HSP-A, Single-Package Heat Pum | Heat Pump | 230 | 3 |  |  |  | No Match |  | No Match | 87000 | 9775 | 8.9 | 8.9 |  |  | 86000 | 8399 | 3 | 3 | 43000 | 6299 | 2 | Federally-Regulated Commercial & Industrial Equipment | 05/22/2000 |  | 09/25/2002
Carrier Corp. - Syracuse | Day & Night | 542JP/EX150 |  | HSP-A, Single-Package Heat Pum | Heat Pump | 460 | 3 |  |  |  | No Match |  | No Match | 140000 | 14285 | 9.8 | 8.5 |  | 12.4 | 136000 | 12456 | 3.2 | 2.9 | 72000 | 10048 | 2.1 | Federally-Regulated Commercial & Industrial Equipment | 10/24/1997 |  | 03/31/1998
International Comfort Products | Heil | PH*120N2LA* |  | HSP-A, Single-Package Heat Pum | Heat Pump | 460 | 3 |  |  |  | No Match |  | No Match | 123000 | 13516 | 9.1 | 8.9 |  | 9.5 | 123000 | 11628 | 3.1 | 3 | 71000 | 10404 | 2 | Federally-Regulated Commercial & Industrial Equipment | 12/14/1998 |  | 08/17/1999
Lennox Industries Inc. | Lennox | HP17-953V-3G | CB17-95V-1 | HRCU-A-CB, Split System: Heat | Heat Pump | 460 | 3 |  |  |  | No Match |  | No Match | 87000 | 10235 | 8.5 |  |  |  | 88000 | 8471 | 3 | 2.5 | 45000 | 5994 | 2.2 | Non Federally-Regulated | 03/02/1988 |  | 05/11/1988
Rheem Sales Company, Inc. | Rheem | RPWB-100CAS* | RHPA-100Z | HRCU-A-CB, Split System: Heat | Heat Pump | 230 | 3 |  |  |  | No Match |  | No Match | 118000 | 14390 | 8.2 |  |  |  | 118000 | 12350 |  |  | 60000 | 8790 | 2 | Non Federally-Regulated | 05/11/1988 |  | 03/15/1989
York International | Fraser Johnston | BACB-T090A |  | HSP-A, Single-Package Heat Pum | Heat Pump | 230 | 3 |  |  |  | No Match |  | No Match | 87000 | 9886 | 8.8 |  |  |  | 88000 | 8597 |  |  | 47000 | 6888 |  | Non Federally-Regulated | 05/11/1988 |  | 03/15/1989
Carrier Corp. - Syracuse | Keeprite | RHS(240)(H,L,S)******AA |  | HSP-A, Single-Package Heat Pum | Heat Pump | 460 | 3 | False |  |  |  | True | Single-Speed | 232000 | 21886 | 10.6 | 10.4 |  |  | 220000 | 19538 | 3.3 | 3.2 |  |  |  | Federally-Regulated Commercial & Industrial Equipment | 04/21/2014 |  | 10/28/2014
Carrier Corp. - Syracuse | Day & Night | RHH102(H,L,S)******AA |  | HSP-A, Single-Package Heat Pum | Heat Pump | 208 | 3 | False |  |  |  | True | Single-Speed | 100000 | 8333 | 12 | 10.8 |  |  | 100000 | 8619 | 3.4 | 3.3 |  |  |  | Federally-Regulated Commercial & Industrial Equipment | 10/28/2014 |  | 10/28/2014
Rheem Sales Company, Inc. | Heil Quaker | NRHR10HP00B |  | HSP-A, Single-Package Heat Pum | Heat Pump | 208 | 3 |  |  |  | No Match |  | No Match | 116000 | 14150 | 8.2 | 8.2 |  |  | 118000 | 12350 |  |  | 60000 | 8790 | 2 | Non Federally-Regulated | 03/15/1989 |  | 10/10/1989
Trane U.S. Inc. | General Electric | BWC120C3F |  | HSP-A, Single-Package Heat Pum | Heat Pump | 200 | 3 |  |  |  | No Match |  | No Match | 118000 | 14300 | 8.3 | 8.2 |  |  | 118000 | 11900 |  |  | 62500 | 8750 |  | Non Federally-Regulated | 06/11/1985 |  | 05/11/1988
Trane U.S. Inc. | American Standard, Inc. | WSC090E3*0A |  | HSP-A, Single-Package Heat Pum | Heat Pump | 208 | 3 |  |  |  |  | True | Single-Speed | 89000 | 8018 | 11.1 | 8.9 |  |  | 86000 | 7418 | 3.4 | 3 |  |  |  | Federally-Regulated Commercial & Industrial Equipment | 11/25/2009 |  | 12/12/2012
GE Appliances, a Haier company | General Electric | BWA120C4 | BWE120C | HRCU-A-CB, Split System: Heat | Heat Pump | 460 | 3 |  |  |  | No Match |  | No Match | 117000 | 14700 | 8 | 7.5 |  |  | 120000 | 12300 |  |  | 58000 | 9300 |  | Non Federally-Regulated | 01/05/1982 |  | 09/03/2015
Carrier Corp. - Syracuse | Airquest | CHS180(H,L,S)D* | FHS180(M,S,H,L)**A2* | HRCU-A-CB, Split System: Heat | Heat Pump | 460 | 3 |  |  |  |  | True | Single-Speed | 178000 | 16792 | 10.6 | 10.4 |  |  | 178000 | 15343 | 3.4 | 3.2 |  |  |  | Federally-Regulated Commercial & Industrial Equipment | 07/18/2013 |  | 10/28/2014
Trane U.S. Inc. | Trane | TWA120A300E* | TWE120A300D* | HRCU-A-CB, Split System: Heat | Heat Pump | 230 | 3 |  |  |  | No Match |  | No Match | 120000 | 11881 | 10.1 | 8.9 |  |  | 122000 | 11170 | 3.2 | 3 | 80000 | 9766 | 2.4 | Federally-Regulated Commercial & Industrial Equipment | 07/19/2001 |  | 07/18/2002
Carrier Corp. | Carrier | 38AQ0165 + 0165 + 0165 | 40RR054 | HRCU-A-CB, Split System: Heat | Heat Pump | 208 | 3 |  |  |  | No Match |  | No Match | 485102 | 64045 | 7.6 |  |  | 8.2 | 554117 | 52915 | 3 |  | 337211 | 43555 | 2.2 | Voluntarily Certified | 02/07/1988 |  | 03/08/1996
Carrier Corp. - Syracuse | Carrier | 50HJQ016501/601 |  | HSP-A, Single-Package Heat Pum | Heat Pump | 208 | 3 |  |  |  | No Match |  | No Match | 172000 | 18494 | 9.3 | 8.5 |  | 9.7 | 172000 | 15275 | 3.3 | 2.9 | 94000 | 12522 | 2.2 | Federally-Regulated Commercial & Industrial Equipment | 03/31/1998 |  | 05/09/1998
York International | York | BQ240[C,E18,E36]***(2,4,5)* |  | HSP-A, Single-Package Heat Pum | Both Heat Pump and Electric Re | 230 | 3 |  |  |  |  | True | Single-Speed | 218000 | 22947 | 9.5 | 8.5 |  | 10.2 | 210000 | 19866 | 3.1 | 2.9 | 130000 | 19062 | 2 | Federally-Regulated Commercial & Industrial Equipment | 01/18/2008 |  | 01/24/2011
Daikin Comfort Technologies Manufacturing, L.P. | Goodman | CPH120********A* |  | HSP-A, Single-Package Heat Pum | Both Heat Pump and Electric Re | 208 | 3 | False |  |  |  | False | Single-Speed | 118000 | 10260 | 11.5 | 10.8 |  |  | 120000 | 10343 | 3.4 | 3.3 |  |  |  | Federally-Regulated Commercial & Industrial Equipment | 03/02/2012 |  | 01/09/2014
Carrier Corp. - Syracuse | Carrier Corp. | 50TCQ*24***(5,6,1)A***(G,J,K,M)*-VERT |  | HSP-A, Single-Package Heat Pum | Heat Pump | 575 | 3 | False |  |  |  | True | Single-Speed | 232000 | 21886 | 10.6 | 10.4 |  |  | 220000 | 19538 | 3.3 | 3.2 |  |  |  | Federally-Regulated Commercial & Industrial Equipment | 04/21/2014 |  | 10/28/2014
Borg Warner | Fraser Johnston | BAHT-T120A |  | HSP-A, Single-Package Heat Pum | Heat Pump | 208 | 3 |  |  |  | No Match |  | No Match | 121000 | 13050 | 8.2 | 8.2 |  |  | 126000 | 11250 | 3.3 |  | 76000 | 7980 | 2.8 | Non Federally-Regulated | 05/16/1984 |  | 06/11/1985
Carrier Corp. - Syracuse | Bryant Heating & Cooling Systems | 548J(P,E,T)24*********(D,E)A-HORZ |  | HSP-A, Single-Package Heat Pum | Heat Pump | 460 | 3 | False |  |  |  | True | Single-Speed | 232000 | 21886 | 10.6 | 10.4 |  |  | 220000 | 19538 | 3.3 | 3.2 |  |  |  | Federally-Regulated Commercial & Industrial Equipment | 10/28/2014 |  | 04/21/2015
McQuay International | McQuay International | DPS010AHHW5*C-6* |  | HSP-A, Single-Package Heat Pum | Heat Pump | 575 | 3 | False |  |  |  | True | Variable-Speed | 121000 | 10083 | 12 | 10.8 |  |  | 119000 | 10138 | 3.4 | 3.3 |  |  |  | Federally-Regulated Commercial & Industrial Equipment | 04/19/2013 |  | 01/09/2014
Trane U.S. Inc. | Trane | WCH150B40*F* |  | HSP-A, Single-Package Heat Pum | Heat Pump | 460 | 3 |  |  |  | No Match |  | No Match | 144000 | 15157 | 9.5 | 8.5 |  | 9.9 | 132000 | 12476 | 3.1 | 2.9 | 72000 | 10547 | 2 | Federally-Regulated Commercial & Industrial Equipment | 07/31/2002 |  | 06/19/2003
Trane U.S. Inc. | Trane | TWA072A4 | BWE090C-F | HRCU-A-CB, Split System: Heat | Heat Pump | 460 | 3 |  |  |  | No Match |  | No Match | 70500 | 7880 | 8.9 | 8.2 |  |  | 67000 | 6250 | 3.1 |  | 36400 | 4710 | 2.3 | Non Federally-Regulated | 03/15/1989 |  | 10/10/1989
Rheem Sales Company, Inc. | Tempstar | NRHR10LP30B |  | HSP-A, Single-Package Heat Pum | Heat Pump | 460 | 3 |  |  |  | No Match |  | No Match | 120000 | 13483 | 8.9 | 8.9 |  | 10.3 | 126000 | 12309 | 3 | 3 | 67000 | 9350 | 2.1 | Federally-Regulated Commercial & Industrial Equipment | 03/31/1998 |  | 05/09/1998
Inter-City Products Corp. | Tempstar | PH*120N2LA |  | HSP-A, Single-Package Heat Pum | Heat Pump | 460 | 3 |  |  |  | No Match |  | No Match | 123000 | 13516 | 9.1 | 8.9 |  | 9.5 | 123000 | 11628 | 3.1 | 3 | 71000 | 10404 | 2 | Federally-Regulated Commercial & Industrial Equipment | 06/11/1997 |  | 09/02/1997
Carrier Corp. - Syracuse | Keeprite | CHS180(H,L,S)D* | FHS180(M,S,H,L)**A0* | HRCU-A-CB, Split System: Heat | Heat Pump | 460 | 3 |  |  |  |  | True | Single-Speed | 178000 | 16792 | 10.6 | 10.4 |  |  | 178000 | 15343 | 3.4 | 3.2 |  |  |  | Federally-Regulated Commercial & Industrial Equipment | 07/18/2013 |  | 10/28/2014
McQuay International | McQuay International | DPS012AHHW4*C-4 |  | HSP-A, Single-Package Heat Pum | Heat Pump | 460 | 3 | False |  |  |  | True | Variable-Speed | 144000 | 12307 | 11.7 | 10.4 |  |  | 134000 | 11793 | 3.3 | 3.2 |  |  |  | Federally-Regulated Commercial & Industrial Equipment | 08/28/2012 |  | 04/19/2013
Lennox Industries Inc. | Lennox | CHP11-1853-6W |  | HSP-A, Single-Package Heat Pum | Heat Pump | 200 | 3 |  |  |  | No Match |  | No Match | 180000 | 22000 | 8.2 |  |  |  | 174000 | 17810 |  |  | 90000 | 13880 |  | Non Federally-Regulated | 03/15/1989 |  | 10/10/1989
GE Appliances, a Haier company | General Electric | BWC090F4 |  | HSP-A, Single-Package Heat Pum | Heat Pump | 460 | 3 |  |  |  | No Match |  | No Match | 94000 | 10800 | 8.7 | 7.5 |  |  | 88000 | 9500 | 2.7 |  | 48000 | 7500 | 1.9 | Non Federally-Regulated | 01/05/1982 |  | 09/03/2015
York International | Fraser Johnston | BA-12C00*T/W/X***1* |  | HSP-A, Single-Package Heat Pum | Heat Pump | 230 | 3 |  |  |  | No Match |  | No Match | 144000 | 15483 | 9.3 | 8.5 |  | 11 | 142000 | 13421 | 3.1 | 2.9 | 91000 | 12696 | 2.1 | Federally-Regulated Commercial & Industrial Equipment | 07/19/2001 |  | 02/05/2002
Rheem Sales Company, Inc. | Rheem | RPDC-075C |  | HSP-A, Single-Package Heat Pum | Heat Pump | 208 | 3 |  |  |  | No Match |  | No Match | 93000 | 10333 | 9 | 8.9 |  | 9.9 | 93000 | 9085 | 3 | 3 | 51000 | 7117 | 2.1 | Federally-Regulated Commercial & Industrial Equipment | 03/31/1998 |  | 05/09/1998
Carrier Corp. - Syracuse | Bryant Heating & Cooling Systems | 549J(P,E,T)09*********(D,E)A |  | HSP-A, Single-Package Heat Pum | Heat Pump | 208 | 3 | False |  |  |  | True | Single-Speed | 100000 | 8333 | 12 | 10.8 |  |  | 100000 | 8619 | 3.4 | 3.3 |  |  |  | Federally-Regulated Commercial & Industrial Equipment | 12/12/2012 |  | 10/28/2014
York International | Evcon | ECSE-T,W090 | FCHP-S090 | HRCU-A-CB, Split System: Heat | Heat Pump | 460 | 3 |  |  |  |  | True | Single-Speed | 83000 | 9222 | 9 | 8.9 |  | 0 | 78000 | 7625 | 3 | 3 | 48000 | 6120 | 2.3 | Federally-Regulated Commercial & Industrial Equipment | 01/18/2008 |  | 02/24/2011
Carrier Corp. - Syracuse | Carrier | 38AQ0165 + 38AQ0125 | 40RR034 | HRCU-A-CB, Split System: Heat | Heat Pump | 230 | 3 |  |  |  | No Match |  | No Match | 273512 | 34828 | 7.9 |  |  |  | 283599 | 28848 |  |  | 173199 | 24128 |  | Non Federally-Regulated | 06/11/1985 |  | 08/29/1986
Carrier Corp. - Syracuse | Carrier Corp. | 50TCQ*08***5A***(A,C,D,F)* |  | HSP-A, Single-Package Heat Pum | Heat Pump | 208 | 3 | False |  |  |  | False | Single-Speed | 87000 | 7767 | 11.2 | 10.8 |  |  | 86000 | 7413 | 3.4 | 3.3 |  |  |  | Federally-Regulated Commercial & Industrial Equipment | 12/12/2012 |  | 10/28/2014
Carrier Corp. - Syracuse | Carrier | 50LJQ008611 |  | HSP-A, Single-Package Heat Pum | Heat Pump | 460 | 3 |  |  |  | No Match |  | No Match | 92000 | 10110 | 9.1 | 8.9 |  |  | 96000 | 9380 | 3 | 3 | 55000 | 8060 | 2 | Non Federally-Regulated | 07/31/1992 |  | 03/31/1998
York International | Coleman | XA-12[C,E]***(T,W,X)* |  | HSP-A, Single-Package Heat Pum | Both Heat Pump and Electric Re | 460 | 3 | False |  |  |  | True | Single-Speed | 150000 | 13636 | 11 | 10.4 |  | 11.9 | 135000 | 12364 | 3.2 | 3.2 | 90000 | 11997 | 2.2 | Federally-Regulated Commercial & Industrial Equipment | 01/24/2011 |  | 01/09/2014
Carrier Corp. - Syracuse | Bryant Air Conditioning | 549BPX/BEX072 |  | HSP-A, Single-Package Heat Pum | Heat Pump | 230 | 3 |  |  |  | No Match |  | No Match | 68000 | 7157 | 9.5 | 8.9 |  |  | 72000 | 6204 | 3.4 | 3 | 36000 | 5551 | 1.9 | Federally-Regulated Commercial & Industrial Equipment | 11/18/1999 |  | 04/13/2000
Rheem Sales Company, Inc. | Ruud | UPDB-075C |  | HSP-A, Single-Package Heat Pum | Heat Pump | 230 | 3 |  |  |  | No Match |  | No Match | 88000 | 10730 | 8.2 | 8.2 |  |  | 88000 | 8595 |  |  | 46000 | 6740 |  | Non Federally-Regulated | 06/11/1985 |  | 05/11/1988
Carrier Corp. - Syracuse | Carrier Corp. | 50TCQ*12***(5,6,1)A***(G,J,K,M)* |  | HSP-A, Single-Package Heat Pum | Heat Pump | 230 | 3 | False |  |  |  | False | Single-Speed | 116000 | 10545 | 11 | 10.8 |  |  | 116000 | 9999 | 3.4 | 3.3 |  |  |  | Federally-Regulated Commercial & Industrial Equipment | 12/12/2012 |  | 04/21/2015
York International | York | PC240C00A*(2,4,5)***** | NC240C00*(5,6)****** | HRCU-A-CB, Split System: Heat | Heat Pump | 230 | 3 |  |  |  |  | True | Single-Speed | 238000 | 22452 | 10.6 | 8.5 |  |  | 216000 | 19195 | 3.3 | 2.9 |  |  |  | Federally-Regulated Commercial & Industrial Equipment | 06/15/2009 |  | 12/12/2012
International Comfort Products | Heil | PH*120N2LA* |  | HSP-A, Single-Package Heat Pum | Heat Pump | 460 | 3 |  |  |  | No Match |  | No Match | 123000 | 13516 | 9.1 | 8.9 |  | 9.5 | 123000 | 11625 | 3.1 | 3 | 71000 | 10401 | 2 | Federally-Regulated Commercial & Industrial Equipment | 11/18/1999 |  | 04/13/2000
Borg Warner | Luxaire | BAHT-T090A |  | HSP-A, Single-Package Heat Pum | Heat Pump | 208 | 3 |  |  |  | No Match |  | No Match | 95000 | 10041 | 8.3 | 8.2 |  |  | 103000 | 8607 | 3.5 |  | 63000 | 6562 | 2.8 | Non Federally-Regulated | 05/16/1984 |  | 06/11/1985
Carrier Corp. - Syracuse | Tempstar | RHS(120,121)(H,L,S)******** |  | HSP-A, Single-Package Heat Pum | Heat Pump | 230 | 3 | False |  |  |  | False | Single-Speed | 116000 | 10545 | 11 | 10.8 |  |  | 116000 | 9999 | 3.4 | 3.3 |  |  |  | Federally-Regulated Commercial & Industrial Equipment | 11/30/2011 |  | 12/12/2012
Carrier Corp. - Syracuse | Carrier | 38AQ0345 + 38AQ0125 | 40RR044 | HSP-A, Single-Package Heat Pum | Heat Pump | 460 | 3 |  |  |  | No Match |  | No Match | 414549 | 50554 | 8.2 | 8.9 |  | 10.4 | 425000 | 9769 | 3.3 | 3 | 58000 | 8853 | 1.9 | Non Federally-Regulated | 06/11/1985 |  | 03/15/1989
Carrier Corp. - Syracuse | Bryant Air Conditioning | 542JPX/JEX180 |  | HSP-A, Single-Package Heat Pum | Heat Pump | 460 | 3 |  |  |  | No Match |  | No Match | 172000 | 18494 | 9.3 | 8.5 |  | 9.7 | 172000 | 15271 | 3.3 | 2.9 | 94000 | 12518 | 2.2 | Federally-Regulated Commercial & Industrial Equipment | 11/18/1999 |  | 07/18/2002
York International | Luxaire | XA-12[C,E]***(T,W,X)* |  | HSP-A, Single-Package Heat Pum | Both Heat Pump and Electric Re | 575 | 3 |  |  |  |  | True | Single-Speed | 150000 | 13636 | 11 | 8.5 |  | 11.9 | 144000 | 13196 | 3.2 | 2.9 | 90000 | 11997 | 2.2 | Federally-Regulated Commercial & Industrial Equipment | 01/18/2008 |  | 01/24/2011
Carrier Corp. - Syracuse | ICP Commercial | RHS(240)(H,L,S)******TA |  | HSP-A, Single-Package Heat Pum | Heat Pump | 230 | 3 | False |  |  |  | True | Single-Speed | 232000 | 21886 | 10.6 | 10.4 |  |  | 220000 | 19538 | 3.3 | 3.2 |  |  |  | Federally-Regulated Commercial & Industrial Equipment | 10/28/2014 |  | 10/28/2014
Rheem Sales Company, Inc. | Rheem | RJMB-A078C |  | HSP-A, Single-Package Heat Pum | Heat Pump | 208 | 3 |  |  |  | No Match |  | No Match | 73000 | 7227 | 10.1 | 8.9 |  | 10.4 | 76000 | 6958 | 3.2 | 3 | 46000 | 6126 | 2.2 | Federally-Regulated Commercial & Industrial Equipment | 07/31/2002 |  | 01/18/2008
Carrier Corp. - Syracuse | ICP Commercial | RHS090H******TA |  | HSP-A, Single-Package Heat Pum | Heat Pump | 208 | 3 | False |  |  |  | False | Single-Speed | 87000 | 7767 | 11.2 | 10.8 |  |  | 86000 | 7413 | 3.4 | 3.3 |  |  |  | Federally-Regulated Commercial & Industrial Equipment | 10/28/2014 |  | 10/28/2014
GE Appliances, a Haier company | General Electric | BWC120C2 |  | HSP-A, Single-Package Heat Pum | Heat Pump | 200 | 3 |  |  |  | No Match |  | No Match | 117000 | 14600 | 8 | 7.5 |  |  | 112000 | 12000 | 2.7 |  | 58000 | 9300 | 1.8 | Non Federally-Regulated | 09/08/1982 |  | 09/03/2015
Rheem Sales Company, Inc. | Ruud | UPDC-075C* |  | HSP-A, Single-Package Heat Pum | Heat Pump | 208 | 3 |  |  |  | No Match |  | No Match | 93000 | 10300 | 9 |  |  |  | 93000 | 8960 |  |  | 51000 | 6990 |  | Non Federally-Regulated | 05/11/1988 |  | 03/15/1989
Carrier Corp. - Syracuse | Comfortmaker | RHS(181,183)(H,L,S)******TC |  | HSP-A, Single-Package Heat Pum | Heat Pump | 230 | 3 | False |  |  |  | True | Single-Speed | 172000 | 15925 | 10.8 | 10.4 |  |  | 166000 | 14742 | 3.3 | 3.2 |  |  |  | Federally-Regulated Commercial & Industrial Equipment | 10/28/2014 |  | 10/28/2014
Trane U.S. Inc. | American Standard, Inc. | WSC072E3*0A |  | HSP-A, Single-Package Heat Pum | Heat Pump | 208 | 3 |  |  |  |  | True | Single-Speed | 75000 | 6579 | 11.4 | 8.9 |  |  | 71000 | 5949 | 3.5 | 3 |  |  |  | Federally-Regulated Commercial & Industrial Equipment | 11/25/2009 |  | 12/12/2012
Trane U.S. Inc. | Trane | WCH150B30*E* |  | HSP-A, Single-Package Heat Pum | Heat Pump | 208 | 3 |  |  |  | No Match |  | No Match | 146000 | 15531 | 9.4 | 8.5 |  | 9.7 | 132000 | 13340 | 2.9 | 2.9 | 72000 | 10550 | 2 | Federally-Regulated Commercial & Industrial Equipment | 10/24/1997 |  | 03/31/1998
McQuay International | McQuay International | DPS012AHHE2*C-6 |  | HSP-A, Single-Package Heat Pum | Heat Pump | 230 | 3 | False |  |  |  | True | Variable-Speed | 144000 | 12203 | 11.8 | 10.4 |  |  | 135000 | 11810 | 3.4 | 3.2 |  |  |  | Federally-Regulated Commercial & Industrial Equipment | 08/28/2012 |  | 04/19/2013
Lennox Industries Inc. | Lennox | LHA120H* |  | HSP-A, Single-Package Heat Pum | Heat Pump | 575 | 3 |  |  |  | No Match |  | No Match | 118000 | 11456 | 10.3 | 8.9 |  | 11.3 | 120000 | 10654 | 3.3 | 3 | 72000 | 10045 | 2.1 | Federally-Regulated Commercial & Industrial Equipment | 11/21/2001 |  | 07/18/2002
Trane U.S. Inc. | American Standard, Inc. | WCD075C30*B* |  | HSP-A, Single-Package Heat Pum | Heat Pump | 230 | 3 |  |  |  | No Match |  | No Match | 71000 | 7978 | 8.9 | 8.9 |  |  | 71000 | 6935 | 3 | 3 | 35000 | 5127 | 2 | Non Federally-Regulated | 05/27/1993 |  | 04/19/1994
Carrier Corp. - Syracuse | Keeprite | RHS(240,243)(H,L,S)******TA |  | HSP-A, Single-Package Heat Pum | Heat Pump | 575 | 3 | False |  |  |  | True | Single-Speed | 232000 | 21886 | 10.6 | 10.4 |  |  | 220000 | 19538 | 3.3 | 3.2 |  |  |  | Federally-Regulated Commercial & Industrial Equipment | 12/12/2012 |  | 04/21/2014
Rheem Sales Company, Inc. | Whirlpool | NRHR10LP00B |  | HSP-A, Single-Package Heat Pum | Heat Pump | 460 | 3 |  |  |  | No Match |  | No Match | 116000 | 14150 | 8.2 |  |  |  | 118000 | 12350 |  |  | 60000 | 8790 | 2 | Non Federally-Regulated | 05/11/1988 |  | 03/15/1989
Rheem Sales Company, Inc. | Weatherking | PHC7.5T-4L |  | HSP-A, Single-Package Heat Pum | Heat Pump | 460 | 3 |  |  |  | No Match |  | No Match | 92000 | 10500 | 8.8 | 8.2 |  |  | 94000 | 9160 |  |  | 52000 | 7190 |  | Non Federally-Regulated | 02/22/1990 |  | 09/17/1991
Trane U.S. Inc. | American Standard, Inc. | WS(D,H)150E(3,4,W)R(G,N,P,R)****0 |  | HSP-A, Single-Package Heat Pum | Both Heat Pump and Electric Re | 460 | 3 | False |  |  |  | False | Single-Speed | 146000 | 13773 | 10.6 | 10.4 |  |  | 136000 | 12455 | 3.2 | 3.2 |  |  |  | Federally-Regulated Commercial & Industrial Equipment | 12/12/2012 |  | 08/28/2014
Trane U.S. Inc. | General Electric | BWC090C3F |  | HSP-A, Single-Package Heat Pum | Heat Pump | 230 | 3 |  |  |  | No Match |  | No Match | 90000 | 10100 | 8.9 | 8.2 |  |  | 85000 | 8600 |  |  | 44000 | 6800 |  | Non Federally-Regulated | 05/16/1984 |  | 06/11/1985
Carrier Corp. - Syracuse | Arcoaire | CHS240(H,L,S)D* | FHS240(S,H,L)**A2* | HRCU-A-CB, Split System: Heat | Heat Pump | 460 | 3 |  |  |  |  | True | Single-Speed | 222000 | 20747 | 10.7 | 10.4 |  |  | 214000 | 17919 | 3.5 | 3.2 |  |  |  | Federally-Regulated Commercial & Industrial Equipment | 07/18/2013 |  | 10/28/2014
Carrier Corp. - Syracuse | Arcoaire | RHS(243)(H,L,S)******TA |  | HSP-A, Single-Package Heat Pum | Heat Pump | 230 | 3 | False |  |  |  | True | Single-Speed | 232000 | 21886 | 10.6 | 10.4 |  |  | 220000 | 19538 | 3.3 | 3.2 |  |  |  | Federally-Regulated Commercial & Industrial Equipment | 04/21/2014 |  | 10/28/2014
Carrier Corp. - Syracuse | Day & Night | CHS240(H,L,S)D* | FHS240(S,H,L)**A0* | HRCU-A-CB, Split System: Heat | Heat Pump | 575 | 3 |  |  |  |  | True | Single-Speed | 222000 | 20747 | 10.7 | 10.4 |  |  | 214000 | 17919 | 3.5 | 3.2 |  |  |  | Federally-Regulated Commercial & Industrial Equipment | 07/18/2013 |  | 10/28/2014
Carrier Corp. - Syracuse | Bryant Heating & Cooling Systems | 548J(P,E,T)17*********(D,E)C |  | HSP-A, Single-Package Heat Pum | Heat Pump | 208 | 3 | False |  |  |  | True | Single-Speed | 172000 | 15925 | 10.8 | 10.4 |  |  | 220000 | 19538 | 3.3 | 3.2 |  |  |  | Federally-Regulated Commercial & Industrial Equipment | 10/28/2014 |  | 04/21/2015
GE Appliances, a Haier company | General Electric | BWC090C3 |  | HSP-A, Single-Package Heat Pum | Heat Pump | 230 | 3 |  |  |  | No Match |  | No Match | 90000 | 11500 | 7.8 | 7.5 |  |  | 90000 | 10000 | 2.6 |  | 50000 | 7700 |  | Non Federally-Regulated | 09/08/1982 |  | 09/03/2015
Lennox Industries Inc. | Lennox | CHP11-1353-2G |  | HSP-A, Single-Package Heat Pum | Heat Pump | 460 | 3 |  |  |  | No Match |  | No Match | 122000 | 15200 | 8 | 7.5 |  |  | 125000 | 12600 | 2.9 |  | 64000 | 10400 |  | Non Federally-Regulated | 01/05/1982 |  | 08/30/1983
Carrier Corp. | Carrier | 38AQ0346 | 40RR034 | HRCU-A-CB, Split System: Heat | Heat Pump | 460 | 3 |  |  |  | No Match |  | No Match | 307028 | 36991 | 8.3 |  |  | 8.9 | 327000 | 34208 | 2.8 |  | 183000 | 25525 | 2.1 | Voluntarily Certified | 01/23/1988 |  | 03/08/1996
Trane U.S. Inc. | American Standard, Inc. | WCD090C40*A* |  | HSP-A, Single-Package Heat Pum | Heat Pump | 460 | 3 |  |  |  | No Match |  | No Match | 87000 | 9775 | 8.9 | 8.9 |  |  | 86000 | 8400 | 3 | 3 | 43000 | 6299 | 2 | Non Federally-Regulated | 04/14/1993 |  | 09/02/1995
Trane U.S. Inc. | American Standard, Inc. | WSC072E4*0A |  | HSP-A, Single-Package Heat Pum | Heat Pump | 460 | 3 |  |  |  |  | True | Single-Speed | 75000 | 6579 | 11.4 | 8.9 |  |  | 71000 | 5949 | 3.5 | 3 |  |  |  | Federally-Regulated Commercial & Industrial Equipment | 11/25/2009 |  | 12/12/2012
Lennox Industries Inc. | Lennox | LHA120H* |  | HSP-A, Single-Package Heat Pum | Heat Pump | 208 | 3 |  |  |  | No Match |  | No Match | 118000 | 11456 | 10.3 | 8.9 |  | 11.3 | 120000 | 10654 | 3.3 | 3 | 72000 | 10045 | 2.1 | Federally-Regulated Commercial & Industrial Equipment | 07/31/2002 |  | 01/18/2008
Trane U.S. Inc. | American Standard, Inc. | TWA180B300D* | TWE180B300C* | HRCU-A-CB, Split System: Heat | Heat Pump | 230 | 3 |  |  |  | No Match |  | No Match | 176000 | 17425 | 10.1 | 8.5 |  | 12.1 | 168000 | 16407 | 3 | 2.9 | 107000 | 13630 | 2.3 | Federally-Regulated Commercial & Industrial Equipment | 05/22/2000 |  | 06/01/2001
Trane U.S. Inc. | Trane | WCD150B40*F* |  | HSP-A, Single-Package Heat Pum | Heat Pump | 460 | 3 |  |  |  | No Match |  | No Match | 144000 | 15157 | 9.5 | 8.5 |  | 9.9 | 135000 | 12759 | 3.1 | 2.9 | 78000 | 10882 | 2.1 | Federally-Regulated Commercial & Industrial Equipment | 02/05/2002 |  | 07/18/2002
York International | Luxaire | BB-20[E72]***(T,W,X)* |  | HSP-A, Single-Package Heat Pum | Both Heat Pump and Electric Re | 230 | 3 |  |  |  |  | True | Single-Speed | 214000 | 22526 | 9.5 | 8.5 |  | 10.1 | 210000 | 19866 | 3.1 | 2.9 | 130000 | 19062 | 2 | Federally-Regulated Commercial & Industrial Equipment | 01/18/2008 |  | 01/24/2011
Carrier Corp. - Syracuse | Day & Night | 548CEX120 |  | HSP-A, Single-Package Heat Pum | Heat Pump | 460 | 3 |  |  |  | No Match |  | No Match | 120000 | 13000 | 9.2 | 8.9 |  |  | 120000 | 10500 | 3.3 | 3 | 64000 | 8600 | 2.2 | Non Federally-Regulated | 07/31/1992 |  | 03/31/1998
Carrier Corp. - Syracuse | Arcoaire | RHS072(H,L,S)******** |  | HSP-A, Single-Package Heat Pum | Heat Pump | 230 | 3 | False |  |  |  | False | Single-Speed | 70000 | 6306 | 11.1 | 10.8 |  |  | 67000 | 5950 | 3.3 | 3.3 |  |  |  | Federally-Regulated Commercial & Industrial Equipment | 11/30/2011 |  | 10/28/2014
McQuay International | McQuay International | DPS012AHHG2**-4 |  | HSP-A, Single-Package Heat Pum | Heat Pump | 208 | 3 | False |  |  |  | True | Variable-Speed | 144000 | 12307 | 11.7 | 10.4 |  |  | 138000 | 11392 | 3.6 | 3.2 |  |  |  | Federally-Regulated Commercial & Industrial Equipment | 03/02/2012 |  | 08/28/2012
Carrier Corp. - Syracuse | Keeprite | RHS(243)(H,L,S)******TA |  | HSP-A, Single-Package Heat Pum | Heat Pump | 230 | 3 | False |  |  |  | True | Single-Speed | 232000 | 21886 | 10.6 | 10.4 |  |  | 220000 | 19538 | 3.3 | 3.2 |  |  |  | Federally-Regulated Commercial & Industrial Equipment | 04/21/2014 |  | 10/28/2014
Carrier Corp. - Syracuse | Carrier | 38AQS0125 | 40RMQ0125/6GC | HRCU-A-CB, Split System: Heat | Heat Pump | 208 | 3 |  |  |  | No Match |  | No Match | 108000 | 12130 | 8.9 | 8.9 |  |  | 111000 | 10550 | 3.1 | 3 | 62000 | 9085 | 2 | Federally-Regulated Commercial & Industrial Equipment | 06/30/1998 |  | 07/29/1998
Lennox Industries Inc. | Lennox | KHA240S4M*1Y,G,J |  | HSP-A, Single-Package Heat Pum | Heat Pump | 208 | 3 | False |  |  |  | True | Single-Speed | 218000 | 20566 | 10.6 | 10.4 |  |  | 220000 | 20148 | 3.2 | 3.2 |  |  |  | Federally-Regulated Commercial & Industrial Equipment | 07/18/2013 |  | 10/28/2014
Carrier Corp. - Syracuse | Tempstar | RHS(240)(H,L,S)******AA |  | HSP-A, Single-Package Heat Pum | Heat Pump | 208 | 3 | False |  |  |  | True | Single-Speed | 232000 | 21886 | 10.6 | 10.4 |  |  | 220000 | 19538 | 3.3 | 3.2 |  |  |  | Federally-Regulated Commercial & Industrial Equipment | 10/28/2014 |  | 10/28/2014
York International | York | BP120[C,E]***(2,4,5)* |  | HSP-A, Single-Package Heat Pum | Both Heat Pump and Electric Re | 230 | 3 |  |  |  |  | False | Single-Speed | 120000 | 11650 | 10.3 | 8.9 |  | 10 | 113000 | 10356 | 3.2 | 3 | 60000 | 7998 | 2.2 | Federally-Regulated Commercial & Industrial Equipment | 01/18/2008 |  | 02/24/2011
York International | Fraser Johnston | BAHT-W090A |  | HSP-A, Single-Package Heat Pum | Heat Pump | 460 | 3 |  |  |  | No Match |  | No Match | 95000 | 11176 | 8.5 |  |  |  | 103000 | 9738 | 3 | 2.5 | 57000 | 8353 | 2 | Non Federally-Regulated | 02/07/1988 |  | 05/11/1988
Carrier Corp. - Syracuse | Arcoaire | CHS072(H,L,S)A* | FHS072(M,S,K)**A0* | HRCU-A-CB, Split System: Heat | Heat Pump | 460 | 3 |  |  |  |  | True | Single-Speed | 70000 | 6363 | 11 | 10.8 |  |  | 66000 | 5861 | 3.3 | 3.3 |  |  |  | Federally-Regulated Commercial & Industrial Equipment | 07/18/2013 |  | 10/28/2014
Rheem Sales Company, Inc. | Heil | NRHR10HP00B |  | HSP-A, Single-Package Heat Pum | Heat Pump | 208 | 3 |  |  |  | No Match |  | No Match | 116000 | 14150 | 8.2 | 8.2 |  |  | 118000 | 12350 |  |  | 60000 | 8790 | 2 | Non Federally-Regulated | 06/11/1985 |  | 08/29/1986
Carrier Corp. - Syracuse | Arcoaire | RHS(243)(H,L,S)******TA |  | HSP-A, Single-Package Heat Pum | Heat Pump | 575 | 3 | False |  |  |  | True | Single-Speed | 232000 | 21886 | 10.6 | 10.4 |  |  | 220000 | 19538 | 3.3 | 3.2 |  |  |  | Federally-Regulated Commercial & Industrial Equipment | 04/21/2014 |  | 10/28/2014
Carrier Corp. - Syracuse | Day & Night | 541AE090 | 517A090 | HRCU-A-CB, Split System: Heat | Heat Pump | 460 | 3 |  |  |  | No Match |  | No Match | 88000 | 10730 | 8.2 | 8.2 |  |  | 87000 | 9800 |  |  | 42500 | 6555 | 1.9 | Non Federally-Regulated | 08/29/1986 |  | 05/11/1988
York International | Fraser Johnston | PH120C00A*(2,4,5)***** | NH120C00*(5,6)****** | HRCU-A-CB, Split System: Heat | Heat Pump | 230 | 3 |  |  |  |  | True | Single-Speed | 124000 | 11273 | 11 | 8.9 |  |  | 109000 | 9686 | 3.3 | 3 |  |  |  | Federally-Regulated Commercial & Industrial Equipment | 07/16/2009 |  | 01/24/2011
Trane U.S. Inc. | Trane | BWC150L300A |  | HSP-A, Single-Package Heat Pum | Heat Pump | 230 | 3 |  |  |  | No Match |  | No Match | 147000 | 17100 | 8.6 |  |  |  | 132000 | 14340 | 2.7 |  | 68000 | 11080 | 1.8 | Non Federally-Regulated | 05/11/1988 |  | 03/15/1989
Rheem Sales Company, Inc. | Ruud | UJKB-A090C |  | HSP-A, Single-Package Heat Pum | Heat Pump | 230 | 3 |  |  |  | No Match |  | No Match | 89000 | 9673 | 9.2 | 8.9 |  | 10.6 | 90000 | 8789 | 3 | 3 | 52500 | 7691 | 2 | Federally-Regulated Commercial & Industrial Equipment | 11/21/2001 |  | 07/18/2002
Carrier Corp. - Syracuse | Carrier | 50HJQ00850/60 |  | HSP-A, Single-Package Heat Pum | Heat Pump | 208 | 3 |  |  |  | No Match |  | No Match | 88000 | 8800 | 10 | 8.9 |  | 10.8 | 87000 | 7968 | 3.2 | 3 | 48000 | 6964 | 2 | Federally-Regulated Commercial & Industrial Equipment | 12/14/1998 |  | 08/17/1999
Carrier Corp. - Syracuse | Carrier | 38AQ0165 | 40RR054 | HRCU-A-CB, Split System: Heat | Heat Pump | 460 | 3 |  |  |  | No Match |  | No Match | 439102 | 58045 | 7.7 |  |  |  | 489386 | 46625 |  |  | 96000 | 39895 |  | Non Federally-Regulated | 06/11/1985 |  | 03/15/1989
Trane U.S. Inc. | American Standard, Inc. | WCH240B300B |  | HSP-A, Single-Package Heat Pum | Heat Pump | 230 | 3 |  |  |  | No Match |  | No Match | 236000 | 27440 | 8.6 |  |  |  | 230000 | 21730 | 3 |  | 114000 | 16690 | 2 | Federally-Regulated Commercial & Industrial Equipment | 01/27/1992 |  | 07/22/1992
York International | Johnson Controls | J12PDC00A*(2,4,5)***** | J15NDC00*(5,6)****** | HRCU-A-CB, Split System: Heat | Heat Pump | 460 | 3 |  |  |  |  | True | Single-Speed | 180000 | 16981 | 10.6 | 8.5 |  |  | 168000 | 14490 | 3.4 | 2.9 |  |  |  | Federally-Regulated Commercial & Industrial Equipment | 07/16/2009 |  | 01/09/2014
Lennox Industries Inc. | Lennox | GHP16-1353-2G |  | HSP-A, Single-Package Heat Pum | Heat Pump | 460 | 3 |  |  |  | No Match |  | No Match | 117000 | 13146 | 8.9 | 8.9 |  |  | 119000 | 11424 | 3.1 | 3 | 64000 | 9377 | 2 | Non Federally-Regulated | 04/30/1992 |  | 07/31/1992
Trane U.S. Inc. | Trane | WCH180B400B |  | HSP-A, Single-Package Heat Pum | Heat Pump | 460 | 3 |  |  |  | No Match |  | No Match | 176000 | 18930 | 9.3 |  |  |  | 160000 | 16160 | 2.9 |  | 82000 | 12000 | 2 | Non Federally-Regulated | 07/31/1992 |  | 03/31/1998
Carrier Corp. - Syracuse | Day & Night | RHH(120,121)(H,L,S)******** |  | HSP-A, Single-Package Heat Pum | Heat Pump | 575 | 3 | False |  |  |  | True | Single-Speed | 119000 | 9674 | 12.3 | 10.8 |  |  | 116000 | 9713 | 3.5 | 3.3 |  |  |  | Federally-Regulated Commercial & Industrial Equipment | 11/30/2011 |  | 12/12/2012
York International | Luxaire | XA-06[C,E]***(T,W,X)***6 |  | HSP-A, Single-Package Heat Pum | Both Heat Pump and Electric Re | 460 | 3 | False |  |  |  | True | Single-Speed | 78000 | 6782 | 11.5 | 10.8 |  |  | 75000 | 6561 | 3.4 | 3.3 |  |  |  | Federally-Regulated Commercial & Industrial Equipment | 04/19/2013 |  | 01/09/2014
Trane U.S. Inc. | Trane Unitary Products Group | 4TWR3048B1 | TWE090E3**A* | HRCU-A-CB, Split System: Heat | Heat Pump | 200 | 1 |  |  |  |  | True | Single-Speed | 90000 | 7964 | 11.3 | 10.8 |  |  | 90000 | 7757 | 3.4 | 3.3 |  |  |  | Federally-Regulated Commercial & Industrial Equipment | 08/24/2011 |  | 10/05/2011
Carrier Corp. - Syracuse | Carrier | 50HJQ01650/60 |  | HSP-A, Single-Package Heat Pum | Heat Pump | 208 | 3 |  |  |  | No Match |  | No Match | 172000 | 18494 | 9.3 | 8.5 |  | 9.7 | 172000 | 15275 | 3.3 | 2.9 | 94000 | 12522 | 2.2 | Federally-Regulated Commercial & Industrial Equipment | 12/14/1998 |  | 11/18/1999
Rheem Sales Company, Inc. | Rheem | RPWC-075CAZ | RHGF-100Z | HRCU-A-CB, Split System: Heat | Heat Pump | 208 | 3 |  |  |  | No Match |  | No Match | 92000 | 9583 | 9.6 | 8.9 |  |  | 88000 | 8057 | 3.2 | 3 | 48000 | 6697 | 2.1 | Federally-Regulated Commercial & Industrial Equipment | 11/18/1999 |  | 04/13/2000
Carrier Corp. - Syracuse | Tempstar | RHS150(H,L,S)******AA |  | HSP-A, Single-Package Heat Pum | Heat Pump | 575 | 3 | False |  |  |  | False | Single-Speed | 142000 | 13396 | 10.6 | 10.4 |  |  | 142000 | 13005 | 3.2 | 3.2 |  |  |  | Federally-Regulated Commercial & Industrial Equipment | 12/12/2012 |  | 10/28/2014
Carrier Corp. - Syracuse | Day & Night | 549BP/E120 |  | HSP-A, Single-Package Heat Pum | Heat Pump | 460 | 3 |  |  |  | No Match |  | No Match | 115000 | 11500 | 10 | 8.9 |  | 10.4 | 110000 | 9769 | 3.3 | 3 | 58000 | 8853 | 1.9 | Federally-Regulated Commercial & Industrial Equipment | 03/31/1998 |  | 05/09/1998
Rheem Sales Company, Inc. | Ruud | UJMB-A120C |  | HSP-A, Single-Package Heat Pum | Heat Pump | 208 | 3 |  |  |  | No Match |  | No Match | 120000 | 11881 | 10.1 | 8.9 |  | 11.2 | 109000 | 9980 | 3.2 | 3 | 65000 | 8656 | 2.2 | Federally-Regulated Commercial & Industrial Equipment | 07/31/2002 |  | 01/18/2008
York International | Coleman | BB-20[E54]***(T,W,X)* |  | HSP-A, Single-Package Heat Pum | Both Heat Pump and Electric Re | 208 | 3 |  |  |  |  | True | Single-Speed | 216000 | 22737 | 9.5 | 8.5 |  | 9.5 | 210000 | 19866 | 3.1 | 2.9 | 130000 | 19062 | 2 | Federally-Regulated Commercial & Industrial Equipment | 01/18/2008 |  | 01/24/2011
Trane U.S. Inc. | Trane | TWA240B300A | TWE240B300A | HRCU-A-CB, Split System: Heat | Heat Pump | 208 | 3 |  |  |  | No Match |  | No Match | 234000 | 27530 | 8.5 | 8.2 |  |  | 234000 | 22860 |  |  | 122000 | 17880 |  | Non Federally-Regulated | 10/10/1989 |  | 02/22/1990
York International | York | BP180[E54]***(2,4,5)* |  | HSP-A, Single-Package Heat Pum | Both Heat Pump and Electric Re | 575 | 3 |  |  |  |  | True | Single-Speed | 162000 | 16531 | 9.8 | 8.5 |  | 9.4 | 172000 | 15762 | 3.2 | 2.9 | 102000 | 9348 | 3.2 | Federally-Regulated Commercial & Industrial Equipment | 01/18/2008 |  | 02/24/2011
Carrier Corp. - Syracuse | Carrier | 38AQ0125 (2 UNITS) | 40RR024 | HRCU-A-CB, Split System: Heat | Heat Pump | 460 | 3 |  |  |  | No Match |  | No Match | 219150 | 25290 | 8.7 |  |  |  | 237068 | 23010 |  |  | 133440 | 18650 |  | Non Federally-Regulated | 06/11/1985 |  | 10/10/1989
Inter-City Products Corp. | Airquest | CH*090SNHA** | BMB090N*M* | HRCU-A-C, Split System: Heat P | Heat Pump | 230 | 3 |  |  |  | No Match |  | No Match | 90000 | 9890 | 9.1 | 8.9 |  |  | 90000 | 8789 | 3 | 3 | 50000 | 6967 | 2.1 | Federally-Regulated Commercial & Industrial Equipment | 04/20/1994 |  | 09/02/1995
International Comfort Products | Airquest | NRHR92LP15B |  | HSP-A, Single-Package Heat Pum | Heat Pump | 460 | 3 |  |  |  | No Match |  | No Match | 93000 | 10333 | 9 | 8.9 |  | 9.9 | 93000 | 9085 | 3 | 3 | 51000 | 7117 | 2.1 | Federally-Regulated Commercial & Industrial Equipment | 03/31/1998 |  | 05/09/1998
Carrier Corp. - Syracuse | Arcoaire | RHS(240)(H,L,S)******AA |  | HSP-A, Single-Package Heat Pum | Heat Pump | 230 | 3 | False |  |  |  | True | Single-Speed | 232000 | 21886 | 10.6 | 10.4 |  |  | 220000 | 19538 | 3.3 | 3.2 |  |  |  | Federally-Regulated Commercial & Industrial Equipment | 04/21/2014 |  | 10/28/2014
McQuay International | McQuay International | DPS012AHHG2**-6 |  | HSP-A, Single-Package Heat Pum | Heat Pump | 230 | 3 | False |  |  |  | True | Variable-Speed | 144000 | 12203 | 11.8 | 10.4 |  |  | 140000 | 11429 | 3.6 | 3.2 |  |  |  | Federally-Regulated Commercial & Industrial Equipment | 03/02/2012 |  | 08/28/2012
GE Appliances, a Haier company | General Electric | BWC090F3 |  | HSP-A, Single-Package Heat Pum | Heat Pump | 230 | 3 |  |  |  | No Match |  | No Match | 94000 | 10800 | 8.7 | 7.5 |  |  | 88000 | 9500 | 2.7 |  | 48000 | 7500 | 1.9 | Non Federally-Regulated | 09/08/1982 |  | 09/03/2015
Carrier Corp. - Syracuse | Day & Night | 541AE090 | 517A090 | HRCU-A-CB, Split System: Heat | Heat Pump | 460 | 3 |  |  |  | No Match |  | No Match | 88000 | 10730 | 8.2 |  |  |  | 87000 | 9800 |  |  | 42500 | 6555 | 1.9 | Non Federally-Regulated | 05/11/1988 |  | 03/15/1989
Rheem Sales Company, Inc. | Whirlpool | NCHR10L001B | NEPR10N020A | HRCU-A-CB, Split System: Heat | Heat Pump | 460 | 3 |  |  |  | No Match |  | No Match | 90000 | 11000 | 8.2 | 8.2 |  |  | 88000 | 8595 |  |  | 46000 | 6740 |  | Non Federally-Regulated | 06/11/1985 |  | 05/11/1988
Coolair Corp. | Coolair | BH10G3A | EH10G3A | HRCU-A-CB, Split System: Heat | Heat Pump | 208 | 3 |  |  |  | No Match |  | No Match | 128200 | 13312 | 9.6 | 8.9 |  |  | 126500 | 11279 | 3.3 | 3 | 66150 | 8678 | 2.2 | Federally-Regulated Commercial & Industrial Equipment | 04/30/1997 |  | 03/31/1998
York International | Fraser Johnston | EAHP-T120A | FBHP-S120A | HRCU-A-CB, Split System: Heat | Heat Pump | 208 | 3 |  |  |  | No Match |  | No Match | 116000 | 14146 | 8.2 | 8.2 |  |  | 127000 | 12407 |  |  | 75000 | 9158 |  | Non Federally-Regulated | 02/22/1990 |  | 07/31/1992
York International | Fraser Johnston | PH240C00A*(2,4,5)***** | NH240C00*(5,6)****** | HRCU-A-CB, Split System: Heat | Heat Pump | 575 | 3 |  |  |  |  | True | Single-Speed | 238000 | 22453 | 10.6 | 8.5 |  |  | 216000 | 19195 | 3.3 | 2.9 |  |  |  | Federally-Regulated Commercial & Industrial Equipment | 07/16/2009 |  | 01/24/2011
Goettl | Goettl | HPC1201E |  | HSP-A, Single-Package Heat Pum | Heat Pump | 230 | 1 |  |  |  | No Match |  | No Match | 120000 | 11428 | 10.5 | 8.9 |  |  | 119000 | 10565 | 3.3 | 3 | 70000 | 9766 | 2.1 | Federally-Regulated Commercial & Industrial Equipment | 11/18/1999 |  | 04/13/2000
Carrier Corp. - Syracuse | Carrier | 38AQ0125 (2 UNITS) | 40RR024 | HRCU-A-CB, Split System: Heat | Heat Pump | 460 | 3 |  |  |  | No Match |  | No Match | 219150 | 25290 | 8.7 | 8.2 |  |  | 237068 | 23010 |  |  | 133440 | 18650 |  | Non Federally-Regulated | 02/22/1990 |  | 07/31/1992
Carrier Corp. - Syracuse | Arcoaire | RHS072(H,L,S)******** |  | HSP-A, Single-Package Heat Pum | Heat Pump | 460 | 3 | False |  |  |  | False | Single-Speed | 70000 | 6306 | 11.1 | 10.8 |  |  | 67000 | 5950 | 3.3 | 3.3 |  |  |  | Federally-Regulated Commercial & Industrial Equipment | 10/28/2014 |  | 10/28/2014
Trane U.S. Inc. | Trane Unitary Products Group | WS(D,H)180E(3,4,W)R0****0 |  | HSP-A, Single-Package Heat Pum | Heat Pump | 460 | 3 | False |  |  |  | False | Single-Speed | 170000 | 16037 | 10.6 | 10.4 |  |  | 170000 | 15569 | 3.2 | 3.2 |  |  |  | Federally-Regulated Commercial & Industrial Equipment | 12/12/2012 |  | 08/28/2014
Carrier Corp. - Syracuse | Day & Night | RHS150(H,L,S)******TA |  | HSP-A, Single-Package Heat Pum | Heat Pump | 230 | 3 | False |  |  |  | False | Single-Speed | 142000 | 13396 | 10.6 | 10.4 |  |  | 142000 | 13005 | 3.2 | 3.2 |  |  |  | Federally-Regulated Commercial & Industrial Equipment | 10/28/2014 |  | 10/28/2014
McQuay International | McQuay International | DPS007AHHG4**-3 |  | HSP-A, Single-Package Heat Pum | Heat Pump | 460 | 3 | False |  |  |  | True | Variable-Speed | 88000 | 7154 | 12.3 | 10.8 |  |  | 78000 | 6245 | 3.7 | 3.3 |  |  |  | Federally-Regulated Commercial & Industrial Equipment | 08/28/2012 |  | 04/19/2013
Trane U.S. Inc. | American Standard, Inc. | TWA120A400A | TWE120A400A | HRCU-A-CB, Split System: Heat | Heat Pump | 460 | 3 |  |  |  | No Match |  | No Match | 119000 | 13680 | 8.7 | 8.2 |  |  | 120000 | 11720 |  |  | 64000 | 8530 |  | Non Federally-Regulated | 10/10/1989 |  | 02/22/1990
Trane U.S. Inc. | American Standard, Inc. | 4TWB3048A3 (2) | TWE090E3**A* | HRCU-A-CB, Split System: Heat | Heat Pump | 230 | 3 |  |  |  |  | True | Single-Speed | 90000 | 8181 | 11 | 10.8 |  |  | 90000 | 7992 | 3.3 | 3.3 |  |  |  | Federally-Regulated Commercial & Industrial Equipment | 04/19/2013 |  | 08/28/2014
McQuay International | McQuay International | DPS010AHHG4**-6 |  | HSP-A, Single-Package Heat Pum | Heat Pump | 460 | 3 | False |  |  |  | True | Variable-Speed | 121000 | 10000 | 12.1 | 10.8 |  |  | 119000 | 9105 | 3.8 | 3.3 |  |  |  | Federally-Regulated Commercial & Industrial Equipment | 03/02/2012 |  | 08/28/2012
Lennox Industries Inc. | Lennox | HP17-953V-3Y | CB17-95V-1 | HRCU-A-CB, Split System: Heat | Heat Pump | 230 | 3 |  |  |  | No Match |  | No Match | 87000 | 10235 | 8.5 |  |  |  | 88000 | 8471 |  |  | 45000 | 5994 |  | Non Federally-Regulated | 05/11/1988 |  | 03/15/1989
Trane U.S. Inc. | American Standard, Inc. | WS(D,H)180E(3,4,W)R0****(6,7) |  | HSP-A, Single-Package Heat Pum | Heat Pump | 575 | 3 | False |  |  |  | False | Single-Speed | 170000 | 16037 | 10.6 | 10.4 |  |  | 170000 | 15569 | 3.2 | 3.2 |  |  |  | Federally-Regulated Commercial & Industrial Equipment | 12/12/2012 |  | 04/21/2014
Carrier Corp. - Syracuse | Bryant Heating & Cooling Systems | 548J(E,T)09*********(D,E)A |  | HSP-A, Single-Package Heat Pum | Heat Pump | 460 | 3 | False |  |  |  | False | Single-Speed | 99000 | 8608 | 11.5 | 10.8 |  |  | 96000 | 8525 | 3.3 | 3.3 |  |  |  | Federally-Regulated Commercial & Industrial Equipment | 12/12/2012 |  | 04/21/2015
Carrier Corp. - Syracuse | Keeprite | CHS240(H,L,S)D* | FHS240(S,H,L)**A2* | HRCU-A-CB, Split System: Heat | Heat Pump | 208 | 3 |  |  |  |  | True | Single-Speed | 222000 | 20747 | 10.7 | 10.4 |  |  | 214000 | 17919 | 3.5 | 3.2 |  |  |  | Federally-Regulated Commercial & Industrial Equipment | 07/18/2013 |  | 10/28/2014
Carrier Corp. - Syracuse | Comfortmaker | RHS090H******AA |  | HSP-A, Single-Package Heat Pum | Heat Pump | 208 | 3 | False |  |  |  | False | Single-Speed | 87000 | 7767 | 11.2 | 10.8 |  |  | 86000 | 7413 | 3.4 | 3.3 |  |  |  | Federally-Regulated Commercial & Industrial Equipment | 10/28/2014 |  | 10/28/2014
Rheem Sales Company, Inc. | Weatherking | WPDC-101D |  | HSP-A, Single-Package Heat Pum | Heat Pump | 460 | 3 |  |  |  | No Match |  | No Match | 120000 | 13483 | 8.9 | 8.9 |  | 10.3 | 126000 | 12309 | 3 | 3 | 67000 | 9350 | 2.1 | Federally-Regulated Commercial & Industrial Equipment | 12/14/1998 |  | 08/18/1999
Rheem Sales Company, Inc. | Ruud | UJKB-A120C |  | HSP-A, Single-Package Heat Pum | Heat Pump | 230 | 3 |  |  |  | No Match |  | No Match | 117000 | 12717 | 9.2 | 8.9 |  | 9.1 | 118000 | 11524 | 3 | 3 | 63500 | 9302 | 2 | Federally-Regulated Commercial & Industrial Equipment | 07/31/2002 |  | 01/18/2008
International Comfort Products | ICP Commercial | PH*120N2HA* |  | HSP-A, Single-Package Heat Pum | Heat Pump | 208 | 3 |  |  |  | No Match |  | No Match | 123000 | 13516 | 9.1 | 8.9 |  | 9.5 | 123000 | 11625 | 3.1 | 3 | 71000 | 10401 | 2 | Federally-Regulated Commercial & Industrial Equipment | 05/22/2000 |  | 09/20/2001
Carrier Corp. - Syracuse | Bryant Heating & Cooling Systems | 548J(P,E,T)24*********(A,B)A-HORZ |  | HSP-A, Single-Package Heat Pum | Heat Pump | 208 | 3 | False |  |  |  | True | Single-Speed | 232000 | 21886 | 10.6 | 10.4 |  |  | 220000 | 19538 | 3.3 | 3.2 |  |  |  | Federally-Regulated Commercial & Industrial Equipment | 10/28/2014 |  | 04/21/2015
York International | York | XP102[C,E]***(2,4,5)* |  | HSP-A, Single-Package Heat Pum | Both Heat Pump and Electric Re | 460 | 3 |  |  |  |  | True | Single-Speed | 100000 | 9091 | 11 | 8.9 |  | 12.4 | 94000 | 7876 | 3.5 | 3 | 57000 | 7268 | 2.3 | Federally-Regulated Commercial & Industrial Equipment | 01/18/2008 |  | 01/09/2014
Trane U.S. Inc. | American Standard, Inc. | 4A6C3048A3 (2) | TWE090E3**A* | HRCU-A-CB, Split System: Heat | Heat Pump | 230 | 3 |  |  |  |  | True | Single-Speed | 90000 | 8181 | 11 | 10.8 |  |  | 90000 | 7992 | 3.3 | 3.3 |  |  |  | Federally-Regulated Commercial & Industrial Equipment | 11/30/2011 |  | 12/12/2012
Carrier Corp. - Syracuse | Airquest | RHH090(H,L,S)******TA |  | HSP-A, Single-Package Heat Pum | Heat Pump | 460 | 3 | False |  |  |  | True | Single-Speed | 90000 | 7438 | 12.1 | 10.8 |  |  | 84000 | 7033 | 3.5 | 3.3 |  |  |  | Federally-Regulated Commercial & Industrial Equipment | 12/12/2012 |  | 10/28/2014
Lennox Industries Inc. | Lennox | CHP11-2753-1W |  | HSP-A, Single-Package Heat Pum | Heat Pump | 200 | 3 |  |  |  | No Match |  | No Match | 240000 | 28800 | 8.3 |  |  |  | 240000 | 24700 | 2.8 |  | 134000 | 18700 | 2.1 | Voluntarily Certified | 01/31/1990 |  | 02/22/1990
BDP Co. | Day & Night | 542DP090 | 40RR028 | HSP-A, Single-Package Heat Pum | Heat Pump | 460 | 3 |  |  |  | No Match |  | No Match | 87000 | 31383 | 8.5 | 8.2 |  |  | 89000 | 8800 |  |  | 49000 | 7300 |  | Non Federally-Regulated | 06/11/1985 |  | 08/29/1986
GE Appliances, a Haier company | General Electric | BWC240A4 |  | HSP-A, Single-Package Heat Pum | Heat Pump | 460 | 3 |  |  |  | No Match |  | No Match | 234000 | 29000 | 8.1 | 7.5 |  |  | 240000 | 24800 |  |  | 116000 | 18400 |  | Non Federally-Regulated | 01/05/1982 |  | 09/03/2015
Trane U.S. Inc. | American Standard, Inc. | WSC120E4*0A |  | HSP-A, Single-Package Heat Pum | Heat Pump | 460 | 3 |  |  |  |  | True | Single-Speed | 118000 | 10536 | 11.2 | 8.9 |  |  | 111000 | 9042 | 3.6 | 3 |  |  |  | Federally-Regulated Commercial & Industrial Equipment | 11/25/2009 |  | 01/09/2014
Trane U.S. Inc. | Trane | TWA090A400A | TWE090A400A | HRCU-A-CB, Split System: Heat | Heat Pump | 460 | 3 |  |  |  | No Match |  | No Match | 88000 | 10230 | 8.6 | 8.2 |  |  | 85000 | 8300 |  |  | 44000 | 6380 |  | Non Federally-Regulated | 10/10/1989 |  | 02/22/1990
Carrier Corp. | Carrier | 50PQ0165 | 40RR034 | HSP-A, Single-Package Heat Pum | Heat Pump | 208 | 3 |  |  |  | No Match |  | No Match | 316512 | 40828 | 8.5 |  |  |  | 339600 | 34888 | 2.9 | 2.5 | 194998 | 27708 | 2.1 | Non Federally-Regulated | 01/23/1988 |  | 07/27/1992
Inter-City Products Corp. | Heil | NRHR10HP30B |  | HSP-A, Single-Package Heat Pum | Heat Pump | 208 | 3 |  |  |  | No Match |  | No Match | 120000 | 13483 | 8.9 | 8.9 |  | 10.3 | 126000 | 12309 | 3 | 3 | 67000 | 9350 | 2.1 | Federally-Regulated Commercial & Industrial Equipment | 06/11/1997 |  | 09/02/1997
Carrier Corp. - Syracuse | Keeprite | RHS072(H,L,S)******** |  | HSP-A, Single-Package Heat Pum | Heat Pump | 575 | 3 | False |  |  |  | False | Single-Speed | 70000 | 6306 | 11.1 | 10.8 |  |  | 67000 | 5950 | 3.3 | 3.3 |  |  |  | Federally-Regulated Commercial & Industrial Equipment | 11/30/2011 |  | 10/28/2014
Carrier Corp. - Syracuse | Payne | 542EP120000 |  | HSP-A, Single-Package Heat Pum | Heat Pump | 208 | 3 |  |  |  | No Match |  | No Match | 120000 | 14700 | 8.2 |  |  |  | 120000 | 12200 |  |  | 65000 | 9200 |  | Non Federally-Regulated | 05/11/1988 |  | 03/15/1989
Trane U.S. Inc. | Trane | WCD180B400B |  | HSP-A, Single-Package Heat Pum | Heat Pump | 460 | 3 |  |  |  | No Match |  | No Match | 174000 | 19350 | 9 |  |  |  | 160000 | 15620 | 3 |  | 84000 | 11710 | 2.1 | Federally-Regulated Commercial & Industrial Equipment | 01/27/1992 |  | 07/22/1992
Carrier Corp. - Syracuse | Carrier | 38AQ0165 | 40RR024 | HRCU-A-CB, Split System: Heat | Heat Pump | 230 | 3 |  |  |  | No Match |  | No Match | 173150 | 20795 | 8.3 |  |  |  | 159048 | 15835 |  |  | 95926 | 13465 |  | Non Federally-Regulated | 06/11/1985 |  | 05/11/1988
Trane U.S. Inc. | Trane Unitary Products Group | 4TWA3048A3 (2) | TWE090E3**A* | HRCU-A-CB, Split System: Heat | Heat Pump | 230 | 3 |  |  |  |  | True | Single-Speed | 90000 | 8181 | 11 | 10.8 |  |  | 90000 | 7992 | 3.3 | 3.3 |  |  |  | Federally-Regulated Commercial & Industrial Equipment | 04/19/2013 |  | 08/28/2014
Trane U.S. Inc. | Trane | BWC150L3OOA |  | HSP-A, Single-Package Heat Pum | Heat Pump | 230 | 3 |  |  |  | No Match |  | No Match | 147000 | 17100 | 8.6 |  |  |  | 132000 | 14340 | 2.7 |  | 68000 | 11080 | 1.8 | Non Federally-Regulated | 03/15/1989 |  | 10/10/1989
York International | Luxaire | BACB-W090A |  | HSP-A, Single-Package Heat Pum | Heat Pump | 460 | 3 |  |  |  | No Match |  | No Match | 87000 | 9886 | 8.8 | 8.2 |  |  | 88000 | 8597 |  |  | 47000 | 6888 |  | Non Federally-Regulated | 02/22/1990 |  | 07/31/1992
McQuay International | McQuay International | DPS012AHHE4*C-6 |  | HSP-A, Single-Package Heat Pum | Heat Pump | 460 | 3 | False |  |  |  | True | Variable-Speed | 144000 | 12203 | 11.8 | 10.4 |  |  | 140000 | 11429 | 3.6 | 3.2 |  |  |  | Federally-Regulated Commercial & Industrial Equipment | 03/02/2012 |  | 08/28/2012
McQuay International | McQuay International | DPS006AHHY2*C-6 |  | HSP-A, Single-Package Heat Pum | Heat Pump | 208 | 3 | False |  |  |  | True | Variable-Speed | 70000 | 6034 | 11.6 | 10.8 |  |  | 65000 | 5053 | 3.8 | 3.3 |  |  |  | Federally-Regulated Commercial & Industrial Equipment | 08/28/2012 |  | 04/19/2013
Carrier Corp. - Syracuse | Comfortmaker | RHS(240)(H,L,S)******AA |  | HSP-A, Single-Package Heat Pum | Heat Pump | 230 | 3 | False |  |  |  | True | Single-Speed | 232000 | 21886 | 10.6 | 10.4 |  |  | 220000 | 19538 | 3.3 | 3.2 |  |  |  | Federally-Regulated Commercial & Industrial Equipment | 04/21/2014 |  | 10/28/2014
Carrier Corp. - Syracuse | Carrier | 50HJQ008--52/62 |  | HSP-A, Single-Package Heat Pum | Heat Pump | 208 | 3 |  |  |  | No Match |  | No Match | 88000 | 8543 | 10.3 | 8.9 |  | 10.5 | 85000 | 7546 | 3.3 | 3 | 48000 | 6392 | 2.2 | Federally-Regulated Commercial & Industrial Equipment | 03/21/2002 |  | 07/18/2002
Carrier Corp. - Syracuse | Keeprite | RHS(181,183)(H,L,S)******TA |  | HSP-A, Single-Package Heat Pum | Heat Pump | 208 | 3 | False |  |  |  | True | Single-Speed | 172000 | 15925 | 10.8 | 10.4 |  |  | 220000 | 19538 | 3.3 | 3.2 |  |  |  | Federally-Regulated Commercial & Industrial Equipment | 12/12/2012 |  | 05/09/2013
Carrier Corp. - Syracuse | Tempstar | RHS(181,183)(H,L,S)******AA |  | HSP-A, Single-Package Heat Pum | Heat Pump | 230 | 3 | False |  |  |  | True | Single-Speed | 172000 | 15925 | 10.8 | 10.4 |  |  | 166000 | 14742 | 3.3 | 3.2 |  |  |  | Federally-Regulated Commercial & Industrial Equipment | 05/09/2013 |  | 08/28/2014
Carrier Corp. - Syracuse | Carrier | 50PQ0105 |  | HSP-A, Single-Package Heat Pum | Heat Pump | 208 | 3 |  |  |  | No Match |  | No Match | 108000 | 14062 | 7.7 | 8.2 |  |  | 112000 | 11820 |  |  | 61000 | 9000 |  | Non Federally-Regulated | 05/16/1984 |  | 06/11/1985
Carrier Corp. - Syracuse | Arcoaire | RHH090(H,L,S)******AA |  | HSP-A, Single-Package Heat Pum | Heat Pump | 460 | 3 | False |  |  |  | True | Single-Speed | 90000 | 7438 | 12.1 | 10.8 |  |  | 84000 | 7033 | 3.5 | 3.3 |  |  |  | Federally-Regulated Commercial & Industrial Equipment | 10/28/2014 |  | 10/28/2014
Carrier Corp. - Syracuse | Carrier | 38AQ0346 | 40RR034 | HRCU-A-CB, Split System: Heat | Heat Pump | 460 | 3 |  |  |  | No Match |  | No Match | 307028 | 36991 | 8.3 |  |  |  | 327000 | 34208 |  |  | 183000 | 25525 |  | Non Federally-Regulated | 06/11/1985 |  | 07/31/1992
Rheem Sales Company, Inc. | Ruud | UPWA-200DAS | UHPA-200G | HRCU-A-CB, Split System: Heat | Heat Pump | 460 | 3 |  |  |  | No Match |  | No Match | 237600 | 28600 | 8.3 |  |  |  | 230250 | 24085 |  |  | 141700 | 21850 |  | Non Federally-Regulated | 06/11/1985 |  | 05/11/1988
Carrier Corp. - Syracuse | Keeprite | RHS(181,183)(H,L,S)******TA |  | HSP-A, Single-Package Heat Pum | Heat Pump | 460 | 3 | False |  |  |  | True | Single-Speed | 172000 | 15925 | 10.8 | 10.4 |  |  | 220000 | 19538 | 3.3 | 3.2 |  |  |  | Federally-Regulated Commercial & Industrial Equipment | 12/12/2012 |  | 05/09/2013
International Comfort Products | Heil | PH*120N2LA* |  | HSP-A, Single-Package Heat Pum | Heat Pump | 460 | 3 |  |  |  | No Match |  | No Match | 123000 | 13516 | 9.1 | 8.9 |  | 9.5 | 123000 | 11628 | 3.1 | 3 | 71000 | 10404 | 2 | Federally-Regulated Commercial & Industrial Equipment | 03/31/1998 |  | 05/09/1998
Carrier Corp. - Syracuse | Bryant Heating & Cooling Systems | 549J(P,E,T)12*********(A,B)A |  | HSP-A, Single-Package Heat Pum | Heat Pump | 460 | 3 | False |  |  |  | True | Single-Speed | 119000 | 9674 | 12.3 | 10.8 |  |  | 116000 | 9713 | 3.5 | 3.3 |  |  |  | Federally-Regulated Commercial & Industrial Equipment | 12/12/2012 |  | 04/21/2015
McQuay International | McQuay International | DPS006AHHW2**-4 |  | HSP-A, Single-Package Heat Pum | Heat Pump | 230 | 3 | False |  |  |  | True | Variable-Speed | 69000 | 6216 | 11.1 | 10.8 |  |  | 64000 | 5083 | 3.7 | 3.3 |  |  |  | Federally-Regulated Commercial & Industrial Equipment | 08/28/2012 |  | 04/19/2013
Trane U.S. Inc. | Trane Unitary Products Group | WSC072E3*0A |  | HSP-A, Single-Package Heat Pum | Heat Pump | 208 | 3 |  |  |  |  | True | Single-Speed | 75000 | 6579 | 11.4 | 8.9 |  |  | 71000 | 5949 | 3.5 | 3 |  |  |  | Federally-Regulated Commercial & Industrial Equipment | 11/25/2009 |  | 12/12/2012
Carrier Corp. - Syracuse | Carrier Corp. | 50TCQ*17***(5,6,1)C***(G,J,K,M)* |  | HSP-A, Single-Package Heat Pum | Heat Pump | 460 | 3 | False |  |  |  | True | Single-Speed | 172000 | 15925 | 10.8 | 10.4 |  |  | 220000 | 19538 | 3.3 | 3.2 |  |  |  | Federally-Regulated Commercial & Industrial Equipment | 01/09/2014 |  | 10/28/2014
Goettl | American Best | ABHP662A* |  | HSP-A, Single-Package Heat Pum | Heat Pump | 230 | 1 |  |  |  | No Match |  | No Match | 67000 | 7865 | 8.5 | 8.9 |  |  | 67000 | 6675 | 2.9 | 3 | 35600 | 5795 | 1.8 | Non Federally-Regulated | 01/05/1993 |  | 03/12/1993
Rheem Sales Company, Inc. | Heat Controller | HR075-3SZ | AHH100-Z | HRCU-A-CB, Split System: Heat | Heat Pump | 208 | 3 |  |  |  | No Match |  | No Match | 92000 | 9583 | 9.6 | 8.9 |  |  | 88000 | 8057 | 3.2 | 3 | 48000 | 6697 | 2.1 | Federally-Regulated Commercial & Industrial Equipment | 07/25/2000 |  | 07/18/2002
Borg Warner | Moncrief | EAHP-T090A | FBHP-S090A | HRCU-A-CB, Split System: Heat | Heat Pump | 208 | 3 |  |  |  | No Match |  | No Match | 93000 | 10134 | 8.5 | 8.2 |  |  | 103000 | 8710 | 3.5 |  | 59000 | 6263 | 2.8 | Non Federally-Regulated | 05/16/1984 |  | 06/11/1985
York International | York | B1CH180A/E***25/46 |  | HSP-A, Single-Package Heat Pum | Heat Pump | 230 | 3 |  |  |  | No Match |  | No Match | 164000 | 18636 | 8.8 | 8.5 |  | 8.5 | 174000 | 16998 | 3 | 2.9 | 90000 | 13188 | 2 | Federally-Regulated Commercial & Industrial Equipment | 12/01/1997 |  | 03/31/1998
Trane U.S. Inc. | Trane | TWA180B300B* | TWE180B300C* | HRCU-A-CB, Split System: Heat | Heat Pump | 230 | 3 |  |  |  | No Match |  | No Match | 180000 | 19148 | 9.4 | 8.5 |  | 10 | 172000 | 16256 | 3.1 | 2.9 | 0 | 0 | 0 | Federally-Regulated Commercial & Industrial Equipment | 10/06/1999 |  | 11/18/1999
Lennox Industries Inc. | Armstrong | PRTC178CH-4,L-4 |  | HSP-A, Single-Package Heat Pum | Heat Pump | 460 | 3 |  |  |  | No Match |  | No Match | 178000 | 20000 | 8.9 |  |  |  | 178000 | 17580 | 2.9 |  | 96000 | 14065 | 2 | Federally-Regulated Commercial & Industrial Equipment | 01/17/1992 |  | 07/31/1992
Carrier Corp. - Syracuse | ICP Commercial | RHS090H******TA |  | HSP-A, Single-Package Heat Pum | Heat Pump | 208 | 3 | False |  |  |  | False | Single-Speed | 87000 | 7767 | 11.2 | 10.8 |  |  | 86000 | 7413 | 3.4 | 3.3 |  |  |  | Federally-Regulated Commercial & Industrial Equipment | 12/12/2012 |  | 10/28/2014
Carrier Corp. - Syracuse | Keeprite | CHS091(H,L,S)A* | FHS091(M,S,K)**A0* | HRCU-A-CB, Split System: Heat | Heat Pump | 208 | 3 |  |  |  |  | True | Single-Speed | 89000 | 8090 | 11 | 10.8 |  |  | 87000 | 7726 | 3.3 | 3.3 |  |  |  | Federally-Regulated Commercial & Industrial Equipment | 07/18/2013 |  | 10/28/2014
Trane U.S. Inc. | Trane | BWA240C4K | BWV240B | HRCU-A-CB, Split System: Heat | Heat Pump | 460 | 3 |  |  |  | No Match |  | No Match | 240000 | 29200 | 8.2 |  |  |  | 236000 | 24200 |  |  | 138000 | 20100 |  | Non Federally-Regulated | 05/11/1988 |  | 03/15/1989
McQuay International | McQuay International | DPS007AHHG2*C-4 |  | HSP-A, Single-Package Heat Pum | Heat Pump | 208 | 3 | False |  |  |  | True | Variable-Speed | 89000 | 7177 | 12.4 | 10.8 |  |  | 79000 | 6291 | 3.7 | 3.3 |  |  |  | Federally-Regulated Commercial & Industrial Equipment | 08/28/2012 |  | 04/19/2013
Carrier Corp. - Syracuse | Carrier | 50TJQ00950/60 |  | HSP-A, Single-Package Heat Pum | Heat Pump | 230 | 3 |  |  |  | No Match |  | No Match | 96000 | 10786 | 8.9 | 8.9 |  | 8.9 | 93000 | 8789 | 3.1 | 3 | 43000 | 7411 | 1.7 | Federally-Regulated Commercial & Industrial Equipment | 11/18/1999 |  | 04/13/2000
Carrier Corp. - Syracuse | Arcoaire | RHS072(H,L,S)******A |  | HSP-A, Single-Package Heat Pum | Both Heat Pump and Electric Re | 460 | 3 |  |  |  |  | False | Single-Speed | 70000 | 6306 | 11.1 | 8.9 |  |  | 67000 | 5954 | 3.3 | 3 |  |  |  | Federally-Regulated Commercial & Industrial Equipment | 07/16/2009 |  | 12/12/2012
Rheem Sales Company, Inc. | Rheem | RPWA-200C | RHPA-200G5 | HRCU-A-CB, Split System: Heat | Heat Pump | 230 | 3 |  |  |  | No Match |  | No Match | 237300 | 29300 | 8.1 | 7.5 |  |  | 230250 | 24085 |  |  | 141700 | 21850 |  | Non Federally-Regulated | 01/05/1982 |  | 09/08/1982
Rheem Sales Company, Inc. | Ruud | UPWC-100C | UHGF-100Z | HRCU-A-CB, Split System: Heat | Heat Pump | 208 | 3 |  |  |  | No Match |  | No Match | 118000 | 12826 | 9.2 | 8.9 |  |  | 125000 | 11814 | 3.1 | 3 | 68000 | 9487 | 2.1 | Federally-Regulated Commercial & Industrial Equipment | 07/25/2000 |  | 02/06/2002
Carrier Corp. - Syracuse | Airquest | RHS(181,183)(H,L,S)******TC |  | HSP-A, Single-Package Heat Pum | Heat Pump | 460 | 3 | False |  |  |  | True | Single-Speed | 172000 | 15925 | 10.8 | 10.4 |  |  | 220000 | 19538 | 3.3 | 3.2 |  |  |  | Federally-Regulated Commercial & Industrial Equipment | 01/09/2014 |  | 10/28/2014
York International | Coleman | BA-A6[C,E]***(T,W,X)* |  | HSP-A, Single-Package Heat Pum | Both Heat Pump and Electric Re | 575 | 3 |  |  |  |  | True | Single-Speed | 68000 | 6667 | 10.2 | 8.9 |  | 0 | 69000 | 6323 | 3.2 | 3 | 43000 | 5732 | 2.2 | Federally-Regulated Commercial & Industrial Equipment | 01/18/2008 |  | 01/24/2011
Addison Products | Addison Products | DFH304*4E**** |  | HSP-A, Single-Package Heat Pum | Heat Pump | 460 | 3 |  |  |  | No Match |  | No Match | 289600 | 30200 | 9.6 |  |  |  | 288000 | 26500 | 3.2 |  | 181000 | 21600 | 2.5 | Voluntarily Certified | 11/03/1994 |  | 04/07/1996
York International | York | EA120C***(2,4,5)* | FA120C***(6)* | HRCU-A-CB, Split System: Heat | Both Heat Pump and Electric Re | 460 | 3 |  |  |  |  | True | Single-Speed | 122000 | 11402 | 10.7 | 8.9 |  | 0 | 125000 | 11108 | 3.3 | 3 | 84000 | 9853 | 2.5 | Federally-Regulated Commercial & Industrial Equipment | 01/18/2008 |  | 08/27/2008
York International | Luxaire | EASE-T,W,X240 | FAHP-N240 | HRCU-A-CB, Split System: Heat | Heat Pump | 230 | 3 |  |  |  |  | True | Single-Speed | 214000 | 24884 | 8.6 | 8.5 |  | 9.6 | 218000 | 22045 | 2.9 | 2.9 | 138000 | 19271 | 2.1 | Federally-Regulated Commercial & Industrial Equipment | 01/18/2008 |  | 02/24/2011
Trane U.S. Inc. | Trane | TWA120A300A | TWE120A300A | HRCU-A-CB, Split System: Heat | Heat Pump | 208 | 3 |  |  |  | No Match |  | No Match | 119000 | 13680 | 8.7 | 8.2 |  |  | 120000 | 11720 |  |  | 64000 | 8530 |  | Non Federally-Regulated | 10/10/1989 |  | 02/22/1990
Rheem Sales Company, Inc. | Whirlpool | NCHR10H001B | NEPR10D020A | HRCU-A-CB, Split System: Heat | Heat Pump | 208 | 3 |  |  |  | No Match |  | No Match | 90000 | 11000 | 8.2 | 8.2 |  |  | 88000 | 8595 |  |  | 46000 | 6740 |  | Non Federally-Regulated | 06/11/1985 |  | 05/11/1988
Lennox Industries Inc. | Armstrong | LHA090H* |  | HSP-A, Single-Package Heat Pum | Heat Pump | 460 | 3 |  |  |  | No Match |  | No Match | 89000 | 7739 | 11.5 | 8.9 |  | 12 | 90000 | 7992 | 3.3 | 3 | 52000 | 7257 | 2.1 | Federally-Regulated Commercial & Industrial Equipment | 03/31/1998 |  | 05/09/1998
Trane U.S. Inc. | General Electric | BWA240C4J | BWH240A | HRCU-A-CB, Split System: Heat | Heat Pump | 460 | 3 |  |  |  | No Match |  | No Match | 234000 | 30100 | 7.8 |  |  |  | 224000 | 24700 | 2.7 |  | 116000 | 19700 | 1.7 | Non Federally-Regulated | 05/16/1984 |  | 06/11/1985
Carrier Corp. - Syracuse | Comfortmaker | RHS(120,121)(H,L,S)******** |  | HSP-A, Single-Package Heat Pum | Heat Pump | 208 | 3 | False |  |  |  | False | Single-Speed | 116000 | 10545 | 11 | 10.8 |  |  | 116000 | 9999 | 3.4 | 3.3 |  |  |  | Federally-Regulated Commercial & Industrial Equipment | 11/30/2011 |  | 12/12/2012
York International | Luxaire | EAHP-T090A | FBHP-S090A | HRCU-A-CB, Split System: Heat | Heat Pump | 230 | 3 |  |  |  | No Match |  | No Match | 93000 | 10941 | 8.5 | 8.2 |  |  | 103000 | 9434 | 3.2 |  | 59000 | 6917 | 2.5 | Non Federally-Regulated | 02/22/1990 |  | 07/31/1992
Carrier Corp. - Syracuse | Carrier | 38AQ0125 (2 UNITS) | 40RR024 | HRCU-A-CB, Split System: Heat | Heat Pump | 460 | 3 |  |  |  | No Match |  | No Match | 219150 | 25290 | 8.7 |  |  |  | 237068 | 23010 |  |  | 133440 | 18650 |  | Non Federally-Regulated | 05/16/1984 |  | 06/11/1985
York International | York | E1FB090A25 | F3EH090A33 | HRCU-A-CB, Split System: Heat | Heat Pump | 230 | 3 |  |  |  | No Match |  | No Match | 91000 | 9891 | 9.2 | 8.9 |  |  | 84000 | 8200 | 3 | 3 | 51000 | 5333 | 2.8 | Non Federally-Regulated | 04/02/1993 |  | 09/02/1995
York International | York | BP120C00A2/4/5***** |  | HSP-A, Single-Package Heat Pum | Heat Pump | 460 | 3 |  |  |  | No Match |  | No Match | 120000 | 11650 | 10.3 | 8.9 |  | 10 | 113000 | 10346 | 3.2 | 3 | 60000 | 7990 | 2.2 | Federally-Regulated Commercial & Industrial Equipment | 05/21/2002 |  | 07/18/2002
Trane U.S. Inc. | Trane | WCD090C40*B* |  | HSP-A, Single-Package Heat Pum | Heat Pump | 460 | 3 |  |  |  | No Match |  | No Match | 87000 | 9775 | 8.9 | 8.9 |  |  | 86000 | 8400 | 3 | 3 | 43000 | 6299 | 2 | Non Federally-Regulated | 05/27/1993 |  | 09/02/1995
York International | Johnson Controls | J12PDC00A*(2,4,5)***** | J15NDC00*(5,6)****** | HRCU-A-CB, Split System: Heat | Heat Pump | 575 | 3 |  |  |  |  | True | Single-Speed | 180000 | 16981 | 10.6 | 8.5 |  |  | 168000 | 14490 | 3.4 | 2.9 |  |  |  | Federally-Regulated Commercial & Industrial Equipment | 07/16/2009 |  | 01/09/2014
Borg Warner | Fraser Johnston | BAHT-W090A |  | HSP-A, Single-Package Heat Pum | Heat Pump | 460 | 3 |  |  |  | No Match |  | No Match | 95000 | 10041 | 8.3 | 8.2 |  |  | 103000 | 8607 | 3.5 |  | 63000 | 6562 | 2.8 | Non Federally-Regulated | 05/16/1984 |  | 06/11/1985
Rheem Sales Company, Inc. | Rheem | RJMB-A090C |  | HSP-A, Single-Package Heat Pum | Heat Pump | 208 | 3 |  |  |  | No Match |  | No Match | 92000 | 9108 | 10.1 | 8.9 |  | 11.5 | 92000 | 8423 | 3.2 | 3 | 52000 | 6925 | 2.2 | Federally-Regulated Commercial & Industrial Equipment | 07/31/2002 |  | 01/18/2008
Carrier Corp. - Syracuse | Tempstar | RHH(120,121)(H,L,S)******AA |  | HSP-A, Single-Package Heat Pum | Heat Pump | 575 | 3 | False |  |  |  | True | Single-Speed | 119000 | 9674 | 12.3 | 10.8 |  |  | 116000 | 9713 | 3.5 | 3.3 |  |  |  | Federally-Regulated Commercial & Industrial Equipment | 12/12/2012 |  | 10/28/2014
Carrier Corp. | Carrier | 38AQ0166 + 0166 + 0126 | 40RR044 | HRCU-A-CB, Split System: Heat | Heat Pump | 460 | 3 |  |  |  | No Match |  | No Match | 420805 | 56160 | 7.5 |  |  | 8.1 | 496199 | 48260 | 2.9 |  | 294398 | 38800 | 2.2 | Voluntarily Certified | 01/23/1988 |  | 03/08/1996
Evcon Industries, Inc. | Airpro | EABA-T/ W090 | F*EH090 | HRCU-A-CB, Split System: Heat | Heat Pump | 208 | 3 |  |  |  | No Match |  | No Match | 89000 | 9468 | 9.4 | 8.9 |  |  | 81000 | 7910 | 3 | 3 | 53000 | 7394 | 2.1 | Federally-Regulated Commercial & Industrial Equipment | 11/18/1999 |  | 05/23/2000
Carrier Corp. - Syracuse | Arcoaire | RHS(240,243)(H,L,S)******TA |  | HSP-A, Single-Package Heat Pum | Heat Pump | 230 | 3 | False |  |  |  | True | Single-Speed | 232000 | 21886 | 10.6 | 10.4 |  |  | 220000 | 19538 | 3.3 | 3.2 |  |  |  | Federally-Regulated Commercial & Industrial Equipment | 12/12/2012 |  | 04/21/2014
Carrier Corp. - Syracuse | Day & Night | 548DP/E102-AA |  | HSP-A, Single-Package Heat Pum | Heat Pump | 460 | 3 |  |  |  | No Match |  | No Match | 96000 | 10786 | 8.9 | 8.9 |  | 8.9 | 93000 | 8792 | 3.1 | 3 | 43000 | 7327 | 1.7 | Federally-Regulated Commercial & Industrial Equipment | 02/03/1998 |  | 03/31/1998
York International | Luxaire | PJ240C00A*(2,4,5)***** | NJ240C00*(5,6)****** | HRCU-A-CB, Split System: Heat | Heat Pump | 460 | 3 |  |  |  |  | True | Single-Speed | 238000 | 22453 | 10.6 | 8.5 |  |  | 220000 | 18975 | 3.4 | 2.9 |  |  |  | Federally-Regulated Commercial & Industrial Equipment | 07/16/2009 |  | 01/24/2011
Carrier Corp. - Syracuse | Carrier Corp. | 50TCQ*08***5A* |  | HSP-A, Single-Package Heat Pum | Heat Pump | 230 | 3 | False |  |  |  | False | Single-Speed | 88000 | 7857 | 11.2 | 10.8 |  |  | 86000 | 7413 | 3.4 | 3.3 |  |  |  | Federally-Regulated Commercial & Industrial Equipment | 03/02/2012 |  | 12/12/2012
Trane U.S. Inc. | American Standard, Inc. | WCD090C40*B* |  | HSP-A, Single-Package Heat Pum | Heat Pump | 460 | 3 |  |  |  | No Match |  | No Match | 87000 | 9775 | 8.9 | 8.9 |  |  | 86000 | 8399 | 3 | 3 | 43000 | 6299 | 2 | Federally-Regulated Commercial & Industrial Equipment | 11/18/1999 |  | 04/13/2000
York International | Luxaire | BA-06[C,E]***(T,W,X)* |  | HSP-A, Single-Package Heat Pum | Both Heat Pump and Electric Re | 575 | 3 |  |  |  |  | False | Single-Speed | 78000 | 7647 | 10.2 | 8.9 |  | 0 | 69000 | 6323 | 3.2 | 3 | 43000 | 5732 | 2.2 | Federally-Regulated Commercial & Industrial Equipment | 01/18/2008 |  | 02/24/2011
Lennox Industries Inc. | Lennox | KHA102S4M*1Y,G,J |  | HSP-A, Single-Package Heat Pum | Both Heat Pump and Electric Re | 460 | 3 | False |  |  |  | True | Single-Speed | 100000 | 9090 | 11 | 10.8 |  |  | 100000 | 8881 | 3.3 | 3.3 |  |  |  | Federally-Regulated Commercial & Industrial Equipment | 04/19/2013 |  | 10/28/2014
Carrier Corp. - Syracuse | Keeprite | RHS(240,243)(H,L,S)******AA |  | HSP-A, Single-Package Heat Pum | Heat Pump | 208 | 3 | False |  |  |  | True | Single-Speed | 232000 | 21886 | 10.6 | 10.4 |  |  | 220000 | 19538 | 3.3 | 3.2 |  |  |  | Federally-Regulated Commercial & Industrial Equipment | 12/12/2012 |  | 04/21/2014
Lennox Industries Inc. | Lennox | CHP11-1853-5W |  | HSP-A, Single-Package Heat Pum | Heat Pump | 200 | 3 |  |  |  | No Match |  | No Match | 180000 | 22000 | 8.2 |  |  |  | 174000 | 17810 |  |  | 90000 | 13880 |  | Non Federally-Regulated | 03/15/1989 |  | 10/10/1989
Carrier Corp. - Syracuse | ICP Commercial | CHS121(H,L,S)A* | FHS120(M,S)**A0* | HRCU-A-CB, Split System: Heat | Heat Pump | 460 | 3 |  |  |  |  | True | Single-Speed | 112000 | 10181 | 11 | 10.8 |  |  | 106000 | 9413 | 3.3 | 3.3 |  |  |  | Federally-Regulated Commercial & Industrial Equipment | 07/18/2013 |  | 10/28/2014
McQuay International | McQuay International | DPS010AHHW2**-4 |  | HSP-A, Single-Package Heat Pum | Heat Pump | 230 | 3 | False |  |  |  | True | Variable-Speed | 120000 | 10000 | 12 | 10.8 |  |  | 118000 | 9124 | 3.8 | 3.3 |  |  |  | Federally-Regulated Commercial & Industrial Equipment | 03/02/2012 |  | 08/28/2012
Carrier Corp. - Syracuse | Carrier | 38AQ0346 * 38AQ0125 | 40RR044 | HRCU-A-CB, Split System: Heat | Heat Pump | 460 | 3 |  |  |  | No Match |  | No Match | 414549 | 50554 | 8.2 |  |  |  | 425000 | 47879 |  |  | 234000 | 36074 |  | Non Federally-Regulated | 02/22/1990 |  | 07/31/1992
Rheem Sales Company, Inc. | Rheem | RPWA-150CAS | RHPA-150G | HRCU-A-CB, Split System: Heat | Heat Pump | 230 | 3 |  |  |  | No Match |  | No Match | 176400 | 21600 | 8.2 |  |  |  | 177800 | 19200 | 2.7 |  | 93800 | 17500 | 1.6 | Non Federally-Regulated | 06/11/1985 |  | 05/11/1988
McQuay International | McQuay International | DPS012AHHG4*C-4 |  | HSP-A, Single-Package Heat Pum | Heat Pump | 460 | 3 | False |  |  |  | True | Variable-Speed | 144000 | 12307 | 11.7 | 10.4 |  |  | 138000 | 11392 | 3.6 | 3.2 |  |  |  | Federally-Regulated Commercial & Industrial Equipment | 03/02/2012 |  | 08/28/2012
Trane U.S. Inc. | Trane | WCH120B400B |  | HSP-A, Single-Package Heat Pum | Heat Pump | 460 | 3 |  |  |  | No Match |  | No Match | 124000 | 12920 | 9.6 | 8.9 |  |  | 110000 | 10740 | 3 | 3 | 59000 | 8640 | 2 | Non Federally-Regulated | 07/31/1992 |  | 03/31/1998
Carrier Corp. - Syracuse | Day & Night | CHS240(H,L,S)D* | FHS240(S,H,L)A*A* | HRCU-A-CB, Split System: Heat | Heat Pump | 230 | 3 |  |  |  |  | True | Single-Speed | 222000 | 20747 | 10.7 | 10.4 |  |  | 214000 | 17919 | 3.5 | 3.2 |  |  |  | Federally-Regulated Commercial & Industrial Equipment | 03/10/2011 |  | 12/12/2012
AAON, Inc. | Aaon | RG-08-3-A0-***.* |  | HSP-A, Single-Package Heat Pum | Heat Pump | 460 | 3 |  |  |  | No Match |  | No Match | 95600 | 9300 | 10.3 | 8.9 |  | 11.6 | 98300 | 8466 | 3.4 | 3 | 57656 | 6408 | 2.6 | Federally-Regulated Commercial & Industrial Equipment | 12/11/1995 |  | 04/07/1996
Carrier Corp. - Syracuse | Tempstar | RHS18*(H,L,S)0******A |  | HSP-A, Single-Package Heat Pum | Heat Pump | 575 | 3 | False |  |  |  | True | Single-Speed | 172000 | 15925 | 10.8 | 10.4 |  |  | 220000 | 19538 | 3.3 | 3.2 |  |  |  | Federally-Regulated Commercial & Industrial Equipment | 03/10/2011 |  | 12/12/2012
Lennox Industries Inc. | Lennox | DSSP1-260 |  | HSP-A, Single-Package Heat Pum | Heat Pump | 208 | 3 |  |  |  | No Match |  | No Match | 241000 | 30900 | 7.8 | 7.5 |  |  | 232600 | 23500 |  |  | 97000 | 14200 |  | Non Federally-Regulated | 08/30/1983 |  | 05/16/1984
Carrier Corp. - Syracuse | Carrier | 50HJQ01250/60 |  | HSP-A, Single-Package Heat Pum | Heat Pump | 208 | 3 |  |  |  | No Match |  | No Match | 115000 | 11500 | 10 | 8.9 |  | 10.4 | 110000 | 9769 | 3.3 | 3 | 58000 | 8853 | 1.9 | Federally-Regulated Commercial & Industrial Equipment | 03/31/1998 |  | 05/09/1998
Carrier Corp. - Syracuse | Carrier Corp. | 38AUQA12A0*(5,6,1)A* | 40RUQA12A*A(3,5,6,1)A* | HRCU-A-CB, Split System: Heat | Heat Pump | 575 | 3 |  |  |  |  | True | Single-Speed | 112000 | 10181 | 11 | 10.8 |  |  | 106000 | 9413 | 3.3 | 3.3 |  |  |  | Federally-Regulated Commercial & Industrial Equipment | 06/17/2013 |  | 04/20/2015
Carrier Corp. - Syracuse | Bryant Heating & Cooling Systems | 548J(P,E,T)17*********(A,B)A |  | HSP-A, Single-Package Heat Pum | Heat Pump | 230 | 3 | False |  |  |  | True | Single-Speed | 172000 | 15925 | 10.8 | 10.4 |  |  | 166000 | 14742 | 3.3 | 3.2 |  |  |  | Federally-Regulated Commercial & Industrial Equipment | 05/09/2013 |  | 08/28/2014
Carrier Corp. - Syracuse | ICP Commercial | RHH090(H,L,S)******AA |  | HSP-A, Single-Package Heat Pum | Heat Pump | 230 | 3 | False |  |  |  | True | Single-Speed | 90000 | 7438 | 12.1 | 10.8 |  |  | 84000 | 7033 | 3.5 | 3.3 |  |  |  | Federally-Regulated Commercial & Industrial Equipment | 12/12/2012 |  | 10/28/2014
International Comfort Products | Heil | PH*090N2LA* |  | HSP-A, Single-Package Heat Pum | Heat Pump | 460 | 3 |  |  |  | No Match |  | No Match | 91000 | 9784 | 9.3 | 8.9 |  | 10.4 | 90000 | 8506 | 3.1 | 3 | 48000 | 7031 | 2 | Federally-Regulated Commercial & Industrial Equipment | 05/22/2000 |  | 09/20/2001
Carrier Corp. | Carrier | 38AQ0346 + 38AQ0125 | 40RR044 | HRCU-A-CB, Split System: Heat | Heat Pump | 460 | 3 |  |  |  | No Match |  | No Match | 414549 | 50554 | 8.2 |  |  | 8.8 | 425000 | 47879 | 2.6 |  | 234000 | 36074 | 1.9 | Voluntarily Certified | 01/23/1988 |  | 03/08/1996
Carrier Corp. - Syracuse | Bryant Air Conditioning | 549BPX/BEX072 |  | HSP-A, Single-Package Heat Pum | Heat Pump | 230 | 3 |  |  |  | No Match |  | No Match | 68000 | 7157 | 9.5 | 8.9 |  |  | 72000 | 6204 | 3.4 | 3 | 36000 | 5551 | 1.9 | Federally-Regulated Commercial & Industrial Equipment | 05/22/2000 |  | 07/18/2002
McQuay International | McQuay International | DPS012AHHW2*C-6 |  | HSP-A, Single-Package Heat Pum | Heat Pump | 230 | 3 | False |  |  |  | True | Variable-Speed | 144000 | 12203 | 11.8 | 10.4 |  |  | 140000 | 11429 | 3.6 | 3.2 |  |  |  | Federally-Regulated Commercial & Industrial Equipment | 03/02/2012 |  | 08/28/2012
Borg Warner | Moncrief | EAHP-T120A | FBHP-S120A | HRCU-A-CB, Split System: Heat | Heat Pump | 208 | 3 |  |  |  | No Match |  | No Match | 119000 | 13140 | 8.2 | 8.2 |  |  | 129000 | 11080 | 3.4 |  | 76000 | 8040 | 2.8 | Non Federally-Regulated | 05/16/1984 |  | 06/11/1985
Rheem Sales Company, Inc. | Ruud | UPWA-200CAS | UHPA-200E | HRCU-A-CB, Split System: Heat | Heat Pump | 208 | 3 |  |  |  | No Match |  | No Match | 237600 | 29100 | 8.2 |  |  |  | 230250 | 24585 | 2.7 |  | 141700 | 22275 | 1.9 | Non Federally-Regulated | 05/16/1984 |  | 06/11/1985
Carrier Corp. - Syracuse | Comfortmaker | RHH072(H,L,S)******** |  | HSP-A, Single-Package Heat Pum | Heat Pump | 230 | 3 | False |  |  |  | True | Single-Speed | 72000 | 6000 | 12 | 10.8 |  |  | 70000 | 6033 | 3.4 | 3.3 |  |  |  | Federally-Regulated Commercial & Industrial Equipment | 10/28/2014 |  | 10/28/2014
York International | Luxaire | BADF-(T/W)090N*** |  | HSP-A, Single-Package Heat Pum | Heat Pump | 460 | 3 |  |  |  | No Match |  | No Match | 87000 | 9666 | 9 | 8.9 |  |  | 89000 | 8694 | 3 | 3 | 49000 | 7180 | 2 | Federally-Regulated Commercial & Industrial Equipment | 12/14/1998 |  | 08/17/1999
Carrier Corp. - Syracuse | Carrier Corp. | 50HCQ*09***(5,6,1)A***(A,C,D,F)* |  | HSP-A, Single-Package Heat Pum | Heat Pump | 460 | 3 | False |  |  |  | True | Single-Speed | 100000 | 8333 | 12 | 10.8 |  |  | 100000 | 8619 | 3.4 | 3.3 |  |  |  | Federally-Regulated Commercial & Industrial Equipment | 12/12/2012 |  | 10/28/2014
Trane U.S. Inc. | Trane | BWC090C3-G |  | HSP-A, Single-Package Heat Pum | Heat Pump | 230 | 3 |  |  |  | No Match |  | No Match | 90000 | 10100 | 8.9 | 8.2 |  |  | 85000 | 8600 |  |  | 44000 | 6800 |  | Non Federally-Regulated | 08/29/1986 |  | 05/11/1988
Trane U.S. Inc. | General Electric | BWC240A4 |  | HSP-A, Single-Package Heat Pum | Heat Pump | 460 | 3 |  |  |  | No Match |  | No Match | 234000 | 29000 | 8.1 |  |  |  | 224000 | 24000 | 2.7 |  | 116000 | 18400 | 1.8 | Non Federally-Regulated | 06/11/1985 |  | 05/11/1988
McQuay International | McQuay International | DPS010AHHG5*C-4* |  | HSP-A, Single-Package Heat Pum | Heat Pump | 575 | 3 | False |  |  |  | True | Variable-Speed | 120000 | 10084 | 11.9 | 10.8 |  |  | 118000 | 10231 | 3.4 | 3.3 |  |  |  | Federally-Regulated Commercial & Industrial Equipment | 04/19/2013 |  | 01/09/2014
Carrier Corp. - Syracuse | Tempstar | RHS090H******** |  | HSP-A, Single-Package Heat Pum | Heat Pump | 230 | 3 | False |  |  |  | False | Single-Speed | 88000 | 7857 | 11.2 | 10.8 |  |  | 86000 | 7413 | 3.4 | 3.3 |  |  |  | Federally-Regulated Commercial & Industrial Equipment | 03/02/2012 |  | 12/12/2012
York International | Fraser Johnston | BACB-T/-W240A/E |  | HSP-A, Single-Package Heat Pum | Heat Pump | 208 | 3 |  |  |  | No Match |  | No Match | 222000 | 26117 | 8.5 | 8.5 |  | 8 | 226000 | 22078 | 3 | 2.9 | 120000 | 17584 | 2 | Federally-Regulated Commercial & Industrial Equipment | 05/09/1998 |  | 10/02/1998
York International | York | E3FB090A25,46 | F3EH090A33 | HRCU-A-CB, Split System: Heat | Heat Pump | 460 | 3 |  |  |  |  | True | Single-Speed | 83000 | 9222 | 9 | 8.9 |  | 0 | 78000 | 7625 | 3 | 3 | 48000 | 6120 | 2.3 | Federally-Regulated Commercial & Industrial Equipment | 01/18/2008 |  | 02/24/2011
Carrier Corp. - Syracuse | Airquest | RHH102(H,L,S)******TA |  | HSP-A, Single-Package Heat Pum | Heat Pump | 230 | 3 | False |  |  |  | True | Single-Speed | 100000 | 8333 | 12 | 10.8 |  |  | 100000 | 8619 | 3.4 | 3.3 |  |  |  | Federally-Regulated Commercial & Industrial Equipment | 12/12/2012 |  | 10/28/2014
Rheem Sales Company, Inc. | Whirlpool | NCHR10L001B | NEPR10M030A | HRCU-A-CB, Split System: Heat | Heat Pump | 460 | 3 |  |  |  | No Match |  | No Match | 118000 | 14390 | 8.2 |  |  |  | 118000 | 12350 |  |  | 60000 | 8790 | 2 | Non Federally-Regulated | 05/11/1988 |  | 03/15/1989
Carrier Corp. - Syracuse | Carrier Corp. | 50TCQ*08***5A***(A,C,D,F)* |  | HSP-A, Single-Package Heat Pum | Heat Pump | 230 | 3 | False |  |  |  | False | Single-Speed | 88000 | 7857 | 11.2 | 10.8 |  |  | 86000 | 7413 | 3.4 | 3.3 |  |  |  | Federally-Regulated Commercial & Industrial Equipment | 12/12/2012 |  | 10/28/2014
Daikin Comfort Technologies Manufacturing, L.P. | Daikin U.S. Corp. | DCH090********A* |  | HSP-A, Single-Package Heat Pum | Both Heat Pump and Electric Re | 230 | 3 | False |  |  |  | False | Single-Speed | 90000 | 7826 | 11.5 | 10.8 |  |  | 90000 | 7757 | 3.4 | 3.3 |  |  |  | Federally-Regulated Commercial & Industrial Equipment | 07/18/2013 |  | 04/20/2015
Carrier Corp. - Syracuse | Bryant Heating & Cooling Systems | 549J(P,E,T)07**********A |  | HSP-A, Single-Package Heat Pum | Heat Pump | 230 | 3 | False |  |  |  | True | Single-Speed | 72000 | 6000 | 12 | 10.8 |  |  | 70000 | 6033 | 3.4 | 3.3 |  |  |  | Federally-Regulated Commercial & Industrial Equipment | 10/28/2014 |  | 04/21/2015
York International | Luxaire | BA-07[C,E]***(T,W,X)* |  | HSP-A, Single-Package Heat Pum | Both Heat Pump and Electric Re | 230 | 3 |  |  |  |  | False | Dual-Speed | 89000 | 8396 | 10.6 | 8.9 |  | 11 | 85000 | 7790 | 3.2 | 3 | 46000 | 6132 | 2.2 | Federally-Regulated Commercial & Industrial Equipment | 01/18/2008 |  | 02/24/2011
Trane U.S. Inc. | Trane | WCH120B400B |  | HSP-A, Single-Package Heat Pum | Heat Pump | 460 | 3 |  |  |  | No Match |  | No Match | 124000 | 12920 | 9.6 | 8.9 |  |  | 110000 | 10740 | 3 | 3 | 59000 | 8640 | 2 | Non Federally-Regulated | 01/27/1992 |  | 07/02/1992
Trane U.S. Inc. | Trane | TWA180B400A | TWE180B400A | HRCU-A-CB, Split System: Heat | Heat Pump | 460 | 3 |  |  |  | No Match |  | No Match | 176000 | 19550 | 9 | 8.2 |  |  | 172000 | 16160 | 3.1 |  | 90000 | 11880 | 2.2 | Non Federally-Regulated | 10/10/1989 |  | 02/22/1990
York International | Coleman | BA-15[E18,E36]***(T,W,X)* |  | HSP-A, Single-Package Heat Pum | Both Heat Pump and Electric Re | 208 | 3 |  |  |  |  | True | Single-Speed | 164000 | 16566 | 9.9 | 8.5 |  | 9.5 | 172000 | 15762 | 3.2 | 2.9 | 102000 | 14244 | 2.1 | Federally-Regulated Commercial & Industrial Equipment | 01/18/2008 |  | 02/24/2011
Coleman Air Conditioning Products | Airpro | EABA-T/W090 | F*EH090 | HRCU-A-CB, Split System: Heat | Heat Pump | 460 | 3 |  |  |  | No Match |  | No Match | 89000 | 9468 | 9.4 | 8.9 |  |  | 81000 | 7910 | 3 | 3 | 53000 | 7394 | 2.1 | Federally-Regulated Commercial & Industrial Equipment | 02/05/2002 |  | 03/21/2002
Carrier Corp. | Carrier | 38AQ0165 + 0165 + 0165 | 40RR054 | HSP-A, Single-Package Heat Pum | Heat Pump | 230 | 3 |  |  |  | No Match |  | No Match | 485102 | 64045 | 8.3 | 8.2 |  | 8.2 | 554117 | 52915 | 3 |  | 62500 | 8750 | 2.2 | Voluntarily Certified | 02/07/1988 |  | 03/08/1996
Lennox Industries Inc. | Armstrong | CHP16-072-1Y/1G |  | HSP-A, Single-Package Heat Pum | Heat Pump | 230 | 3 |  |  |  | No Match |  | No Match | 72000 | 7128 | 10.1 | 8.9 |  |  | 69000 | 6317 | 3.2 | 3 | 37000 | 5420 | 2 | Federally-Regulated Commercial & Industrial Equipment | 07/18/2002 |  | 01/18/2008
Carrier Corp. - Syracuse | Comfortmaker | RHS(181,183)(H,L,S)******TA |  | HSP-A, Single-Package Heat Pum | Heat Pump | 230 | 3 | False |  |  |  | True | Single-Speed | 172000 | 15925 | 10.8 | 10.4 |  |  | 166000 | 14742 | 3.3 | 3.2 |  |  |  | Federally-Regulated Commercial & Industrial Equipment | 12/12/2012 |  | 05/09/2013
Carrier Corp. - Syracuse | Day & Night | 542EP120 | BW(H,V)240B300D | HSP-A, Single-Package Heat Pum | Heat Pump | 230 | 3 |  |  |  | No Match |  | No Match | 240000 | 29200 | 8.2 | 8.2 |  |  | 236000 | 24200 |  |  | 64000 | 9200 |  | Non Federally-Regulated | 06/11/1985 |  | 05/11/1988
Carrier Corp. - Syracuse | Keeprite | RHS102(L,S)******AA |  | HSP-A, Single-Package Heat Pum | Heat Pump | 460 | 3 | False |  |  |  | False | Single-Speed | 99000 | 8608 | 11.5 | 10.8 |  |  | 96000 | 8525 | 3.3 | 3.3 |  |  |  | Federally-Regulated Commercial & Industrial Equipment | 12/12/2012 |  | 10/28/2014
Carrier Corp. - Syracuse | Heil | RHS(181,183)(H,L,S)******TC |  | HSP-A, Single-Package Heat Pum | Heat Pump | 208 | 3 | False |  |  |  | True | Single-Speed | 172000 | 15925 | 10.8 | 10.4 |  |  | 220000 | 19538 | 3.3 | 3.2 |  |  |  | Federally-Regulated Commercial & Industrial Equipment | 01/09/2014 |  | 10/28/2014
York International | York | E1CH120A46 | F2EH120A33 | HRCU-A-CB, Split System: Heat | Heat Pump | 460 | 3 |  |  |  | No Match |  | No Match | 118000 | 14390 | 8.2 |  |  |  | 129000 | 12602 | 2.9 | 2.5 | 76000 | 9281 | 2.4 | Non Federally-Regulated | 04/11/1988 |  | 05/11/1988
Carrier Corp. - Syracuse | Carrier | 50HJQ008--51/61 |  | HSP-A, Single-Package Heat Pum | Heat Pump | 208 | 3 |  |  |  | No Match |  | No Match | 87000 | 8613 | 10.1 | 8.9 |  | 10.5 | 87000 | 7965 | 3.2 | 3 | 48000 | 6392 | 2.2 | Federally-Regulated Commercial & Industrial Equipment | 11/21/2001 |  | 07/18/2002
Carrier Corp. - Syracuse | Tempstar | RHS(243)(H,L,S)******TA |  | HSP-A, Single-Package Heat Pum | Heat Pump | 208 | 3 | False |  |  |  | True | Single-Speed | 232000 | 21886 | 10.6 | 10.4 |  |  | 220000 | 19538 | 3.3 | 3.2 |  |  |  | Federally-Regulated Commercial & Industrial Equipment | 04/21/2014 |  | 10/28/2014
Borg Warner | Luxaire | EAHP-W120A | FBHP-S120A | HRCU-A-CB, Split System: Heat | Heat Pump | 460 | 3 |  |  |  | No Match |  | No Match | 119000 | 13140 | 8.2 | 8.2 |  |  | 129000 | 11080 | 3.4 |  | 76000 | 8040 | 2.8 | Non Federally-Regulated | 06/11/1985 |  | 05/11/1988
Trane U.S. Inc. | Trane | BWC090F3F |  | HSP-A, Single-Package Heat Pum | Heat Pump | 200 | 3 |  |  |  | No Match |  | No Match | 90000 | 10100 | 8.9 | 8.2 |  |  | 85000 | 8600 |  |  | 44000 | 6800 |  | Non Federally-Regulated | 06/11/1985 |  | 05/11/1988
Carrier Corp. - Syracuse | Day & Night | RHH090(H,L,S)******AA |  | HSP-A, Single-Package Heat Pum | Heat Pump | 208 | 3 | False |  |  |  | True | Single-Speed | 90000 | 7438 | 12.1 | 10.8 |  |  | 84000 | 7033 | 3.5 | 3.3 |  |  |  | Federally-Regulated Commercial & Industrial Equipment | 10/28/2014 |  | 10/28/2014
York International | Luxaire | EAHP-T090A | FBHP-S090A | HRCU-A-CB, Split System: Heat | Heat Pump | 208 | 3 |  |  |  | No Match |  | No Match | 91000 | 10705 | 8.5 | 8.2 |  |  | 101000 | 9250 | 3.2 |  | 58000 | 6799 | 2.5 | Non Federally-Regulated | 02/22/1990 |  | 07/31/1992
York International | Evcon | XA-12[C,E]***(T,W,X)* |  | HSP-A, Single-Package Heat Pum | Both Heat Pump and Electric Re | 208 | 3 |  |  |  |  | True | Single-Speed | 150000 | 13636 | 11 | 8.5 |  | 11.9 | 144000 | 13196 | 3.2 | 2.9 | 90000 | 11997 | 2.2 | Federally-Regulated Commercial & Industrial Equipment | 01/18/2008 |  | 01/24/2011
International Comfort Products | Arcoaire | RYMA75H**** |  | HSP-A, Single-Package Heat Pum | Heat Pump | 230 | 3 |  |  |  | No Match |  | No Match | 91000 | 9784 | 9.3 | 8.9 |  | 10.4 | 90000 | 8506 | 3.1 | 3 | 48000 | 7031 | 2 | Federally-Regulated Commercial & Industrial Equipment | 11/18/1999 |  | 04/13/2000
Carrier Corp. - Syracuse | Day & Night | 542DP090 |  | HSP-A, Single-Package Heat Pum | Heat Pump | 208 | 3 |  |  |  | No Match |  | No Match | 87000 | 10200 | 8.5 | 8.2 |  |  | 89000 | 8800 |  |  | 49000 | 7300 |  | Non Federally-Regulated | 08/29/1986 |  | 05/11/1988
Carrier Corp. - Syracuse | Payne | 541APX/AEX180 | 524APH/AEH180GC | HRCU-A-CB, Split System: Heat | Heat Pump | 230 | 3 |  |  |  | No Match |  | No Match | 172000 | 19545 | 8.8 | 8.5 |  | 9.9 | 164000 | 16021 | 3 | 2.9 | 94000 | 12522 | 2.2 | Federally-Regulated Commercial & Industrial Equipment | 03/31/1998 |  | 05/09/1998
Daikin Comfort Technologies Manufacturing, L.P. | Goodman | CPH120********A* |  | HSP-A, Single-Package Heat Pum | Both Heat Pump and Electric Re | 230 | 3 | False |  |  |  | False | Single-Speed | 118000 | 10260 | 11.5 | 10.8 |  |  | 120000 | 10343 | 3.4 | 3.3 |  |  |  | Federally-Regulated Commercial & Industrial Equipment | 03/02/2012 |  | 01/09/2014
Carrier Corp. - Syracuse | Keeprite | RHS(240,243)(H,L,S)******TA |  | HSP-A, Single-Package Heat Pum | Heat Pump | 230 | 3 | False |  |  |  | True | Single-Speed | 232000 | 21886 | 10.6 | 10.4 |  |  | 220000 | 19538 | 3.3 | 3.2 |  |  |  | Federally-Regulated Commercial & Industrial Equipment | 12/12/2012 |  | 04/21/2014
Carrier Corp. - Syracuse | Tempstar | RHH102(H,L,S)******AA |  | HSP-A, Single-Package Heat Pum | Heat Pump | 208 | 3 | False |  |  |  | True | Single-Speed | 100000 | 8333 | 12 | 10.8 |  |  | 100000 | 8619 | 3.4 | 3.3 |  |  |  | Federally-Regulated Commercial & Industrial Equipment | 10/28/2014 |  | 10/28/2014
McQuay International | McQuay International | DPS012AHHW2**-4 |  | HSP-A, Single-Package Heat Pum | Heat Pump | 230 | 3 | False |  |  |  | True | Variable-Speed | 144000 | 12307 | 11.7 | 10.4 |  |  | 134000 | 11793 | 3.3 | 3.2 |  |  |  | Federally-Regulated Commercial & Industrial Equipment | 08/28/2012 |  | 04/19/2013
York International | York | BP120[C,E]***(2,4,5)* |  | HSP-A, Single-Package Heat Pum | Both Heat Pump and Electric Re | 460 | 3 |  |  |  |  | False | Single-Speed | 120000 | 11650 | 10.3 | 8.9 |  | 10 | 113000 | 10356 | 3.2 | 3 | 60000 | 7998 | 2.2 | Federally-Regulated Commercial & Industrial Equipment | 01/18/2008 |  | 02/24/2011
York International | York | PC180C00A*(2,4,5)***** | NC180C00*(5,6)****** | HRCU-A-CB, Split System: Heat | Heat Pump | 460 | 3 |  |  |  |  | True | Single-Speed | 180000 | 16981 | 10.6 | 8.5 |  |  | 168000 | 14929 | 3.3 | 2.9 |  |  |  | Federally-Regulated Commercial & Industrial Equipment | 06/15/2009 |  | 12/12/2012
Carrier Corp. - Syracuse | Arcoaire | CHS240(H,L,S)D* | FHS240(S,H,L)A*A* | HRCU-A-CB, Split System: Heat | Heat Pump | 230 | 3 |  |  |  |  | True | Single-Speed | 222000 | 20747 | 10.7 | 10.4 |  |  | 214000 | 17919 | 3.5 | 3.2 |  |  |  | Federally-Regulated Commercial & Industrial Equipment | 03/10/2011 |  | 12/12/2012
Rheem Sales Company, Inc. | Weatherking | WJKB-A090C |  | HSP-A, Single-Package Heat Pum | Heat Pump | 208 | 3 |  |  |  | No Match |  | No Match | 89000 | 9673 | 9.2 | 8.9 |  | 12.1 | 90000 | 8789 | 3 | 3 | 52500 | 7691 | 2 | Federally-Regulated Commercial & Industrial Equipment | 05/22/2000 |  | 11/21/2001
Carrier Corp. - Syracuse | Carrier | 50HJQ014501/601 |  | HSP-A, Single-Package Heat Pum | Heat Pump | 230 | 3 |  |  |  | No Match |  | No Match | 140000 | 14285 | 9.8 | 8.5 |  | 12.4 | 136000 | 12456 | 3.2 | 2.9 | 72000 | 10048 | 2.1 | Federally-Regulated Commercial & Industrial Equipment | 03/31/1998 |  | 05/09/1998
Carrier Corp. - Syracuse | Arcoaire | RHH(120,121)(H,L,S)******TA |  | HSP-A, Single-Package Heat Pum | Heat Pump | 460 | 3 | False |  |  |  | True | Single-Speed | 119000 | 9674 | 12.3 | 10.8 |  |  | 116000 | 9713 | 3.5 | 3.3 |  |  |  | Federally-Regulated Commercial & Industrial Equipment | 12/12/2012 |  | 10/28/2014
International Comfort Products | Heil | NRHR92LP15B |  | HSP-A, Single-Package Heat Pum | Heat Pump | 460 | 3 |  |  |  | No Match |  | No Match | 93000 | 10333 | 9 | 8.9 |  | 9.9 | 93000 | 9085 | 3 | 3 | 51000 | 7117 | 2.1 | Federally-Regulated Commercial & Industrial Equipment | 02/03/1998 |  | 03/31/1998
Carrier Corp. - Syracuse | ICP Commercial | CHS240(H,L,S)D* | FHS240(S,H,L)A*A* | HRCU-A-CB, Split System: Heat | Heat Pump | 208 | 3 |  |  |  |  | True | Single-Speed | 222000 | 20747 | 10.7 | 10.4 |  |  | 214000 | 17919 | 3.5 | 3.2 |  |  |  | Federally-Regulated Commercial & Industrial Equipment | 03/10/2011 |  | 12/12/2012
Carrier Corp. - Syracuse | Tempstar | RHS090H******AA |  | HSP-A, Single-Package Heat Pum | Heat Pump | 230 | 3 | False |  |  |  | False | Single-Speed | 88000 | 7857 | 11.2 | 10.8 |  |  | 86000 | 7413 | 3.4 | 3.3 |  |  |  | Federally-Regulated Commercial & Industrial Equipment | 12/12/2012 |  | 10/28/2014
Carrier Corp. - Syracuse | Day & Night | 542JP/EX180 |  | HSP-A, Single-Package Heat Pum | Heat Pump | 208 | 3 |  |  |  | No Match |  | No Match | 172000 | 18494 | 9.3 | 8.5 |  | 9.7 | 172000 | 15275 | 3.3 | 2.9 | 94000 | 12522 | 2.2 | Federally-Regulated Commercial & Industrial Equipment | 10/24/1997 |  | 03/31/1998
York International | Coleman | EASE-T,W,X240 | FAHP-N240 | HRCU-A-CB, Split System: Heat | Heat Pump | 208 | 3 |  |  |  |  | True | Single-Speed | 214000 | 24884 | 8.6 | 8.5 |  | 9.6 | 218000 | 22045 | 2.9 | 2.9 | 138000 | 19271 | 2.1 | Federally-Regulated Commercial & Industrial Equipment | 01/18/2008 |  | 02/24/2011
Carrier Corp. - Syracuse | Comfortmaker | CHS072(H,L,S)A* | FHS072(M,S,K)**A0* | HRCU-A-CB, Split System: Heat | Heat Pump | 230 | 3 |  |  |  |  | True | Single-Speed | 70000 | 6363 | 11 | 10.8 |  |  | 66000 | 5861 | 3.3 | 3.3 |  |  |  | Federally-Regulated Commercial & Industrial Equipment | 07/18/2013 |  | 10/28/2014
Carrier Corp. - Syracuse | Comfortmaker | RHS(240)(H,L,S)******AA |  | HSP-A, Single-Package Heat Pum | Heat Pump | 575 | 3 | False |  |  |  | True | Single-Speed | 232000 | 21886 | 10.6 | 10.4 |  |  | 220000 | 19538 | 3.3 | 3.2 |  |  |  | Federally-Regulated Commercial & Industrial Equipment | 10/28/2014 |  | 10/28/2014
Carrier Corp. - Syracuse | Comfortmaker | RHH102(H,L,S)******** |  | HSP-A, Single-Package Heat Pum | Heat Pump | 230 | 3 | False |  |  |  | True | Single-Speed | 100000 | 8333 | 12 | 10.8 |  |  | 100000 | 8619 | 3.4 | 3.3 |  |  |  | Federally-Regulated Commercial & Industrial Equipment | 11/30/2011 |  | 04/19/2013
York International | Fraser Johnston | PH180C00A*(2,4,5)***** | NH180C00*(5,6)****** | HRCU-A-CB, Split System: Heat | Heat Pump | 230 | 3 |  |  |  |  | True | Single-Speed | 180000 | 16981 | 10.6 | 8.5 |  |  | 168000 | 14929 | 3.3 | 2.9 |  |  |  | Federally-Regulated Commercial & Industrial Equipment | 07/16/2009 |  | 01/24/2011
York International | York | E1FB090A46 | F3EH090A33 | HRCU-A-CB, Split System: Heat | Heat Pump | 460 | 3 |  |  |  | No Match |  | No Match | 91000 | 9891 | 9.2 | 8.9 |  |  | 84000 | 8200 | 3 | 3 | 51000 | 5333 | 2.8 | Non Federally-Regulated | 04/02/1993 |  | 09/02/1995
Goettl | Goettl | HP662A-4 |  | HSP-A, Single-Package Heat Pum | Heat Pump | 460 | 3 |  |  |  | No Match |  | No Match | 67000 | 7485 | 9 | 8.9 |  |  | 67000 | 6500 | 3 | 3 | 35600 | 5110 | 2 | Non Federally-Regulated | 03/02/1993 |  | 07/24/1995
Rheem Sales Company, Inc. | Weatherking | PHC7.5T-3L |  | HSP-A, Single-Package Heat Pum | Heat Pump | 208 | 3 |  |  |  | No Match |  | No Match | 92000 | 10500 | 8.8 | 8.2 |  |  | 94000 | 9160 |  |  | 52000 | 7190 |  | Non Federally-Regulated | 02/22/1990 |  | 09/17/1991
Trane U.S. Inc. | Trane | WCD240B30*F* |  | HSP-A, Single-Package Heat Pum | Heat Pump | 230 | 3 |  |  |  | No Match |  | No Match | 222000 | 22200 | 10 | 8.5 |  | 9.7 | 208000 | 19659 | 3.1 | 2.9 | 128000 | 18751 | 2 | Federally-Regulated Commercial & Industrial Equipment | 07/31/2002 |  | 06/19/2003
Carrier Corp. - Syracuse | Heil | RHS102(L,S)******** |  | HSP-A, Single-Package Heat Pum | Heat Pump | 460 | 3 | False |  |  |  | False | Single-Speed | 99000 | 8839 | 11.2 | 10.8 |  |  | 96000 | 8525 | 3.3 | 3.3 |  |  |  | Federally-Regulated Commercial & Industrial Equipment | 11/30/2011 |  | 12/12/2012
Carrier Corp. - Syracuse | Keeprite | RHS(240,243)(H,L,S)******AA |  | HSP-A, Single-Package Heat Pum | Heat Pump | 575 | 3 | False |  |  |  | True | Single-Speed | 232000 | 21886 | 10.6 | 10.4 |  |  | 220000 | 19538 | 3.3 | 3.2 |  |  |  | Federally-Regulated Commercial & Industrial Equipment | 12/12/2012 |  | 04/21/2014
Carrier Corp. - Syracuse | Arcoaire | RHS090H******AA |  | HSP-A, Single-Package Heat Pum | Heat Pump | 208 | 3 | False |  |  |  | False | Single-Speed | 87000 | 7767 | 11.2 | 10.8 |  |  | 86000 | 7413 | 3.4 | 3.3 |  |  |  | Federally-Regulated Commercial & Industrial Equipment | 10/28/2014 |  | 10/28/2014
International Comfort Products | Heil | PH*090N2LA* |  | HSP-A, Single-Package Heat Pum | Heat Pump | 460 | 3 |  |  |  | No Match |  | No Match | 91000 | 9784 | 9.3 | 8.9 |  | 10.4 | 90000 | 8508 | 3.1 | 3 | 48000 | 6862 | 2.1 | Federally-Regulated Commercial & Industrial Equipment | 03/31/1998 |  | 05/09/1998
Carrier Corp. - Syracuse | Arcoaire | RHH102(H,L,S)******AA |  | HSP-A, Single-Package Heat Pum | Heat Pump | 230 | 3 | False |  |  |  | True | Single-Speed | 100000 | 8333 | 12 | 10.8 |  |  | 100000 | 8619 | 3.4 | 3.3 |  |  |  | Federally-Regulated Commercial & Industrial Equipment | 12/12/2012 |  | 10/28/2014
York International | Fraser Johnston | PH120C00A*(2,4,5)***** | NH120C00*(5,6)****** | HRCU-A-CB, Split System: Heat | Heat Pump | 208 | 3 |  |  |  |  | True | Single-Speed | 124000 | 11273 | 11 | 8.9 |  |  | 109000 | 9686 | 3.3 | 3 |  |  |  | Federally-Regulated Commercial & Industrial Equipment | 07/16/2009 |  | 01/24/2011
Carrier Corp. - Syracuse | Day & Night | RHS(243)(H,L,S)******TA |  | HSP-A, Single-Package Heat Pum | Heat Pump | 575 | 3 | False |  |  |  | True | Single-Speed | 232000 | 21886 | 10.6 | 10.4 |  |  | 220000 | 19538 | 3.3 | 3.2 |  |  |  | Federally-Regulated Commercial & Industrial Equipment | 04/21/2014 |  | 10/28/2014
Carrier Corp. - Syracuse | Carrier | 50TJQ01250/60 |  | HSP-A, Single-Package Heat Pum | Heat Pump | 460 | 3 |  |  |  | No Match |  | No Match | 112000 | 12444 | 9 | 8.9 |  | 9 | 105000 | 9924 | 3.1 | 3 | 53000 | 9134 | 1.7 | Federally-Regulated Commercial & Industrial Equipment | 11/18/1999 |  | 04/13/2000
Inter-City Products Corp. | Airquest | PH*120N2LA |  | HSP-A, Single-Package Heat Pum | Heat Pump | 460 | 3 |  |  |  | No Match |  | No Match | 123000 | 13516 | 9.1 | 8.9 |  | 9.5 | 123000 | 11628 | 3.1 | 3 | 71000 | 10404 | 2 | Federally-Regulated Commercial & Industrial Equipment | 06/11/1997 |  | 09/02/1997
Rheem Sales Company, Inc. | Ruud | UJMB-A090C |  | HSP-A, Single-Package Heat Pum | Heat Pump | 230 | 3 |  |  |  | No Match |  | No Match | 92000 | 9108 | 10.1 | 8.9 |  | 11.5 | 92000 | 8423 | 3.2 | 3 | 52000 | 6925 | 2.2 | Federally-Regulated Commercial & Industrial Equipment | 11/21/2001 |  | 07/18/2002
Carrier Corp. - Syracuse | Carrier | 38AQ0345 + 38AQ0125 | 40RR044 | HRCU-A-CB, Split System: Heat | Heat Pump | 208 | 3 |  |  |  | No Match |  | No Match | 414549 | 50554 | 8.2 | 7.5 |  |  | 425000 | 47879 |  |  | 234000 | 36074 |  | Non Federally-Regulated | 09/08/1982 |  | 08/30/1983
Rheem Sales Company, Inc. | Rheem | RPWC-100C | RHGG-120Z | HRCU-A-CB, Split System: Heat | Both Heat Pump and Electric Re | 208 | 3 |  |  |  |  | False | Single-Speed | 116000 | 13034 | 8.9 | 8.9 |  | 0 | 125000 | 11825 | 3.1 | 3 | 68000 | 9064 | 2.2 | Federally-Regulated Commercial & Industrial Equipment | 01/18/2008 |  | 07/16/2009
McQuay International | McQuay International | DPS010AHHW4**-6 |  | HSP-A, Single-Package Heat Pum | Heat Pump | 460 | 3 | False |  |  |  | True | Variable-Speed | 121000 | 10000 | 12.1 | 10.8 |  |  | 112000 | 9432 | 3.5 | 3.3 |  |  |  | Federally-Regulated Commercial & Industrial Equipment | 08/28/2012 |  | 04/19/2013
Carrier Corp. - Syracuse | Carrier Corp. | 50TCQ*24***(5,6,1)A***(A,C,D,F)*-HORZ |  | HSP-A, Single-Package Heat Pum | Heat Pump | 575 | 3 | False |  |  |  | True | Single-Speed | 232000 | 21886 | 10.6 | 10.4 |  |  | 220000 | 19538 | 3.3 | 3.2 |  |  |  | Federally-Regulated Commercial & Industrial Equipment | 04/21/2014 |  | 10/28/2014
Carrier Corp. - Syracuse | Carrier | 50HJQ012--52/62 |  | HSP-A, Single-Package Heat Pum | Heat Pump | 208 | 3 |  |  |  | No Match |  | No Match | 115000 | 11386 | 10.1 | 8.9 |  | 10.4 | 110000 | 9766 | 3.3 | 3 | 58000 | 8944 | 1.9 | Federally-Regulated Commercial & Industrial Equipment | 02/06/2002 |  | 07/18/2002
Carrier Corp. - Syracuse | Bryant Heating & Cooling Systems | 548J(P,E,T)17**********A |  | HSP-A, Single-Package Heat Pum | Heat Pump | 575 | 3 | False |  |  |  | True | Single-Speed | 172000 | 15925 | 10.8 | 10.4 |  |  | 220000 | 19538 | 3.3 | 3.2 |  |  |  | Federally-Regulated Commercial & Industrial Equipment | 11/30/2011 |  | 12/12/2012
Rheem Sales Company, Inc. | Century | HR100-3SZ | AHH100-Z | HRCU-A-CB, Split System: Heat | Heat Pump | 230 | 3 |  |  |  | No Match |  | No Match | 118000 | 12826 | 9.2 | 8.9 |  |  | 125000 | 11814 | 3.1 | 3 | 68000 | 9487 | 2.1 | Federally-Regulated Commercial & Industrial Equipment | 11/18/1999 |  | 05/23/2000
York International | York | E1FB180 | F1EH180 | HRCU-A-CB, Split System: Heat | Heat Pump | 230 | 3 |  |  |  | No Match |  | No Match | 166000 | 19080 | 8.7 | 8.5 |  | 9.5 | 184000 | 17970 | 3 | 2.9 | 121000 | 16114 | 2.2 | Federally-Regulated Commercial & Industrial Equipment | 05/21/2002 |  | 07/18/2002
Carrier Corp. - Syracuse | Arcoaire | RHH072(H,L,S)******** |  | HSP-A, Single-Package Heat Pum | Heat Pump | 460 | 3 | False |  |  |  | True | Single-Speed | 72000 | 6000 | 12 | 10.8 |  |  | 70000 | 6033 | 3.4 | 3.3 |  |  |  | Federally-Regulated Commercial & Industrial Equipment | 11/30/2011 |  | 10/28/2014
Trane U.S. Inc. | Trane | TWA180B300B* | TWE180B300C* | HRCU-A-CB, Split System: Heat | Heat Pump | 208 | 3 |  |  |  | No Match |  | No Match | 180000 | 19148 | 9.4 | 8.5 |  | 10 | 172000 | 16256 | 3.1 | 2.9 | 90000 | 11986 | 2.2 | Federally-Regulated Commercial & Industrial Equipment | 11/18/1999 |  | 11/21/2000
Lennox Industries Inc. | Lennox | HP17-953V-4Y | CB17-95V-1 | HRCU-A-CB, Split System: Heat | Heat Pump | 208 | 3 |  |  |  | No Match |  | No Match | 87000 | 10235 | 8.5 | 8.2 |  |  | 88000 | 8597 |  |  | 51000 | 6794 |  | Non Federally-Regulated | 06/11/1985 |  | 08/29/1986
Trane U.S. Inc. | Trane | WCD240B30*F* |  | HSP-A, Single-Package Heat Pum | Heat Pump | 208 | 3 |  |  |  | No Match |  | No Match | 230000 | 23000 | 10 | 8.5 |  | 10.5 | 230000 | 21738 | 3.1 | 2.9 | 128000 | 18751 | 2 | Federally-Regulated Commercial & Industrial Equipment | 11/21/2001 |  | 03/21/2002
McQuay International | McQuay | LHA120H* |  | HSP-A, Single-Package Heat Pum | Heat Pump | 208 | 3 |  |  |  | No Match |  | No Match | 118000 | 11456 | 10.3 | 8.9 |  | 11.3 | 120000 | 10657 | 3.3 | 3 | 72000 | 10048 | 2.1 | Federally-Regulated Commercial & Industrial Equipment | 03/31/1998 |  | 05/09/1998
Carrier Corp. - Syracuse | Bryant Heating & Cooling Systems | 548JP09*********(D,E)A |  | HSP-A, Single-Package Heat Pum | Heat Pump | 208 | 3 | False |  |  |  | False | Single-Speed | 98000 | 8521 | 11.5 | 10.8 |  |  | 94000 | 8348 | 3.3 | 3.3 |  |  |  | Federally-Regulated Commercial & Industrial Equipment | 12/12/2012 |  | 04/21/2015
York International | Evcon | BA-10C00*T/W/X***** |  | HSP-A, Single-Package Heat Pum | Heat Pump | 460 | 3 |  |  |  | No Match |  | No Match | 120000 | 11650 | 10.3 | 8.9 |  | 10 | 113000 | 10346 | 3.2 | 3 | 60000 | 7990 | 2.2 | Federally-Regulated Commercial & Industrial Equipment | 07/31/2002 |  | 01/18/2008
Carrier Corp. - Syracuse | Day & Night | RHH090(H,L,S)******TA |  | HSP-A, Single-Package Heat Pum | Heat Pump | 460 | 3 | False |  |  |  | True | Single-Speed | 90000 | 7438 | 12.1 | 10.8 |  |  | 84000 | 7033 | 3.5 | 3.3 |  |  |  | Federally-Regulated Commercial & Industrial Equipment | 12/12/2012 |  | 10/28/2014
York International | York | XP150[C,E]***(2,4,5)* |  | HSP-A, Single-Package Heat Pum | Both Heat Pump and Electric Re | 230 | 3 | False |  |  |  | True | Single-Speed | 150000 | 13636 | 11 | 10.4 |  | 11.9 | 135000 | 12364 | 3.2 | 3.2 | 90000 | 11997 | 2.2 | Federally-Regulated Commercial & Industrial Equipment | 01/24/2011 |  | 01/09/2014
Trane U.S. Inc. | American Standard, Inc. | WCD120B30*D* |  | HSP-A, Single-Package Heat Pum | Heat Pump | 230 | 3 |  |  |  | No Match |  | No Match | 117000 | 12720 | 9.2 | 8.9 |  | 9.2 | 119000 | 11460 | 3 | 3 | 61000 | 8840 | 2 | Federally-Regulated Commercial & Industrial Equipment | 04/19/1994 |  | 09/02/1995
Trane U.S. Inc. | American Standard, Inc. | WCD150B3O*E* |  | HSP-A, Single-Package Heat Pum | Heat Pump | 208 | 3 |  |  |  | No Match |  | No Match | 146000 | 16043 | 9.1 | 8.5 |  | 9.4 | 136000 | 13286 | 3 | 2.9 | 72000 | 10048 | 2.1 | Federally-Regulated Commercial & Industrial Equipment | 10/24/1997 |  | 08/20/1998
York International | York | EA090C***(2,4,5)* | FA090C***(6)* | HRCU-A-CB, Split System: Heat | Both Heat Pump and Electric Re | 230 | 3 |  |  |  |  | True | Single-Speed | 90000 | 8443 | 10.7 | 8.9 |  | 0 | 88000 | 8065 | 3.2 | 3 | 55000 | 7013 | 2.3 | Federally-Regulated Commercial & Industrial Equipment | 01/18/2008 |  | 08/27/2008
Carrier Corp. - Syracuse | Comfortmaker | RHH072(H,L,S)******** |  | HSP-A, Single-Package Heat Pum | Heat Pump | 460 | 3 | False |  |  |  | True | Single-Speed | 72000 | 6000 | 12 | 10.8 |  |  | 70000 | 6033 | 3.4 | 3.3 |  |  |  | Federally-Regulated Commercial & Industrial Equipment | 11/30/2011 |  | 10/28/2014
McQuay International | McQuay International | DPS006AHHG2*C-4 |  | HSP-A, Single-Package Heat Pum | Heat Pump | 208 | 3 | False |  |  |  | True | Variable-Speed | 69000 | 6216 | 11.1 | 10.8 |  |  | 71000 | 5176 | 4 | 3.3 |  |  |  | Federally-Regulated Commercial & Industrial Equipment | 03/02/2012 |  | 08/28/2012
York International | Luxaire | XA-12[C,E]***(T,W,X)* |  | HSP-A, Single-Package Heat Pum | Both Heat Pump and Electric Re | 230 | 3 |  |  |  |  | True | Single-Speed | 150000 | 13636 | 11 | 8.5 |  | 11.9 | 144000 | 13196 | 3.2 | 2.9 | 90000 | 11997 | 2.2 | Federally-Regulated Commercial & Industrial Equipment | 01/18/2008 |  | 01/24/2011
Daikin Comfort Technologies Manufacturing, L.P. | Goodman | CPH150********A* |  | HSP-A, Single-Package Heat Pum | Both Heat Pump and Electric Re | 208 | 3 | False |  |  |  | False | Single-Speed | 140000 | 13207 | 10.6 | 10.4 |  |  | 142000 | 13005 | 3.2 | 3.2 |  |  |  | Federally-Regulated Commercial & Industrial Equipment | 12/12/2012 |  | 06/02/2015
Carrier Corp. - Syracuse | Comfortmaker | RHS090H******** |  | HSP-A, Single-Package Heat Pum | Heat Pump | 230 | 3 | False |  |  |  | False | Single-Speed | 88000 | 7857 | 11.2 | 10.8 |  |  | 86000 | 7413 | 3.4 | 3.3 |  |  |  | Federally-Regulated Commercial & Industrial Equipment | 03/02/2012 |  | 12/12/2012
Carrier Corp. - Syracuse | Tempstar | RHS(181,183)(H,L,S)******TC |  | HSP-A, Single-Package Heat Pum | Heat Pump | 208 | 3 | False |  |  |  | True | Single-Speed | 172000 | 15925 | 10.8 | 10.4 |  |  | 220000 | 19538 | 3.3 | 3.2 |  |  |  | Federally-Regulated Commercial & Industrial Equipment | 10/28/2014 |  | 10/28/2014
Carrier Corp. - Syracuse | ICP Commercial | RHS(240)(H,L,S)******AA |  | HSP-A, Single-Package Heat Pum | Heat Pump | 460 | 3 | False |  |  |  | True | Single-Speed | 232000 | 21886 | 10.6 | 10.4 |  |  | 220000 | 19538 | 3.3 | 3.2 |  |  |  | Federally-Regulated Commercial & Industrial Equipment | 04/21/2014 |  | 10/28/2014
Carrier Corp. - Syracuse | Day & Night | RHS(240)(H,L,S)******TA |  | HSP-A, Single-Package Heat Pum | Heat Pump | 208 | 3 | False |  |  |  | True | Single-Speed | 232000 | 21886 | 10.6 | 10.4 |  |  | 220000 | 19538 | 3.3 | 3.2 |  |  |  | Federally-Regulated Commercial & Industrial Equipment | 04/21/2014 |  | 10/28/2014
Carrier Corp. - Syracuse | Day & Night | RHS(181,183)(H,L,S)******AA |  | HSP-A, Single-Package Heat Pum | Heat Pump | 230 | 3 | False |  |  |  | True | Single-Speed | 172000 | 15925 | 10.8 | 10.4 |  |  | 166000 | 14742 | 3.3 | 3.2 |  |  |  | Federally-Regulated Commercial & Industrial Equipment | 12/12/2012 |  | 05/09/2013
Carrier Corp. - Syracuse | Tempstar | RHH072(H,L,S)0******A |  | HSP-A, Single-Package Heat Pum | Heat Pump | 208 | 3 | False |  |  |  | True | Single-Speed | 72000 | 6000 | 12 | 10.8 |  |  | 70000 | 6033 | 3.4 | 3.3 |  |  |  | Federally-Regulated Commercial & Industrial Equipment | 03/10/2011 |  | 04/19/2013
Trane U.S. Inc. | American Standard, Inc. | TWA180B300E* | TWE180B300C* | HRCU-A-CB, Split System: Heat | Heat Pump | 208 | 3 |  |  |  | No Match |  | No Match | 176000 | 17425 | 10.1 | 8.5 |  | 11.6 | 168000 | 15878 | 3.1 | 2.9 | 106000 | 14117 | 2.2 | Federally-Regulated Commercial & Industrial Equipment | 09/21/2001 |  | 07/18/2002
Carrier Corp. - Syracuse | Comfortmaker | RHS(240,243)(H,L,S)******TA |  | HSP-A, Single-Package Heat Pum | Heat Pump | 230 | 3 | False |  |  |  | True | Single-Speed | 232000 | 21886 | 10.6 | 10.4 |  |  | 220000 | 19538 | 3.3 | 3.2 |  |  |  | Federally-Regulated Commercial & Industrial Equipment | 12/12/2012 |  | 04/21/2014
International Comfort Products | Arcoaire | RYMA75H**** |  | HSP-A, Single-Package Heat Pum | Heat Pump | 208 | 3 |  |  |  | No Match |  | No Match | 91000 | 9784 | 9.3 | 8.9 |  | 10.4 | 90000 | 8506 | 3.1 | 3 | 48000 | 7031 | 2 | Federally-Regulated Commercial & Industrial Equipment | 05/22/2000 |  | 09/20/2001
Trane U.S. Inc. | Trane | WCD180A400A |  | HSP-A, Single-Package Heat Pum | Heat Pump | 460 | 3 |  |  |  | No Match |  | No Match | 174000 | 19770 | 8.8 |  |  |  | 160000 | 15620 | 3 |  | 84000 | 11710 | 2.1 | Non Federally-Regulated | 07/31/1992 |  | 03/31/1998
Carrier Corp. - Syracuse | Keeprite | RHS090(L,S)******** |  | HSP-A, Single-Package Heat Pum | Heat Pump | 460 | 3 | False |  |  |  | False | Single-Speed | 88000 | 7857 | 11.2 | 10.8 |  |  | 86000 | 7413 | 3.4 | 3.3 |  |  |  | Federally-Regulated Commercial & Industrial Equipment | 11/30/2011 |  | 03/02/2012
McQuay International | McQuay International | DPS006AHHY2*C-6 |  | HSP-A, Single-Package Heat Pum | Heat Pump | 230 | 3 | False |  |  |  | True | Variable-Speed | 70000 | 6034 | 11.6 | 10.8 |  |  | 65000 | 5053 | 3.8 | 3.3 |  |  |  | Federally-Regulated Commercial & Industrial Equipment | 08/28/2012 |  | 04/19/2013
York International | Luxaire | BACB-T/-W240A/E |  | HSP-A, Single-Package Heat Pum | Heat Pump | 460 | 3 |  |  |  | No Match |  | No Match | 222000 | 26117 | 8.5 | 8.5 |  | 8 | 226000 | 22078 | 3 | 2.9 | 120000 | 17584 | 2 | Federally-Regulated Commercial & Industrial Equipment | 05/09/1998 |  | 10/02/1998
Carrier Corp. - Syracuse | Day & Night | RHS072(H,L,S)******** |  | HSP-A, Single-Package Heat Pum | Heat Pump | 230 | 3 | False |  |  |  | False | Single-Speed | 70000 | 6306 | 11.1 | 10.8 |  |  | 67000 | 5950 | 3.3 | 3.3 |  |  |  | Federally-Regulated Commercial & Industrial Equipment | 11/30/2011 |  | 10/28/2014
Carrier Corp. - Syracuse | Keeprite | RHH090(H,L,S)******TA |  | HSP-A, Single-Package Heat Pum | Heat Pump | 460 | 3 | False |  |  |  | True | Single-Speed | 90000 | 7438 | 12.1 | 10.8 |  |  | 84000 | 7033 | 3.5 | 3.3 |  |  |  | Federally-Regulated Commercial & Industrial Equipment | 12/12/2012 |  | 10/28/2014
Carrier Corp. - Syracuse | Heil | RHS(120,121)(H,L,S)******** |  | HSP-A, Single-Package Heat Pum | Heat Pump | 460 | 3 | False |  |  |  | False | Single-Speed | 116000 | 10545 | 11 | 10.8 |  |  | 116000 | 9999 | 3.4 | 3.3 |  |  |  | Federally-Regulated Commercial & Industrial Equipment | 11/30/2011 |  | 12/12/2012
Carrier Corp. - Syracuse | ICP Commercial | RHS072(H,L,S)******** |  | HSP-A, Single-Package Heat Pum | Heat Pump | 230 | 3 | False |  |  |  | False | Single-Speed | 70000 | 6306 | 11.1 | 10.8 |  |  | 67000 | 5950 | 3.3 | 3.3 |  |  |  | Federally-Regulated Commercial & Industrial Equipment | 10/28/2014 |  | 10/28/2014
Carrier Corp. - Syracuse | Airquest | RHS072(H,L,S)******** |  | HSP-A, Single-Package Heat Pum | Heat Pump | 575 | 3 | False |  |  |  | False | Single-Speed | 70000 | 6306 | 11.1 | 10.8 |  |  | 67000 | 5950 | 3.3 | 3.3 |  |  |  | Federally-Regulated Commercial & Industrial Equipment | 11/30/2011 |  | 10/28/2014
Carrier Corp. - Syracuse | Carrier | 50PQ0086 |  | HSP-A, Single-Package Heat Pum | Heat Pump | 460 | 3 |  |  |  | No Match |  | No Match | 87000 | 11500 | 7.6 | 8.2 |  |  | 92000 | 9800 |  |  | 52000 | 7800 |  | Non Federally-Regulated | 05/16/1984 |  | 06/11/1985
Carrier Corp. - Syracuse | Day & Night | CHS240(H,L,S)D* | FHS240(S,H,L)**A0* | HRCU-A-CB, Split System: Heat | Heat Pump | 230 | 3 |  |  |  |  | True | Single-Speed | 222000 | 20747 | 10.7 | 10.4 |  |  | 214000 | 17919 | 3.5 | 3.2 |  |  |  | Federally-Regulated Commercial & Industrial Equipment | 07/18/2013 |  | 10/28/2014
Rheem Sales Company, Inc. | Heil Quaker | NRHR92HP00B |  | HSP-A, Single-Package Heat Pum | Heat Pump | 208 | 3 |  |  |  | No Match |  | No Match | 88000 | 10730 | 8.2 | 8.2 |  |  | 88000 | 8595 |  |  | 46000 | 6740 |  | Non Federally-Regulated | 08/29/1986 |  | 05/11/1988
Lennox Industries Inc. | Ducane | LHA240HN2* |  | HSP-A, Single-Package Heat Pum | Heat Pump | 460 | 3 |  |  |  | No Match |  | No Match | 220000 | 21568 | 10.2 | 8.5 |  | 11 | 220000 | 19533 | 3.3 | 2.9 | 118000 | 16463 | 2.1 | Federally-Regulated Commercial & Industrial Equipment | 02/05/2002 |  | 07/18/2002
Carrier Corp. - Syracuse | Day & Night | RHH090(H,L,S)******AA |  | HSP-A, Single-Package Heat Pum | Heat Pump | 230 | 3 | False |  |  |  | True | Single-Speed | 90000 | 7438 | 12.1 | 10.8 |  |  | 84000 | 7033 | 3.5 | 3.3 |  |  |  | Federally-Regulated Commercial & Industrial Equipment | 10/28/2014 |  | 10/28/2014
Carrier Corp. - Syracuse | Arcoaire | RHH072(H,L,S)******** |  | HSP-A, Single-Package Heat Pum | Heat Pump | 460 | 3 | False |  |  |  | True | Single-Speed | 72000 | 6000 | 12 | 10.8 |  |  | 70000 | 6033 | 3.4 | 3.3 |  |  |  | Federally-Regulated Commercial & Industrial Equipment | 10/28/2014 |  | 10/28/2014
McQuay International | McQuay International | DPS007AHHG2**-3 |  | HSP-A, Single-Package Heat Pum | Heat Pump | 208 | 3 | False |  |  |  | True | Variable-Speed | 88000 | 7154 | 12.3 | 10.8 |  |  | 78000 | 6245 | 3.7 | 3.3 |  |  |  | Federally-Regulated Commercial & Industrial Equipment | 08/28/2012 |  | 04/19/2013
Carrier Corp. - Syracuse | Day & Night | 548BPX120 |  | HSP-A, Single-Package Heat Pum | Heat Pump | 230 | 3 |  |  |  | No Match |  | No Match | 120000 | 13000 | 9.2 | 8.2 |  |  | 120000 | 10500 | 3.3 |  | 64000 | 8600 | 2.2 | Non Federally-Regulated | 02/22/1990 |  | 07/31/1992
Carrier Corp. - Syracuse | Keeprite | RHS(181,183)(H,L,S)******** |  | HSP-A, Single-Package Heat Pum | Heat Pump | 575 | 3 | False |  |  |  | True | Single-Speed | 172000 | 15925 | 10.8 | 10.4 |  |  | 220000 | 19538 | 3.3 | 3.2 |  |  |  | Federally-Regulated Commercial & Industrial Equipment | 11/30/2011 |  | 12/12/2012
Carrier Corp. - Syracuse | Bryant Heating & Cooling Systems | 548J(P,E,T)17*********(A,B)A |  | HSP-A, Single-Package Heat Pum | Heat Pump | 575 | 3 | False |  |  |  | True | Single-Speed | 172000 | 15925 | 10.8 | 10.4 |  |  | 220000 | 19538 | 3.3 | 3.2 |  |  |  | Federally-Regulated Commercial & Industrial Equipment | 05/09/2013 |  | 08/28/2014
Carrier Corp. - Syracuse | Carrier Corp. | 50HCQ*08***(5,6,1)A***(G,J,K,M)* |  | HSP-A, Single-Package Heat Pum | Heat Pump | 575 | 3 | False |  |  |  | True | Single-Speed | 90000 | 7438 | 12.1 | 10.8 |  |  | 84000 | 7033 | 3.5 | 3.3 |  |  |  | Federally-Regulated Commercial & Industrial Equipment | 12/12/2012 |  | 10/28/2014
Carrier Corp. - Syracuse | Carrier | 38AQ0165 * 0165 * 0165 | 40RR054 | HSP-A, Single-Package Heat Pum | Heat Pump | 208 | 3 |  |  |  | No Match |  | No Match | 485102 | 64045 | 8.2 | 8.2 |  |  | 554117 | 52915 |  |  | 65000 | 9200 |  | Non Federally-Regulated | 03/15/1989 |  | 02/22/1990
Lennox Industries Inc. | Armstrong | PRTC88BL-2 |  | HSP-A, Single-Package Heat Pum | Heat Pump | 208 | 3 |  |  |  | No Match |  | No Match | 88000 | 9778 | 9 | 8.9 |  |  | 90000 | 8307 | 3.2 | 3 | 46000 | 6740 | 2 | Non Federally-Regulated | 07/31/1992 |  | 08/14/1992
York International | York | E1RA090S25/46 | F3EH090 | HRCU-A-CB, Split System: Heat | Heat Pump | 208 | 3 |  |  |  | No Match |  | No Match | 89000 | 9468 | 9.4 | 8.9 |  |  | 81000 | 7910 | 3 | 3 | 53000 | 7394 | 2.1 | Federally-Regulated Commercial & Industrial Equipment | 07/31/2002 |  | 01/18/2008
Carrier Corp. - Syracuse | Day & Night | 542EP120031 |  | HSP-A, Single-Package Heat Pum | Heat Pump | 208 | 3 |  |  |  | No Match |  | No Match | 120000 | 14700 | 8.2 | 8.2 |  |  | 120000 | 12200 |  |  | 65000 | 9200 |  | Non Federally-Regulated | 03/15/1989 |  | 10/10/1989
York International | York | B1HN120N165/20046* |  | HSP-A, Single-Package Heat Pum | Heat Pump | 460 | 3 |  |  |  | No Match |  | No Match | 118000 | 13111 | 9 | 8.9 |  |  | 116000 | 11332 | 3 | 3 | 70000 | 10257 | 2 | Federally-Regulated Commercial & Industrial Equipment | 07/29/1998 |  | 08/07/1998
Rheem Sales Company, Inc. | Ruud | UPDB-075D |  | HSP-A, Single-Package Heat Pum | Heat Pump | 460 | 3 |  |  |  | No Match |  | No Match | 88000 | 10730 | 8.2 | 8.2 |  |  | 88000 | 8595 |  |  | 46000 | 6740 |  | Non Federally-Regulated | 06/11/1985 |  | 05/11/1988
International Comfort Products | Comfortmaker | RYMA75H**** |  | HSP-A, Single-Package Heat Pum | Heat Pump | 208 | 3 |  |  |  | No Match |  | No Match | 91000 | 9784 | 9.3 | 8.9 |  | 10.4 | 90000 | 8508 | 3.1 | 3 | 48000 | 6862 | 2.1 | Federally-Regulated Commercial & Industrial Equipment | 03/31/1998 |  | 05/09/1998
Carrier Corp. - Syracuse | Carrier | 38AQ0346 * 38AQ0125 | 40RR044 | HSP-A, Single-Package Heat Pum | Heat Pump | 460 | 3 |  |  |  | No Match |  | No Match | 414549 | 50554 | 8.2 | 8.2 |  |  | 425000 | 47879 |  |  | 65000 | 9200 |  | Non Federally-Regulated | 03/15/1989 |  | 02/22/1990
Lennox Industries Inc. | Lennox | HP17-1353V-5Y | CB17-135V-1 | HRCU-A-CB, Split System: Heat | Heat Pump | 230 | 3 |  |  |  | No Match |  | No Match | 119000 | 14512 | 8.2 | 8.2 |  |  | 119000 | 11499 |  |  | 69000 | 9448 |  | Non Federally-Regulated | 10/10/1989 |  | 01/22/1990
Carrier Corp. - Syracuse | Tempstar | RHS102H******AA |  | HSP-A, Single-Package Heat Pum | Heat Pump | 230 | 3 | False |  |  |  | False | Single-Speed | 99000 | 8608 | 11.5 | 10.8 |  |  | 96000 | 8525 | 3.3 | 3.3 |  |  |  | Federally-Regulated Commercial & Industrial Equipment | 12/12/2012 |  | 10/28/2014
McQuay International | McQuay International | DPS006AHHE2**-4 |  | HSP-A, Single-Package Heat Pum | Heat Pump | 208 | 3 | False |  |  |  | True | Variable-Speed | 69000 | 6216 | 11.1 | 10.8 |  |  | 71000 | 5176 | 4 | 3.3 |  |  |  | Federally-Regulated Commercial & Industrial Equipment | 03/02/2012 |  | 08/28/2012
Phoenix Manufacturing, Inc. | Phoenix Manufacturing, Inc. | PHR 90 3 |  | HSP-A, Single-Package Heat Pum | Heat Pump | 208 | 3 |  |  |  | No Match |  | No Match | 95000 | 12460 | 7.6 | 7.5 |  |  | 102000 | 10990 | 2.7 |  | 49000 | 8230 | 1.7 | Non Federally-Regulated | 08/30/1983 |  | 05/16/1984
Inter-City Products Corp. | Arcoaire | RYMA10F**** |  | HSP-A, Single-Package Heat Pum | Heat Pump | 460 | 3 |  |  |  | No Match |  | No Match | 123000 | 13516 | 9.1 | 8.9 |  | 9.5 | 123000 | 11628 | 3.1 | 3 | 71000 | 10404 | 2 | Federally-Regulated Commercial & Industrial Equipment | 06/11/1997 |  | 09/02/1997
York International | York | PC120C00A*(2,4,5)***** | NC120C00*(5,6)****** | HRCU-A-CB, Split System: Heat | Heat Pump | 575 | 3 |  |  |  |  | True | Single-Speed | 124000 | 11272 | 11 | 8.9 |  |  | 109000 | 9686 | 3.3 | 3 |  |  |  | Federally-Regulated Commercial & Industrial Equipment | 06/15/2009 |  | 01/09/2014
Carrier Corp. - Syracuse | Airquest | RHH102(H,L,S)******TA |  | HSP-A, Single-Package Heat Pum | Heat Pump | 208 | 3 | False |  |  |  | True | Single-Speed | 100000 | 8333 | 12 | 10.8 |  |  | 100000 | 8619 | 3.4 | 3.3 |  |  |  | Federally-Regulated Commercial & Industrial Equipment | 12/12/2012 |  | 10/28/2014
Trane U.S. Inc. | American Standard, Inc. | BWA180C4OOM | BW(H,V)180B4OOD | HRCU-A-CB, Split System: Heat | Heat Pump | 460 | 3 |  |  |  | No Match |  | No Match | 182000 | 22000 | 8.3 |  |  |  | 172000 | 18300 |  |  | 101000 | 15200 |  | Non Federally-Regulated | 03/15/1989 |  | 10/10/1989
Lennox Industries Inc. | Lennox | CHP11-1853-1Q |  | HSP-A, Single-Package Heat Pum | Heat Pump | 230 | 3 |  |  |  | No Match |  | No Match | 180000 | 22000 | 8.2 | 8.2 |  |  | 174000 | 17810 |  |  | 90000 | 13880 |  | Non Federally-Regulated | 02/22/1990 |  | 07/31/1992
Rheem Sales Company, Inc. | Amana | LHA075A004A |  | HSP-A, Single-Package Heat Pum | Heat Pump | 460 | 3 |  |  |  | No Match |  | No Match | 93000 | 10300 | 9 | 8.9 |  |  | 93000 | 8960 | 3 | 3 | 51000 | 6990 | 2.1 | Non Federally-Regulated | 01/26/1993 |  | 09/02/1995
York International | Fraser Johnston | PH240C00A*(2,4,5)***** | NH240C00*(5,6)****** | HRCU-A-CB, Split System: Heat | Heat Pump | 208 | 3 |  |  |  |  | True | Single-Speed | 238000 | 22453 | 10.6 | 8.5 |  |  | 216000 | 19195 | 3.3 | 2.9 |  |  |  | Federally-Regulated Commercial & Industrial Equipment | 07/16/2009 |  | 01/24/2011
Carrier Corp. - Syracuse | Arcoaire | RHH102(H,L,S)******** |  | HSP-A, Single-Package Heat Pum | Heat Pump | 575 | 3 | False |  |  |  | True | Single-Speed | 100000 | 8333 | 12 | 10.8 |  |  | 100000 | 8619 | 3.4 | 3.3 |  |  |  | Federally-Regulated Commercial & Industrial Equipment | 11/30/2011 |  | 04/19/2013
Trane U.S. Inc. | American Standard, Inc. | TWA240B400A | TWE240B400A | HRCU-A-CB, Split System: Heat | Heat Pump | 460 | 3 |  |  |  | No Match |  | No Match | 234000 | 27530 | 8.5 | 8.2 |  |  | 234000 | 22860 |  |  | 122000 | 17880 |  | Non Federally-Regulated | 10/10/1989 |  | 02/22/1990
Rheem Sales Company, Inc. | Heil | NCHR20H001B | NEPR20D020B | HRCU-A-CB, Split System: Heat | Heat Pump | 208 | 3 |  |  |  | No Match |  | No Match | 234000 | 28540 | 8.2 |  |  |  | 234000 | 24490 |  |  | 119000 | 17430 |  | Non Federally-Regulated | 06/11/1985 |  | 08/29/1986
Carrier Corp. - Syracuse | Carrier | 38AQS0165/6 | 40RMQ0165/6GC | HRCU-A-CB, Split System: Heat | Heat Pump | 460 | 3 |  |  |  | No Match |  | No Match | 172000 | 19545 | 8.8 | 8.5 |  | 9.9 | 164000 | 16021 | 3 | 2.9 | 94000 | 12522 | 2.2 | Federally-Regulated Commercial & Industrial Equipment | 10/24/1997 |  | 03/31/1998
Carrier Corp. - Syracuse | Arcoaire | CHS180(H,L,S)D* | FHS180(M,S,H,L)A*A* | HRCU-A-CB, Split System: Heat | Heat Pump | 460 | 3 |  |  |  |  | True | Single-Speed | 178000 | 16792 | 10.6 | 10.4 |  |  | 178000 | 15343 | 3.4 | 3.2 |  |  |  | Federally-Regulated Commercial & Industrial Equipment | 03/10/2011 |  | 12/12/2012
Carrier Corp. - Syracuse | Comfortmaker | CHS091(H,L,S)A* | FHS091(M,S,K)**A0* | HRCU-A-CB, Split System: Heat | Heat Pump | 575 | 3 |  |  |  |  | True | Single-Speed | 89000 | 8090 | 11 | 10.8 |  |  | 87000 | 7726 | 3.3 | 3.3 |  |  |  | Federally-Regulated Commercial & Industrial Equipment | 07/18/2013 |  | 10/28/2014
York International | Fraser Johnston | BACB-T/-W240A/E |  | HSP-A, Single-Package Heat Pum | Heat Pump | 460 | 3 |  |  |  | No Match |  | No Match | 222000 | 26117 | 8.5 | 8.5 |  | 8 | 226000 | 22078 | 3 | 2.9 | 120000 | 17584 | 2 | Federally-Regulated Commercial & Industrial Equipment | 05/09/1998 |  | 10/02/1998
Trane U.S. Inc. | Trane | BWC180L4OOA |  | HSP-A, Single-Package Heat Pum | Heat Pump | 460 | 3 |  |  |  | No Match |  | No Match | 172000 | 21000 | 8.2 |  |  |  | 158000 | 17160 | 2.7 |  | 82000 | 13360 | 1.8 | Non Federally-Regulated | 03/15/1989 |  | 10/10/1989
Rheem Sales Company, Inc. | Ruud | UPDC-075C |  | HSP-A, Single-Package Heat Pum | Heat Pump | 208 | 3 |  |  |  | No Match |  | No Match | 93000 | 10333 | 9 | 8.9 |  | 9.9 | 93000 | 9085 | 3 | 3 | 51000 | 7117 | 2.1 | Federally-Regulated Commercial & Industrial Equipment | 02/03/1998 |  | 03/31/1998
Trane U.S. Inc. | General Electric | BWA090C3K | BWE090C-D | HRCU-A-CB, Split System: Heat | Heat Pump | 230 | 3 |  |  |  | No Match |  | No Match | 90000 | 10200 | 8.8 | 8.2 |  |  | 87000 | 8790 |  |  | 51000 | 7150 |  | Non Federally-Regulated | 06/11/1985 |  | 05/11/1988
Rheem Sales Company, Inc. | Square D | HCS015JAR1H | A02-85-OOM-015US1G | HRCU-A-CB, Split System: Heat | Heat Pump | 230 | 3 |  |  |  | No Match |  | No Match | 178000 | 21710 | 8.2 |  |  |  | 176000 | 17190 |  |  | 92000 | 13480 |  | Non Federally-Regulated | 08/29/1986 |  | 05/11/1988
Trane U.S. Inc. | American Standard, Inc. | WCH150B300B |  | HSP-A, Single-Package Heat Pum | Heat Pump | 230 | 3 |  |  |  | No Match |  | No Match | 146000 | 15550 | 9.4 |  |  |  | 132000 | 13330 | 2.9 |  | 70000 | 10250 | 2 | Non Federally-Regulated | 07/31/1992 |  | 03/31/1998
McQuay International | McQuay International | DPS010AHHW2**-6 |  | HSP-A, Single-Package Heat Pum | Heat Pump | 230 | 3 | False |  |  |  | True | Variable-Speed | 121000 | 10000 | 12.1 | 10.8 |  |  | 112000 | 9432 | 3.5 | 3.3 |  |  |  | Federally-Regulated Commercial & Industrial Equipment | 08/28/2012 |  | 04/19/2013
Trane U.S. Inc. | Trane | WCH090A300A |  | HSP-A, Single-Package Heat Pum | Heat Pump | 230 | 3 |  |  |  | No Match |  | No Match | 85000 | 10240 | 8.3 | 8.2 |  |  | 82000 | 8580 |  |  | 39000 | 6010 |  | Non Federally-Regulated | 02/22/1990 |  | 07/31/1992
Carrier Corp. - Syracuse | Comfortmaker | RHH102(H,L,S)******AA |  | HSP-A, Single-Package Heat Pum | Heat Pump | 208 | 3 | False |  |  |  | True | Single-Speed | 100000 | 8333 | 12 | 10.8 |  |  | 100000 | 8619 | 3.4 | 3.3 |  |  |  | Federally-Regulated Commercial & Industrial Equipment | 10/28/2014 |  | 10/28/2014
Rheem Sales Company, Inc. | Airquest | NRHR10HP30B |  | HSP-A, Single-Package Heat Pum | Heat Pump | 208 | 3 |  |  |  | No Match |  | No Match | 120000 | 13483 | 8.9 | 8.9 |  | 10.3 | 126000 | 12309 | 3 | 3 | 67000 | 9350 | 2.1 | Federally-Regulated Commercial & Industrial Equipment | 03/31/1998 |  | 05/09/1998
York International | Evcon | BA-20[E72]***(T,W,X)* |  | HSP-A, Single-Package Heat Pum | Both Heat Pump and Electric Re | 460 | 3 |  |  |  |  | True | Single-Speed | 220000 | 21569 | 10.2 | 8.5 |  | 10.1 | 218000 | 18803 | 3.4 | 2.9 | 130000 | 18154 | 2.1 | Federally-Regulated Commercial & Industrial Equipment | 02/11/2008 |  | 02/24/2011
McQuay International | McQuay International | DPS006AHHG2**-4 |  | HSP-A, Single-Package Heat Pum | Heat Pump | 230 | 3 | False |  |  |  | True | Variable-Speed | 69000 | 6216 | 11.1 | 10.8 |  |  | 71000 | 5176 | 4 | 3.3 |  |  |  | Federally-Regulated Commercial & Industrial Equipment | 03/02/2012 |  | 08/28/2012
Lennox Industries Inc. | Lennox | LHA120H* |  | HSP-A, Single-Package Heat Pum | Heat Pump | 460 | 3 |  |  |  | No Match |  | No Match | 118000 | 11456 | 10.3 | 8.9 |  |  | 120000 | 10654 | 3.3 | 3 | 72000 | 10045 | 2.1 | Federally-Regulated Commercial & Industrial Equipment | 11/18/1999 |  | 04/13/2000
York International | Evcon | PJ180C00A*(2,4,5)***** | NJ180C00*(5,6)****** | HRCU-A-CB, Split System: Heat | Heat Pump | 575 | 3 |  |  |  |  | True | Single-Speed | 180000 | 16981 | 10.6 | 8.5 |  |  | 168000 | 14490 | 3.4 | 2.9 |  |  |  | Federally-Regulated Commercial & Industrial Equipment | 07/16/2009 |  | 01/24/2011
Carrier Corp. - Syracuse | Carrier | 38AQ0345 + 38AQ0125 | 40RR044 | HRCU-A-CB, Split System: Heat | Heat Pump | 208 | 3 |  |  |  | No Match |  | No Match | 414549 | 50554 | 8.2 | 7.5 |  |  | 425000 | 47879 |  |  | 234000 | 36074 |  | Non Federally-Regulated | 08/30/1983 |  | 06/11/1985
Carrier Corp. - Syracuse | Day & Night | 541AP090 | 517A090 | HRCU-A-CB, Split System: Heat | Heat Pump | 208 | 3 |  |  |  | No Match |  | No Match | 88000 | 10730 | 8.2 |  |  |  | 87000 | 9800 |  |  | 42500 | 6555 | 1.9 | Non Federally-Regulated | 05/11/1988 |  | 03/15/1989
Carrier Corp. - Syracuse | Carrier | 38AQ0285 | 40RR028 | HRCU-A-CB, Split System: Heat | Heat Pump | 230 | 3 |  |  |  | No Match |  | No Match | 257345 | 32168 | 8 |  |  |  | 280000 | 30376 |  |  | 150000 | 21968 |  | Non Federally-Regulated | 05/11/1988 |  | 03/15/1989
Rheem Sales Company, Inc. | Rheem | RPWA-200CAS | RHPA-200E5 | HRCU-A-CB, Split System: Heat | Heat Pump | 208 | 3 |  |  |  | No Match |  | No Match | 237800 | 29800 | 8 | 7.5 |  |  | 230250 | 24650 | 2.7 |  | 141700 | 22275 | 1.9 | Non Federally-Regulated | 09/08/1982 |  | 05/16/1984
Trane U.S. Inc. | Trane Unitary Products Group | WSC090E3*0A |  | HSP-A, Single-Package Heat Pum | Heat Pump | 208 | 3 |  |  |  |  | True | Single-Speed | 89000 | 8018 | 11.1 | 8.9 |  |  | 86000 | 7418 | 3.4 | 3 |  |  |  | Federally-Regulated Commercial & Industrial Equipment | 11/25/2009 |  | 12/12/2012
York International | Luxaire | EASE-W090A | FCHP-S090A | HRCU-A-CB, Split System: Heat | Heat Pump | 460 | 3 |  |  |  | No Match |  | No Match | 91000 | 9891 | 9.2 | 8.9 |  |  | 84000 | 8200 | 3 | 3 | 51000 | 5333 | 2.8 | Non Federally-Regulated | 04/02/1993 |  | 09/02/1995
Trane U.S. Inc. | American Standard, Inc. | TWA120A300E* | TWE120A300D* | HRCU-A-CB, Split System: Heat | Heat Pump | 230 | 3 |  |  |  | No Match |  | No Match | 120000 | 11881 | 10.1 | 8.9 |  |  | 122000 | 11170 | 3.2 | 3 | 80000 | 9766 | 2.4 | Federally-Regulated Commercial & Industrial Equipment | 07/31/2002 |  | 06/19/2003
Rheem Sales Company, Inc. | Ruud | UPDC-101D |  | HSP-A, Single-Package Heat Pum | Heat Pump | 460 | 3 |  |  |  | No Match |  | No Match | 120000 | 13483 | 8.9 | 8.9 |  | 10.3 | 126000 | 12309 | 3 | 3 | 67000 | 9350 | 2.1 | Federally-Regulated Commercial & Industrial Equipment | 02/03/1998 |  | 03/31/1998
Trane U.S. Inc. | Trane | TWA180B300D* | TWE180B300C* | HRCU-A-CB, Split System: Heat | Heat Pump | 230 | 3 |  |  |  | No Match |  | No Match | 176000 | 17425 | 10.1 | 8.5 |  | 12 | 168000 | 16407 | 3 | 2.9 | 107000 | 13630 | 2.3 | Federally-Regulated Commercial & Industrial Equipment | 06/01/2001 |  | 09/21/2001
Carrier Corp. - Syracuse | ICP Commercial | RHS(181,183)(H,L,S)******TC |  | HSP-A, Single-Package Heat Pum | Heat Pump | 230 | 3 | False |  |  |  | True | Single-Speed | 172000 | 15925 | 10.8 | 10.4 |  |  | 166000 | 14742 | 3.3 | 3.2 |  |  |  | Federally-Regulated Commercial & Industrial Equipment | 01/09/2014 |  | 10/28/2014
Carrier Corp. - Syracuse | Bryant Heating & Cooling Systems | 548J(P,E,T)14**********A |  | HSP-A, Single-Package Heat Pum | Heat Pump | 230 | 3 | False |  |  |  | False | Single-Speed | 142000 | 13396 | 10.6 | 10.4 |  |  | 142000 | 13005 | 3.2 | 3.2 |  |  |  | Federally-Regulated Commercial & Industrial Equipment | 11/30/2011 |  | 12/12/2012
Lennox Industries Inc. | Lennox | KHA072S4B**Y,G,J |  | HSP-A, Single-Package Heat Pum | Both Heat Pump and Electric Re | 575 | 3 | False |  |  |  | True | Single-Speed | 69000 | 6272 | 11 | 11 |  |  | 70000 | 6216 | 3.3 | 3.3 | 40000 | 5210 | 2.3 | Federally-Regulated Commercial & Industrial Equipment | 04/21/2015 |  | 06/01/2015
Trane U.S. Inc. | American Standard, Inc. | WCH075C30*B* |  | HSP-A, Single-Package Heat Pum | Heat Pump | 208 | 3 |  |  |  | No Match |  | No Match | 71000 | 7977 | 8.9 | 8.9 |  |  | 71000 | 6934 | 3 | 3 | 35000 | 5127 | 2 | Federally-Regulated Commercial & Industrial Equipment | 05/22/2000 |  | 07/18/2002
Lennox Industries Inc. | Lennox | LHA088S* |  | HSP-A, Single-Package Heat Pum | Heat Pump | 230 | 3 |  |  |  | No Match |  | No Match | 86000 | 9555 | 9 | 8.9 |  |  | 86000 | 8399 | 3 | 3 | 48000 | 7031 | 2 | Federally-Regulated Commercial & Industrial Equipment | 11/18/1999 |  | 04/13/2000
McQuay International | McQuay International | DPS010AHHG2**-6 |  | HSP-A, Single-Package Heat Pum | Heat Pump | 208 | 3 | False |  |  |  | True | Variable-Speed | 121000 | 10000 | 12.1 | 10.8 |  |  | 119000 | 9105 | 3.8 | 3.3 |  |  |  | Federally-Regulated Commercial & Industrial Equipment | 03/02/2012 |  | 08/28/2012
Carrier Corp. - Syracuse | Payne | 542JP/EX150 |  | HSP-A, Single-Package Heat Pum | Heat Pump | 208 | 3 |  |  |  | No Match |  | No Match | 140000 | 14285 | 9.8 | 8.5 |  | 12.4 | 136000 | 12456 | 3.2 | 2.9 | 72000 | 10048 | 2.1 | Federally-Regulated Commercial & Industrial Equipment | 10/24/1997 |  | 03/31/1998
Carrier Corp. - Syracuse | Comfortmaker | RHS072(H,L,S)******A |  | HSP-A, Single-Package Heat Pum | Both Heat Pump and Electric Re | 230 | 3 |  |  |  |  | False | Single-Speed | 70000 | 6306 | 11.1 | 8.9 |  |  | 67000 | 5954 | 3.3 | 3 |  |  |  | Federally-Regulated Commercial & Industrial Equipment | 07/16/2009 |  | 12/12/2012
Carrier Corp. - Syracuse | Airquest | RHS(181,183)(H,L,S)******AC |  | HSP-A, Single-Package Heat Pum | Heat Pump | 230 | 3 | False |  |  |  | True | Single-Speed | 172000 | 15925 | 10.8 | 10.4 |  |  | 166000 | 14742 | 3.3 | 3.2 |  |  |  | Federally-Regulated Commercial & Industrial Equipment | 10/28/2014 |  | 10/28/2014
Rheem Sales Company, Inc. | Weatherking | PHC-101D |  | HSP-A, Single-Package Heat Pum | Heat Pump | 460 | 3 |  |  |  | No Match |  | No Match | 120000 | 13483 | 8.9 | 8.9 |  | 10.3 | 126000 | 12309 | 3 | 3 | 67000 | 9350 | 2.1 | Federally-Regulated Commercial & Industrial Equipment | 12/14/1998 |  | 08/18/1999
Trane U.S. Inc. | American Standard, Inc. | WCH075A300A |  | HSP-A, Single-Package Heat Pum | Heat Pump | 230 | 3 |  |  |  | No Match |  | No Match | 71000 | 8300 | 8.6 | 8.9 |  |  | 71000 | 7170 | 2.9 | 3 | 33000 | 5090 | 1.9 | Non Federally-Regulated | 07/31/1992 |  | 03/31/1998
Carrier Corp. - Syracuse | Carrier | 50HJQ01450/60 |  | HSP-A, Single-Package Heat Pum | Heat Pump | 460 | 3 |  |  |  | No Match |  | No Match | 140000 | 14285 | 9.8 | 8.5 |  | 12.4 | 136000 | 12456 | 3.2 | 2.9 | 72000 | 10048 | 2.1 | Federally-Regulated Commercial & Industrial Equipment | 12/14/1998 |  | 11/18/1999
Daikin Comfort Technologies Manufacturing, L.P. | Daikin U.S. Corp. | DCH120****B***A* |  | HSP-A, Single-Package Heat Pum | Both Heat Pump and Electric Re | 460 | 3 | False |  |  |  | False | Single-Speed | 115000 | 10360 | 11.1 | 10.8 |  |  | 116000 | 9999 | 3.4 | 3.3 |  |  |  | Federally-Regulated Commercial & Industrial Equipment | 01/09/2014 |  | 04/21/2015
Carrier Corp. - Syracuse | Keeprite | RHS(240)(H,L,S)******TA |  | HSP-A, Single-Package Heat Pum | Heat Pump | 575 | 3 | False |  |  |  | True | Single-Speed | 232000 | 21886 | 10.6 | 10.4 |  |  | 220000 | 19538 | 3.3 | 3.2 |  |  |  | Federally-Regulated Commercial & Industrial Equipment | 04/21/2014 |  | 10/28/2014
York International | Coleman | BA-20(C00/E18/E36)** |  | HSP-A, Single-Package Heat Pum | Both Heat Pump and Electric Re | 575 | 3 |  |  |  |  | True | Single-Speed | 226000 | 21942 | 10.3 | 8.5 |  | 10.2 | 218000 | 18803 | 3.4 | 2.9 | 129000 | 18014 | 2.1 | Federally-Regulated Commercial & Industrial Equipment | 02/11/2008 |  | 02/24/2011
Trane U.S. Inc. | Trane | BWC150L300A |  | HSP-A, Single-Package Heat Pum | Heat Pump | 230 | 3 |  |  |  | No Match |  | No Match | 147000 | 17100 | 8.6 | 8.2 |  |  | 132000 | 14340 | 2.7 |  | 68000 | 11080 | 1.8 | Non Federally-Regulated | 02/22/1990 |  | 07/31/1992
York International | York | B1CH240A/E***25/46 |  | HSP-A, Single-Package Heat Pum | Heat Pump | 208 | 3 |  |  |  | No Match |  | No Match | 222000 | 26117 | 8.5 | 8.5 |  | 8 | 226000 | 22078 | 3 | 2.9 | 120000 | 17584 | 2 | Federally-Regulated Commercial & Industrial Equipment | 03/31/1998 |  | 05/09/1998
Trane U.S. Inc. | Trane | RPUB-B754-A*A | BPCB-B75*-A*A | HRCU-A-CB, Split System: Heat | Heat Pump | 460 | 3 |  |  |  | No Match |  | No Match | 90000 | 10200 | 8.8 | 8.2 |  |  | 87000 | 8790 |  |  | 51000 | 7150 |  | Non Federally-Regulated | 06/11/1985 |  | 08/29/1986
Daikin Comfort Technologies Manufacturing, L.P. | Daikin U.S. Corp. | DCH120****V***A* |  | HSP-A, Single-Package Heat Pum | Both Heat Pump and Electric Re | 230 | 3 | False |  |  |  | False | Single-Speed | 116000 | 10265 | 11.3 | 10.8 |  |  | 120000 | 10343 | 3.4 | 3.3 |  |  |  | Federally-Regulated Commercial & Industrial Equipment | 07/18/2013 |  | 01/09/2014
Carrier Corp. - Syracuse | Carrier | 50EQ0345 |  | HSP-A, Single-Package Heat Pum | Heat Pump | 460 | 3 |  |  |  | No Match |  | No Match | 336000 | 43000 | 7.8 | 8.9 |  | 10.4 | 360000 | 9769 | 3.3 | 3 | 58000 | 8853 | 1.9 | Non Federally-Regulated | 05/11/1988 |  | 03/15/1989
Trane U.S. Inc. | American Standard, Inc. | 4A6C3048A (2) | TWE120E1**A* | HRCU-A-CB, Split System: Heat | Heat Pump | 208 | 3 |  |  |  |  | True | Single-Speed | 101000 | 8326 | 12.1 | 10.8 |  |  | 95000 | 7524 | 3.7 | 3.3 |  |  |  | Federally-Regulated Commercial & Industrial Equipment | 11/30/2011 |  | 05/02/2012
Carrier Corp. - Syracuse | Bryant Heating & Cooling Systems | 548JP08**********A |  | HSP-A, Single-Package Heat Pum | Heat Pump | 208 | 3 | False |  |  |  | False | Single-Speed | 87000 | 7767 | 11.2 | 10.8 |  |  | 86000 | 7413 | 3.4 | 3.3 |  |  |  | Federally-Regulated Commercial & Industrial Equipment | 03/02/2012 |  | 12/12/2012
Trane U.S. Inc. | Trane | WCD180A300A |  | HSP-A, Single-Package Heat Pum | Heat Pump | 230 | 3 |  |  |  | No Match |  | No Match | 174000 | 19770 | 8.8 |  |  |  | 160000 | 15620 | 3 |  | 84000 | 11710 | 2.1 | Non Federally-Regulated | 07/31/1992 |  | 03/31/1998
Carrier Corp. - Syracuse | Day & Night | RHS(243)(H,L,S)******TA |  | HSP-A, Single-Package Heat Pum | Heat Pump | 208 | 3 | False |  |  |  | True | Single-Speed | 232000 | 21886 | 10.6 | 10.4 |  |  | 220000 | 19538 | 3.3 | 3.2 |  |  |  | Federally-Regulated Commercial & Industrial Equipment | 10/28/2014 |  | 10/28/2014
Lennox Industries Inc. | Lennox | HP17-1353V-3G | CB17-135V-1 | HRCU-A-CB, Split System: Heat | Heat Pump | 460 | 3 |  |  |  | No Match |  | No Match | 240000 | 29200 | 8.2 | 8.2 |  |  | 236000 | 24200 |  |  | 69000 | 9406 |  | Non Federally-Regulated | 06/11/1985 |  | 03/02/1988
Carrier Corp. - Syracuse | Carrier Corp. | 50TCQ*14***(5,6,1)A***(A,C,D,F)* |  | HSP-A, Single-Package Heat Pum | Heat Pump | 230 | 3 | False |  |  |  | False | Single-Speed | 142000 | 13396 | 10.6 | 10.4 |  |  | 142000 | 13005 | 3.2 | 3.2 |  |  |  | Federally-Regulated Commercial & Industrial Equipment | 12/12/2012 |  | 10/28/2014
York International | Fraser Johnston | BACB-T/-W240A/E |  | HSP-A, Single-Package Heat Pum | Heat Pump | 230 | 3 |  |  |  | No Match |  | No Match | 222000 | 26117 | 8.5 | 8.5 |  | 8 | 226000 | 22078 | 3 | 2.9 | 120000 | 17584 | 2 | Federally-Regulated Commercial & Industrial Equipment | 03/31/1998 |  | 05/09/1998
Carrier Corp. - Syracuse | Carrier | 50HJQ012--52/62 |  | HSP-A, Single-Package Heat Pum | Heat Pump | 230 | 3 |  |  |  | No Match |  | No Match | 115000 | 11386 | 10.1 | 8.9 |  | 10.4 | 110000 | 9766 | 3.3 | 3 | 58000 | 8944 | 1.9 | Federally-Regulated Commercial & Industrial Equipment | 07/31/2002 |  | 09/25/2002
Carrier Corp. - Syracuse | Arcoaire | RHS090(L,S)******** |  | HSP-A, Single-Package Heat Pum | Heat Pump | 575 | 3 | False |  |  |  | False | Single-Speed | 88000 | 7857 | 11.2 | 10.8 |  |  | 86000 | 7413 | 3.4 | 3.3 |  |  |  | Federally-Regulated Commercial & Industrial Equipment | 11/30/2011 |  | 03/02/2012
Phoenix Manufacturing, Inc. | Phoenix Manufacturing, Inc. | PHR 90 5 |  | HSP-A, Single-Package Heat Pum | Heat Pump | 460 | 3 |  |  |  | No Match |  | No Match | 97000 | 12460 | 7.8 | 7.5 |  |  | 104000 | 10990 |  |  | 51000 | 8230 |  | Non Federally-Regulated | 09/08/1982 |  | 08/30/1983
Carrier Corp. - Syracuse | Tempstar | RHH102(H,L,S)******TA |  | HSP-A, Single-Package Heat Pum | Heat Pump | 208 | 3 | False |  |  |  | True | Single-Speed | 100000 | 8333 | 12 | 10.8 |  |  | 100000 | 8619 | 3.4 | 3.3 |  |  |  | Federally-Regulated Commercial & Industrial Equipment | 10/28/2014 |  | 10/28/2014
York International | Fraser Johnston | EAHP-T090A | FBHP-S090A | HRCU-A-CB, Split System: Heat | Heat Pump | 230 | 3 |  |  |  | No Match |  | No Match | 93000 | 10941 | 8.5 |  |  |  | 103000 | 9434 | 3.2 |  | 59000 | 6917 | 2.5 | Non Federally-Regulated | 05/11/1988 |  | 03/15/1989
Carrier Corp. - Syracuse | Day & Night | RHS150(H,L,S)******TA |  | HSP-A, Single-Package Heat Pum | Heat Pump | 208 | 3 | False |  |  |  | False | Single-Speed | 142000 | 13396 | 10.6 | 10.4 |  |  | 142000 | 13005 | 3.2 | 3.2 |  |  |  | Federally-Regulated Commercial & Industrial Equipment | 12/12/2012 |  | 10/28/2014
Daikin Comfort Technologies Manufacturing, L.P. | Janitrol / GMC | (2)CPKE48-3 | AH120-XX | HRCU-A-CB, Split System: Heat | Heat Pump | 208 | 3 |  |  |  | No Match |  | No Match | 86000 | 9662 | 8.9 | 8.9 |  | 9.5 | 86000 | 8401 | 3 | 3 | 52000 | 7620 | 2 | Federally-Regulated Commercial & Industrial Equipment | 03/31/1998 |  | 05/09/1998
Carrier Corp. - Syracuse | Airquest | RHS(181,183)(H,L,S)******** |  | HSP-A, Single-Package Heat Pum | Heat Pump | 460 | 3 | False |  |  |  | True | Single-Speed | 172000 | 15925 | 10.8 | 10.4 |  |  | 220000 | 19538 | 3.3 | 3.2 |  |  |  | Federally-Regulated Commercial & Industrial Equipment | 11/30/2011 |  | 12/12/2012
Carrier Corp. - Syracuse | Carrier | 50HJQ00850/60 |  | HSP-A, Single-Package Heat Pum | Heat Pump | 208 | 3 |  |  |  | No Match |  | No Match | 88000 | 8800 | 10 | 8.9 |  | 10.8 | 87000 | 7968 | 3.2 | 3 | 48000 | 6964 | 2 | Federally-Regulated Commercial & Industrial Equipment | 03/31/1998 |  | 05/09/1998
Carrier Corp. - Syracuse | Day & Night | 542EP120000 |  | HSP-A, Single-Package Heat Pum | Heat Pump | 208 | 3 |  |  |  | No Match |  | No Match | 120000 | 14700 | 8.2 | 8.2 |  |  | 120000 | 12200 |  |  | 65000 | 9200 |  | Non Federally-Regulated | 02/22/1990 |  | 07/31/1992
McQuay International | McQuay International | DPS010AHHE4**-4 |  | HSP-A, Single-Package Heat Pum | Heat Pump | 460 | 3 | False |  |  |  | True | Variable-Speed | 120000 | 10000 | 12 | 10.8 |  |  | 110000 | 9426 | 3.4 | 3.3 |  |  |  | Federally-Regulated Commercial & Industrial Equipment | 08/28/2012 |  | 04/19/2013
Trane U.S. Inc. | American Standard, Inc. | WCH180B400B |  | HSP-A, Single-Package Heat Pum | Heat Pump | 460 | 3 |  |  |  | No Match |  | No Match | 176000 | 18930 | 9.3 |  |  |  | 160000 | 16160 | 2.9 |  | 82000 | 12000 | 2 | Non Federally-Regulated | 07/31/1992 |  | 03/31/1998
Carrier Corp. - Syracuse | Tempstar | CHS091(H,L,S)A* | FHS091(M,S,K)A*A* | HRCU-A-CB, Split System: Heat | Heat Pump | 230 | 3 |  |  |  |  | True | Single-Speed | 89000 | 8090 | 11 | 10.8 |  |  | 87000 | 7727 | 3.3 | 3.3 |  |  |  | Federally-Regulated Commercial & Industrial Equipment | 03/10/2011 |  | 12/12/2012
Trane U.S. Inc. | Trane | BWC090F2D |  | HSP-A, Single-Package Heat Pum | Heat Pump | 200 | 3 |  |  |  | No Match |  | No Match | 94000 | 10800 | 8.7 | 8.2 |  |  | 88000 | 9500 | 2.7 |  | 48000 | 7500 | 1.9 | Non Federally-Regulated | 05/16/1984 |  | 06/11/1985
York International | Fraser Johnston | BADF-W090N205 |  | HSP-A, Single-Package Heat Pum | Heat Pump | 460 | 3 |  |  |  | No Match |  | No Match | 87000 | 9667 | 9 | 8.9 |  |  | 89000 | 8692 | 3 | 3 | 49000 | 7178 | 2 | Non Federally-Regulated | 02/17/1993 |  | 09/02/1995
Rheem Sales Company, Inc. | Heil | NCHR10L001B | NEPR10N020A | HRCU-A-CB, Split System: Heat | Heat Pump | 460 | 3 |  |  |  | No Match |  | No Match | 90000 | 11000 | 8.2 | 8.2 |  |  | 88000 | 8595 |  |  | 46000 | 6740 |  | Non Federally-Regulated | 06/11/1985 |  | 08/29/1986
York International | Luxaire | BACB-W120A |  | HSP-A, Single-Package Heat Pum | Heat Pump | 460 | 3 |  |  |  | No Match |  | No Match | 117000 | 13765 | 8.5 |  |  |  | 117500 | 11630 | 2.9 | 2.5 | 65000 | 9717 | 1.9 | Non Federally-Regulated | 07/25/1989 |  | 10/10/1989
Lennox Industries Inc. | Lennox | CHP16-1353-4Y |  | HSP-A, Single-Package Heat Pum | Heat Pump | 208 | 3 |  |  |  | No Match |  | No Match | 118000 | 14217 | 8.3 |  |  |  | 120000 | 12297 | 2.8 | 2.5 | 64000 | 9872 | 1.9 | Non Federally-Regulated | 05/09/1990 |  | 07/27/1992
Trane U.S. Inc. | General Electric | BWA240C3K | BWV240B | HRCU-A-CB, Split System: Heat | Heat Pump | 200 | 3 |  |  |  | No Match |  | No Match | 240000 | 29200 | 8.2 |  |  |  | 236000 | 24200 |  |  | 138000 | 20100 |  | Non Federally-Regulated | 06/11/1985 |  | 08/29/1986
York International | Luxaire | BADF-T090N165 |  | HSP-A, Single-Package Heat Pum | Heat Pump | 230 | 3 |  |  |  | No Match |  | No Match | 87000 | 9667 | 9 | 8.9 |  |  | 89000 | 8692 | 3 | 3 | 49000 | 7178 | 2 | Non Federally-Regulated | 02/17/1993 |  | 09/02/1995
Carrier Corp. - Syracuse | Carrier | 38AQ0125 | 40RR012 | HRCU-A-CB, Split System: Heat | Heat Pump | 230 | 3 |  |  |  | No Match |  | No Match | 117000 | 12814 | 9.1 | 8.2 |  |  | 117000 | 11427 |  |  | 69000 | 9189 |  | Non Federally-Regulated | 06/11/1985 |  | 05/11/1988
Trane U.S. Inc. | Trane | WCH090C30*A* |  | HSP-A, Single-Package Heat Pum | Heat Pump | 230 | 3 |  |  |  | No Match |  | No Match | 87000 | 9775 | 8.9 | 8.9 |  |  | 86000 | 8400 | 3 | 3 | 43000 | 6299 | 2 | Non Federally-Regulated | 04/14/1993 |  | 09/02/1995
Carrier Corp. - Syracuse | Airquest | RHH072(H,L,S)0******A |  | HSP-A, Single-Package Heat Pum | Heat Pump | 460 | 3 | False |  |  |  | True | Single-Speed | 72000 | 6000 | 12 | 10.8 |  |  | 70000 | 6033 | 3.4 | 3.3 |  |  |  | Federally-Regulated Commercial & Industrial Equipment | 03/10/2011 |  | 04/19/2013
Carrier Corp. - Syracuse | Keeprite | RHS150(H,L,S)******AA |  | HSP-A, Single-Package Heat Pum | Heat Pump | 460 | 3 | False |  |  |  | False | Single-Speed | 142000 | 13396 | 10.6 | 10.4 |  |  | 142000 | 13005 | 3.2 | 3.2 |  |  |  | Federally-Regulated Commercial & Industrial Equipment | 12/12/2012 |  | 10/28/2014
Carrier Corp. - Syracuse | Arcoaire | RHS(181,183)(H,L,S)******TC |  | HSP-A, Single-Package Heat Pum | Heat Pump | 230 | 3 | False |  |  |  | True | Single-Speed | 172000 | 15925 | 10.8 | 10.4 |  |  | 166000 | 14742 | 3.3 | 3.2 |  |  |  | Federally-Regulated Commercial & Industrial Equipment | 10/28/2014 |  | 10/28/2014
Rheem Sales Company, Inc. | Square D | HCS010JAR1H | A08-65-OOM-010US1G | HRCU-A-CB, Split System: Heat | Heat Pump | 230 | 3 |  |  |  | No Match |  | No Match | 118000 | 14390 | 8.2 | 8.2 |  |  | 118000 | 12350 |  |  | 60000 | 8790 | 2 | Non Federally-Regulated | 08/29/1986 |  | 05/11/1988
Carrier Corp. - Syracuse | Arcoaire | RHS(181,183)(H,L,S)******AA |  | HSP-A, Single-Package Heat Pum | Heat Pump | 575 | 3 | False |  |  |  | True | Single-Speed | 172000 | 15925 | 10.8 | 10.4 |  |  | 220000 | 19538 | 3.3 | 3.2 |  |  |  | Federally-Regulated Commercial & Industrial Equipment | 05/09/2013 |  | 08/28/2014
York International | Coleman | BB-20[E54]***(T,W,X)* |  | HSP-A, Single-Package Heat Pum | Both Heat Pump and Electric Re | 230 | 3 |  |  |  |  | True | Single-Speed | 216000 | 22737 | 9.5 | 8.5 |  | 9.5 | 210000 | 19866 | 3.1 | 2.9 | 130000 | 19062 | 2 | Federally-Regulated Commercial & Industrial Equipment | 01/18/2008 |  | 01/24/2011
York International | York | B1CH090A25 |  | HSP-A, Single-Package Heat Pum | Heat Pump | 208 | 3 |  |  |  | No Match |  | No Match | 87000 | 9886 | 8.8 | 8.2 |  |  | 88000 | 8597 |  |  | 47000 | 6888 |  | Non Federally-Regulated | 03/15/1989 |  | 10/10/1989
Carrier Corp. - Syracuse | ICP Commercial | RHS072(H,L,S)******** |  | HSP-A, Single-Package Heat Pum | Heat Pump | 208 | 3 | False |  |  |  | False | Single-Speed | 70000 | 6306 | 11.1 | 10.8 |  |  | 67000 | 5950 | 3.3 | 3.3 |  |  |  | Federally-Regulated Commercial & Industrial Equipment | 10/28/2014 |  | 10/28/2014
Trane U.S. Inc. | American Standard, Inc. | WCH240B400B |  | HSP-A, Single-Package Heat Pum | Heat Pump | 460 | 3 |  |  |  | No Match |  | No Match | 236000 | 27440 | 8.6 |  |  |  | 230000 | 21730 | 3 |  | 114000 | 16690 | 2 | Federally-Regulated Commercial & Industrial Equipment | 01/27/1992 |  | 07/22/1992
Carrier Corp. - Syracuse | Carrier Corp. | 50TCQ*08***(6,1)A* |  | HSP-A, Single-Package Heat Pum | Heat Pump | 460 | 3 | False |  |  |  | False | Single-Speed | 88000 | 7857 | 11.2 | 10.8 |  |  | 86000 | 7413 | 3.4 | 3.3 |  |  |  | Federally-Regulated Commercial & Industrial Equipment | 11/30/2011 |  | 03/02/2012
York International | Fraser Johnston | BA-20[E72]***(T,W,X)* |  | HSP-A, Single-Package Heat Pum | Both Heat Pump and Electric Re | 208 | 3 |  |  |  |  | True | Single-Speed | 220000 | 21569 | 10.2 | 8.5 |  | 10.1 | 218000 | 18803 | 3.4 | 2.9 | 130000 | 18154 | 2.1 | Federally-Regulated Commercial & Industrial Equipment | 02/11/2008 |  | 02/24/2011
York International | Fraser Johnston | EAHP-W120A | FBHP-S120A | HRCU-A-CB, Split System: Heat | Heat Pump | 460 | 3 |  |  |  | No Match |  | No Match | 118000 | 14390 | 8.2 | 8.2 |  |  | 129000 | 12602 |  |  | 76000 | 9281 |  | Non Federally-Regulated | 03/15/1989 |  | 10/10/1989
York International | Luxaire | BACB-T/-W180A/E |  | HSP-A, Single-Package Heat Pum | Heat Pump | 230 | 3 |  |  |  | No Match |  | No Match | 164000 | 18636 | 8.8 | 8.5 |  | 8.5 | 174000 | 16998 | 3 | 2.9 | 90000 | 13188 | 2 | Federally-Regulated Commercial & Industrial Equipment | 03/31/1998 |  | 05/09/1998
Rheem Sales Company, Inc. | Tempstar | NRHR92HP15B |  | HSP-A, Single-Package Heat Pum | Heat Pump | 208 | 3 |  |  |  | No Match |  | No Match | 93000 | 10300 | 9 | 8.9 |  |  | 93000 | 8960 | 3 | 3 | 51000 | 6990 | 2.1 | Non Federally-Regulated | 01/26/1993 |  | 09/02/1995
Carrier Corp. - Syracuse | Tempstar | CHS091(H,L,S)A* | FHS091(M,S,K)A*A* | HRCU-A-CB, Split System: Heat | Heat Pump | 575 | 3 |  |  |  |  | True | Single-Speed | 89000 | 8090 | 11 | 10.8 |  |  | 87000 | 7727 | 3.3 | 3.3 |  |  |  | Federally-Regulated Commercial & Industrial Equipment | 03/10/2011 |  | 12/12/2012
Carrier Corp. - Syracuse | Carrier | 50RQ0105 |  | HSP-A, Single-Package Heat Pum | Heat Pump | 230 | 3 |  |  |  | No Match |  | No Match | 108000 | 14062 | 7.7 | 8.2 |  |  | 112000 | 11820 |  |  | 61000 | 9000 |  | Non Federally-Regulated | 05/16/1984 |  | 06/11/1985
York International | Evcon | EABA-(T/W)090S | F3EH090 | HRCU-A-CB, Split System: Heat | Heat Pump | 460 | 3 |  |  |  | No Match |  | No Match | 89000 | 9468 | 9.4 | 8.9 |  |  | 81000 | 7910 | 3 | 3 | 53000 | 7394 | 2.1 | Federally-Regulated Commercial & Industrial Equipment | 02/05/2002 |  | 07/18/2002
Lennox Industries Inc. | Armstrong | LHA240HN2* |  | HSP-A, Single-Package Heat Pum | Heat Pump | 208 | 3 |  |  |  | No Match |  | No Match | 220000 | 21568 | 10.2 | 8.5 |  | 11 | 220000 | 19533 | 3.3 | 2.9 | 118000 | 16463 | 2.1 | Federally-Regulated Commercial & Industrial Equipment | 09/20/2001 |  | 07/18/2002
Trane U.S. Inc. | Trane Unitary Products Group | WS(D,H)180E(3,4,W)R(G,N,P,R)****(6,7) |  | HSP-A, Single-Package Heat Pum | Both Heat Pump and Electric Re | 230 | 3 | False |  |  |  | False | Single-Speed | 170000 | 16037 | 10.6 | 10.4 |  |  | 170000 | 15569 | 3.2 | 3.2 |  |  |  | Federally-Regulated Commercial & Industrial Equipment | 12/12/2012 |  | 04/21/2014
Carrier Corp. - Syracuse | Carrier | 50HJQ01250/60 |  | HSP-A, Single-Package Heat Pum | Heat Pump | 208 | 3 |  |  |  | No Match |  | No Match | 115000 | 11500 | 10 | 8.9 |  | 10.4 | 110000 | 9766 | 3.3 | 3 | 58000 | 8944 | 1.9 | Federally-Regulated Commercial & Industrial Equipment | 11/18/1999 |  | 04/13/2000
York International | Luxaire | BADF-(T/W)120N*** |  | HSP-A, Single-Package Heat Pum | Heat Pump | 460 | 3 |  |  |  | No Match |  | No Match | 118000 | 13111 | 9 | 8.9 |  |  | 116000 | 11329 | 3 | 3 | 70000 | 10254 | 2 | Federally-Regulated Commercial & Industrial Equipment | 05/22/2000 |  | 01/18/2008
International Comfort Products | Heil | PH*090N2HA* |  | HSP-A, Single-Package Heat Pum | Heat Pump | 208 | 3 |  |  |  | No Match |  | No Match | 91000 | 9784 | 9.3 | 8.9 |  | 10.4 | 90000 | 8506 | 3.1 | 3 | 48000 | 7031 | 2 | Federally-Regulated Commercial & Industrial Equipment | 11/18/1999 |  | 04/13/2000
York International | York | EA090C***(2,4,5)* | FA090C***(6)* | HRCU-A-CB, Split System: Heat | Both Heat Pump and Electric Re | 460 | 3 |  |  |  |  | True | Single-Speed | 90000 | 8443 | 10.7 | 8.9 |  | 0 | 88000 | 8065 | 3.2 | 3 | 55000 | 7013 | 2.3 | Federally-Regulated Commercial & Industrial Equipment | 08/27/2008 |  | 02/24/2011
Carrier Corp. - Syracuse | Day & Night | RHS(181,183)(H,L,S)******** |  | HSP-A, Single-Package Heat Pum | Heat Pump | 575 | 3 | False |  |  |  | True | Single-Speed | 172000 | 15925 | 10.8 | 10.4 |  |  | 220000 | 19538 | 3.3 | 3.2 |  |  |  | Federally-Regulated Commercial & Industrial Equipment | 11/30/2011 |  | 12/12/2012
York International | Fraser Johnston | XA-12[C,E]***(T,W,X)* |  | HSP-A, Single-Package Heat Pum | Both Heat Pump and Electric Re | 208 | 3 |  |  |  |  | True | Single-Speed | 150000 | 13636 | 11 | 8.5 |  | 11.9 | 144000 | 13196 | 3.2 | 2.9 | 90000 | 11997 | 2.2 | Federally-Regulated Commercial & Industrial Equipment | 01/18/2008 |  | 01/24/2011
Carrier Corp. - Syracuse | Heil | RHS090H******AA |  | HSP-A, Single-Package Heat Pum | Heat Pump | 208 | 3 | False |  |  |  | False | Single-Speed | 87000 | 7767 | 11.2 | 10.8 |  |  | 86000 | 7413 | 3.4 | 3.3 |  |  |  | Federally-Regulated Commercial & Industrial Equipment | 12/12/2012 |  | 10/28/2014
Trane U.S. Inc. | Trane | TWA072C400A* | TWE090A100** | HRCU-A-CB, Split System: Heat | Heat Pump | 460 | 3 |  |  |  | No Match |  | No Match | 69000 | 7615 | 9.1 | 8.9 |  |  | 62500 | 6105 | 3 | 3 | 37800 | 4694 | 2.4 | Non Federally-Regulated | 09/02/1992 |  | 03/24/1995
Trane U.S. Inc. | Trane | BWC240A4 |  | HSP-A, Single-Package Heat Pum | Heat Pump | 460 | 3 |  |  |  | No Match |  | No Match | 234000 | 29000 | 8.1 |  |  |  | 224000 | 24000 | 2.7 |  | 116000 | 18400 | 1.8 | Non Federally-Regulated | 05/11/1988 |  | 03/15/1989
Lennox Industries Inc. | Lennox | HP17-953V-4G | CB17-95V-1 | HRCU-A-CB, Split System: Heat | Heat Pump | 460 | 3 |  |  |  | No Match |  | No Match | 87000 | 10235 | 8.5 | 8.2 |  |  | 88000 | 8597 |  |  | 51000 | 6794 |  | Non Federally-Regulated | 06/11/1985 |  | 08/29/1986
Trane U.S. Inc. | Trane | WCD150B30*E* |  | HSP-A, Single-Package Heat Pum | Heat Pump | 230 | 3 |  |  |  | No Match |  | No Match | 146000 | 16043 | 9.1 | 8.5 |  | 9.4 | 136000 | 13286 | 3 | 2.9 | 72000 | 10048 | 2.1 | Federally-Regulated Commercial & Industrial Equipment | 10/24/1997 |  | 03/31/1998
Carrier Corp. - Syracuse | Carrier | 38AQ0246+0246+0166 | 40RR054 | HRCU-A-CB, Split System: Heat | Heat Pump | 460 | 3 |  |  |  | No Match |  | No Match | 568915 | 72014 | 7.9 |  |  |  | 596000 | 69830 |  |  | 323000 | 52561 |  | Non Federally-Regulated | 06/11/1985 |  | 03/15/1989
Rheem Sales Company, Inc. | Rheem | RPWA-075CAS | RHPA-075E | HRCU-A-CB, Split System: Heat | Heat Pump | 230 | 3 |  |  |  | No Match |  | No Match | 90000 | 11540 | 7.8 | 8.2 |  |  | 90000 | 9090 |  |  | 51000 | 7190 |  | Non Federally-Regulated | 05/16/1984 |  | 06/11/1985
Carrier Corp. - Syracuse | ICP Commercial | RHS072(H,L,S)******** |  | HSP-A, Single-Package Heat Pum | Heat Pump | 208 | 3 | False |  |  |  | False | Single-Speed | 70000 | 6306 | 11.1 | 10.8 |  |  | 67000 | 5950 | 3.3 | 3.3 |  |  |  | Federally-Regulated Commercial & Industrial Equipment | 11/30/2011 |  | 10/28/2014
Carrier Corp. - Syracuse | Bryant Heating & Cooling Systems | 548J(P,E,T)17*********(D,E)A |  | HSP-A, Single-Package Heat Pum | Heat Pump | 460 | 3 | False |  |  |  | True | Single-Speed | 172000 | 15925 | 10.8 | 10.4 |  |  | 220000 | 19538 | 3.3 | 3.2 |  |  |  | Federally-Regulated Commercial & Industrial Equipment | 12/12/2012 |  | 05/09/2013
Borg Warner | York | E1CH120A25 | F1EH120A33 | HRCU-A-CB, Split System: Heat | Heat Pump | 230 | 3 |  |  |  | No Match |  | No Match | 439102 | 58045 | 8.2 | 8.2 |  |  | 489386 | 46625 | 3.4 |  | 76000 | 8040 | 2.8 | Non Federally-Regulated | 06/11/1985 |  | 05/11/1988
York International | Luxaire | EASE-T,W,X180 | FAHP-S180 | HRCU-A-CB, Split System: Heat | Heat Pump | 208 | 3 |  |  |  |  | True | Single-Speed | 166000 | 19080 | 8.7 | 8.5 |  | 9.5 | 184000 | 17986 | 3 | 2.9 | 121000 | 16129 | 2.2 | Federally-Regulated Commercial & Industrial Equipment | 01/18/2008 |  | 01/24/2011
Trane U.S. Inc. | Trane | WCD180B40*E* |  | HSP-A, Single-Package Heat Pum | Heat Pump | 460 | 3 |  |  |  | No Match |  | No Match | 174000 | 19333 | 9 | 8.5 |  | 9.3 | 160000 | 15631 | 3 | 2.9 | 84000 | 11723 | 2.1 | Federally-Regulated Commercial & Industrial Equipment | 10/24/1997 |  | 03/31/1998
Carrier Corp. - Syracuse | Carrier | 38AQ0345 | 40RR028 | HRCU-A-CB, Split System: Heat | Heat Pump | 230 | 3 |  |  |  | No Match |  | No Match | 279345 | 31383 |  | 7.5 |  |  | 316000 | 33057 |  |  | 176000 | 24549 |  | Non Federally-Regulated | 09/08/1982 |  | 08/30/1983
McQuay International | McQuay International | DPS006AHHY4*C-4 |  | HSP-A, Single-Package Heat Pum | Heat Pump | 460 | 3 | False |  |  |  | True | Variable-Speed | 69000 | 6052 | 11.4 | 10.8 |  |  | 71000 | 5075 | 4.1 | 3.3 |  |  |  | Federally-Regulated Commercial & Industrial Equipment | 03/02/2012 |  | 08/28/2012
Carrier Corp. - Syracuse | Arcoaire | RHS072(H,L,S)******** |  | HSP-A, Single-Package Heat Pum | Heat Pump | 460 | 3 | False |  |  |  | False | Single-Speed | 70000 | 6306 | 11.1 | 10.8 |  |  | 67000 | 5950 | 3.3 | 3.3 |  |  |  | Federally-Regulated Commercial & Industrial Equipment | 11/30/2011 |  | 10/28/2014
McQuay International | McQuay International | DPS007AHHG2*C-4 |  | HSP-A, Single-Package Heat Pum | Heat Pump | 230 | 3 | False |  |  |  | True | Variable-Speed | 89000 | 7177 | 12.4 | 10.8 |  |  | 79000 | 6291 | 3.7 | 3.3 |  |  |  | Federally-Regulated Commercial & Industrial Equipment | 08/28/2012 |  | 04/19/2013
Carrier Corp. - Syracuse | Day & Night | RHH(120,121)(H,L,S)******TA |  | HSP-A, Single-Package Heat Pum | Heat Pump | 575 | 3 | False |  |  |  | True | Single-Speed | 119000 | 9674 | 12.3 | 10.8 |  |  | 116000 | 9713 | 3.5 | 3.3 |  |  |  | Federally-Regulated Commercial & Industrial Equipment | 12/12/2012 |  | 10/28/2014
Carrier Corp. - Syracuse | Arcoaire | RHH090(H,L,S)******TA |  | HSP-A, Single-Package Heat Pum | Heat Pump | 230 | 3 | False |  |  |  | True | Single-Speed | 90000 | 7438 | 12.1 | 10.8 |  |  | 84000 | 7033 | 3.5 | 3.3 |  |  |  | Federally-Regulated Commercial & Industrial Equipment | 10/28/2014 |  | 10/28/2014
Trane U.S. Inc. | Trane Unitary Products Group | 4TWA3048A4 | TWE090E3**A* | HRCU-A-CB, Split System: Heat | Heat Pump | 460 | 3 |  |  |  |  | True | Single-Speed | 90000 | 8181 | 11 | 10.8 |  |  | 90000 | 7992 | 3.3 | 3.3 |  |  |  | Federally-Regulated Commercial & Industrial Equipment | 08/24/2011 |  | 10/05/2011
Rheem Sales Company, Inc. | Heat Controller | HR100-4SZ | AHH100-Z | HRCU-A-CB, Split System: Heat | Heat Pump | 460 | 3 |  |  |  | No Match |  | No Match | 118000 | 12826 | 9.2 | 8.9 |  |  | 125000 | 11814 | 3.1 | 3 | 68000 | 9487 | 2.1 | Federally-Regulated Commercial & Industrial Equipment | 07/25/2000 |  | 02/06/2002
McQuay International | McQuay International | DPS006AHHE2**-6 |  | HSP-A, Single-Package Heat Pum | Heat Pump | 208 | 3 | False |  |  |  | True | Variable-Speed | 70000 | 6194 | 11.3 | 10.8 |  |  | 65000 | 5120 | 3.7 | 3.3 |  |  |  | Federally-Regulated Commercial & Industrial Equipment | 08/28/2012 |  | 04/19/2013
Carrier Corp. - Syracuse | Comfortmaker | CHS072(H,L,S)A* | FHS072(M,S,K)A*A* | HRCU-A-CB, Split System: Heat | Heat Pump | 208 | 3 |  |  |  |  | True | Single-Speed | 70000 | 6363 | 11 | 10.8 |  |  | 66000 | 5861 | 3.3 | 3.3 |  |  |  | Federally-Regulated Commercial & Industrial Equipment | 03/10/2011 |  | 12/12/2012
Carrier Corp. - Syracuse | ICP Commercial | RHS(120,121)(H,L,S)******AA |  | HSP-A, Single-Package Heat Pum | Heat Pump | 208 | 3 | False |  |  |  | False | Single-Speed | 116000 | 10545 | 11 | 10.8 |  |  | 116000 | 9999 | 3.4 | 3.3 |  |  |  | Federally-Regulated Commercial & Industrial Equipment | 12/12/2012 |  | 10/28/2014
Carrier Corp. - Syracuse | Comfortmaker | CHS072(H,L,S)A* | FHS072(M,S,K)**A0* | HRCU-A-CB, Split System: Heat | Heat Pump | 208 | 3 |  |  |  |  | True | Single-Speed | 70000 | 6363 | 11 | 10.8 |  |  | 66000 | 5861 | 3.3 | 3.3 |  |  |  | Federally-Regulated Commercial & Industrial Equipment | 07/18/2013 |  | 10/28/2014
Carrier Corp. - Syracuse | Comfortmaker | RHS(181,183)(H,L,S)******AC |  | HSP-A, Single-Package Heat Pum | Heat Pump | 230 | 3 | False |  |  |  | True | Single-Speed | 172000 | 15925 | 10.8 | 10.4 |  |  | 166000 | 14742 | 3.3 | 3.2 |  |  |  | Federally-Regulated Commercial & Industrial Equipment | 10/28/2014 |  | 10/28/2014
York International | Evcon | BA-06[C,E]***(T,W,X)* |  | HSP-A, Single-Package Heat Pum | Both Heat Pump and Electric Re | 575 | 3 |  |  |  |  | False | Single-Speed | 78000 | 7647 | 10.2 | 8.9 |  | 0 | 69000 | 6323 | 3.2 | 3 | 43000 | 5732 | 2.2 | Federally-Regulated Commercial & Industrial Equipment | 01/18/2008 |  | 02/24/2011
McQuay International | McQuay International | DPS012AHHG2**-4 |  | HSP-A, Single-Package Heat Pum | Heat Pump | 208 | 3 | False |  |  |  | True | Variable-Speed | 144000 | 12307 | 11.7 | 10.4 |  |  | 134000 | 11793 | 3.3 | 3.2 |  |  |  | Federally-Regulated Commercial & Industrial Equipment | 08/28/2012 |  | 04/19/2013
York International | Luxaire | BA-12C00*T/W/X***** |  | HSP-A, Single-Package Heat Pum | Heat Pump | 575 | 3 |  |  |  | No Match |  | No Match | 144000 | 15483 | 9.3 | 8.5 |  | 11 | 142000 | 13421 | 3.1 | 2.9 | 91000 | 12696 | 2.1 | Federally-Regulated Commercial & Industrial Equipment | 07/31/2002 |  | 01/18/2008
Trane U.S. Inc. | Trane | WCH240B40*E* |  | HSP-A, Single-Package Heat Pum | Heat Pump | 208 | 3 |  |  |  | No Match |  | No Match | 236000 | 27441 | 8.6 | 8.5 |  | 8.9 | 230000 | 21738 | 3.1 | 2.9 | 114000 | 16700 | 2 | Federally-Regulated Commercial & Industrial Equipment | 11/18/1999 |  | 11/21/2001
Rheem Sales Company, Inc. | Rheem | RJKB-A120C |  | HSP-A, Single-Package Heat Pum | Heat Pump | 230 | 3 |  |  |  | No Match |  | No Match | 117000 | 12717 | 9.2 | 8.9 |  | 9.1 | 118000 | 11524 | 3 | 3 | 63500 | 9302 | 2 | Federally-Regulated Commercial & Industrial Equipment | 07/31/2002 |  | 01/18/2008
York International | Luxaire | BBCB-T120A |  | HSP-A, Single-Package Heat Pum | Heat Pump | 230 | 3 |  |  |  | No Match |  | No Match | 118000 | 13111 | 9 | 8.9 |  |  | 116000 | 11329 | 3 | 3 | 70000 | 10254 | 2 | Non Federally-Regulated | 03/31/1993 |  | 09/02/1995
Trane U.S. Inc. | Trane | WCD075C30*B* |  | HSP-A, Single-Package Heat Pum | Heat Pump | 230 | 3 |  |  |  | No Match |  | No Match | 71000 | 7977 | 8.9 | 8.9 |  |  | 71000 | 6934 | 3 | 3 | 35000 | 5127 | 2 | Federally-Regulated Commercial & Industrial Equipment | 05/22/2000 |  | 09/25/2002
Trane U.S. Inc. | Trane | WCD180B400B |  | HSP-A, Single-Package Heat Pum | Heat Pump | 460 | 3 |  |  |  | No Match |  | No Match | 174000 | 19350 | 9 |  |  |  | 160000 | 15620 | 3 |  | 84000 | 11710 | 2.1 | Non Federally-Regulated | 07/31/1992 |  | 03/31/1998
Carrier Corp. - Syracuse | Airquest | RHS150(H,L,S)******AA |  | HSP-A, Single-Package Heat Pum | Heat Pump | 460 | 3 | False |  |  |  | False | Single-Speed | 142000 | 13396 | 10.6 | 10.4 |  |  | 142000 | 13005 | 3.2 | 3.2 |  |  |  | Federally-Regulated Commercial & Industrial Equipment | 10/28/2014 |  | 10/28/2014
Lennox Industries Inc. | Lennox | GHP16-953-2Y |  | HSP-A, Single-Package Heat Pum | Heat Pump | 208 | 3 |  |  |  | No Match |  | No Match | 88000 | 9778 | 9 | 8.9 |  |  | 90000 | 8307 | 3.1 | 3 | 46000 | 6740 | 2 | Non Federally-Regulated | 07/31/1992 |  | 03/31/1998
York International | York | E1FB240 | F1EH240 | HRCU-A-CB, Split System: Heat | Heat Pump | 208 | 3 |  |  |  | No Match |  | No Match | 214000 | 24883 | 8.6 | 8.5 |  | 9.6 | 218000 | 22025 | 2.9 | 2.9 | 138000 | 19254 | 2.1 | Federally-Regulated Commercial & Industrial Equipment | 05/21/2002 |  | 07/18/2002
Carrier Corp. - Syracuse | Day & Night | 541AE090 | 517A090 | HRCU-A-CB, Split System: Heat | Heat Pump | 460 | 3 |  |  |  | No Match |  | No Match | 88000 | 10730 | 8.2 | 8.2 |  |  | 87000 | 9800 |  |  | 42500 | 6555 | 1.9 | Non Federally-Regulated | 02/22/1990 |  | 07/31/1992
Trane U.S. Inc. | Trane Unitary Products Group | 4TWR3048B1 | TWE090E3**A* | HRCU-A-CB, Split System: Heat | Heat Pump | 230 | 1 |  |  |  |  | True | Single-Speed | 90000 | 7964 | 11.3 | 10.8 |  |  | 90000 | 7757 | 3.4 | 3.3 |  |  |  | Federally-Regulated Commercial & Industrial Equipment | 08/24/2011 |  | 10/05/2011
Addison Products | Addison Products | DFH154*4E**** |  | HSP-A, Single-Package Heat Pum | Heat Pump | 460 | 3 |  |  |  | No Match |  | No Match | 158400 | 16900 | 9.4 | 8.5 |  | 9.8 | 163100 | 14500 | 3.3 | 2.9 | 92700 | 12000 | 2.3 | Federally-Regulated Commercial & Industrial Equipment | 11/03/1994 |  | 04/07/1996
Borg Warner | Luxaire | EAHP-T090A | FBHP-S090A | HRCU-A-CB, Split System: Heat | Heat Pump | 230 | 3 |  |  |  | No Match |  | No Match | 93000 | 10134 | 8.5 | 8.2 |  |  | 103000 | 8710 | 3.5 |  | 59000 | 6263 | 2.8 | Non Federally-Regulated | 06/11/1985 |  | 05/11/1988
Lennox Industries Inc. | Ducane | LHA240HN2* |  | HSP-A, Single-Package Heat Pum | Heat Pump | 575 | 3 |  |  |  | No Match |  | No Match | 220000 | 21568 | 10.2 | 8.5 |  | 11 | 220000 | 19533 | 3.3 | 2.9 | 118000 | 16463 | 2.1 | Federally-Regulated Commercial & Industrial Equipment | 02/05/2002 |  | 07/18/2002
Rheem Sales Company, Inc. | Heil | NCHR20L001B | NEPR20N020B | HRCU-A-CB, Split System: Heat | Heat Pump | 460 | 3 |  |  |  | No Match |  | No Match | 234000 | 28540 | 8.2 |  |  |  | 234000 | 24490 |  |  | 119000 | 17430 |  | Non Federally-Regulated | 06/11/1985 |  | 08/29/1986
Trane U.S. Inc. | Trane | BWC120F3-G |  | HSP-A, Single-Package Heat Pum | Heat Pump | 200 | 3 |  |  |  | No Match |  | No Match | 118000 | 14300 | 8.3 | 8.2 |  |  | 118000 | 11900 |  |  | 62500 | 8750 |  | Non Federally-Regulated | 08/29/1986 |  | 05/11/1988
Carrier Corp. - Syracuse | Carrier Corp. | 38AUQA25A0*(5,6,1)A* | 40RUQA25A*A(5,6,1)A* | HRCU-A-CB, Split System: Heat | Heat Pump | 208 | 3 |  |  |  |  | True | Single-Speed | 222000 | 20747 | 10.7 | 10.4 |  |  | 214000 | 17919 | 3.5 | 3.2 |  |  |  | Federally-Regulated Commercial & Industrial Equipment | 06/17/2013 |  | 04/20/2015
Rheem Sales Company, Inc. | Weatherking | PHC-101C |  | HSP-A, Single-Package Heat Pum | Heat Pump | 208 | 3 |  |  |  | No Match |  | No Match | 120000 | 13483 | 8.9 | 8.9 |  | 10.3 | 126000 | 12309 | 3 | 3 | 67000 | 9350 | 2.1 | Federally-Regulated Commercial & Industrial Equipment | 03/31/1998 |  | 05/09/1998
Carrier Corp. - Syracuse | Carrier | 38AQ0166 + 38AQ0126 | 40RR028 | HSP-A, Single-Package Heat Pum | Heat Pump | 460 | 3 |  |  |  | No Match |  | No Match | 267375 | 32903 | 8.1 | 7.5 |  |  | 259800 | 27023 | 2.7 |  | 164199 | 22873 | 1.8 | Non Federally-Regulated | 09/08/1982 |  | 08/30/1983
Rheem Sales Company, Inc. | Rheem | RPWC-075CAZ | RHGF-100Z | HRCU-A-CB, Split System: Heat | Heat Pump | 230 | 3 |  |  |  | No Match |  | No Match | 92000 | 9583 | 9.6 | 8.9 |  |  | 88000 | 8057 | 3.2 | 3 | 48000 | 6697 | 2.1 | Federally-Regulated Commercial & Industrial Equipment | 11/18/1999 |  | 04/13/2000
McQuay International | McQuay International | DPS006AHHW2*C-6 |  | HSP-A, Single-Package Heat Pum | Heat Pump | 208 | 3 | False |  |  |  | True | Variable-Speed | 70000 | 6194 | 11.3 | 10.8 |  |  | 65000 | 5120 | 3.7 | 3.3 |  |  |  | Federally-Regulated Commercial & Industrial Equipment | 08/28/2012 |  | 04/19/2013
McQuay International | McQuay International | DPS010AHHY4**-4 |  | HSP-A, Single-Package Heat Pum | Heat Pump | 460 | 3 | False |  |  |  | True | Variable-Speed | 120000 | 9836 | 12.2 | 10.8 |  |  | 110000 | 9290 | 3.5 | 3.3 |  |  |  | Federally-Regulated Commercial & Industrial Equipment | 08/28/2012 |  | 04/19/2013
York International | Fraser Johnston | BADF-T090N205 |  | HSP-A, Single-Package Heat Pum | Heat Pump | 230 | 3 |  |  |  | No Match |  | No Match | 87000 | 9667 | 9 | 8.9 |  |  | 89000 | 8692 | 3 | 3 | 49000 | 7178 | 2 | Non Federally-Regulated | 02/17/1993 |  | 09/02/1995
Carrier Corp. - Syracuse | Arcoaire | RHS(120,121)(H,L,S)******** |  | HSP-A, Single-Package Heat Pum | Heat Pump | 230 | 3 | False |  |  |  | False | Single-Speed | 116000 | 10545 | 11 | 10.8 |  |  | 116000 | 9999 | 3.4 | 3.3 |  |  |  | Federally-Regulated Commercial & Industrial Equipment | 11/30/2011 |  | 12/12/2012
Carrier Corp. - Syracuse | Day & Night | 542EP120017 |  | HSP-A, Single-Package Heat Pum | Heat Pump | 208 | 3 |  |  |  | No Match |  | No Match | 120000 | 14700 | 8.2 |  |  |  | 120000 | 12200 |  |  | 65000 | 9200 |  | Non Federally-Regulated | 05/11/1988 |  | 03/15/1989
Carrier Corp. - Syracuse | Comfortmaker | RHH090(H,L,S)******TA |  | HSP-A, Single-Package Heat Pum | Heat Pump | 460 | 3 | False |  |  |  | True | Single-Speed | 90000 | 7438 | 12.1 | 10.8 |  |  | 84000 | 7033 | 3.5 | 3.3 |  |  |  | Federally-Regulated Commercial & Industrial Equipment | 12/12/2012 |  | 10/28/2014
Carrier Corp. - Syracuse | Airquest | RHS102H******** |  | HSP-A, Single-Package Heat Pum | Heat Pump | 208 | 3 | False |  |  |  | False | Single-Speed | 98000 | 8750 | 11.2 | 10.8 |  |  | 94000 | 8348 | 3.3 | 3.3 |  |  |  | Federally-Regulated Commercial & Industrial Equipment | 11/30/2011 |  | 12/12/2012
McQuay International | McQuay International | DPS006AHHE2*C-4 |  | HSP-A, Single-Package Heat Pum | Heat Pump | 208 | 3 | False |  |  |  | True | Variable-Speed | 69000 | 6216 | 11.1 | 10.8 |  |  | 71000 | 5176 | 4 | 3.3 |  |  |  | Federally-Regulated Commercial & Industrial Equipment | 03/02/2012 |  | 08/28/2012
York International | Evcon | BA-07C00*T/W/X***1* |  | HSP-A, Single-Package Heat Pum | Heat Pump | 575 | 3 |  |  |  | No Match |  | No Match | 90000 | 8411 | 10.7 | 8.9 |  | 11 | 85000 | 7782 | 3.2 | 3 | 46000 | 6126 | 2.2 | Federally-Regulated Commercial & Industrial Equipment | 07/19/2001 |  | 02/05/2002
Trane U.S. Inc. | American Standard, Inc. | TWA120D4**A* | TWE120D3**A* | HRCU-A-CB, Split System: Heat | Heat Pump | 460 | 3 |  |  |  |  | True | Single-Speed | 120000 | 10909 | 11 | 8.9 |  |  | 105000 | 9331 | 3.3 | 3 |  |  |  | Federally-Regulated Commercial & Industrial Equipment | 11/25/2009 |  | 04/21/2014
McQuay International | McQuay International | DPS006AHHE4*C-4 |  | HSP-A, Single-Package Heat Pum | Heat Pump | 460 | 3 | False |  |  |  | True | Variable-Speed | 69000 | 6216 | 11.1 | 10.8 |  |  | 71000 | 5176 | 4 | 3.3 |  |  |  | Federally-Regulated Commercial & Industrial Equipment | 03/02/2012 |  | 08/28/2012
International Comfort Products | Heil | NRHR10HP30B |  | HSP-A, Single-Package Heat Pum | Heat Pump | 208 | 3 |  |  |  | No Match |  | No Match | 120000 | 13483 | 8.9 | 8.9 |  | 10.3 | 126000 | 12309 | 3 | 3 | 67000 | 9350 | 2.1 | Federally-Regulated Commercial & Industrial Equipment | 12/14/1998 |  | 08/17/1999
Carrier Corp. - Syracuse | Bryant Heating & Cooling Systems | 549J(P,E,T)09**********A |  | HSP-A, Single-Package Heat Pum | Heat Pump | 208 | 3 | False |  |  |  | True | Single-Speed | 100000 | 8333 | 12 | 10.8 |  |  | 100000 | 8619 | 3.4 | 3.3 |  |  |  | Federally-Regulated Commercial & Industrial Equipment | 11/30/2011 |  | 04/19/2013
Rheem Sales Company, Inc. | Heil Quaker | NRHR92LP00B |  | HSP-A, Single-Package Heat Pum | Heat Pump | 460 | 3 |  |  |  | No Match |  | No Match | 88000 | 10730 | 8.2 |  |  |  | 88000 | 8595 |  |  | 46000 | 6740 |  | Non Federally-Regulated | 05/11/1988 |  | 03/15/1989
Trane U.S. Inc. | Trane Unitary Products Group | WS(D,H)180E(3,4,W)R0****0 |  | HSP-A, Single-Package Heat Pum | Heat Pump | 575 | 3 | False |  |  |  | False | Single-Speed | 170000 | 16037 | 10.6 | 10.4 |  |  | 170000 | 15569 | 3.2 | 3.2 |  |  |  | Federally-Regulated Commercial & Industrial Equipment | 12/12/2012 |  | 08/28/2014
McQuay International | McQuay International | DPS010AHHG2*C-6 |  | HSP-A, Single-Package Heat Pum | Heat Pump | 208 | 3 | False |  |  |  | True | Variable-Speed | 121000 | 10000 | 12.1 | 10.8 |  |  | 119000 | 9105 | 3.8 | 3.3 |  |  |  | Federally-Regulated Commercial & Industrial Equipment | 03/02/2012 |  | 08/28/2012
Carrier Corp. - Syracuse | Day & Night | 549BP/E072 |  | HSP-A, Single-Package Heat Pum | Heat Pump | 460 | 3 |  |  |  | No Match |  | No Match | 68000 | 7157 | 9.5 | 8.9 |  |  | 72000 | 6206 | 3.4 | 3 | 36000 | 5495 | 1.9 | Federally-Regulated Commercial & Industrial Equipment | 03/31/1998 |  | 05/09/1998
Trane U.S. Inc. | Trane | WCH240B300B |  | HSP-A, Single-Package Heat Pum | Heat Pump | 230 | 3 |  |  |  | No Match |  | No Match | 236000 | 27440 | 8.6 |  |  |  | 230000 | 21730 | 3 |  | 114000 | 16690 | 2 | Federally-Regulated Commercial & Industrial Equipment | 01/27/1992 |  | 07/22/1992
Carrier Corp. - Syracuse | ICP Commercial | CHS121(H,L,S)A* | FHS120(M,S)A*A* | HRCU-A-CB, Split System: Heat | Heat Pump | 230 | 3 |  |  |  |  | True | Single-Speed | 112000 | 10181 | 11 | 10.8 |  |  | 106000 | 9414 | 3.3 | 3.3 |  |  |  | Federally-Regulated Commercial & Industrial Equipment | 03/10/2011 |  | 12/12/2012
Carrier Corp. - Syracuse | Tempstar | RHS(181,183)(H,L,S)******TC |  | HSP-A, Single-Package Heat Pum | Heat Pump | 230 | 3 | False |  |  |  | True | Single-Speed | 172000 | 15925 | 10.8 | 10.4 |  |  | 166000 | 14742 | 3.3 | 3.2 |  |  |  | Federally-Regulated Commercial & Industrial Equipment | 10/28/2014 |  | 10/28/2014
Carrier Corp. - Syracuse | Carrier Corp. | 50TCQ*17***(5,6,1)C***(A,C,D,F)* |  | HSP-A, Single-Package Heat Pum | Heat Pump | 575 | 3 | False |  |  |  | True | Single-Speed | 172000 | 15925 | 10.8 | 10.4 |  |  | 220000 | 19538 | 3.3 | 3.2 |  |  |  | Federally-Regulated Commercial & Industrial Equipment | 01/09/2014 |  | 10/28/2014
Carrier Corp. - Syracuse | ICP Commercial | RHH090(H,L,S)******TA |  | HSP-A, Single-Package Heat Pum | Heat Pump | 460 | 3 | False |  |  |  | True | Single-Speed | 90000 | 7438 | 12.1 | 10.8 |  |  | 84000 | 7033 | 3.5 | 3.3 |  |  |  | Federally-Regulated Commercial & Industrial Equipment | 10/28/2014 |  | 10/28/2014
Carrier Corp. - Syracuse | Comfortmaker | RHS(120,121)(H,L,S)******AA |  | HSP-A, Single-Package Heat Pum | Heat Pump | 575 | 3 | False |  |  |  | False | Single-Speed | 116000 | 10545 | 11 | 10.8 |  |  | 116000 | 9999 | 3.4 | 3.3 |  |  |  | Federally-Regulated Commercial & Industrial Equipment | 12/12/2012 |  | 10/28/2014
Lennox Industries Inc. | Lennox | LHA120H* |  | HSP-A, Single-Package Heat Pum | Heat Pump | 230 | 3 |  |  |  | No Match |  | No Match | 118000 | 11456 | 10.3 | 8.9 |  |  | 120000 | 10654 | 3.3 | 3 | 72000 | 10045 | 2.1 | Federally-Regulated Commercial & Industrial Equipment | 11/18/1999 |  | 04/13/2000
Rheem Sales Company, Inc. | Rheem | RPWA-075DAS | RHPA-075GA | HRCU-A-CB, Split System: Heat | Heat Pump | 460 | 3 |  |  |  | No Match |  | No Match | 90000 | 11300 | 8 | 7.5 |  |  | 90000 | 8800 |  |  | 51000 | 6900 |  | Non Federally-Regulated | 09/08/1982 |  | 05/16/1984
Carrier Corp. - Syracuse | Tempstar | RHS(181,183)(H,L,S)******TA |  | HSP-A, Single-Package Heat Pum | Heat Pump | 230 | 3 | False |  |  |  | True | Single-Speed | 172000 | 15925 | 10.8 | 10.4 |  |  | 166000 | 14742 | 3.3 | 3.2 |  |  |  | Federally-Regulated Commercial & Industrial Equipment | 05/09/2013 |  | 08/28/2014
Rheem Sales Company, Inc. | Ruud | UPWA-200CAS | UHPA-200G5 | HRCU-A-CB, Split System: Heat | Heat Pump | 230 | 3 |  |  |  | No Match |  | No Match | 237800 | 29300 | 8.1 | 7.5 |  |  | 230250 | 24085 |  |  | 141700 | 21850 |  | Non Federally-Regulated | 09/08/1982 |  | 08/30/1983
Carrier Corp. - Syracuse | Day & Night | 548DP/E072-AA |  | HSP-A, Single-Package Heat Pum | Heat Pump | 208 | 3 |  |  |  | No Match |  | No Match | 70000 | 7734 | 9.1 | 8.9 |  |  | 72000 | 6594 | 3.2 | 3 | 38000 | 5740 | 1.9 | Federally-Regulated Commercial & Industrial Equipment | 03/31/1998 |  | 05/09/1998
Trane U.S. Inc. | Trane | BWC240A2 |  | HSP-A, Single-Package Heat Pum | Heat Pump | 200 | 3 |  |  |  | No Match |  | No Match | 234000 | 29000 | 8.1 |  |  |  | 224000 | 24000 | 2.7 |  | 116000 | 18400 | 1.8 | Non Federally-Regulated | 05/11/1988 |  | 03/15/1989
Trane U.S. Inc. | American Standard, Inc. | WCD240B40*E* |  | HSP-A, Single-Package Heat Pum | Heat Pump | 460 | 3 |  |  |  | No Match |  | No Match | 230000 | 26744 | 8.6 | 8.5 |  | 8.7 | 230000 | 21744 | 3.1 | 2.9 | 12800 | 1786 | 2.1 | Federally-Regulated Commercial & Industrial Equipment | 10/24/1997 |  | 01/02/1997
McQuay International | McQuay International | DPS006AHHG4**-4 |  | HSP-A, Single-Package Heat Pum | Heat Pump | 460 | 3 | False |  |  |  | True | Variable-Speed | 69000 | 6216 | 11.1 | 10.8 |  |  | 64000 | 5083 | 3.7 | 3.3 |  |  |  | Federally-Regulated Commercial & Industrial Equipment | 08/28/2012 |  | 04/19/2013
Trane U.S. Inc. | Trane | WCH180B30*F* |  | HSP-A, Single-Package Heat Pum | Heat Pump | 230 | 3 |  |  |  | No Match |  | No Match | 174000 | 18315 | 9.5 | 8.5 |  | 10 | 160000 | 15122 | 3.1 | 2.9 | 88000 | 12891 | 2 | Federally-Regulated Commercial & Industrial Equipment | 11/21/2001 |  | 07/18/2002
Carrier Corp. | Carrier | 38AQ0166 + 38AQ0166 | 40RR034 | HRCU-A-CB, Split System: Heat | Heat Pump | 460 | 3 |  |  |  | No Match |  | No Match | 316512 | 40828 | 7.8 |  |  | 8.5 | 339600 | 34888 | 2.8 |  | 194998 | 27708 | 2 | Voluntarily Certified | 01/23/1988 |  | 03/08/1996
Carrier Corp. | Payne | 548CEX120 |  | HSP-A, Single-Package Heat Pum | Heat Pump | 460 | 3 |  |  |  | No Match |  | No Match | 120000 | 13000 | 9.2 | 8.9 |  |  | 120000 | 10500 | 3.3 | 3 | 64000 | 8600 | 2.2 | Non Federally-Regulated | 06/30/1992 |  | 03/08/1996
Carrier Corp. - Syracuse | Day & Night | RHS072(H,L,S)******A |  | HSP-A, Single-Package Heat Pum | Both Heat Pump and Electric Re | 230 | 3 |  |  |  |  | False | Single-Speed | 70000 | 6306 | 11.1 | 8.9 |  |  | 67000 | 5954 | 3.3 | 3 |  |  |  | Federally-Regulated Commercial & Industrial Equipment | 07/16/2009 |  | 12/12/2012
International Comfort Products | Comfortmaker | RYMA10F**** |  | HSP-A, Single-Package Heat Pum | Heat Pump | 460 | 3 |  |  |  | No Match |  | No Match | 123000 | 13516 | 9.1 | 8.9 |  | 9.5 | 123000 | 11628 | 3.1 | 3 | 71000 | 10404 | 2 | Federally-Regulated Commercial & Industrial Equipment | 02/03/1998 |  | 03/31/1998
Carrier Corp. - Syracuse | Bryant Heating & Cooling Systems | 548J(P,E,T)14*********(D,E)A |  | HSP-A, Single-Package Heat Pum | Heat Pump | 208 | 3 | False |  |  |  | False | Single-Speed | 142000 | 13396 | 10.6 | 10.4 |  |  | 142000 | 13005 | 3.2 | 3.2 |  |  |  | Federally-Regulated Commercial & Industrial Equipment | 10/28/2014 |  | 04/21/2015
Carrier Corp. - Syracuse | Day & Night | 542EP120000 | BWV240B | HSP-A, Single-Package Heat Pum | Heat Pump | 230 | 3 |  |  |  | No Match |  | No Match | 240000 | 29200 | 8.2 | 8.2 |  |  | 236000 | 24200 |  |  | 65000 | 9200 |  | Non Federally-Regulated | 06/11/1985 |  | 05/11/1988
Trane U.S. Inc. | American Standard, Inc. | WCH120B40*B* |  | HSP-A, Single-Package Heat Pum | Heat Pump | 460 | 3 |  |  |  | No Match |  | No Match | 124000 | 12920 | 9.6 | 8.9 |  | 9.8 | 110000 | 10740 | 3 | 3 | 59000 | 8640 | 2 | Non Federally-Regulated | 04/14/1993 |  | 09/02/1995
Addison Products | Addison Products | DFH124*4E**** |  | HSP-A, Single-Package Heat Pum | Heat Pump | 460 | 3 |  |  |  | No Match |  | No Match | 115900 | 12900 | 9 | 8.9 |  |  | 118600 | 10500 | 3.3 | 3 | 69300 | 8570 | 2.4 | Federally-Regulated Commercial & Industrial Equipment | 11/03/1994 |  | 04/07/1996
Rheem Sales Company, Inc. | Heil Quaker | NRHR92HP00B |  | HSP-A, Single-Package Heat Pum | Heat Pump | 208 | 3 |  |  |  | No Match |  | No Match | 88000 | 10730 | 8.2 | 8.2 |  |  | 88000 | 8595 |  |  | 46000 | 6740 |  | Non Federally-Regulated | 03/15/1989 |  | 10/10/1989
Carrier Corp. - Syracuse | Carrier | 38AQ0125 | 40RR012 | HRCU-A-CB, Split System: Heat | Heat Pump | 230 | 3 |  |  |  | No Match |  | No Match | 117000 | 12814 | 9.1 | 7.5 |  |  | 117000 | 11427 |  |  | 69000 | 9189 |  | Non Federally-Regulated | 09/08/1982 |  | 05/16/1984
Lennox Industries Inc. | Lennox | HP17-1353V-3G | CB17-135V-1 | HRCU-A-CB, Split System: Heat | Heat Pump | 460 | 3 |  |  |  | No Match |  | No Match | 119000 | 14512 | 8.2 | 8.2 |  |  | 119000 | 11499 |  |  | 69000 | 9406 |  | Non Federally-Regulated | 03/15/1989 |  | 10/10/1989
Trane U.S. Inc. | Trane | TWA120A300E* | TWE120A300D* | HRCU-A-CB, Split System: Heat | Heat Pump | 230 | 3 |  |  |  | No Match |  | No Match | 120000 | 11881 | 10.1 | 8.9 |  |  | 122000 | 11170 | 3.2 | 3 | 80000 | 9766 | 2.4 | Federally-Regulated Commercial & Industrial Equipment | 07/31/2002 |  | 06/19/2003
York International | Fraser Johnston | BA-20[E54]***(T,W,X)* |  | HSP-A, Single-Package Heat Pum | Both Heat Pump and Electric Re | 208 | 3 |  |  |  |  | True | Single-Speed | 224000 | 21961 | 10.2 | 8.5 |  | 10.1 | 218000 | 18803 | 3.4 | 2.9 | 129000 | 18014 | 2.1 | Federally-Regulated Commercial & Industrial Equipment | 02/11/2008 |  | 02/24/2011
Lennox Industries Inc. | Lennox | HP17-1353V-3G | CB17-135V-1 | HRCU-A-CB, Split System: Heat | Heat Pump | 460 | 3 |  |  |  | No Match |  | No Match | 119000 | 14512 | 8.2 | 8.2 |  |  | 119000 | 11499 |  |  | 69000 | 9406 |  | Non Federally-Regulated | 02/22/1990 |  | 07/31/1992
Carrier Corp. - Syracuse | Day & Night | RHS090H******TA |  | HSP-A, Single-Package Heat Pum | Heat Pump | 230 | 3 | False |  |  |  | False | Single-Speed | 88000 | 7857 | 11.2 | 10.8 |  |  | 86000 | 7413 | 3.4 | 3.3 |  |  |  | Federally-Regulated Commercial & Industrial Equipment | 10/28/2014 |  | 10/28/2014
Carrier Corp. - Syracuse | Carrier Corp. | 38AUQA08A0*(5,6,1)A* | 40RUQA08A*A(3,5,6,1)A* | HRCU-A-CB, Split System: Heat | Heat Pump | 208 | 3 |  |  |  |  | True | Single-Speed | 89000 | 8090 | 11 | 10.8 |  |  | 87000 | 7726 | 3.3 | 3.3 |  |  |  | Federally-Regulated Commercial & Industrial Equipment | 06/17/2013 |  | 04/20/2015
York International | Fraser Johnston | BA-12C00*T/W/X***1* |  | HSP-A, Single-Package Heat Pum | Heat Pump | 208 | 3 |  |  |  | No Match |  | No Match | 144000 | 15483 | 9.3 | 8.5 |  | 11 | 142000 | 13421 | 3.1 | 2.9 | 91000 | 12696 | 2.1 | Federally-Regulated Commercial & Industrial Equipment | 11/21/2000 |  | 02/05/2002
York International | Luxaire | PJ180C00A*(2,4,5)***** | NJ180C00*(5,6)****** | HRCU-A-CB, Split System: Heat | Heat Pump | 460 | 3 |  |  |  |  | True | Single-Speed | 180000 | 16981 | 10.6 | 8.5 |  |  | 168000 | 14490 | 3.4 | 2.9 |  |  |  | Federally-Regulated Commercial & Industrial Equipment | 07/16/2009 |  | 01/24/2011
Rheem Sales Company, Inc. | Heil Quaker | NRHR10HP00B |  | HSP-A, Single-Package Heat Pum | Heat Pump | 230 | 3 |  |  |  | No Match |  | No Match | 116000 | 14150 | 8.2 |  |  |  | 118000 | 12350 |  |  | 60000 | 8790 | 2 | Non Federally-Regulated | 05/11/1988 |  | 03/15/1989
Compu-Aire | Maxi-Kool | MKH-834 |  | HSP-A, Single-Package Heat Pum | Heat Pump | 460 | 3 |  |  |  | No Match |  | No Match | 98200 | 10760 | 9.1 | 8.9 |  |  | 91000 | 9010 | 3 | 3 | 54700 | 7280 | 2.2 | Non Federally-Regulated | 02/24/1993 |  | 04/07/1996
Carrier Corp. - Syracuse | Keeprite | CHS121(H,L,S)A* | FHS120(M,S)**A0* | HRCU-A-CB, Split System: Heat | Heat Pump | 575 | 3 |  |  |  |  | True | Single-Speed | 112000 | 10181 | 11 | 10.8 |  |  | 106000 | 9413 | 3.3 | 3.3 |  |  |  | Federally-Regulated Commercial & Industrial Equipment | 07/18/2013 |  | 10/28/2014
York International | Evcon | BB-20[C,E18,E36]***(T,W,X)* |  | HSP-A, Single-Package Heat Pum | Both Heat Pump and Electric Re | 230 | 3 |  |  |  |  | True | Single-Speed | 218000 | 22947 | 9.5 | 8.5 |  | 10.2 | 210000 | 19866 | 3.1 | 2.9 | 130000 | 19062 | 2 | Federally-Regulated Commercial & Industrial Equipment | 01/18/2008 |  | 01/24/2011
Carrier Corp. - Syracuse | Carrier | 38AQ0286 | 40RR028 | HSP-A, Single-Package Heat Pum | Heat Pump | 460 | 3 |  |  |  | No Match |  | No Match | 68000 | 7157 | 9.5 | 8.9 |  |  | 72000 | 6206 | 3.4 | 3 | 36000 | 5495 | 1.9 | Non Federally-Regulated | 06/11/1985 |  | 07/31/1992
Trane U.S. Inc. | Trane | WCD090A400A |  | HSP-A, Single-Package Heat Pum | Heat Pump | 460 | 3 |  |  |  | No Match |  | No Match | 85000 | 10240 | 8.3 | 8.9 |  |  | 82000 | 8580 | 2.8 | 3 | 39000 | 6010 | 1.9 | Non Federally-Regulated | 07/31/1992 |  | 03/31/1998
Carrier Corp. - Syracuse | Payne | 548BEX120 |  | HSP-A, Single-Package Heat Pum | Heat Pump | 460 | 3 |  |  |  | No Match |  | No Match | 120000 | 13000 | 9.2 | 8.2 |  |  | 120000 | 10500 | 3.3 |  | 64000 | 8600 | 2.2 | Non Federally-Regulated | 02/22/1990 |  | 07/31/1992
Lennox Industries Inc. | Armstrong | LHA180HN2* |  | HSP-A, Single-Package Heat Pum | Heat Pump | 208 | 3 |  |  |  | No Match |  | No Match | 182000 | 16545 | 11 | 8.5 |  | 12 | 192000 | 17047 | 3.3 | 2.9 | 106000 | 15528 | 2 | Federally-Regulated Commercial & Industrial Equipment | 07/31/2002 |  | 01/18/2008
Rheem Sales Company, Inc. | Whirlpool | NRHR10(D/F)P00A |  | HSP-A, Single-Package Heat Pum | Heat Pump | 208 | 3 |  |  |  | No Match |  | No Match | 118000 | 14390 | 8.2 | 8.2 |  |  | 122000 | 13243 | 2.7 |  | 62000 | 18172 | 1 | Non Federally-Regulated | 06/11/1985 |  | 05/11/1988
York International | Fraser Johnston | BA-15[E72]***(T,W,X)* |  | HSP-A, Single-Package Heat Pum | Both Heat Pump and Electric Re | 460 | 3 |  |  |  |  | True | Single-Speed | 160000 | 16327 | 9.8 | 8.5 |  | 9.4 | 172000 | 15762 | 3.2 | 2.9 | 102000 | 14244 | 2.1 | Federally-Regulated Commercial & Industrial Equipment | 01/18/2008 |  | 02/24/2011
Trane U.S. Inc. | Trane | BWC120C400J |  | HSP-A, Single-Package Heat Pum | Heat Pump | 460 | 3 |  |  |  | No Match |  | No Match | 119000 | 14300 | 8.3 |  |  |  | 118000 | 11900 |  |  | 58000 | 8750 |  | Non Federally-Regulated | 05/11/1988 |  | 03/15/1989
Carrier Corp. - Syracuse | Bryant Heating & Cooling Systems | 575J(P,E,T)25D000* | 524J(E,P,T)25H200A** | HRCU-A-CB, Split System: Heat | Heat Pump | 230 | 3 |  |  |  |  | True | Single-Speed | 222000 | 20747 | 10.7 | 10.4 |  |  | 214000 | 17919 | 3.5 | 3.2 |  |  |  | Federally-Regulated Commercial & Industrial Equipment | 07/18/2013 |  | 04/20/2015
York International | Luxaire | EAHP-T090A | FBHP-S090A | HRCU-A-CB, Split System: Heat | Heat Pump | 208 | 3 |  |  |  | No Match |  | No Match | 91000 | 10705 | 8.5 |  |  |  | 101000 | 9250 | 3.1 | 2.5 | 58000 | 6799 | 2.5 | Non Federally-Regulated | 04/11/1988 |  | 05/11/1988
Carrier Corp. - Syracuse | Airquest | CHS240(H,L,S)D* | FHS240(S,H,L)A*A* | HRCU-A-CB, Split System: Heat | Heat Pump | 208 | 3 |  |  |  |  | True | Single-Speed | 222000 | 20747 | 10.7 | 10.4 |  |  | 214000 | 17919 | 3.5 | 3.2 |  |  |  | Federally-Regulated Commercial & Industrial Equipment | 03/10/2011 |  | 12/12/2012
Carrier Corp. - Syracuse | Heil | RHS102H******** |  | HSP-A, Single-Package Heat Pum | Heat Pump | 208 | 3 | False |  |  |  | False | Single-Speed | 98000 | 8750 | 11.2 | 10.8 |  |  | 94000 | 8348 | 3.3 | 3.3 |  |  |  | Federally-Regulated Commercial & Industrial Equipment | 11/30/2011 |  | 12/12/2012
Carrier Corp. - Syracuse | ICP Commercial | RHS(181,183)(H,L,S)******TA |  | HSP-A, Single-Package Heat Pum | Heat Pump | 460 | 3 | False |  |  |  | True | Single-Speed | 172000 | 15925 | 10.8 | 10.4 |  |  | 220000 | 19538 | 3.3 | 3.2 |  |  |  | Federally-Regulated Commercial & Industrial Equipment | 05/09/2013 |  | 08/28/2014
Carrier Corp. - Syracuse | Airquest | RHH072(H,L,S)0******A |  | HSP-A, Single-Package Heat Pum | Heat Pump | 208 | 3 | False |  |  |  | True | Single-Speed | 72000 | 6000 | 12 | 10.8 |  |  | 70000 | 6033 | 3.4 | 3.3 |  |  |  | Federally-Regulated Commercial & Industrial Equipment | 03/10/2011 |  | 04/19/2013
Rheem Sales Company, Inc. | Rheem | RPDA-100D |  | HSP-A, Single-Package Heat Pum | Heat Pump | 460 | 3 |  |  |  | No Match |  | No Match | 118000 | 14390 | 8.2 | 8.2 |  |  | 122000 | 13243 | 2.7 |  | 62000 | 18172 | 1 | Non Federally-Regulated | 05/16/1984 |  | 06/11/1985
York International | Fraser Johnston | BADF-T/W090N165/205* |  | HSP-A, Single-Package Heat Pum | Heat Pump | 208 | 3 |  |  |  | No Match |  | No Match | 87000 | 9666 | 9 | 8.9 |  |  | 89000 | 8694 | 3 | 3 | 49000 | 7180 | 2 | Federally-Regulated Commercial & Industrial Equipment | 07/29/1998 |  | 08/07/1998
York International | Evcon | BB-20[E72]***(T,W,X)* |  | HSP-A, Single-Package Heat Pum | Both Heat Pump and Electric Re | 230 | 3 |  |  |  |  | True | Single-Speed | 214000 | 22526 | 9.5 | 8.5 |  | 10.1 | 210000 | 19866 | 3.1 | 2.9 | 130000 | 19062 | 2 | Federally-Regulated Commercial & Industrial Equipment | 01/18/2008 |  | 01/24/2011
York International | York | BP150C00A2/4/5***1* |  | HSP-A, Single-Package Heat Pum | Heat Pump | 230 | 3 |  |  |  | No Match |  | No Match | 144000 | 15483 | 9.3 | 8.5 |  | 11 | 142000 | 13421 | 3.1 | 2.9 | 91000 | 12696 | 2.1 | Federally-Regulated Commercial & Industrial Equipment | 07/19/2001 |  | 02/05/2002
Carrier Corp. - Syracuse | Payne | PH1RPA/REA072-AB |  | HSP-A, Single-Package Heat Pum | Heat Pump | 208 | 3 |  |  |  | No Match |  | No Match | 70000 | 7734 | 9.1 | 8.9 |  |  | 72000 | 6594 | 3.2 | 3 | 38000 | 5740 | 1.9 | Federally-Regulated Commercial & Industrial Equipment | 12/14/1998 |  | 08/17/1999
McQuay International | McQuay International | DPS006AHHE2**-4 |  | HSP-A, Single-Package Heat Pum | Heat Pump | 230 | 3 | False |  |  |  | True | Variable-Speed | 69000 | 6216 | 11.1 | 10.8 |  |  | 71000 | 5176 | 4 | 3.3 |  |  |  | Federally-Regulated Commercial & Industrial Equipment | 03/02/2012 |  | 08/28/2012
Trane U.S. Inc. | Trane Unitary Products Group | WSC072E3*0A |  | HSP-A, Single-Package Heat Pum | Heat Pump | 230 | 3 |  |  |  |  | True | Single-Speed | 75000 | 6579 | 11.4 | 8.9 |  |  | 71000 | 5949 | 3.5 | 3 |  |  |  | Federally-Regulated Commercial & Industrial Equipment | 11/25/2009 |  | 12/12/2012
Trane U.S. Inc. | American Standard, Inc. | TWA120A400B | TWE120A400B | HRCU-A-CB, Split System: Heat | Heat Pump | 460 | 3 |  |  |  | No Match |  | No Match | 117000 | 13150 | 8.9 | 8.9 |  |  | 119000 | 11630 | 3 | 3 | 64000 | 8930 | 2.1 | Non Federally-Regulated | 07/31/1992 |  | 03/31/1998
Trane U.S. Inc. | American Standard, Inc. | WCH150B40*E* |  | HSP-A, Single-Package Heat Pum | Heat Pump | 460 | 3 |  |  |  | No Match |  | No Match | 146000 | 15531 | 9.4 | 8.5 |  | 9.5 | 132000 | 12891 | 3 | 2.9 | 70000 | 10254 | 2 | Federally-Regulated Commercial & Industrial Equipment | 11/18/1999 |  | 02/05/2002
York International | York | B1SP090A46 |  | HSP-A, Single-Package Heat Pum | Heat Pump | 460 | 3 |  |  |  | No Match |  | No Match | 95000 | 11176 | 8.5 |  |  |  | 103000 | 9738 | 3 | 2.5 | 57000 | 8353 | 2 | Non Federally-Regulated | 04/13/1988 |  | 05/11/1988
Carrier Corp. - Syracuse | Keeprite | RHS(243)(H,L,S)******AA |  | HSP-A, Single-Package Heat Pum | Heat Pump | 208 | 3 | False |  |  |  | True | Single-Speed | 232000 | 21886 | 10.6 | 10.4 |  |  | 220000 | 19538 | 3.3 | 3.2 |  |  |  | Federally-Regulated Commercial & Industrial Equipment | 10/28/2014 |  | 10/28/2014
Carrier Corp. - Syracuse | ICP Commercial | RHH102(H,L,S)******TA |  | HSP-A, Single-Package Heat Pum | Heat Pump | 208 | 3 | False |  |  |  | True | Single-Speed | 100000 | 8333 | 12 | 10.8 |  |  | 100000 | 8619 | 3.4 | 3.3 |  |  |  | Federally-Regulated Commercial & Industrial Equipment | 12/12/2012 |  | 10/28/2014
Carrier Corp. - Syracuse | Bryant Air Conditioning | 549BPX/BEX120 |  | HSP-A, Single-Package Heat Pum | Heat Pump | 208 | 3 |  |  |  | No Match |  | No Match | 115000 | 11500 | 10 | 8.9 |  | 10.4 | 110000 | 9766 | 3.3 | 3 | 58000 | 8944 | 1.9 | Federally-Regulated Commercial & Industrial Equipment | 05/22/2000 |  | 07/18/2002
York International | York | E1RA090S25/46 | F3EH090 | HRCU-A-CB, Split System: Heat | Heat Pump | 208 | 3 |  |  |  | No Match |  | No Match | 89000 | 9468 | 9.4 | 8.9 |  |  | 81000 | 7910 | 3 | 3 | 53000 | 7394 | 2.1 | Federally-Regulated Commercial & Industrial Equipment | 11/18/1999 |  | 05/23/2000
Trane U.S. Inc. | Trane Unitary Products Group | WC(D,H)180E40*B |  | HSP-A, Single-Package Heat Pum | Both Heat Pump and Electric Re | 575 | 3 | False |  |  |  | False | Single-Speed | 170000 | 15454 | 11 | 10.4 |  |  | 176000 | 16119 | 3.2 | 3.2 |  |  |  | Federally-Regulated Commercial & Industrial Equipment | 03/02/2012 |  | 08/28/2012
Trane U.S. Inc. | Trane Unitary Products Group | WSC120E4*0A |  | HSP-A, Single-Package Heat Pum | Heat Pump | 460 | 3 |  |  |  |  | True | Single-Speed | 118000 | 10536 | 11.2 | 8.9 |  |  | 111000 | 9042 | 3.6 | 3 |  |  |  | Federally-Regulated Commercial & Industrial Equipment | 11/25/2009 |  | 01/09/2014
Lennox Industries Inc. | Lennox | LHA120H* |  | HSP-A, Single-Package Heat Pum | Heat Pump | 575 | 3 |  |  |  | No Match |  | No Match | 118000 | 11456 | 10.3 | 8.9 |  | 11.3 | 120000 | 10654 | 3.3 | 3 | 72000 | 10045 | 2.1 | Federally-Regulated Commercial & Industrial Equipment | 07/31/2002 |  | 01/18/2008
Carrier Corp. - Syracuse | Day & Night | RHH(120,121)(H,L,S)******AA |  | HSP-A, Single-Package Heat Pum | Heat Pump | 460 | 3 | False |  |  |  | True | Single-Speed | 119000 | 9674 | 12.3 | 10.8 |  |  | 116000 | 9713 | 3.5 | 3.3 |  |  |  | Federally-Regulated Commercial & Industrial Equipment | 12/12/2012 |  | 10/28/2014
Carrier Corp. - Syracuse | Payne | 542EP120000 |  | HSP-A, Single-Package Heat Pum | Heat Pump | 208 | 3 |  |  |  | No Match |  | No Match | 120000 | 14700 | 8.2 | 8.2 |  |  | 120000 | 12200 |  |  | 65000 | 9200 |  | Non Federally-Regulated | 02/22/1990 |  | 07/31/1992
Trane U.S. Inc. | General Electric | BWC090F4F |  | HSP-A, Single-Package Heat Pum | Heat Pump | 460 | 3 |  |  |  | No Match |  | No Match | 90000 | 10100 | 8.9 | 8.2 |  |  | 85000 | 8600 |  |  | 44000 | 6800 |  | Non Federally-Regulated | 05/16/1984 |  | 06/11/1985
Coolair Corp. | Coolair | BH5G3ASN | EH5G3ASN | HRCU-A-CB, Split System: Heat | Heat Pump | 230 | 3 |  |  |  | No Match |  | No Match | 67300 | 6988 | 9.6 | 8.9 |  |  | 64300 | 6011 | 3.1 | 3 | 34900 | 4333 | 2.4 | Federally-Regulated Commercial & Industrial Equipment | 03/31/1998 |  | 05/09/1998
York International | Fraser Johnston | BACB-W120A |  | HSP-A, Single-Package Heat Pum | Heat Pump | 460 | 3 |  |  |  | No Match |  | No Match | 117000 | 13765 | 8.5 |  |  |  | 117500 | 11630 | 2.9 | 2.5 | 65000 | 9717 | 1.9 | Non Federally-Regulated | 07/25/1989 |  | 10/10/1989
International Comfort Products | Kenmore | PH*090N2HA |  | HSP-A, Single-Package Heat Pum | Heat Pump | 208 | 3 |  |  |  | No Match |  | No Match | 91000 | 9784 | 9.3 | 8.9 |  | 10.4 | 90000 | 8508 | 3.1 | 3 | 48000 | 6862 | 2.1 | Federally-Regulated Commercial & Industrial Equipment | 03/31/1998 |  | 05/09/1998
Carrier Corp. - Syracuse | ICP Commercial | CHS121(H,L,S)A* | FHS120(M,S)A*A* | HRCU-A-CB, Split System: Heat | Heat Pump | 208 | 3 |  |  |  |  | True | Single-Speed | 112000 | 10181 | 11 | 10.8 |  |  | 106000 | 9414 | 3.3 | 3.3 |  |  |  | Federally-Regulated Commercial & Industrial Equipment | 03/10/2011 |  | 12/12/2012
York International | Luxaire | BA-12C00*T/W/X***** |  | HSP-A, Single-Package Heat Pum | Heat Pump | 208 | 3 |  |  |  | No Match |  | No Match | 144000 | 15483 | 9.3 | 8.5 |  | 11 | 142000 | 13421 | 3.1 | 2.9 | 91000 | 12696 | 2.1 | Federally-Regulated Commercial & Industrial Equipment | 02/05/2002 |  | 07/18/2002
Carrier Corp. - Syracuse | Carrier | 38AQ0346 | 40RR028 | HRCU-A-CB, Split System: Heat | Heat Pump | 460 | 3 |  |  |  | No Match |  | No Match | 279345 | 31383 | 8.2 | 7.5 |  |  | 316000 | 33057 |  |  | 176000 | 24549 |  | Non Federally-Regulated | 08/30/1983 |  | 06/11/1985
Carrier Corp. - Syracuse | Day & Night | 542EE120000 |  | HSP-A, Single-Package Heat Pum | Heat Pump | 460 | 3 |  |  |  | No Match |  | No Match | 120000 | 14700 | 8.2 | 8.2 |  |  | 120000 | 12200 |  |  | 65000 | 9200 |  | Non Federally-Regulated | 02/22/1990 |  | 07/31/1992
Trane U.S. Inc. | Trane | WCD090A300A |  | HSP-A, Single-Package Heat Pum | Heat Pump | 230 | 3 |  |  |  | No Match |  | No Match | 85000 | 10240 | 8.3 | 8.9 |  |  | 82000 | 8580 | 2.8 | 3 | 39000 | 6010 | 1.9 | Non Federally-Regulated | 07/31/1992 |  | 03/31/1998
Rheem Sales Company, Inc. | Heat Controller | HR075-3SZ | AHH100-Z | HRCU-A-CB, Split System: Heat | Heat Pump | 208 | 3 |  |  |  | No Match |  | No Match | 92000 | 9583 | 9.6 | 8.9 |  |  | 88000 | 8059 | 3.2 | 3 | 48000 | 6699 | 2.1 | Federally-Regulated Commercial & Industrial Equipment | 12/14/1998 |  | 08/18/1999
Carrier Corp. - Syracuse | Keeprite | RHH(120,121)(H,L,S)******TA |  | HSP-A, Single-Package Heat Pum | Heat Pump | 575 | 3 | False |  |  |  | True | Single-Speed | 119000 | 9674 | 12.3 | 10.8 |  |  | 116000 | 9713 | 3.5 | 3.3 |  |  |  | Federally-Regulated Commercial & Industrial Equipment | 12/12/2012 |  | 10/28/2014
Daikin Comfort Technologies Manufacturing, L.P. | Kenmore Heating & Cooling | (2)CPKE60-3 | AH120-XX | HRCU-A-CB, Split System: Heat | Heat Pump | 208 | 3 |  |  |  | No Match |  | No Match | 104000 | 11685 | 8.9 | 8.9 |  | 9.5 | 102000 | 9964 | 3 | 3 | 65000 | 9525 | 2 | Federally-Regulated Commercial & Industrial Equipment | 03/31/1998 |  | 05/09/1998
Carrier Corp. - Syracuse | Carrier | 38BQ0086 | 40BA009 | HRCU-A-CB, Split System: Heat | Heat Pump | 460 | 3 |  |  |  | No Match |  | No Match | 86000 | 9500 | 9.1 | 8.2 |  |  | 86000 | 8000 | 3.2 |  | 47000 | 6600 | 2.1 | Non Federally-Regulated | 05/16/1984 |  | 06/11/1985
Carrier Corp. - Syracuse | Airquest | RHS072(H,L,S)******A |  | HSP-A, Single-Package Heat Pum | Both Heat Pump and Electric Re | 575 | 3 |  |  |  |  | False | Single-Speed | 70000 | 6306 | 11.1 | 8.9 |  |  | 67000 | 5954 | 3.3 | 3 |  |  |  | Federally-Regulated Commercial & Industrial Equipment | 07/16/2009 |  | 12/12/2012
York International | Fraser Johnston | BCCB-T/-W120 |  | HSP-A, Single-Package Heat Pum | Heat Pump | 460 | 3 |  |  |  | No Match |  | No Match | 118000 | 13111 | 9 | 8.9 |  |  | 116000 | 11329 | 3 | 3 | 70000 | 10254 | 2 | Federally-Regulated Commercial & Industrial Equipment | 11/18/1999 |  | 04/13/2000
York International | Evcon | BA-06C(T/W/X)*** |  | HSP-A, Single-Package Heat Pum | Heat Pump | 208 | 3 |  |  |  | No Match |  | No Match | 78000 | 7647 | 10.2 | 8.9 |  |  | 69000 | 6317 | 3.2 | 3 | 43000 | 5726 | 2.2 | Federally-Regulated Commercial & Industrial Equipment | 11/19/2002 |  | 01/18/2008
International Comfort Products | Kenmore | PHE090S***** |  | HSP-A, Single-Package Heat Pum | Heat Pump | 575 | 3 |  |  |  | No Match |  | No Match | 87000 | 8613 | 10.1 | 8.9 |  |  | 83000 | 7599 | 3.2 | 3 | 47000 | 6259 | 2.2 | Federally-Regulated Commercial & Industrial Equipment | 03/21/2002 |  | 09/25/2002
Carrier Corp. - Syracuse | Carrier | 38AQ0165 + 0165 + 0125 | 40RR054 | HRCU-A-CB, Split System: Heat | Heat Pump | 230 | 3 |  |  |  | No Match |  | No Match | 439102 | 58045 | 7.6 |  |  |  | 489386 | 46625 |  |  | 314804 | 39895 |  | Non Federally-Regulated | 08/29/1986 |  | 05/11/1988
Carrier Corp. - Syracuse | Bryant Heating & Cooling Systems | 548J(P,E,T)24*********(D,E)A-VERT |  | HSP-A, Single-Package Heat Pum | Heat Pump | 460 | 3 | False |  |  |  | True | Single-Speed | 232000 | 21886 | 10.6 | 10.4 |  |  | 220000 | 19538 | 3.3 | 3.2 |  |  |  | Federally-Regulated Commercial & Industrial Equipment | 04/21/2014 |  | 10/28/2014
Carrier Corp. - Syracuse | Carrier | 50TJQ00751/61 |  | HSP-A, Single-Package Heat Pum | Heat Pump | 208 | 3 |  |  |  | No Match |  | No Match | 70000 | 7734 | 9.1 | 8.9 |  |  | 72000 | 6594 | 3.2 | 3 | 38000 | 5740 | 1.9 | Federally-Regulated Commercial & Industrial Equipment | 12/14/1998 |  | 08/17/1999
McQuay International | McQuay International | DPS006AHHG2**-6 |  | HSP-A, Single-Package Heat Pum | Heat Pump | 230 | 3 | False |  |  |  | True | Variable-Speed | 70000 | 6194 | 11.3 | 10.8 |  |  | 72000 | 5197 | 4.1 | 3.3 |  |  |  | Federally-Regulated Commercial & Industrial Equipment | 03/02/2012 |  | 08/28/2012
Borg Warner | York | B1SP090A25 |  | HSP-A, Single-Package Heat Pum | Heat Pump | 230 | 3 |  |  |  | No Match |  | No Match | 93000 | 9660 | 8.5 | 8.2 |  |  | 101000 | 8300 | 3.6 |  | 63000 | 6562 | 2.8 | Non Federally-Regulated | 06/11/1985 |  | 05/11/1988
Lennox Industries Inc. | Lennox | HP17-953V-4G | CB17-95V-1 | HRCU-A-CB, Split System: Heat | Heat Pump | 460 | 3 |  |  |  | No Match |  | No Match | 87000 | 10235 | 8.5 | 8.2 |  |  | 88000 | 8471 |  |  | 45000 | 5994 |  | Non Federally-Regulated | 02/22/1990 |  | 07/31/1992
Trane U.S. Inc. | Trane Unitary Products Group | WS(D,H)180E(3,4,W)R(G,N,P,R)****0 |  | HSP-A, Single-Package Heat Pum | Both Heat Pump and Electric Re | 575 | 3 | False |  |  |  | False | Single-Speed | 170000 | 16037 | 10.6 | 10.4 |  |  | 170000 | 15569 | 3.2 | 3.2 |  |  |  | Federally-Regulated Commercial & Industrial Equipment | 12/12/2012 |  | 08/28/2014
York International | Fraser Johnston | BCCB-T/-W120 |  | HSP-A, Single-Package Heat Pum | Heat Pump | 230 | 3 |  |  |  | No Match |  | No Match | 118000 | 13111 | 9 | 8.9 |  |  | 116000 | 11329 | 3 | 3 | 70000 | 10254 | 2 | Federally-Regulated Commercial & Industrial Equipment | 05/22/2000 |  | 01/18/2008
Carrier Corp. - Syracuse | Arcoaire | RHH(120,121)(H,L,S)******AA |  | HSP-A, Single-Package Heat Pum | Heat Pump | 230 | 3 | False |  |  |  | True | Single-Speed | 119000 | 9674 | 12.3 | 10.8 |  |  | 116000 | 9713 | 3.5 | 3.3 |  |  |  | Federally-Regulated Commercial & Industrial Equipment | 12/12/2012 |  | 10/28/2014
Trane U.S. Inc. | Trane | BWC180A4 |  | HSP-A, Single-Package Heat Pum | Heat Pump | 460 | 3 |  |  |  | No Match |  | No Match | 180000 | 22600 | 8 |  |  |  | 180000 | 20300 | 2.6 |  | 100000 | 16400 | 1.8 | Non Federally-Regulated | 05/16/1984 |  | 06/11/1985
York International | Evcon | BB-20[C,E18,E36]***(T,W,X)* |  | HSP-A, Single-Package Heat Pum | Both Heat Pump and Electric Re | 208 | 3 |  |  |  |  | True | Single-Speed | 218000 | 22947 | 9.5 | 8.5 |  | 10.2 | 210000 | 19866 | 3.1 | 2.9 | 130000 | 19062 | 2 | Federally-Regulated Commercial & Industrial Equipment | 01/18/2008 |  | 01/24/2011
Rheem Sales Company, Inc. | Century | HR1004SZ | AHH100-Z | HRCU-A-CB, Split System: Heat | Heat Pump | 460 | 3 |  |  |  | No Match |  | No Match | 120000 | 13043 | 9.2 | 8.9 |  |  | 125000 | 11817 | 3.1 | 3 | 84000 | 11190 | 2.2 | Federally-Regulated Commercial & Industrial Equipment | 05/10/1998 |  | 10/02/1998
Trane U.S. Inc. | Trane | WCD075C30*B* |  | HSP-A, Single-Package Heat Pum | Heat Pump | 230 | 3 |  |  |  | No Match |  | No Match | 71000 | 7977 | 8.9 | 8.9 |  |  | 71000 | 6934 | 3 | 3 | 35000 | 5127 | 2 | Federally-Regulated Commercial & Industrial Equipment | 11/18/1999 |  | 04/13/2000
Carrier Corp. - Syracuse | Arcoaire | RHS(240)(H,L,S)******TA |  | HSP-A, Single-Package Heat Pum | Heat Pump | 208 | 3 | False |  |  |  | True | Single-Speed | 232000 | 21886 | 10.6 | 10.4 |  |  | 220000 | 19538 | 3.3 | 3.2 |  |  |  | Federally-Regulated Commercial & Industrial Equipment | 04/21/2014 |  | 10/28/2014
Lennox Industries Inc. | Lennox | LHA088S* |  | HSP-A, Single-Package Heat Pum | Heat Pump | 208 | 3 |  |  |  | No Match |  | No Match | 86000 | 9555 | 9 | 8.9 |  |  | 86000 | 8399 | 3 | 3 | 48000 | 7031 | 2 | Federally-Regulated Commercial & Industrial Equipment | 05/22/2000 |  | 11/19/2002
Carrier Corp. - Syracuse | Day & Night | CHS072(H,L,S)A* | FHS072(M,S,K)A*A* | HRCU-A-CB, Split System: Heat | Heat Pump | 460 | 3 |  |  |  |  | True | Single-Speed | 70000 | 6363 | 11 | 10.8 |  |  | 66000 | 5861 | 3.3 | 3.3 |  |  |  | Federally-Regulated Commercial & Industrial Equipment | 03/10/2011 |  | 12/12/2012
Carrier Corp. - Syracuse | Arcoaire | RHS(181,183)(H,L,S)******TA |  | HSP-A, Single-Package Heat Pum | Heat Pump | 460 | 3 | False |  |  |  | True | Single-Speed | 172000 | 15925 | 10.8 | 10.4 |  |  | 220000 | 19538 | 3.3 | 3.2 |  |  |  | Federally-Regulated Commercial & Industrial Equipment | 05/09/2013 |  | 08/28/2014
Carrier Corp. | Carrier | 50HJQ007*6*1** |  | HSP-A, Single-Package Heat Pum | Heat Pump | 460 | 3 |  |  |  | No Match |  | No Match | 68000 | 7158 | 9.5 | 8.9 |  |  | 72000 | 6205 | 3.4 | 3 | 36000 | 5274 | 2 | Federally-Regulated Commercial & Industrial Equipment | 08/24/1995 |  | 04/07/1996
Carrier Corp. - Syracuse | Carrier | 38BQ0085 | 40BA009 | HRCU-A-CB, Split System: Heat | Heat Pump | 208 | 3 |  |  |  | No Match |  | No Match | 86000 | 9500 | 9.1 | 8.2 |  |  | 86000 | 8000 | 3.2 |  | 47000 | 6600 | 2.1 | Non Federally-Regulated | 06/11/1985 |  | 05/11/1988
Trane U.S. Inc. | American Standard, Inc. | 4TWB3048A4 (2) | TWE090E3**A* | HRCU-A-CB, Split System: Heat | Heat Pump | 460 | 3 |  |  |  |  | True | Single-Speed | 90000 | 8181 | 11 | 10.8 |  |  | 90000 | 7992 | 3.3 | 3.3 |  |  |  | Federally-Regulated Commercial & Industrial Equipment | 04/19/2013 |  | 08/28/2014
Inter-City Products Corp. | Tempstar | CH*120SNLA** | BMB120N*M* | HRCU-A-C, Split System: Heat P | Heat Pump | 460 | 3 |  |  |  | No Match |  | No Match | 118000 | 12967 | 9.1 | 8.9 |  |  | 120000 | 11719 | 3 | 3 | 70000 | 9766 | 2.1 | Federally-Regulated Commercial & Industrial Equipment | 04/20/1994 |  | 09/02/1995
Trane U.S. Inc. | American Standard, Inc. | TWA240B300E* | TWE240B300C* | HRCU-A-CB, Split System: Heat | Heat Pump | 208 | 3 |  |  |  | No Match |  | No Match | 234000 | 25161 | 9.3 | 8.5 |  | 10.5 | 234000 | 22116 | 3.1 | 2.9 | 154000 | 19618 | 2.3 | Federally-Regulated Commercial & Industrial Equipment | 09/21/2001 |  | 07/18/2002
Carrier Corp. - Syracuse | ICP Commercial | CHS240(H,L,S)D* | FHS240(S,H,L)**A2* | HRCU-A-CB, Split System: Heat | Heat Pump | 575 | 3 |  |  |  |  | True | Single-Speed | 222000 | 20747 | 10.7 | 10.4 |  |  | 214000 | 17919 | 3.5 | 3.2 |  |  |  | Federally-Regulated Commercial & Industrial Equipment | 07/18/2013 |  | 10/28/2014
Rheem Sales Company, Inc. | Ruud | UJKB-A090C |  | HSP-A, Single-Package Heat Pum | Heat Pump | 230 | 3 |  |  |  | No Match |  | No Match | 89000 | 9673 | 9.2 | 8.9 |  | 12.1 | 90000 | 8789 | 3 | 3 | 52500 | 7691 | 2 | Federally-Regulated Commercial & Industrial Equipment | 11/18/1999 |  | 04/13/2000
Trane U.S. Inc. | Trane | BWA180C4J | BWH180A | HRCU-A-CB, Split System: Heat | Heat Pump | 460 | 3 |  |  |  | No Match |  | No Match | 180000 | 23200 | 7.8 |  |  |  | 180000 | 20000 | 2.6 |  | 100000 | 16200 | 1.8 | Non Federally-Regulated | 06/11/1985 |  | 05/11/1988
York International | Fraser Johnston | BCCB-T/-W120 |  | HSP-A, Single-Package Heat Pum | Heat Pump | 208 | 3 |  |  |  | No Match |  | No Match | 118000 | 13111 | 9 | 8.9 |  |  | 116000 | 11329 | 3 | 3 | 70000 | 10254 | 2 | Federally-Regulated Commercial & Industrial Equipment | 05/22/2000 |  | 01/18/2008
Carrier Corp. - Syracuse | Day & Night | RHS(240)(H,L,S)******TA |  | HSP-A, Single-Package Heat Pum | Heat Pump | 208 | 3 | False |  |  |  | True | Single-Speed | 232000 | 21886 | 10.6 | 10.4 |  |  | 220000 | 19538 | 3.3 | 3.2 |  |  |  | Federally-Regulated Commercial & Industrial Equipment | 10/28/2014 |  | 10/28/2014
McQuay International | McQuay International | DPS010AHHW2**-4* |  | HSP-A, Single-Package Heat Pum | Heat Pump | 208 | 3 | False |  |  |  | True | Variable-Speed | 120000 | 10000 | 12 | 10.8 |  |  | 110000 | 9426 | 3.4 | 3.3 |  |  |  | Federally-Regulated Commercial & Industrial Equipment | 04/19/2013 |  | 01/09/2014
Carrier Corp. - Syracuse | Airquest | RHS150(H,L,S)******** |  | HSP-A, Single-Package Heat Pum | Heat Pump | 208 | 3 | False |  |  |  | False | Single-Speed | 142000 | 13396 | 10.6 | 10.4 |  |  | 142000 | 13005 | 3.2 | 3.2 |  |  |  | Federally-Regulated Commercial & Industrial Equipment | 11/30/2011 |  | 12/12/2012
Carrier Corp. - Syracuse | Comfortmaker | RHS(240)(H,L,S)******AA |  | HSP-A, Single-Package Heat Pum | Heat Pump | 208 | 3 | False |  |  |  | True | Single-Speed | 232000 | 21886 | 10.6 | 10.4 |  |  | 220000 | 19538 | 3.3 | 3.2 |  |  |  | Federally-Regulated Commercial & Industrial Equipment | 10/28/2014 |  | 10/28/2014
Carrier Corp. - Syracuse | Carrier | 50TFQ00850/60 |  | HSP-A, Single-Package Heat Pum | Heat Pump | 208 | 3 |  |  |  | No Match |  | No Match | 86000 | 9555 | 9 | 8.9 |  | 9.3 | 78000 | 7617 | 3 | 3 | 36000 | 6592 | 1.6 | Federally-Regulated Commercial & Industrial Equipment | 09/21/2000 |  | 02/06/2002
Trane U.S. Inc. | American Standard, Inc. | 4A6C3048A4 (2) | TWE090E3**A* | HRCU-A-CB, Split System: Heat | Heat Pump | 460 | 3 |  |  |  |  | True | Single-Speed | 90000 | 8181 | 11 | 10.8 |  |  | 90000 | 7992 | 3.3 | 3.3 |  |  |  | Federally-Regulated Commercial & Industrial Equipment | 11/30/2011 |  | 12/12/2012
York International | Fraser Johnston | PH090C00A*(2,4,5)***** | NH090C00*(5,6)****** | HRCU-A-CB, Split System: Heat | Heat Pump | 460 | 3 |  |  |  |  | True | Single-Speed | 92000 | 8364 | 11 | 8.9 |  |  | 82000 | 7287 | 3.3 | 3 |  |  |  | Federally-Regulated Commercial & Industrial Equipment | 07/16/2009 |  | 01/24/2011
Carrier Corp. - Syracuse | Carrier | 38BQ0085 | 40BA009 | HRCU-A-CB, Split System: Heat | Heat Pump | 230 | 3 |  |  |  | No Match |  | No Match | 86000 | 9500 | 9.1 | 8.2 |  |  | 86000 | 8000 | 3.2 |  | 47000 | 6600 | 2.1 | Non Federally-Regulated | 05/16/1984 |  | 06/11/1985
Borg Warner | Moncrief | EAHP-T090A | FBHP-S090A | HRCU-A-CB, Split System: Heat | Heat Pump | 208 | 3 |  |  |  | No Match |  | No Match | 93000 | 10134 | 8.5 | 8.2 |  |  | 103000 | 8710 | 3.5 |  | 59000 | 6263 | 2.8 | Non Federally-Regulated | 06/11/1985 |  | 05/11/1988
Carrier Corp. - Syracuse | Bryant Heating & Cooling Systems | 548J(P,E,T)07**********A |  | HSP-A, Single-Package Heat Pum | Heat Pump | 208 | 3 | False |  |  |  | False | Single-Speed | 70000 | 6306 | 11.1 | 10.8 |  |  | 67000 | 5950 | 3.3 | 3.3 |  |  |  | Federally-Regulated Commercial & Industrial Equipment | 10/28/2014 |  | 04/21/2015
Trane U.S. Inc. | American Standard, Inc. | WCH180B30*E* |  | HSP-A, Single-Package Heat Pum | Heat Pump | 208 | 3 |  |  |  | No Match |  | No Match | 176000 | 18924 | 9.3 | 8.5 |  | 8.9 | 160000 | 15626 | 3 | 2.9 | 82000 | 12012 | 2 | Federally-Regulated Commercial & Industrial Equipment | 11/18/1999 |  | 11/21/2001
McQuay International | McQuay International | DPS012AHHE4*C-6 |  | HSP-A, Single-Package Heat Pum | Heat Pump | 460 | 3 | False |  |  |  | True | Variable-Speed | 144000 | 12203 | 11.8 | 10.4 |  |  | 135000 | 11810 | 3.4 | 3.2 |  |  |  | Federally-Regulated Commercial & Industrial Equipment | 08/28/2012 |  | 04/19/2013
Carrier Corp. - Syracuse | Payne | 542EP,FP090 |  | HSP-A, Single-Package Heat Pum | Heat Pump | 208 | 3 |  |  |  | No Match |  | No Match | 86000 | 10238 | 8.4 | 8.2 |  |  | 87000 | 8792 |  |  | 50000 | 7327 |  | Non Federally-Regulated | 06/11/1985 |  | 05/11/1988
Carrier Corp. - Syracuse | Carrier Corp. | 38AUQA12A0*(5,6,1)A* | 40RUQA12T*A(3,5,6,1)A* | HRCU-A-CB, Split System: Heat | Heat Pump | 460 | 3 |  |  |  |  | True | Single-Speed | 112000 | 10181 | 11 | 10.8 |  |  | 106000 | 9413 | 3.3 | 3.3 |  |  |  | Federally-Regulated Commercial & Industrial Equipment | 06/17/2013 |  | 04/20/2015
Rheem Sales Company, Inc. | Rheem | RPDC-101D |  | HSP-A, Single-Package Heat Pum | Heat Pump | 460 | 3 |  |  |  | No Match |  | No Match | 120000 | 13483 | 8.9 | 8.9 |  | 10.3 | 126000 | 12309 | 3 | 3 | 67000 | 9350 | 2.1 | Federally-Regulated Commercial & Industrial Equipment | 12/14/1998 |  | 08/18/1999
Carrier Corp. - Syracuse | Carrier | 38BQ0085 | 40BA009 | HRCU-A-CB, Split System: Heat | Heat Pump | 208 | 3 |  |  |  | No Match |  | No Match | 86000 | 9500 | 9.1 | 8.9 |  |  | 86000 | 8000 | 3.2 | 3 | 47000 | 6600 | 2.1 | Non Federally-Regulated | 07/31/1992 |  | 03/31/1998
York International | Luxaire | EASE-T,W,X180 | FAHP-S180 | HRCU-A-CB, Split System: Heat | Heat Pump | 460 | 3 |  |  |  |  | True | Single-Speed | 166000 | 19080 | 8.7 | 8.5 |  | 9.5 | 184000 | 17986 | 3 | 2.9 | 121000 | 16129 | 2.2 | Federally-Regulated Commercial & Industrial Equipment | 01/18/2008 |  | 01/24/2011
McQuay International | McQuay International | DPS007AHHE2**-4 |  | HSP-A, Single-Package Heat Pum | Heat Pump | 230 | 3 | False |  |  |  | True | Variable-Speed | 89000 | 7177 | 12.4 | 10.8 |  |  | 89000 | 6108 | 4.3 | 3.3 |  |  |  | Federally-Regulated Commercial & Industrial Equipment | 03/02/2012 |  | 08/28/2012
Carrier Corp. - Syracuse | Bryant Heating & Cooling Systems | 548J(P,E,T)14*********(D,E)A |  | HSP-A, Single-Package Heat Pum | Heat Pump | 460 | 3 | False |  |  |  | False | Single-Speed | 142000 | 13396 | 10.6 | 10.4 |  |  | 142000 | 13005 | 3.2 | 3.2 |  |  |  | Federally-Regulated Commercial & Industrial Equipment | 10/28/2014 |  | 04/21/2015
McQuay International | McQuay International | DPS010AHHG2*C-6 |  | HSP-A, Single-Package Heat Pum | Heat Pump | 230 | 3 | False |  |  |  | True | Variable-Speed | 121000 | 10000 | 12.1 | 10.8 |  |  | 112000 | 9432 | 3.5 | 3.3 |  |  |  | Federally-Regulated Commercial & Industrial Equipment | 08/28/2012 |  | 04/19/2013
York International | Coleman | BA-20[E72]***(T,W,X)* |  | HSP-A, Single-Package Heat Pum | Both Heat Pump and Electric Re | 575 | 3 |  |  |  |  | True | Single-Speed | 220000 | 21569 | 10.2 | 8.5 |  | 10.1 | 218000 | 18803 | 3.4 | 2.9 | 130000 | 18154 | 2.1 | Federally-Regulated Commercial & Industrial Equipment | 02/11/2008 |  | 02/24/2011
Carrier Corp. - Syracuse | Keeprite | RHS102H******AA |  | HSP-A, Single-Package Heat Pum | Heat Pump | 208 | 3 | False |  |  |  | False | Single-Speed | 98000 | 8521 | 11.5 | 10.8 |  |  | 94000 | 8348 | 3.3 | 3.3 |  |  |  | Federally-Regulated Commercial & Industrial Equipment | 12/12/2012 |  | 10/28/2014
Carrier Corp. - Syracuse | Payne | PH1SPA/SEA090 | PF1BPH/BEH090GC | HRCU-A-CB, Split System: Heat | Heat Pump | 208 | 3 |  |  |  | No Match |  | No Match | 86000 | 8775 | 9.8 | 8.9 |  |  | 83000 | 8106 | 3 | 3 | 46000 | 6738 | 2 | Federally-Regulated Commercial & Industrial Equipment | 11/18/1999 |  | 07/18/2002
Rheem Sales Company, Inc. | Heil | NRHR10LP30A |  | HSP-A, Single-Package Heat Pum | Heat Pump | 460 | 3 |  |  |  | No Match |  | No Match | 119000 | 13985 | 8.5 |  |  |  | 127000 | 12195 | 2.9 | 2.5 | 68000 | 9665 | 2 | Non Federally-Regulated | 08/23/1990 |  | 07/27/1992
Carrier Corp. - Syracuse | Comfortmaker | RHH102(H,L,S)******TA |  | HSP-A, Single-Package Heat Pum | Heat Pump | 575 | 3 | False |  |  |  | True | Single-Speed | 100000 | 8333 | 12 | 10.8 |  |  | 100000 | 8619 | 3.4 | 3.3 |  |  |  | Federally-Regulated Commercial & Industrial Equipment | 12/12/2012 |  | 10/28/2014
Lennox Industries Inc. | Lennox | HP17-953V-1Y | CB17-95V-1 | HRCU-A-CB, Split System: Heat | Heat Pump | 208 | 3 |  |  |  | No Match |  | No Match | 87000 | 10235 | 8.5 | 8.2 |  |  | 88000 | 8597 |  |  | 51000 | 6794 |  | Non Federally-Regulated | 05/16/1984 |  | 06/11/1985
Inter-City Products Corp. | Airquest | YA075H* | DB080E3*** | HRCU-A-C, Split System: Heat P | Heat Pump | 230 | 3 |  |  |  | No Match |  | No Match | 90000 | 9890 | 9.1 | 8.9 |  |  | 90000 | 8789 | 3 | 3 | 50000 | 6967 | 2.1 | Federally-Regulated Commercial & Industrial Equipment | 04/20/1994 |  | 09/02/1995
York International | Evcon | XA-07[C,E]***(T,W,X)* |  | HSP-A, Single-Package Heat Pum | Both Heat Pump and Electric Re | 208 | 3 |  |  |  |  | True | Single-Speed | 92000 | 8364 | 11 | 8.9 |  | 12.4 | 92000 | 7708 | 3.5 | 3 | 55000 | 7013 | 2.3 | Federally-Regulated Commercial & Industrial Equipment | 01/18/2008 |  | 07/16/2009
Carrier Corp. - Syracuse | Comfortmaker | CHS121(H,L,S)A* | FHS120(M,S)A*A* | HRCU-A-CB, Split System: Heat | Heat Pump | 460 | 3 |  |  |  |  | True | Single-Speed | 112000 | 10181 | 11 | 10.8 |  |  | 106000 | 9414 | 3.3 | 3.3 |  |  |  | Federally-Regulated Commercial & Industrial Equipment | 03/10/2011 |  | 12/12/2012
McQuay International | McQuay International | DPS010AHHG5**-6* |  | HSP-A, Single-Package Heat Pum | Heat Pump | 575 | 3 | False |  |  |  | True | Variable-Speed | 121000 | 10083 | 12 | 10.8 |  |  | 119000 | 10138 | 3.4 | 3.3 |  |  |  | Federally-Regulated Commercial & Industrial Equipment | 04/19/2013 |  | 01/09/2014
York International | Luxaire | BACB-W090A |  | HSP-A, Single-Package Heat Pum | Heat Pump | 460 | 3 |  |  |  | No Match |  | No Match | 87000 | 9886 | 8.8 |  |  |  | 88000 | 8597 |  |  | 47000 | 6888 |  | Non Federally-Regulated | 05/11/1988 |  | 03/15/1989
Carrier Corp. - Syracuse | Day & Night | 548CPX120 |  | HSP-A, Single-Package Heat Pum | Heat Pump | 208 | 3 |  |  |  | No Match |  | No Match | 120000 | 13000 | 9.2 | 8.9 |  |  | 120000 | 10500 | 3.3 | 3 | 64000 | 8600 | 2.2 | Non Federally-Regulated | 07/31/1992 |  | 03/31/1998
York International | Fraser Johnston | EAHP-W120A | FBHP-S120A | HRCU-A-CB, Split System: Heat | Heat Pump | 460 | 3 |  |  |  | No Match |  | No Match | 118000 | 14390 | 8.2 |  |  |  | 129000 | 12602 |  |  | 76000 | 9281 |  | Non Federally-Regulated | 05/11/1988 |  | 03/15/1989
Rheem Sales Company, Inc. | Ruud | UPDC-101D* |  | HSP-A, Single-Package Heat Pum | Heat Pump | 460 | 3 |  |  |  | No Match |  | No Match | 120000 | 13400 | 9 | 8.9 |  |  | 126000 | 11875 | 3 | 3 | 67000 | 9345 | 2.1 | Non Federally-Regulated | 07/31/1992 |  | 01/26/1993
York International | York | E1FB240 | F1EH240 | HRCU-A-CB, Split System: Heat | Heat Pump | 208 | 3 |  |  |  |  | True | Single-Speed | 214000 | 24884 | 8.6 | 8.5 |  | 9.6 | 218000 | 22045 | 2.9 | 2.9 | 138000 | 19271 | 2.1 | Federally-Regulated Commercial & Industrial Equipment | 01/18/2008 |  | 02/24/2011
Carrier Corp. - Syracuse | Comfortmaker | RHH090(H,L,S)******AA |  | HSP-A, Single-Package Heat Pum | Heat Pump | 230 | 3 | False |  |  |  | True | Single-Speed | 90000 | 7438 | 12.1 | 10.8 |  |  | 84000 | 7033 | 3.5 | 3.3 |  |  |  | Federally-Regulated Commercial & Industrial Equipment | 10/28/2014 |  | 10/28/2014
Carrier Corp. - Syracuse | Carrier Corp. | 50HCQ*08***(5,6,1)A***(A,C,D,F)* |  | HSP-A, Single-Package Heat Pum | Heat Pump | 208 | 3 | False |  |  |  | True | Single-Speed | 90000 | 7438 | 12.1 | 10.8 |  |  | 84000 | 7033 | 3.5 | 3.3 |  |  |  | Federally-Regulated Commercial & Industrial Equipment | 12/12/2012 |  | 10/28/2014
Rheem Sales Company, Inc. | Ruud | UPWA-100DAS | UHPA-100G | HRCU-A-CB, Split System: Heat | Heat Pump | 460 | 3 |  |  |  | No Match |  | No Match | 119000 | 14880 | 8 | 8.2 |  |  | 118000 | 12345 |  |  | 61000 | 9405 |  | Non Federally-Regulated | 06/11/1985 |  | 05/11/1988
International Comfort Products | Kenmore | PH*120N2HA* |  | HSP-A, Single-Package Heat Pum | Heat Pump | 230 | 3 |  |  |  | No Match |  | No Match | 123000 | 13516 | 9.1 | 8.9 |  | 9.5 | 123000 | 11625 | 3.1 | 3 | 71000 | 10401 | 2 | Federally-Regulated Commercial & Industrial Equipment | 05/22/2000 |  | 09/20/2001
York International | Fraser Johnston | BACB-(T/W/X)240(A/E) |  | HSP-A, Single-Package Heat Pum | Heat Pump | 208 | 3 |  |  |  | No Match |  | No Match | 222000 | 26117 | 8.5 | 8.5 |  | 8 | 226000 | 22072 | 3 | 2.9 | 120000 | 17579 | 2 | Federally-Regulated Commercial & Industrial Equipment | 07/31/2002 |  | 01/18/2008
Carrier Corp. - Syracuse | Day & Night | CHS121(H,L,S)A* | FHS120(M,S)A*A* | HRCU-A-CB, Split System: Heat | Heat Pump | 208 | 3 |  |  |  |  | True | Single-Speed | 112000 | 10181 | 11 | 10.8 |  |  | 106000 | 9414 | 3.3 | 3.3 |  |  |  | Federally-Regulated Commercial & Industrial Equipment | 03/10/2011 |  | 12/12/2012
Carrier Corp. - Syracuse | Carrier Corp. | 50TCQ*17***(5,6,1)A***(A,C,D,F)* |  | HSP-A, Single-Package Heat Pum | Heat Pump | 230 | 3 | False |  |  |  | True | Single-Speed | 172000 | 15925 | 10.8 | 10.4 |  |  | 166000 | 14742 | 3.3 | 3.2 |  |  |  | Federally-Regulated Commercial & Industrial Equipment | 12/12/2012 |  | 05/09/2013
Carrier Corp. - Syracuse | Payne | 542EP120 |  | HSP-A, Single-Package Heat Pum | Heat Pump | 208 | 3 |  |  |  | No Match |  | No Match | 119000 | 14600 | 8.2 | 8.2 |  |  | 119000 | 12300 |  |  | 64000 | 9200 |  | Non Federally-Regulated | 06/11/1985 |  | 05/11/1988
Rheem Sales Company, Inc. | Rheem | RPDB-075C |  | HSP-A, Single-Package Heat Pum | Heat Pump | 230 | 3 |  |  |  | No Match |  | No Match | 88000 | 10730 | 8.2 | 8.2 |  |  | 88000 | 8595 |  |  | 46000 | 6740 |  | Non Federally-Regulated | 06/11/1985 |  | 05/11/1988
International Comfort Products | Airquest | PH*090N2LA |  | HSP-A, Single-Package Heat Pum | Heat Pump | 460 | 3 |  |  |  | No Match |  | No Match | 91000 | 9784 | 9.3 | 8.9 |  | 10.4 | 90000 | 8508 | 3.1 | 3 | 48000 | 6862 | 2.1 | Federally-Regulated Commercial & Industrial Equipment | 12/14/1998 |  | 08/17/1999
Carrier Corp. - Syracuse | Comfortmaker | RHH102(H,L,S)******TA |  | HSP-A, Single-Package Heat Pum | Heat Pump | 460 | 3 | False |  |  |  | True | Single-Speed | 100000 | 8333 | 12 | 10.8 |  |  | 100000 | 8619 | 3.4 | 3.3 |  |  |  | Federally-Regulated Commercial & Industrial Equipment | 12/12/2012 |  | 10/28/2014
York International | York | BP240[E72]***(2,4,5)* |  | HSP-A, Single-Package Heat Pum | Both Heat Pump and Electric Re | 208 | 3 |  |  |  |  | True | Single-Speed | 220000 | 21569 | 10.2 | 8.5 |  | 10.1 | 218000 | 18803 | 3.4 | 2.9 | 130000 | 18154 | 2.1 | Federally-Regulated Commercial & Industrial Equipment | 02/11/2008 |  | 02/24/2011
Trane U.S. Inc. | General Electric | BWA180C3K | BWV180B | HRCU-A-CB, Split System: Heat | Heat Pump | 230 | 3 |  |  |  | No Match |  | No Match | 182000 | 22000 | 8.3 |  |  |  | 172000 | 18300 |  |  | 101000 | 15200 |  | Non Federally-Regulated | 05/16/1984 |  | 06/11/1985
Carrier Corp. - Syracuse | Tempstar | RHS(240)(H,L,S)******AA |  | HSP-A, Single-Package Heat Pum | Heat Pump | 230 | 3 | False |  |  |  | True | Single-Speed | 232000 | 21886 | 10.6 | 10.4 |  |  | 220000 | 19538 | 3.3 | 3.2 |  |  |  | Federally-Regulated Commercial & Industrial Equipment | 04/21/2014 |  | 10/28/2014
York International | Evcon | ECSE-T/W090 | FCHP-S090 | HRCU-A-CB, Split System: Heat | Heat Pump | 230 | 3 |  |  |  | No Match |  | No Match | 83000 | 9222 | 9 | 8.9 |  |  | 78000 | 7617 | 3 | 3 | 51000 | 6496 | 2.3 | Federally-Regulated Commercial & Industrial Equipment | 06/19/2003 |  | 01/18/2008
Addison Products | Addison Products | DFH244*3E**** | 40RR034 | HSP-A, Single-Package Heat Pum | Heat Pump | 208 | 3 |  |  |  | No Match |  | No Match | 316512 | 40828 | 9.5 | 8.5 |  |  | 339600 | 34888 | 3.4 | 2.9 | 194998 | 27708 | 2.6 | Federally-Regulated Commercial & Industrial Equipment | 11/03/1994 |  | 04/07/1996
Carrier Corp. - Syracuse | Day & Night | 548DP/E102-AA |  | HSP-A, Single-Package Heat Pum | Heat Pump | 208 | 3 |  |  |  | No Match |  | No Match | 96000 | 10786 | 8.9 | 8.9 |  | 8.9 | 93000 | 8792 | 3.1 | 3 | 43000 | 7327 | 1.7 | Federally-Regulated Commercial & Industrial Equipment | 03/31/1998 |  | 05/09/1998
Rheem Sales Company, Inc. | Ruud | UJKB-A090D |  | HSP-A, Single-Package Heat Pum | Heat Pump | 460 | 3 |  |  |  | No Match |  | No Match | 89000 | 9673 | 9.2 | 8.9 |  | 12.1 | 90000 | 8789 | 3 | 3 | 52500 | 7691 | 2 | Federally-Regulated Commercial & Industrial Equipment | 05/22/2000 |  | 11/21/2001
Carrier Corp. - Syracuse | Bryant Heating & Cooling Systems | 549J(P,E,T)09**********A |  | HSP-A, Single-Package Heat Pum | Heat Pump | 575 | 3 | False |  |  |  | True | Single-Speed | 100000 | 8333 | 12 | 10.8 |  |  | 100000 | 8619 | 3.4 | 3.3 |  |  |  | Federally-Regulated Commercial & Industrial Equipment | 11/30/2011 |  | 04/19/2013
Carrier Corp. - Syracuse | Carrier | 50HJQ014501/601 |  | HSP-A, Single-Package Heat Pum | Heat Pump | 230 | 3 |  |  |  | No Match |  | No Match | 240000 | 28800 | 9.8 | 8.5 |  | 12.4 | 240000 | 24700 | 3.2 | 2.9 | 72000 | 18700 | 2.1 | Federally-Regulated Commercial & Industrial Equipment | 10/24/1997 |  | 03/31/1998
Carrier Corp. - Syracuse | Carrier Corp. | 50TCQ*24***(5,6,1)A***(G,J,K,M)*-VERT |  | HSP-A, Single-Package Heat Pum | Heat Pump | 208 | 3 | False |  |  |  | True | Single-Speed | 232000 | 21886 | 10.6 | 10.4 |  |  | 220000 | 19538 | 3.3 | 3.2 |  |  |  | Federally-Regulated Commercial & Industrial Equipment | 04/21/2014 |  | 10/28/2014
Addison Products | Addison Products | DFH414*4E**** | 40RR028 | HSP-A, Single-Package Heat Pum | Heat Pump | 460 | 3 |  |  |  | No Match |  | No Match | 357900 | 38100 | 9.4 | 7.5 |  | 9.8 | 379400 | 34700 | 3.2 |  | 240100 | 27600 | 2.5 | Voluntarily Certified | 11/03/1994 |  | 04/07/1996
Carrier Corp. | Payne | 548CPX120000AB** |  | HSP-A, Single-Package Heat Pum | Heat Pump | 230 | 3 |  |  |  | No Match |  | No Match | 113000 | 12555 | 9 | 8.9 |  | 9.8 | 116000 | 10830 | 3.1 | 3 | 65000 | 9430 | 2 | Non Federally-Regulated | 05/07/1992 |  | 03/08/1996
Carrier Corp. - Syracuse | Bryant Air Conditioning | 541APX/AEX120 | 524APH/AEH120GC | HRCU-A-CB, Split System: Heat | Heat Pump | 460 | 3 |  |  |  | No Match |  | No Match | 108000 | 12134 | 8.9 | 8.9 |  |  | 111000 | 10840 | 3 | 3 | 62000 | 9082 | 2 | Federally-Regulated Commercial & Industrial Equipment | 11/18/1999 |  | 07/18/2002
Rheem Sales Company, Inc. | Heil | NCHR10H001B | NEPR10M030A | HRCU-A-CB, Split System: Heat | Heat Pump | 208 | 3 |  |  |  | No Match |  | No Match | 118000 | 14390 | 8.2 |  |  |  | 118000 | 12350 | 2.8 | 2.5 | 60000 | 8790 | 2 | Non Federally-Regulated | 08/23/1990 |  | 07/27/1992
International Comfort Products | Airquest | PHE090S***** |  | HSP-A, Single-Package Heat Pum | Heat Pump | 575 | 3 |  |  |  | No Match |  | No Match | 87000 | 8613 | 10.1 | 8.9 |  |  | 83000 | 7599 | 3.2 | 3 | 47000 | 6259 | 2.2 | Federally-Regulated Commercial & Industrial Equipment | 03/21/2002 |  | 09/25/2002
McQuay International | McQuay International | DPS007AHHE4*C-4 |  | HSP-A, Single-Package Heat Pum | Heat Pump | 460 | 3 | False |  |  |  | True | Variable-Speed | 89000 | 7177 | 12.4 | 10.8 |  |  | 89000 | 6108 | 4.3 | 3.3 |  |  |  | Federally-Regulated Commercial & Industrial Equipment | 03/02/2012 |  | 08/28/2012
Trane U.S. Inc. | Trane | 2TWA0072A3 | TWE090A | HRCU-A-CB, Split System: Heat | Heat Pump | 200 | 3 |  |  |  | No Match |  | No Match | 70000 | 6603 | 10.6 | 8.9 |  |  | 64500 | 5558 | 3.4 | 3 | 41000 | 4805 | 2.5 | Federally-Regulated Commercial & Industrial Equipment | 06/19/2003 |  | 01/24/2011
Rheem Sales Company, Inc. | Rheem | RPWA-100CAS | RHPA-100G | HRCU-A-CB, Split System: Heat | Heat Pump | 230 | 3 |  |  |  | No Match |  | No Match | 119000 | 14880 | 8 | 8.2 |  |  | 118000 | 12345 |  |  | 61000 | 9405 |  | Non Federally-Regulated | 05/16/1984 |  | 06/11/1985
Carrier Corp. - Syracuse | Carrier | 50HJQ00850/60 |  | HSP-A, Single-Package Heat Pum | Heat Pump | 460 | 3 |  |  |  | No Match |  | No Match | 88000 | 8800 | 10 | 8.9 |  | 10.8 | 87000 | 7965 | 3.2 | 3 | 48000 | 7031 | 2 | Federally-Regulated Commercial & Industrial Equipment | 07/31/2002 |  | 09/25/2002
York International | Luxaire | BA-12C00*T/W/X***** |  | HSP-A, Single-Package Heat Pum | Heat Pump | 208 | 3 |  |  |  | No Match |  | No Match | 144000 | 15483 | 9.3 | 8.5 |  | 11 | 142000 | 13421 | 3.1 | 2.9 | 91000 | 12696 | 2.1 | Federally-Regulated Commercial & Industrial Equipment | 07/31/2002 |  | 01/18/2008
Rheem Sales Company, Inc. | Amana | LHA100A003A |  | HSP-A, Single-Package Heat Pum | Heat Pump | 208 | 3 |  |  |  | No Match |  | No Match | 120000 | 13400 | 9 | 8.9 |  |  | 126000 | 11875 | 3.1 | 3 | 67000 | 9345 | 2.1 | Non Federally-Regulated | 01/26/1993 |  | 09/02/1995
Carrier Corp. - Syracuse | Airquest | RHS102H******** |  | HSP-A, Single-Package Heat Pum | Heat Pump | 230 | 3 | False |  |  |  | False | Single-Speed | 99000 | 8839 | 11.2 | 10.8 |  |  | 96000 | 8525 | 3.3 | 3.3 |  |  |  | Federally-Regulated Commercial & Industrial Equipment | 11/30/2011 |  | 12/12/2012
Rheem Sales Company, Inc. | Ruud | UPWA-150DAS | UHPA-150G | HRCU-A-CB, Split System: Heat | Heat Pump | 460 | 3 |  |  |  | No Match |  | No Match | 176400 | 21600 | 8.2 |  |  |  | 177800 | 19200 | 2.7 |  | 93800 | 17500 | 1.6 | Non Federally-Regulated | 06/11/1985 |  | 05/11/1988
Carrier Corp. - Syracuse | Carrier | 38AQ0166 + 38AQ0166 | 40RR034 | HSP-A, Single-Package Heat Pum | Heat Pump | 460 | 3 |  |  |  | No Match |  | No Match | 316512 | 40828 | 8.1 | 7.5 |  |  | 339600 | 34888 | 2.7 |  | 194998 | 27708 | 1.8 | Non Federally-Regulated | 09/08/1982 |  | 08/30/1983
York International | Fraser Johnston | BACB-T/-W180A/E |  | HSP-A, Single-Package Heat Pum | Heat Pump | 208 | 3 |  |  |  | No Match |  | No Match | 164000 | 18636 | 8.8 | 8.5 |  | 8.5 | 174000 | 16998 | 3 | 2.9 | 90000 | 13188 | 2 | Federally-Regulated Commercial & Industrial Equipment | 12/01/1997 |  | 03/31/1998
Rheem Sales Company, Inc. | Tempstar | NCHR15H001B | NEPR15M050A | HRCU-A-CB, Split System: Heat | Heat Pump | 208 | 3 |  |  |  | No Match |  | No Match | 177000 | 21900 | 8.1 |  |  |  | 177000 | 17280 | 3 | 2.5 | 93000 | 13620 | 2 | Non Federally-Regulated | 03/07/1988 |  | 02/22/1990
Trane U.S. Inc. | Trane Unitary Products Group | WSC072E4*0A |  | HSP-A, Single-Package Heat Pum | Heat Pump | 460 | 3 |  |  |  |  | True | Single-Speed | 75000 | 6579 | 11.4 | 8.9 |  |  | 71000 | 5949 | 3.5 | 3 |  |  |  | Federally-Regulated Commercial & Industrial Equipment | 11/25/2009 |  | 12/12/2012
Carrier Corp. - Syracuse | Arcoaire | CHS121(H,L,S)A* | FHS120(M,S)**A0* | HRCU-A-CB, Split System: Heat | Heat Pump | 208 | 3 |  |  |  |  | True | Single-Speed | 112000 | 10181 | 11 | 10.8 |  |  | 106000 | 9413 | 3.3 | 3.3 |  |  |  | Federally-Regulated Commercial & Industrial Equipment | 07/18/2013 |  | 10/28/2014
Rheem Sales Company, Inc. | Rheem | RPWC-100C | RHGF-100Z | HRCU-A-CB, Split System: Heat | Heat Pump | 208 | 3 |  |  |  | No Match |  | No Match | 118000 | 12826 | 9.2 | 8.9 |  |  | 125000 | 11814 | 3.1 | 3 | 68000 | 9487 | 2.1 | Federally-Regulated Commercial & Industrial Equipment | 05/22/2000 |  | 05/23/2000
Rheem Sales Company, Inc. | Century | HR075-3SZ | AHH100-Z | HRCU-A-CB, Split System: Heat | Heat Pump | 208 | 3 |  |  |  | No Match |  | No Match | 92000 | 9583 | 9.6 | 8.9 |  |  | 88000 | 8059 | 3.2 | 3 | 57500 | 7660 | 2.2 | Federally-Regulated Commercial & Industrial Equipment | 02/03/1998 |  | 03/31/1998
McQuay International | McQuay International | DPS012AHHW2**-6 |  | HSP-A, Single-Package Heat Pum | Heat Pump | 208 | 3 | False |  |  |  | True | Variable-Speed | 144000 | 12203 | 11.8 | 10.4 |  |  | 140000 | 11429 | 3.6 | 3.2 |  |  |  | Federally-Regulated Commercial & Industrial Equipment | 03/02/2012 |  | 08/28/2012
York International | York | E1FB180 | F1EH180 | HRCU-A-CB, Split System: Heat | Heat Pump | 208 | 3 |  |  |  | No Match |  | No Match | 166000 | 19080 | 8.7 | 8.5 |  | 9.5 | 184000 | 17970 | 3 | 2.9 | 121000 | 16114 | 2.2 | Federally-Regulated Commercial & Industrial Equipment | 05/21/2002 |  | 07/18/2002
Lennox Industries Inc. | Lennox | DSSP1-180 |  | HSP-A, Single-Package Heat Pum | Heat Pump | 460 | 3 |  |  |  | No Match |  | No Match | 171000 | 22250 | 7.6 | 7.5 |  |  | 170000 | 17500 |  |  | 97000 | 14200 |  | Non Federally-Regulated | 01/05/1982 |  | 05/16/1984
Carrier Corp. - Syracuse | Bryant Heating & Cooling Systems | 549J(P,E,T)08*********(D,E)A |  | HSP-A, Single-Package Heat Pum | Heat Pump | 575 | 3 | False |  |  |  | True | Single-Speed | 90000 | 7438 | 12.1 | 10.8 |  |  | 84000 | 7033 | 3.5 | 3.3 |  |  |  | Federally-Regulated Commercial & Industrial Equipment | 12/12/2012 |  | 10/28/2014
Rheem Sales Company, Inc. | Airquest | NCHR10H001B | NEPR10M030A | HRCU-A-CB, Split System: Heat | Heat Pump | 208 | 3 |  |  |  | No Match |  | No Match | 118000 | 14390 | 8.2 |  |  |  | 118000 | 12350 | 2.8 | 2.5 | 60000 | 8790 | 2 | Non Federally-Regulated | 08/23/1990 |  | 07/27/1992
York International | Coleman | XA-06[C,E]***(T,W,X)***6 |  | HSP-A, Single-Package Heat Pum | Both Heat Pump and Electric Re | 460 | 3 | False |  |  |  | True | Single-Speed | 78000 | 6782 | 11.5 | 10.8 |  |  | 75000 | 6561 | 3.4 | 3.3 |  |  |  | Federally-Regulated Commercial & Industrial Equipment | 04/19/2013 |  | 01/09/2014
Trane U.S. Inc. | Trane Unitary Products Group | 4TWA3048A3 (2) | TWE090E1**A* | HRCU-A-CB, Split System: Heat | Heat Pump | 208 | 3 |  |  |  |  | True | Single-Speed | 90000 | 8181 | 11 | 10.8 |  |  | 90000 | 7992 | 3.3 | 3.3 |  |  |  | Federally-Regulated Commercial & Industrial Equipment | 11/30/2011 |  | 12/12/2012
Addison Products | Addison Products | DFH304*4E**** | 40RR044 | HSP-A, Single-Package Heat Pum | Heat Pump | 460 | 3 |  |  |  | No Match |  | No Match | 420805 | 56160 | 9.6 | 7.5 |  |  | 496199 | 48260 | 3.2 |  | 294398 | 38800 | 2.5 | Voluntarily Certified | 11/03/1994 |  | 04/07/1996
Carrier Corp. - Syracuse | Bryant Heating & Cooling Systems | 548J(P,E,T)24*********(A,B)A-HORZ |  | HSP-A, Single-Package Heat Pum | Heat Pump | 575 | 3 | False |  |  |  | True | Single-Speed | 232000 | 21886 | 10.6 | 10.4 |  |  | 220000 | 19538 | 3.3 | 3.2 |  |  |  | Federally-Regulated Commercial & Industrial Equipment | 10/28/2014 |  | 04/21/2015
Carrier Corp. - Syracuse | Carrier | 38AQ0165 + 38AQ0165 | 40RR034 | HRCU-A-CB, Split System: Heat | Heat Pump | 230 | 3 |  |  |  | No Match |  | No Match | 316512 | 40828 | 7.8 |  |  |  | 339600 | 34888 |  |  | 194998 | 27708 |  | Non Federally-Regulated | 06/11/1985 |  | 05/11/1988
Carrier Corp. - Syracuse | Payne | 542DP090 |  | HSP-A, Single-Package Heat Pum | Heat Pump | 230 | 3 |  |  |  | No Match |  | No Match | 87000 | 10200 | 8.5 | 8.2 |  |  | 89000 | 8800 |  |  | 49000 | 7300 |  | Non Federally-Regulated | 08/29/1986 |  | 05/11/1988
York International | Luxaire | BA-10C00*T/W/X***** |  | HSP-A, Single-Package Heat Pum | Heat Pump | 575 | 3 |  |  |  | No Match |  | No Match | 120000 | 11650 | 10.3 | 8.9 |  | 10 | 113000 | 10346 | 3.2 | 3 | 60000 | 7990 | 2.2 | Federally-Regulated Commercial & Industrial Equipment | 07/31/2002 |  | 01/18/2008
Carrier Corp. - Syracuse | Airquest | RHH090(H,L,S)******AA |  | HSP-A, Single-Package Heat Pum | Heat Pump | 208 | 3 | False |  |  |  | True | Single-Speed | 90000 | 7438 | 12.1 | 10.8 |  |  | 84000 | 7033 | 3.5 | 3.3 |  |  |  | Federally-Regulated Commercial & Industrial Equipment | 10/28/2014 |  | 10/28/2014
Carrier Corp. - Syracuse | Carrier | 50TJQ00950/60 |  | HSP-A, Single-Package Heat Pum | Heat Pump | 208 | 3 |  |  |  | No Match |  | No Match | 96000 | 10786 | 8.9 | 8.9 |  | 8.9 | 93000 | 8792 | 3.1 | 3 | 43000 | 7327 | 1.7 | Federally-Regulated Commercial & Industrial Equipment | 03/31/1998 |  | 05/09/1998
York International | York | XP150[C,E]***(2,4,5)* |  | HSP-A, Single-Package Heat Pum | Both Heat Pump and Electric Re | 575 | 3 |  |  |  |  | True | Single-Speed | 150000 | 13636 | 11 | 8.5 |  | 11.9 | 144000 | 13196 | 3.2 | 2.9 | 90000 | 11997 | 2.2 | Federally-Regulated Commercial & Industrial Equipment | 01/18/2008 |  | 01/24/2011
Rheem Sales Company, Inc. | Rheem | RPWC-100C | RHGF-100Z | HRCU-A-CB, Split System: Heat | Heat Pump | 208 | 3 |  |  |  | No Match |  | No Match | 116000 | 13033 | 8.9 | 8.9 |  |  | 125000 | 11814 | 3.1 | 3 | 68000 | 9487 | 2.1 | Federally-Regulated Commercial & Industrial Equipment | 02/06/2002 |  | 07/18/2002
York International | Luxaire | BBCB-(T/W/X)180(A/E) |  | HSP-A, Single-Package Heat Pum | Heat Pump | 208 | 3 |  |  |  | No Match |  | No Match | 164000 | 16565 | 9.9 | 8.5 |  | 9.5 | 172000 | 15748 | 3.2 | 2.9 | 102000 | 14231 | 2.1 | Federally-Regulated Commercial & Industrial Equipment | 07/31/2002 |  | 01/18/2008
York International | York | B1CH090A46 |  | HSP-A, Single-Package Heat Pum | Heat Pump | 460 | 3 |  |  |  | No Match |  | No Match | 87000 | 9886 | 8.8 | 8.2 |  |  | 88000 | 8597 |  |  | 47000 | 6888 |  | Non Federally-Regulated | 02/22/1990 |  | 07/31/1992
York International | York | B1HN090N130/16525/46 |  | HSP-A, Single-Package Heat Pum | Heat Pump | 208 | 3 |  |  |  | No Match |  | No Match | 87000 | 9666 | 9 | 8.9 |  |  | 89000 | 8694 | 3 | 3 | 49000 | 7180 | 2 | Federally-Regulated Commercial & Industrial Equipment | 02/03/1998 |  | 03/31/1998
York International | York | E3FB090A25/46 | F3EH090A33 | HRCU-A-CB, Split System: Heat | Heat Pump | 208 | 3 |  |  |  | No Match |  | No Match | 83000 | 9222 | 9 | 8.9 |  |  | 78000 | 7617 | 3 | 3 | 51000 | 6496 | 2.3 | Federally-Regulated Commercial & Industrial Equipment | 11/21/2001 |  | 07/18/2002
McQuay International | McQuay International | DPS012AHHG2*C-6 |  | HSP-A, Single-Package Heat Pum | Heat Pump | 230 | 3 | False |  |  |  | True | Variable-Speed | 144000 | 12203 | 11.8 | 10.4 |  |  | 140000 | 11429 | 3.6 | 3.2 |  |  |  | Federally-Regulated Commercial & Industrial Equipment | 03/02/2012 |  | 08/28/2012
Carrier Corp. | Carrier | 50EQ0285 |  | HSP-A, Single-Package Heat Pum | Heat Pump | 208 | 3 |  |  |  | No Match |  | No Match | 270000 | 33500 | 8.1 |  |  |  | 276000 | 27400 | 2.9 |  | 163000 | 23000 | 2.1 | Voluntarily Certified | 02/07/1988 |  | 07/27/1992
Carrier Corp. - Syracuse | Comfortmaker | CHS091(H,L,S)A* | FHS091(M,S,K)**A0* | HRCU-A-CB, Split System: Heat | Heat Pump | 460 | 3 |  |  |  |  | True | Single-Speed | 89000 | 8090 | 11 | 10.8 |  |  | 87000 | 7726 | 3.3 | 3.3 |  |  |  | Federally-Regulated Commercial & Industrial Equipment | 07/18/2013 |  | 10/28/2014
Rheem Sales Company, Inc. | Tempstar | NRHR10HP30A |  | HSP-A, Single-Package Heat Pum | Heat Pump | 208 | 3 |  |  |  | No Match |  | No Match | 119000 | 13985 | 8.5 | 8.2 |  |  | 127000 | 12195 | 3.1 |  | 68000 | 9665 | 2.1 | Non Federally-Regulated | 02/22/1990 |  | 09/17/1991
York International | York | BP240[E54]***(2,4,5)* |  | HSP-A, Single-Package Heat Pum | Both Heat Pump and Electric Re | 575 | 3 |  |  |  |  | True | Single-Speed | 224000 | 21961 | 10.2 | 8.5 |  | 10.1 | 218000 | 18803 | 3.4 | 2.9 | 129000 | 18014 | 2.1 | Federally-Regulated Commercial & Industrial Equipment | 02/11/2008 |  | 02/24/2011
York International | Coleman | BB-20[C,E18,E36]***(T,W,X)* |  | HSP-A, Single-Package Heat Pum | Both Heat Pump and Electric Re | 460 | 3 |  |  |  |  | True | Single-Speed | 218000 | 22947 | 9.5 | 8.5 |  | 10.2 | 210000 | 19866 | 3.1 | 2.9 | 130000 | 19062 | 2 | Federally-Regulated Commercial & Industrial Equipment | 01/18/2008 |  | 01/24/2011
Carrier Corp. - Syracuse | Carrier | 38AQ0165 + 0165 + 0165 | 40RR054 | HRCU-A-CB, Split System: Heat | Heat Pump | 208 | 3 |  |  |  | No Match |  | No Match | 485102 | 64045 | 7.6 | 7.5 |  |  | 554117 | 52915 |  |  | 337211 | 43555 |  | Non Federally-Regulated | 08/30/1983 |  | 06/11/1985
Lennox Industries Inc. | Armstrong | LHA090H* |  | HSP-A, Single-Package Heat Pum | Heat Pump | 208 | 3 |  |  |  | No Match |  | No Match | 89000 | 7739 | 11.5 | 8.9 |  | 12 | 90000 | 7992 | 3.3 | 3 | 52000 | 7257 | 2.1 | Federally-Regulated Commercial & Industrial Equipment | 02/03/1998 |  | 03/31/1998
York International | Fraser Johnston | BACB-(T/W/X)180(A/E) |  | HSP-A, Single-Package Heat Pum | Heat Pump | 208 | 3 |  |  |  | No Match |  | No Match | 164000 | 18636 | 8.8 | 8.5 |  | 8.5 | 174000 | 16993 | 3 | 2.9 | 90000 | 13184 | 2 | Federally-Regulated Commercial & Industrial Equipment | 07/31/2002 |  | 01/18/2008
Carrier Corp. - Syracuse | Keeprite | RHS(120,121)(H,L,S)******** |  | HSP-A, Single-Package Heat Pum | Heat Pump | 208 | 3 | False |  |  |  | False | Single-Speed | 116000 | 10545 | 11 | 10.8 |  |  | 116000 | 9999 | 3.4 | 3.3 |  |  |  | Federally-Regulated Commercial & Industrial Equipment | 11/30/2011 |  | 12/12/2012
Trane U.S. Inc. | Trane Unitary Products Group | WSC090E3*0A |  | HSP-A, Single-Package Heat Pum | Heat Pump | 208 | 3 | False |  |  |  | True | Single-Speed | 89000 | 8018 | 11.1 | 10.8 |  |  | 86000 | 7413 | 3.4 | 3.3 |  |  |  | Federally-Regulated Commercial & Industrial Equipment | 12/12/2012 |  | 08/28/2014
Trane U.S. Inc. | Trane | RPUB-C103-A*A | BPCB-C10*-A*A | HRCU-A-CB, Split System: Heat | Heat Pump | 230 | 3 |  |  |  | No Match |  | No Match | 118000 | 14300 | 8.3 | 8.2 |  |  | 120000 | 11550 |  |  | 70000 | 9550 |  | Non Federally-Regulated | 05/16/1984 |  | 06/11/1985
Carrier Corp. - Syracuse | Bryant Heating & Cooling Systems | 575J(P,E,T)25D000* | 524J(E,P,T)25H200A** | HRCU-A-CB, Split System: Heat | Heat Pump | 460 | 3 |  |  |  |  | True | Single-Speed | 222000 | 20747 | 10.7 | 10.4 |  |  | 214000 | 17919 | 3.5 | 3.2 |  |  |  | Federally-Regulated Commercial & Industrial Equipment | 07/18/2013 |  | 04/20/2015
Trane U.S. Inc. | American Standard, Inc. | 4A6C3048A3 | TWE090E1**A* | HRCU-A-CB, Split System: Heat | Heat Pump | 208 | 3 |  |  |  |  | True | Single-Speed | 90000 | 8181 | 11 | 10.8 |  |  | 90000 | 7992 | 3.3 | 3.3 |  |  |  | Federally-Regulated Commercial & Industrial Equipment | 08/24/2011 |  | 10/05/2011
Carrier Corp. - Syracuse | Airquest | RHH(120,121)(H,L,S)******TA |  | HSP-A, Single-Package Heat Pum | Heat Pump | 230 | 3 | False |  |  |  | True | Single-Speed | 119000 | 9674 | 12.3 | 10.8 |  |  | 116000 | 9713 | 3.5 | 3.3 |  |  |  | Federally-Regulated Commercial & Industrial Equipment | 12/12/2012 |  | 10/28/2014
McQuay International | McQuay International | DPS010AHHY4*C-4 |  | HSP-A, Single-Package Heat Pum | Heat Pump | 460 | 3 | False |  |  |  | True | Variable-Speed | 120000 | 9836 | 12.2 | 10.8 |  |  | 118000 | 9005 | 3.8 | 3.3 |  |  |  | Federally-Regulated Commercial & Industrial Equipment | 03/02/2012 |  | 08/28/2012
Carrier Corp. - Syracuse | Bryant Heating & Cooling Systems | 548JP08*********(A,B)A |  | HSP-A, Single-Package Heat Pum | Heat Pump | 208 | 3 | False |  |  |  | False | Single-Speed | 87000 | 7767 | 11.2 | 10.8 |  |  | 86000 | 7413 | 3.4 | 3.3 |  |  |  | Federally-Regulated Commercial & Industrial Equipment | 10/28/2014 |  | 04/21/2015
McQuay International | McQuay International | DPS012AHHY2**-4 |  | HSP-A, Single-Package Heat Pum | Heat Pump | 230 | 3 | False |  |  |  | True | Variable-Speed | 144000 | 12100 | 11.9 | 10.4 |  |  | 138000 | 11234 | 3.6 | 3.2 |  |  |  | Federally-Regulated Commercial & Industrial Equipment | 03/02/2012 |  | 08/28/2012
Trane U.S. Inc. | Trane Unitary Products Group | WC(D,H)150EWA*B |  | HSP-A, Single-Package Heat Pum | Both Heat Pump and Electric Re | 208 | 3 | False |  |  |  | False | Single-Speed | 146000 | 13272 | 11 | 10.4 |  |  | 146000 | 13371 | 3.2 | 3.2 |  |  |  | Federally-Regulated Commercial & Industrial Equipment | 03/02/2012 |  | 08/28/2012
Carrier Corp. - Syracuse | Keeprite | RHS072(H,L,S)******A |  | HSP-A, Single-Package Heat Pum | Both Heat Pump and Electric Re | 230 | 3 |  |  |  |  | False | Single-Speed | 70000 | 6306 | 11.1 | 8.9 |  |  | 67000 | 5954 | 3.3 | 3 |  |  |  | Federally-Regulated Commercial & Industrial Equipment | 07/16/2009 |  | 12/12/2012
Lennox Industries Inc. | Lennox | LHA120H* |  | HSP-A, Single-Package Heat Pum | Heat Pump | 208 | 3 |  |  |  | No Match |  | No Match | 118000 | 11456 | 10.3 | 8.9 |  | 11.3 | 120000 | 10657 | 3.3 | 3 | 72000 | 10048 | 2.1 | Federally-Regulated Commercial & Industrial Equipment | 03/31/1998 |  | 05/09/1998
York International | Johnson Controls | J06XP[C,E]***(2,4,5)***6 |  | HSP-A, Single-Package Heat Pum | Both Heat Pump and Electric Re | 208 | 3 | False |  |  |  | True | Single-Speed | 78000 | 6782 | 11.5 | 10.8 |  |  | 75000 | 6561 | 3.4 | 3.3 |  |  |  | Federally-Regulated Commercial & Industrial Equipment | 04/19/2013 |  | 01/09/2014
Carrier Corp. - Syracuse | Carrier | 38AQS0125/6 | 40RMQ0125/6GC | HRCU-A-CB, Split System: Heat | Heat Pump | 230 | 3 |  |  |  | No Match |  | No Match | 108000 | 12134 | 8.9 | 8.9 |  |  | 111000 | 10840 | 3 | 3 | 62000 | 9082 | 2 | Federally-Regulated Commercial & Industrial Equipment | 11/18/1999 |  | 07/18/2002
Carrier Corp. - Syracuse | Heil | CHS121(H,L,S)A* | FHS120(M,S)A*A* | HRCU-A-CB, Split System: Heat | Heat Pump | 460 | 3 |  |  |  |  | True | Single-Speed | 112000 | 10181 | 11 | 10.8 |  |  | 106000 | 9414 | 3.3 | 3.3 |  |  |  | Federally-Regulated Commercial & Industrial Equipment | 03/10/2011 |  | 12/12/2012
Trane U.S. Inc. | American Standard, Inc. | 4A6C3042A3 (2) | TWE090E3**A* | HRCU-A-CB, Split System: Heat | Heat Pump | 208 | 3 |  |  |  |  | True | Single-Speed | 84000 | 7046 | 11.9 | 10.8 |  |  | 80000 | 6604 | 3.6 | 3.3 |  |  |  | Federally-Regulated Commercial & Industrial Equipment | 11/30/2011 |  | 05/02/2012
York International | Luxaire | ECSE-T/W090 | FCHP-S090 | HRCU-A-CB, Split System: Heat | Heat Pump | 208 | 3 |  |  |  | No Match |  | No Match | 83000 | 9222 | 9 | 8.9 |  |  | 78000 | 7617 | 3 | 3 | 51000 | 6496 | 2.3 | Federally-Regulated Commercial & Industrial Equipment | 11/21/2001 |  | 07/18/2002
Carrier Corp. - Syracuse | Comfortmaker | CHS180(H,L,S)D* | FHS180(M,S,H,L)A*A* | HRCU-A-CB, Split System: Heat | Heat Pump | 208 | 3 |  |  |  |  | True | Single-Speed | 178000 | 16792 | 10.6 | 10.4 |  |  | 178000 | 15343 | 3.4 | 3.2 |  |  |  | Federally-Regulated Commercial & Industrial Equipment | 03/10/2011 |  | 12/12/2012
Carrier Corp. - Syracuse | Day & Night | 548DP/E102-AA |  | HSP-A, Single-Package Heat Pum | Heat Pump | 460 | 3 |  |  |  | No Match |  | No Match | 96000 | 10786 | 8.9 | 8.9 |  | 8.9 | 93000 | 8792 | 3.1 | 3 | 43000 | 7327 | 1.7 | Federally-Regulated Commercial & Industrial Equipment | 03/31/1998 |  | 05/09/1998
Carrier Corp. - Syracuse | ICP Commercial | RHS(181,183)(H,L,S)******AA |  | HSP-A, Single-Package Heat Pum | Heat Pump | 208 | 3 | False |  |  |  | True | Single-Speed | 172000 | 15925 | 10.8 | 10.4 |  |  | 220000 | 19538 | 3.3 | 3.2 |  |  |  | Federally-Regulated Commercial & Industrial Equipment | 12/12/2012 |  | 05/09/2013
McQuay International | McQuay International | DPS012AHHW2**-6 |  | HSP-A, Single-Package Heat Pum | Heat Pump | 230 | 3 | False |  |  |  | True | Variable-Speed | 144000 | 12203 | 11.8 | 10.4 |  |  | 135000 | 11810 | 3.4 | 3.2 |  |  |  | Federally-Regulated Commercial & Industrial Equipment | 08/28/2012 |  | 04/19/2013
McQuay International | McQuay International | DPS010AHHY2**-4 |  | HSP-A, Single-Package Heat Pum | Heat Pump | 208 | 3 | False |  |  |  | True | Variable-Speed | 120000 | 9836 | 12.2 | 10.8 |  |  | 110000 | 9290 | 3.5 | 3.3 |  |  |  | Federally-Regulated Commercial & Industrial Equipment | 08/28/2012 |  | 04/19/2013
Carrier Corp. - Syracuse | Tempstar | RHH090(H,L,S)******AA |  | HSP-A, Single-Package Heat Pum | Heat Pump | 460 | 3 | False |  |  |  | True | Single-Speed | 90000 | 7438 | 12.1 | 10.8 |  |  | 84000 | 7033 | 3.5 | 3.3 |  |  |  | Federally-Regulated Commercial & Industrial Equipment | 12/12/2012 |  | 10/28/2014
Carrier Corp. - Syracuse | Day & Night | 548BEX120 |  | HSP-A, Single-Package Heat Pum | Heat Pump | 460 | 3 |  |  |  | No Match |  | No Match | 120000 | 13000 | 9.2 | 8.2 |  |  | 120000 | 10500 | 3.3 |  | 64000 | 8600 | 2.2 | Non Federally-Regulated | 02/22/1990 |  | 07/31/1992
Carrier Corp. - Syracuse | Carrier Corp. | 38AUQA07A0*(5,6,1)A* | 40RUQA07A*A(3,5,6,1)A* | HRCU-A-CB, Split System: Heat | Heat Pump | 208 | 3 |  |  |  |  | True | Single-Speed | 70000 | 6363 | 11 | 10.8 |  |  | 66000 | 5861 | 3.3 | 3.3 |  |  |  | Federally-Regulated Commercial & Industrial Equipment | 06/17/2013 |  | 04/20/2015
Carrier Corp. - Syracuse | Arcoaire | RHS(120,121)(H,L,S)******TA |  | HSP-A, Single-Package Heat Pum | Heat Pump | 460 | 3 | False |  |  |  | False | Single-Speed | 116000 | 10545 | 11 | 10.8 |  |  | 116000 | 9999 | 3.4 | 3.3 |  |  |  | Federally-Regulated Commercial & Industrial Equipment | 12/12/2012 |  | 10/28/2014
York International | Luxaire | BA-A6[C,E]***(T,W,X)* |  | HSP-A, Single-Package Heat Pum | Both Heat Pump and Electric Re | 575 | 3 |  |  |  |  | True | Single-Speed | 68000 | 6667 | 10.2 | 8.9 |  | 0 | 69000 | 6323 | 3.2 | 3 | 43000 | 5732 | 2.2 | Federally-Regulated Commercial & Industrial Equipment | 01/18/2008 |  | 01/24/2011
Carrier Corp. - Syracuse | ICP Commercial | RHH102(H,L,S)******AA |  | HSP-A, Single-Package Heat Pum | Heat Pump | 208 | 3 | False |  |  |  | True | Single-Speed | 100000 | 8333 | 12 | 10.8 |  |  | 100000 | 8619 | 3.4 | 3.3 |  |  |  | Federally-Regulated Commercial & Industrial Equipment | 12/12/2012 |  | 10/28/2014
McQuay International | McQuay International | DPS012AHHE4*C-4 |  | HSP-A, Single-Package Heat Pum | Heat Pump | 460 | 3 | False |  |  |  | True | Variable-Speed | 144000 | 12307 | 11.7 | 10.4 |  |  | 134000 | 11793 | 3.3 | 3.2 |  |  |  | Federally-Regulated Commercial & Industrial Equipment | 08/28/2012 |  | 04/19/2013
Carrier Corp. - Syracuse | Day & Night | 541AP090 | 517A090 | HRCU-A-CB, Split System: Heat | Heat Pump | 208 | 3 |  |  |  | No Match |  | No Match | 88000 | 10730 | 8.2 | 8.2 |  |  | 87000 | 9800 |  |  | 42500 | 6555 | 1.9 | Non Federally-Regulated | 08/29/1986 |  | 05/11/1988
York International | Fraser Johnston | EAHP-T120A | FBHP-S120A | HRCU-A-CB, Split System: Heat | Heat Pump | 208 | 3 |  |  |  | No Match |  | No Match | 116000 | 14146 | 8.2 |  |  |  | 127000 | 12407 | 2.9 | 2.5 | 75000 | 9158 | 2.4 | Non Federally-Regulated | 04/11/1988 |  | 05/11/1988
York International | Luxaire | EAHP-T090A | FBHP-S090A | HRCU-A-CB, Split System: Heat | Heat Pump | 230 | 3 |  |  |  | No Match |  | No Match | 93000 | 10941 | 8.5 |  |  |  | 103000 | 9434 | 3.2 |  | 59000 | 6917 | 2.5 | Non Federally-Regulated | 05/11/1988 |  | 03/15/1989
Compu-Aire | Compu-Aire | CASH-734 |  | HSP-A, Single-Package Heat Pum | Heat Pump | 460 | 3 |  |  |  | No Match |  | No Match | 83500 | 9940 | 8.4 |  |  |  | 81500 | 8050 | 2.9 | 2.5 | 50300 | 7360 | 2 | Non Federally-Regulated | 07/25/1989 |  | 10/10/1989
Carrier Corp. - Syracuse | Day & Night | RHS150(H,L,S)******AA |  | HSP-A, Single-Package Heat Pum | Heat Pump | 460 | 3 | False |  |  |  | False | Single-Speed | 142000 | 13396 | 10.6 | 10.4 |  |  | 142000 | 13005 | 3.2 | 3.2 |  |  |  | Federally-Regulated Commercial & Industrial Equipment | 12/12/2012 |  | 10/28/2014
Carrier Corp. - Syracuse | Carrier | 50QD,QH0085 |  | HSP-A, Single-Package Heat Pum | Heat Pump | 230 | 3 |  |  |  | No Match |  | No Match | 87000 | 10500 | 8.3 | 8.2 |  |  | 92000 | 8700 | 3.1 |  | 52000 | 6900 | 2.2 | Non Federally-Regulated | 06/11/1985 |  | 05/11/1988
Borg Warner | Moncrief | EAHP-W120A | FBHP-S120A | HRCU-A-CB, Split System: Heat | Heat Pump | 460 | 3 |  |  |  | No Match |  | No Match | 119000 | 13140 | 8.2 | 8.2 |  |  | 129000 | 11080 | 3.4 |  | 76000 | 8040 | 2.8 | Non Federally-Regulated | 05/16/1984 |  | 06/11/1985
Carrier Corp. - Syracuse | Bryant Air Conditioning | 548DPX/DEX102-AA |  | HSP-A, Single-Package Heat Pum | Heat Pump | 230 | 3 |  |  |  | No Match |  | No Match | 96000 | 10786 | 8.9 | 8.9 |  | 8.9 | 93000 | 8789 | 3.1 | 3 | 43000 | 7411 | 1.7 | Federally-Regulated Commercial & Industrial Equipment | 05/22/2000 |  | 11/20/2000
York International | Fraser Johnston | BA-12C00*T/W/X***1* |  | HSP-A, Single-Package Heat Pum | Heat Pump | 575 | 3 |  |  |  | No Match |  | No Match | 144000 | 15483 | 9.3 | 8.5 |  | 11 | 142000 | 13421 | 3.1 | 2.9 | 91000 | 12696 | 2.1 | Federally-Regulated Commercial & Industrial Equipment | 07/19/2001 |  | 02/05/2002
Carrier Corp. | Carrier | 50HJQ008*5*1** | 40RR028 | HSP-A, Single-Package Heat Pum | Heat Pump | 230 | 3 |  |  |  | No Match |  | No Match | 88000 | 8800 | 8.2 | 8.9 |  | 10.8 | 87000 | 7966 | 3.2 | 3 | 53000 | 7764 | 2 | Federally-Regulated Commercial & Industrial Equipment | 08/24/1995 |  | 04/07/1996
Carrier Corp. - Syracuse | ICP Commercial | RHH072(H,L,S)******** |  | HSP-A, Single-Package Heat Pum | Heat Pump | 460 | 3 | False |  |  |  | True | Single-Speed | 72000 | 6000 | 12 | 10.8 |  |  | 70000 | 6033 | 3.4 | 3.3 |  |  |  | Federally-Regulated Commercial & Industrial Equipment | 11/30/2011 |  | 10/28/2014
Carrier Corp. - Syracuse | Tempstar | RHS(240,243)(H,L,S)******** |  | HSP-A, Single-Package Heat Pum | Heat Pump | 230 | 3 | False |  |  |  | True | Single-Speed | 232000 | 21886 | 10.6 | 10.4 |  |  | 220000 | 19538 | 3.3 | 3.2 |  |  |  | Federally-Regulated Commercial & Industrial Equipment | 11/30/2011 |  | 12/12/2012
GE Appliances, a Haier company | General Electric | BWA240C3 | BWV240A | HRCU-A-CB, Split System: Heat | Heat Pump | 230 | 3 |  |  |  | No Match |  | No Match | 234000 | 30100 | 7.8 | 7.5 |  |  | 240000 | 24800 |  |  | 116000 | 18400 |  | Non Federally-Regulated | 01/05/1982 |  | 09/03/2015
Rheem Sales Company, Inc. | Whirlpool | NRHR92HP00B |  | HSP-A, Single-Package Heat Pum | Heat Pump | 208 | 3 |  |  |  | No Match |  | No Match | 88000 | 10730 | 8.2 | 8.2 |  |  | 88000 | 8595 |  |  | 46000 | 6740 |  | Non Federally-Regulated | 03/15/1989 |  | 10/10/1989
York International | Fraser Johnston | PJ240C00A*(2,4,5)***** | NJ240C00*(5,6)****** | HRCU-A-CB, Split System: Heat | Heat Pump | 208 | 3 |  |  |  |  | True | Single-Speed | 238000 | 22453 | 10.6 | 8.5 |  |  | 220000 | 18975 | 3.4 | 2.9 |  |  |  | Federally-Regulated Commercial & Industrial Equipment | 07/16/2009 |  | 01/24/2011
Carrier Corp. - Syracuse | Airquest | RHS(181,183)(H,L,S)******AA |  | HSP-A, Single-Package Heat Pum | Heat Pump | 575 | 3 | False |  |  |  | True | Single-Speed | 172000 | 15925 | 10.8 | 10.4 |  |  | 220000 | 19538 | 3.3 | 3.2 |  |  |  | Federally-Regulated Commercial & Industrial Equipment | 12/12/2012 |  | 05/09/2013
AAON, Inc. | Aaon | RG-06-3-A0-***:* |  | HSP-A, Single-Package Heat Pum | Heat Pump | 460 | 3 |  |  |  | No Match |  | No Match | 72800 | 7490 | 9.7 | 8.9 |  |  | 79300 | 7395 | 3.1 | 3 | 48522 | 5329 | 2.7 | Federally-Regulated Commercial & Industrial Equipment | 12/11/1995 |  | 04/07/1996
Trane U.S. Inc. | American Standard, Inc. | WC(D,H)150EWF*B |  | HSP-A, Single-Package Heat Pum | Both Heat Pump and Electric Re | 230 | 3 | False |  |  |  | False | Single-Speed | 170000 | 15454 | 11 | 10.4 |  |  | 176000 | 16119 | 3.2 | 3.2 |  |  |  | Federally-Regulated Commercial & Industrial Equipment | 03/02/2012 |  | 08/28/2012
Carrier Corp. - Syracuse | Comfortmaker | RHH090(H,L,S)******** |  | HSP-A, Single-Package Heat Pum | Heat Pump | 230 | 3 | False |  |  |  | True | Single-Speed | 90000 | 7438 | 12.1 | 10.8 |  |  | 84000 | 7033 | 3.5 | 3.3 |  |  |  | Federally-Regulated Commercial & Industrial Equipment | 11/30/2011 |  | 12/12/2012
Carrier Corp. - Syracuse | Tempstar | RHS072(H,L,S)******** |  | HSP-A, Single-Package Heat Pum | Heat Pump | 575 | 3 | False |  |  |  | False | Single-Speed | 70000 | 6306 | 11.1 | 10.8 |  |  | 67000 | 5950 | 3.3 | 3.3 |  |  |  | Federally-Regulated Commercial & Industrial Equipment | 10/28/2014 |  | 10/28/2014
Carrier Corp. - Syracuse | Airquest | RHH090(H,L,S)******** |  | HSP-A, Single-Package Heat Pum | Heat Pump | 460 | 3 | False |  |  |  | True | Single-Speed | 90000 | 7438 | 12.1 | 10.8 |  |  | 84000 | 7033 | 3.5 | 3.3 |  |  |  | Federally-Regulated Commercial & Industrial Equipment | 11/30/2011 |  | 12/12/2012
Carrier Corp. - Syracuse | Bryant Heating & Cooling Systems | 548JP09**********A |  | HSP-A, Single-Package Heat Pum | Heat Pump | 230 | 3 | False |  |  |  | False | Single-Speed | 99000 | 8839 | 11.2 | 10.8 |  |  | 96000 | 8525 | 3.3 | 3.3 |  |  |  | Federally-Regulated Commercial & Industrial Equipment | 11/30/2011 |  | 12/12/2012
York International | Fraser Johnston | BADF-T/W090N165/205 |  | HSP-A, Single-Package Heat Pum | Heat Pump | 230 | 3 |  |  |  | No Match |  | No Match | 87000 | 9666 | 9 | 8.9 |  |  | 89000 | 8692 | 3 | 3 | 49000 | 7178 | 2 | Federally-Regulated Commercial & Industrial Equipment | 11/18/1999 |  | 04/13/2000
Carrier Corp. - Syracuse | Day & Night | 548CPX120000AB** |  | HSP-A, Single-Package Heat Pum | Heat Pump | 230 | 3 |  |  |  | No Match |  | No Match | 113000 | 12555 | 9 | 8.9 |  |  | 116000 | 10830 | 3.1 | 3 | 65000 | 9430 | 2 | Non Federally-Regulated | 07/31/1992 |  | 03/31/1998
McQuay International | McQuay International | DPS007AHHE2*C-3 |  | HSP-A, Single-Package Heat Pum | Heat Pump | 230 | 3 | False |  |  |  | True | Variable-Speed | 88000 | 7154 | 12.3 | 10.8 |  |  | 88000 | 6097 | 4.2 | 3.3 |  |  |  | Federally-Regulated Commercial & Industrial Equipment | 03/02/2012 |  | 08/28/2012
Carrier Corp. - Syracuse | Keeprite | RHS(181,183)(H,L,S)******TA |  | HSP-A, Single-Package Heat Pum | Heat Pump | 460 | 3 | False |  |  |  | True | Single-Speed | 172000 | 15925 | 10.8 | 10.4 |  |  | 220000 | 19538 | 3.3 | 3.2 |  |  |  | Federally-Regulated Commercial & Industrial Equipment | 05/09/2013 |  | 08/28/2014
York International | Fraser Johnston | BA-10C00*T/W/X***** |  | HSP-A, Single-Package Heat Pum | Heat Pump | 230 | 3 |  |  |  | No Match |  | No Match | 120000 | 11650 | 10.3 | 8.9 |  | 10 | 113000 | 10346 | 3.2 | 3 | 60000 | 7990 | 2.2 | Federally-Regulated Commercial & Industrial Equipment | 05/21/2002 |  | 07/18/2002
Trane U.S. Inc. | Trane | WCH180B400B |  | HSP-A, Single-Package Heat Pum | Heat Pump | 460 | 3 |  |  |  | No Match |  | No Match | 176000 | 18930 | 9.3 |  |  |  | 160000 | 16160 | 2.9 |  | 82000 | 12000 | 2 | Federally-Regulated Commercial & Industrial Equipment | 01/27/1992 |  | 07/22/1992
Carrier Corp. - Syracuse | Carrier Corp. | 38AUQA08A0*(5,6,1)A* | 40RUQA08A*A(3,5,6,1)A* | HRCU-A-CB, Split System: Heat | Heat Pump | 460 | 3 |  |  |  |  | True | Single-Speed | 89000 | 8090 | 11 | 10.8 |  |  | 87000 | 7726 | 3.3 | 3.3 |  |  |  | Federally-Regulated Commercial & Industrial Equipment | 06/17/2013 |  | 04/20/2015
Trane U.S. Inc. | Trane | WCH180A300A |  | HSP-A, Single-Package Heat Pum | Heat Pump | 230 | 3 |  |  |  | No Match |  | No Match | 176000 | 19560 | 9 |  |  |  | 160000 | 16160 | 2.9 |  | 82000 | 12640 | 1.9 | Non Federally-Regulated | 07/31/1992 |  | 03/31/1998
Carrier Corp. - Syracuse | Day & Night | 542JP/EX150 | BPUB-C20*-A*A | HSP-A, Single-Package Heat Pum | Heat Pump | 230 | 3 |  |  |  | No Match |  | No Match | 240000 | 29200 | 9.8 | 8.5 |  | 12.4 | 236000 | 24200 | 3.2 | 2.9 | 72000 | 20100 | 2.1 | Federally-Regulated Commercial & Industrial Equipment | 10/24/1997 |  | 03/31/1998
McQuay International | McQuay International | DPS007AHHY4**-4 |  | HSP-A, Single-Package Heat Pum | Heat Pump | 460 | 3 | False |  |  |  | True | Variable-Speed | 89000 | 7120 | 12.5 | 10.8 |  |  | 79000 | 6223 | 3.7 | 3.3 |  |  |  | Federally-Regulated Commercial & Industrial Equipment | 08/28/2012 |  | 04/19/2013
McQuay International | McQuay International | DPS010AHHE4*C-4 |  | HSP-A, Single-Package Heat Pum | Heat Pump | 460 | 3 | False |  |  |  | True | Variable-Speed | 120000 | 10000 | 12 | 10.8 |  |  | 118000 | 9124 | 3.8 | 3.3 |  |  |  | Federally-Regulated Commercial & Industrial Equipment | 03/02/2012 |  | 08/28/2012
Rheem Sales Company, Inc. | Ruud | UJKB-A090C |  | HSP-A, Single-Package Heat Pum | Heat Pump | 230 | 3 |  |  |  | No Match |  | No Match | 89000 | 9673 | 9.2 | 8.9 |  | 10.6 | 90000 | 8789 | 3 | 3 | 52500 | 7691 | 2 | Federally-Regulated Commercial & Industrial Equipment | 07/31/2002 |  | 01/18/2008
Lennox Industries Inc. | Lennox | CHP11-1853-2Q |  | HSP-A, Single-Package Heat Pum | Heat Pump | 230 | 3 |  |  |  | No Match |  | No Match | 180000 | 22000 | 8.2 |  |  |  | 185000 | 19300 |  |  | 108000 | 15200 |  | Non Federally-Regulated | 06/11/1985 |  | 03/15/1989
Carrier Corp. - Syracuse | Bryant Heating & Cooling Systems | 575J(P,E,T)25D000* | 524J(E,P,T)25H200A** | HRCU-A-CB, Split System: Heat | Heat Pump | 575 | 3 |  |  |  |  | True | Single-Speed | 222000 | 20747 | 10.7 | 10.4 |  |  | 214000 | 17919 | 3.5 | 3.2 |  |  |  | Federally-Regulated Commercial & Industrial Equipment | 07/18/2013 |  | 04/20/2015
Carrier Corp. - Syracuse | Heil | RHH102(H,L,S)******** |  | HSP-A, Single-Package Heat Pum | Heat Pump | 460 | 3 | False |  |  |  | True | Single-Speed | 100000 | 8333 | 12 | 10.8 |  |  | 100000 | 8619 | 3.4 | 3.3 |  |  |  | Federally-Regulated Commercial & Industrial Equipment | 11/30/2011 |  | 04/19/2013
York International | York | B1SP090A25 |  | HSP-A, Single-Package Heat Pum | Heat Pump | 230 | 3 |  |  |  | No Match |  | No Match | 95000 | 11176 | 8.5 |  |  |  | 103000 | 9738 | 3.1 |  | 57000 | 8353 | 2 | Non Federally-Regulated | 05/11/1988 |  | 03/15/1989
Trane U.S. Inc. | American Standard, Inc. | WS(D,H)150E(3,4,W)R(G,N,P,R)****(6,7) |  | HSP-A, Single-Package Heat Pum | Both Heat Pump and Electric Re | 208 | 3 | False |  |  |  | False | Single-Speed | 146000 | 13773 | 10.6 | 10.4 |  |  | 136000 | 12455 | 3.2 | 3.2 |  |  |  | Federally-Regulated Commercial & Industrial Equipment | 12/12/2012 |  | 04/21/2014
McQuay International | McQuay International | DPS007AHHY4**-3 |  | HSP-A, Single-Package Heat Pum | Heat Pump | 460 | 3 | False |  |  |  | True | Variable-Speed | 88000 | 7096 | 12.4 | 10.8 |  |  | 78000 | 6178 | 3.7 | 3.3 |  |  |  | Federally-Regulated Commercial & Industrial Equipment | 08/28/2012 |  | 04/19/2013
Carrier Corp. - Syracuse | Carrier | 38AQ0165 + 0165 + 0125 | 40RR044 | HSP-A, Single-Package Heat Pum | Heat Pump | 460 | 3 |  |  |  | No Match |  | No Match | 90000 | 56160 | 8.9 | 8.2 |  |  | 85000 | 8600 |  |  | 44000 | 6800 |  | Non Federally-Regulated | 09/08/1982 |  | 08/30/1983
Lennox Industries Inc. | Lennox | CHP16-1353-3Y |  | HSP-A, Single-Package Heat Pum | Heat Pump | 208 | 3 |  |  |  | No Match |  | No Match | 118000 | 14217 | 8.3 | 8.2 |  |  | 120000 | 12297 |  |  | 64000 | 9872 |  | Non Federally-Regulated | 03/15/1989 |  | 10/10/1989
Inter-City Products Corp. | Comfortmaker | RYMA10H**** |  | HSP-A, Single-Package Heat Pum | Heat Pump | 208 | 3 |  |  |  | No Match |  | No Match | 123000 | 13516 | 9.1 | 8.9 |  | 9.5 | 123000 | 11628 | 3.1 | 3 | 71000 | 10404 | 2 | Federally-Regulated Commercial & Industrial Equipment | 06/11/1997 |  | 09/02/1997
Trane U.S. Inc. | American Standard, Inc. | WCH120B40*E* |  | HSP-A, Single-Package Heat Pum | Heat Pump | 460 | 3 |  |  |  | No Match |  | No Match | 124000 | 12916 | 9.6 | 8.9 |  | 9.8 | 110000 | 10746 | 3 | 3 | 59000 | 8645 | 2 | Federally-Regulated Commercial & Industrial Equipment | 12/14/1998 |  | 08/17/1999
Carrier Corp. - Syracuse | Day & Night | RHS(120,121)(H,L,S)******AA |  | HSP-A, Single-Package Heat Pum | Heat Pump | 575 | 3 | False |  |  |  | False | Single-Speed | 116000 | 10545 | 11 | 10.8 |  |  | 116000 | 9999 | 3.4 | 3.3 |  |  |  | Federally-Regulated Commercial & Industrial Equipment | 12/12/2012 |  | 10/28/2014
Rheem Sales Company, Inc. | Heil Quaker | NCHR20H001B | NEPR20M050A | HRCU-A-CB, Split System: Heat | Heat Pump | 208 | 3 |  |  |  | No Match |  | No Match | 234000 | 28540 | 8.2 |  |  |  | 234000 | 24490 |  |  | 119000 | 17430 |  | Non Federally-Regulated | 05/11/1988 |  | 10/10/1989
York International | Fraser Johnston | BCCB-T/-W090* |  | HSP-A, Single-Package Heat Pum | Heat Pump | 460 | 3 |  |  |  | No Match |  | No Match | 87000 | 9666 | 9 | 8.9 |  |  | 89000 | 8694 | 3 | 3 | 49000 | 7180 | 2 | Federally-Regulated Commercial & Industrial Equipment | 07/29/1998 |  | 08/07/1998
Carrier Corp. - Syracuse | Carrier | 38AQ0125 (2 UNITS) | 40RR024 | HRCU-A-CB, Split System: Heat | Heat Pump | 208 | 3 |  |  |  | No Match |  | No Match | 219150 | 25290 | 8.7 | 7.5 |  |  | 237068 | 23010 |  |  | 133440 | 18650 |  | Non Federally-Regulated | 09/08/1982 |  | 08/30/1983
Lennox Industries Inc. | Lennox | HP17-1353V-2G | CB17-135V-1 | HRCU-A-CB, Split System: Heat | Heat Pump | 460 | 3 |  |  |  | No Match |  | No Match | 119000 | 14512 | 8.2 | 8.2 |  |  | 119000 | 11626 |  |  | 69000 | 9406 |  | Non Federally-Regulated | 05/16/1984 |  | 06/11/1985
McQuay International | McQuay International | DPS010AHHW2**-6* |  | HSP-A, Single-Package Heat Pum | Heat Pump | 230 | 3 | False |  |  |  | True | Variable-Speed | 121000 | 10000 | 12.1 | 10.8 |  |  | 112000 | 9432 | 3.5 | 3.3 |  |  |  | Federally-Regulated Commercial & Industrial Equipment | 04/19/2013 |  | 01/09/2014
York International | York | BP120[C,E]***(2,4,5)* |  | HSP-A, Single-Package Heat Pum | Both Heat Pump and Electric Re | 575 | 3 |  |  |  |  | False | Single-Speed | 120000 | 11650 | 10.3 | 8.9 |  | 10 | 113000 | 10356 | 3.2 | 3 | 60000 | 7998 | 2.2 | Federally-Regulated Commercial & Industrial Equipment | 01/18/2008 |  | 02/24/2011
Trane U.S. Inc. | Trane | 2TWA0072A3 | TWE090A | HRCU-A-CB, Split System: Heat | Heat Pump | 230 | 3 |  |  |  | No Match |  | No Match | 70000 | 6603 | 10.6 | 8.9 |  |  | 64500 | 5558 | 3.4 | 3 | 41000 | 4805 | 2.5 | Federally-Regulated Commercial & Industrial Equipment | 06/19/2003 |  | 01/24/2011
Carrier Corp. - Syracuse | Carrier | 50HJQ00750/60 |  | HSP-A, Single-Package Heat Pum | Heat Pump | 230 | 3 |  |  |  | No Match |  | No Match | 68000 | 7157 | 9.5 | 8.9 |  |  | 72000 | 6204 | 3.4 | 3 | 36000 | 5551 | 1.9 | Federally-Regulated Commercial & Industrial Equipment | 07/31/2002 |  | 09/25/2002
Rheem Sales Company, Inc. | Weatherking | PHC7.5T-4 |  | HSP-A, Single-Package Heat Pum | Heat Pump | 460 | 3 |  |  |  | No Match |  | No Match | 93000 | 10333 | 9 | 8.9 |  | 9.9 | 93000 | 9085 | 3 | 3 | 51000 | 7117 | 2.1 | Federally-Regulated Commercial & Industrial Equipment | 02/03/1998 |  | 03/31/1998
Carrier Corp. - Syracuse | Payne | 542DP090 |  | HSP-A, Single-Package Heat Pum | Heat Pump | 230 | 3 |  |  |  | No Match |  | No Match | 87000 | 10200 | 8.5 |  |  |  | 89000 | 8800 |  |  | 49000 | 7300 |  | Non Federally-Regulated | 05/11/1988 |  | 03/15/1989
Goettl | Goettl | HPC901E-4 |  | HSP-A, Single-Package Heat Pum | Heat Pump | 460 | 3 |  |  |  | No Match |  | No Match | 96000 | 9142 | 10.5 | 8.9 |  |  | 97000 | 9473 | 3 | 3 | 55000 | 8057 | 2 | Federally-Regulated Commercial & Industrial Equipment | 11/18/1999 |  | 04/13/2000
Carrier Corp. - Syracuse | Comfortmaker | RHS(243)(H,L,S)******AA |  | HSP-A, Single-Package Heat Pum | Heat Pump | 575 | 3 | False |  |  |  | True | Single-Speed | 232000 | 21886 | 10.6 | 10.4 |  |  | 220000 | 19538 | 3.3 | 3.2 |  |  |  | Federally-Regulated Commercial & Industrial Equipment | 04/21/2014 |  | 10/28/2014
York International | York | BP240(C00/E18/E36)* |  | HSP-A, Single-Package Heat Pum | Both Heat Pump and Electric Re | 230 | 3 |  |  |  |  | True | Single-Speed | 226000 | 21942 | 10.3 | 8.5 |  | 10.2 | 218000 | 18803 | 3.4 | 2.9 | 129000 | 18014 | 2.1 | Federally-Regulated Commercial & Industrial Equipment | 02/11/2008 |  | 02/24/2011
Carrier Corp. - Syracuse | Comfortmaker | RHS(240,243)(H,L,S)******AA |  | HSP-A, Single-Package Heat Pum | Heat Pump | 208 | 3 | False |  |  |  | True | Single-Speed | 232000 | 21886 | 10.6 | 10.4 |  |  | 220000 | 19538 | 3.3 | 3.2 |  |  |  | Federally-Regulated Commercial & Industrial Equipment | 12/12/2012 |  | 04/21/2014
Trane U.S. Inc. | American Standard, Inc. | WCH240B30*E* |  | HSP-A, Single-Package Heat Pum | Heat Pump | 208 | 3 |  |  |  | No Match |  | No Match | 236000 | 27441 | 8.6 | 8.5 |  | 8.8 | 230000 | 21744 | 3.1 | 2.9 | 114000 | 16705 | 2 | Federally-Regulated Commercial & Industrial Equipment | 12/14/1998 |  | 11/18/1999
Trane U.S. Inc. | Trane | BWC180A4 |  | HSP-A, Single-Package Heat Pum | Heat Pump | 460 | 3 |  |  |  | No Match |  | No Match | 180000 | 22600 | 8 |  |  |  | 180000 | 20300 | 2.6 |  | 100000 | 16400 | 1.8 | Non Federally-Regulated | 06/11/1985 |  | 05/11/1988
Borg Warner | York | E1CH120A46 | F1EH120A33 | HRCU-A-CB, Split System: Heat | Heat Pump | 460 | 3 |  |  |  | No Match |  | No Match | 485102 | 64045 | 8.2 | 8.2 |  |  | 554117 | 52915 | 3.4 |  | 76000 | 8040 | 2.8 | Non Federally-Regulated | 06/11/1985 |  | 05/11/1988
Trane U.S. Inc. | Trane | TWA072C400A* | TWE090A-BA | HRCU-A-CB, Split System: Heat | Heat Pump | 460 | 3 |  |  |  | No Match |  | No Match | 69000 | 7630 | 9 | 8.9 |  |  | 62500 | 6125 | 3 | 3 | 37800 | 4693 | 2.4 | Federally-Regulated Commercial & Industrial Equipment | 03/24/1995 |  | 09/02/1995
Rheem Sales Company, Inc. | Weatherking | PHC10T-3K |  | HSP-A, Single-Package Heat Pum | Heat Pump | 208 | 3 |  |  |  | No Match |  | No Match | 120000 | 13665 | 8.8 | 8.2 |  |  | 126000 | 11875 | 3.1 |  | 67000 | 9345 | 2.1 | Non Federally-Regulated | 02/22/1990 |  | 07/31/1992
Rheem Sales Company, Inc. | Rheem | RPDC-075C* |  | HSP-A, Single-Package Heat Pum | Heat Pump | 208 | 3 |  |  |  | No Match |  | No Match | 93000 | 10300 | 9 | 8.2 |  |  | 93000 | 8960 |  |  | 51000 | 6990 |  | Non Federally-Regulated | 03/15/1989 |  | 10/10/1989
Trane U.S. Inc. | Trane Unitary Products Group | 4TWB3048B1 | TWE090E3**A* | HRCU-A-CB, Split System: Heat | Heat Pump | 230 | 1 |  |  |  |  | True | Single-Speed | 90000 | 8181 | 11 | 10.8 |  |  | 90000 | 7992 | 3.3 | 3.3 |  |  |  | Federally-Regulated Commercial & Industrial Equipment | 08/24/2011 |  | 10/05/2011
Trane U.S. Inc. | American Standard, Inc. | WCH090A400A |  | HSP-A, Single-Package Heat Pum | Heat Pump | 460 | 3 |  |  |  | No Match |  | No Match | 85000 | 10240 | 8.3 | 8.2 |  |  | 82000 | 8580 |  |  | 39000 | 6010 |  | Non Federally-Regulated | 02/22/1990 |  | 07/31/1992
York International | Evcon | BA-12C00*T/W/X***1* |  | HSP-A, Single-Package Heat Pum | Heat Pump | 230 | 3 |  |  |  | No Match |  | No Match | 144000 | 15483 | 9.3 | 8.5 |  | 11 | 142000 | 13421 | 3.1 | 2.9 | 91000 | 12696 | 2.1 | Federally-Regulated Commercial & Industrial Equipment | 07/19/2001 |  | 02/05/2002
Carrier Corp. - Syracuse | Bryant Heating & Cooling Systems | 548J(P,E,T)24*********(A,B)A-HORZ |  | HSP-A, Single-Package Heat Pum | Heat Pump | 230 | 3 | False |  |  |  | True | Single-Speed | 232000 | 21886 | 10.6 | 10.4 |  |  | 220000 | 19538 | 3.3 | 3.2 |  |  |  | Federally-Regulated Commercial & Industrial Equipment | 04/21/2014 |  | 10/28/2014
York International | Luxaire | XA-08[C,E]***(T,W,X)* |  | HSP-A, Single-Package Heat Pum | Both Heat Pump and Electric Re | 575 | 3 |  |  |  |  | True | Single-Speed | 100000 | 9091 | 11 | 8.9 |  | 12.4 | 94000 | 7876 | 3.5 | 3 | 57000 | 7268 | 2.3 | Federally-Regulated Commercial & Industrial Equipment | 01/18/2008 |  | 01/09/2014
Lennox Industries Inc. | Lennox | CHP16-1853-1G |  | HSP-A, Single-Package Heat Pum | Heat Pump | 460 | 3 |  |  |  | No Match |  | No Match | 178000 | 20000 | 8.9 |  |  |  | 178000 | 17580 | 2.9 | 2.5 | 96000 | 14065 | 2 | Non Federally-Regulated | 11/02/1990 |  | 07/27/1992
Carrier Corp. - Syracuse | Carrier | 38AQ0166 + 0166 + 0166 | 40RR054 | HRCU-A-CB, Split System: Heat | Heat Pump | 460 | 3 |  |  |  | No Match |  | No Match | 485102 | 64045 | 7.6 |  |  |  | 554117 | 52915 |  |  | 337211 | 43555 |  | Non Federally-Regulated | 06/11/1985 |  | 03/15/1989
Carrier Corp. - Syracuse | Carrier | 50EJQ02451/61 |  | HSP-A, Single-Package Heat Pum | Heat Pump | 230 | 3 |  |  |  | No Match |  | No Match | 230000 | 23469 | 9.8 | 8.5 |  | 10 | 228000 | 20243 | 3.3 | 2.9 | 116000 | 16993 | 2 | Federally-Regulated Commercial & Industrial Equipment | 11/18/1999 |  | 07/18/2002
Carrier Corp. - Syracuse | Bryant Air Conditioning | 549BPX/BEX072 |  | HSP-A, Single-Package Heat Pum | Heat Pump | 460 | 3 |  |  |  | No Match |  | No Match | 68000 | 7157 | 9.5 | 8.9 |  |  | 72000 | 6204 | 3.4 | 3 | 36000 | 5551 | 1.9 | Federally-Regulated Commercial & Industrial Equipment | 07/31/2002 |  | 09/25/2002
York International | Fraser Johnston | BA-10C00*T/W/X***** |  | HSP-A, Single-Package Heat Pum | Heat Pump | 460 | 3 |  |  |  | No Match |  | No Match | 120000 | 11650 | 10.3 | 8.9 |  | 10 | 113000 | 10346 | 3.2 | 3 | 60000 | 7990 | 2.2 | Federally-Regulated Commercial & Industrial Equipment | 07/31/2002 |  | 01/18/2008
Lennox Industries Inc. | Lennox | HP17-1353V-1Y | CB17-135V-1 | HRCU-A-CB, Split System: Heat | Heat Pump | 208 | 3 |  |  |  | No Match |  | No Match | 119000 | 14512 | 8.2 | 8.2 |  |  | 119000 | 11626 |  |  | 69000 | 9406 |  | Non Federally-Regulated | 05/16/1984 |  | 06/11/1985
Trane U.S. Inc. | General Electric | BWA240C3K | BWV240B | HRCU-A-CB, Split System: Heat | Heat Pump | 230 | 3 |  |  |  | No Match |  | No Match | 240000 | 29200 | 8.2 | 7.5 |  |  | 236000 | 24200 |  |  | 138000 | 20100 |  | Non Federally-Regulated | 05/16/1984 |  | 06/11/1985
Carrier Corp. - Syracuse | Carrier | 50EWQ024511/611 |  | HSP-A, Single-Package Heat Pum | Heat Pump | 460 | 3 |  |  |  | No Match |  | No Match | 230000 | 23469 | 9.8 | 8.5 |  | 10 | 228000 | 20249 | 3.3 | 2.9 | 116000 | 16998 | 2 | Federally-Regulated Commercial & Industrial Equipment | 07/28/1998 |  | 10/02/1998
International Comfort Products | Airquest | PH*090N2HA |  | HSP-A, Single-Package Heat Pum | Heat Pump | 208 | 3 |  |  |  | No Match |  | No Match | 91000 | 9784 | 9.3 | 8.9 |  | 10.4 | 90000 | 8508 | 3.1 | 3 | 48000 | 6862 | 2.1 | Federally-Regulated Commercial & Industrial Equipment | 03/31/1998 |  | 05/09/1998
York International | York | B1CH180A/E***25/46 |  | HSP-A, Single-Package Heat Pum | Heat Pump | 208 | 3 |  |  |  | No Match |  | No Match | 164000 | 18636 | 8.8 | 8.5 |  | 8.5 | 174000 | 16998 | 3 | 2.9 | 90000 | 13188 | 2 | Federally-Regulated Commercial & Industrial Equipment | 05/09/1998 |  | 10/02/1998
Carrier Corp. - Syracuse | Carrier | 38AQS085* | 40RMQ0085/6GC | HRCU-A-CB, Split System: Heat | Heat Pump | 230 | 3 |  |  |  | No Match |  | No Match | 86000 | 8775 | 9.8 | 8.9 |  |  | 83000 | 8100 | 3 | 3 | 46000 | 6700 | 2 | Federally-Regulated Commercial & Industrial Equipment | 06/30/1998 |  | 07/29/1998
Carrier Corp. - Syracuse | Tempstar | RHS(243)(H,L,S)******AA |  | HSP-A, Single-Package Heat Pum | Heat Pump | 460 | 3 | False |  |  |  | True | Single-Speed | 232000 | 21886 | 10.6 | 10.4 |  |  | 220000 | 19538 | 3.3 | 3.2 |  |  |  | Federally-Regulated Commercial & Industrial Equipment | 04/21/2014 |  | 10/28/2014
McQuay International | McQuay International | DPS007AHHW2**-4 |  | HSP-A, Single-Package Heat Pum | Heat Pump | 230 | 3 | False |  |  |  | True | Variable-Speed | 89000 | 7177 | 12.4 | 10.8 |  |  | 79000 | 6291 | 3.7 | 3.3 |  |  |  | Federally-Regulated Commercial & Industrial Equipment | 08/28/2012 |  | 04/19/2013
York International | Fraser Johnston | BA-10C00*T/W/X***** |  | HSP-A, Single-Package Heat Pum | Heat Pump | 208 | 3 |  |  |  | No Match |  | No Match | 120000 | 11650 | 10.3 | 8.9 |  | 10 | 113000 | 10346 | 3.2 | 3 | 60000 | 7990 | 2.2 | Federally-Regulated Commercial & Industrial Equipment | 02/05/2002 |  | 07/18/2002
Phoenix Manufacturing, Inc. | Frigiking Tappan | PHR 90 3 |  | HSP-A, Single-Package Heat Pum | Heat Pump | 230 | 3 |  |  |  | No Match |  | No Match | 97000 | 12460 | 7.8 | 7.5 |  |  | 104000 | 10990 |  |  | 51000 | 8230 |  | Non Federally-Regulated | 08/30/1983 |  | 05/16/1984
Trane U.S. Inc. | Trane | WCH240B30*E* |  | HSP-A, Single-Package Heat Pum | Heat Pump | 230 | 3 |  |  |  | No Match |  | No Match | 236000 | 27441 | 8.6 | 8.5 |  | 8.9 | 230000 | 21738 | 3.1 | 2.9 | 114000 | 16700 | 2 | Federally-Regulated Commercial & Industrial Equipment | 11/18/1999 |  | 11/21/2001
Carrier Corp. - Syracuse | Heil | CHS240(H,L,S)D* | FHS240(S,H,L)**A0* | HRCU-A-CB, Split System: Heat | Heat Pump | 230 | 3 |  |  |  |  | True | Single-Speed | 222000 | 20747 | 10.7 | 10.4 |  |  | 214000 | 17919 | 3.5 | 3.2 |  |  |  | Federally-Regulated Commercial & Industrial Equipment | 07/18/2013 |  | 04/20/2015
Rheem Sales Company, Inc. | Heil Quaker | NRHR92HP15A |  | HSP-A, Single-Package Heat Pum | Heat Pump | 208 | 3 |  |  |  | No Match |  | No Match | 92000 | 10500 | 8.8 | 8.2 |  |  | 94000 | 9160 |  |  | 52000 | 7190 |  | Non Federally-Regulated | 03/15/1989 |  | 10/10/1989
Carrier Corp. - Syracuse | Tempstar | RHS(240)(H,L,S)******AA |  | HSP-A, Single-Package Heat Pum | Heat Pump | 575 | 3 | False |  |  |  | True | Single-Speed | 232000 | 21886 | 10.6 | 10.4 |  |  | 220000 | 19538 | 3.3 | 3.2 |  |  |  | Federally-Regulated Commercial & Industrial Equipment | 04/21/2014 |  | 10/28/2014
Lennox Industries Inc. | Armstrong | PRTC118BL-2 |  | HSP-A, Single-Package Heat Pum | Heat Pump | 230 | 3 |  |  |  | No Match |  | No Match | 117000 | 13146 | 8.9 | 8.9 |  |  | 119000 | 11424 | 3 | 3 | 64000 | 9377 | 2 | Non Federally-Regulated | 01/17/1992 |  | 07/31/1992
Carrier Corp. - Syracuse | Comfortmaker | RHS102H******** |  | HSP-A, Single-Package Heat Pum | Heat Pump | 208 | 3 | False |  |  |  | False | Single-Speed | 98000 | 8750 | 11.2 | 10.8 |  |  | 94000 | 8348 | 3.3 | 3.3 |  |  |  | Federally-Regulated Commercial & Industrial Equipment | 11/30/2011 |  | 12/12/2012
Carrier Corp. - Syracuse | Carrier Corp. | 50TCQ*24***(5,6,1)A***(G,J,K,M)*-HORZ |  | HSP-A, Single-Package Heat Pum | Heat Pump | 460 | 3 | False |  |  |  | True | Single-Speed | 232000 | 21886 | 10.6 | 10.4 |  |  | 220000 | 19538 | 3.3 | 3.2 |  |  |  | Federally-Regulated Commercial & Industrial Equipment | 04/21/2014 |  | 10/28/2014
York International | York | BP090C00A2/4/5***** |  | HSP-A, Single-Package Heat Pum | Heat Pump | 230 | 3 |  |  |  | No Match |  | No Match | 90000 | 8411 | 10.7 | 8.9 |  | 11 | 85000 | 7782 | 3.2 | 3 | 46000 | 6126 | 2.2 | Federally-Regulated Commercial & Industrial Equipment | 07/31/2002 |  | 01/18/2008
Lennox Industries Inc. | Lennox | CHP11-1353-1W |  | HSP-A, Single-Package Heat Pum | Heat Pump | 200 | 3 |  |  |  | No Match |  | No Match | 122000 | 15300 | 8 | 7.5 |  |  | 123000 | 12500 |  |  | 63000 | 10300 |  | Non Federally-Regulated | 01/05/1982 |  | 08/30/1983
Carrier Corp. - Syracuse | Arcoaire | RHS102H******AA |  | HSP-A, Single-Package Heat Pum | Heat Pump | 208 | 3 | False |  |  |  | False | Single-Speed | 98000 | 8521 | 11.5 | 10.8 |  |  | 94000 | 8348 | 3.3 | 3.3 |  |  |  | Federally-Regulated Commercial & Industrial Equipment | 12/12/2012 |  | 10/28/2014
Trane U.S. Inc. | Trane | BWA180C3K | BWV180B | HRCU-A-CB, Split System: Heat | Heat Pump | 200 | 3 |  |  |  | No Match |  | No Match | 182000 | 22000 | 8.3 |  |  |  | 172000 | 18300 |  |  | 101000 | 15200 |  | Non Federally-Regulated | 05/16/1984 |  | 06/11/1985
Rheem Sales Company, Inc. | Heil Quaker | NCHR10H001B | NEPR10D020A | HRCU-A-CB, Split System: Heat | Heat Pump | 208 | 3 |  |  |  | No Match |  | No Match | 90000 | 11000 | 8.2 | 8.2 |  |  | 88000 | 8595 |  |  | 46000 | 6740 |  | Non Federally-Regulated | 08/29/1986 |  | 05/11/1988
York International | York | B1SP090A25 |  | HSP-A, Single-Package Heat Pum | Heat Pump | 208 | 3 |  |  |  | No Match |  | No Match | 95000 | 11176 | 8.5 |  |  |  | 103000 | 9738 | 3.1 |  | 57000 | 8353 | 2 | Non Federally-Regulated | 05/11/1988 |  | 03/15/1989
Carrier Corp. - Syracuse | Airquest | RHS(181,183)(H,L,S)******TA |  | HSP-A, Single-Package Heat Pum | Heat Pump | 208 | 3 | False |  |  |  | True | Single-Speed | 172000 | 15925 | 10.8 | 10.4 |  |  | 220000 | 19538 | 3.3 | 3.2 |  |  |  | Federally-Regulated Commercial & Industrial Equipment | 05/09/2013 |  | 08/28/2014
Carrier Corp. - Syracuse | Heil | RHS(181,183)(H,L,S)******AC |  | HSP-A, Single-Package Heat Pum | Heat Pump | 575 | 3 | False |  |  |  | True | Single-Speed | 172000 | 15925 | 10.8 | 10.4 |  |  | 220000 | 19538 | 3.3 | 3.2 |  |  |  | Federally-Regulated Commercial & Industrial Equipment | 01/09/2014 |  | 10/28/2014
York International | Luxaire | EF-07C00A(T/W)AAA1A | FF-07C00S00AAA1A | HRCU-A-CB, Split System: Heat | Heat Pump | 208 | 3 |  |  |  | No Match |  | No Match | 90000 | 8411 | 10.7 | 8.9 |  |  | 88000 | 8057 | 3.2 | 3 | 56500 | 7197 | 2.3 | Federally-Regulated Commercial & Industrial Equipment | 05/21/2002 |  | 07/18/2002
Daikin Comfort Technologies Manufacturing, L.P. | Daikin U.S. Corp. | DCH120****V***A* |  | HSP-A, Single-Package Heat Pum | Both Heat Pump and Electric Re | 208 | 3 | False |  |  |  | False | Single-Speed | 116000 | 10265 | 11.3 | 10.8 |  |  | 120000 | 10343 | 3.4 | 3.3 |  |  |  | Federally-Regulated Commercial & Industrial Equipment | 07/18/2013 |  | 01/09/2014
Trane U.S. Inc. | American Standard, Inc. | TWA180B300A | TWE180B300A | HRCU-A-CB, Split System: Heat | Heat Pump | 208 | 3 |  |  |  | No Match |  | No Match | 176000 | 19550 | 9 | 8.2 |  |  | 172000 | 16160 | 3.1 |  | 90000 | 11880 | 2.2 | Non Federally-Regulated | 10/10/1989 |  | 02/22/1990
McQuay International | McQuay International | DPS012AHHY2*C-6 |  | HSP-A, Single-Package Heat Pum | Heat Pump | 208 | 3 | False |  |  |  | True | Variable-Speed | 144000 | 12000 | 12 | 10.4 |  |  | 140000 | 11272 | 3.6 | 3.2 |  |  |  | Federally-Regulated Commercial & Industrial Equipment | 03/02/2012 |  | 08/28/2012
Trane U.S. Inc. | Trane | BWC090C4F |  | HSP-A, Single-Package Heat Pum | Heat Pump | 460 | 3 |  |  |  | No Match |  | No Match | 90000 | 10100 | 8.9 | 8.2 |  |  | 85000 | 8600 |  |  | 44000 | 6800 |  | Non Federally-Regulated | 05/16/1984 |  | 06/11/1985
Carrier Corp. - Syracuse | ICP Commercial | RHS(243)(H,L,S)******AA |  | HSP-A, Single-Package Heat Pum | Heat Pump | 460 | 3 | False |  |  |  | True | Single-Speed | 232000 | 21886 | 10.6 | 10.4 |  |  | 220000 | 19538 | 3.3 | 3.2 |  |  |  | Federally-Regulated Commercial & Industrial Equipment | 10/28/2014 |  | 10/28/2014
Lennox Industries Inc. | Lennox | CHP16-953-3G |  | HSP-A, Single-Package Heat Pum | Heat Pump | 460 | 3 |  |  |  | No Match |  | No Match | 88000 | 10602 | 8.3 |  |  |  | 88000 | 8713 | 2.9 | 2.5 | 43000 | 6633 | 1.9 | Non Federally-Regulated | 05/09/1990 |  | 07/27/1992
Carrier Corp. - Syracuse | ICP Commercial | RHS(243)(H,L,S)******AA |  | HSP-A, Single-Package Heat Pum | Heat Pump | 230 | 3 | False |  |  |  | True | Single-Speed | 232000 | 21886 | 10.6 | 10.4 |  |  | 220000 | 19538 | 3.3 | 3.2 |  |  |  | Federally-Regulated Commercial & Industrial Equipment | 10/28/2014 |  | 10/28/2014
Carrier Corp. - Syracuse | Carrier | 38AQ0345 * 38AQ0125 | 40RR044 | HRCU-A-CB, Split System: Heat | Heat Pump | 208 | 3 |  |  |  | No Match |  | No Match | 414549 | 50554 | 8.2 |  |  |  | 425000 | 47879 |  |  | 234000 | 36074 |  | Non Federally-Regulated | 03/15/1989 |  | 02/22/1990
Trane U.S. Inc. | American Standard, Inc. | TWA090A400B | TWE090A400B | HRCU-A-CB, Split System: Heat | Heat Pump | 460 | 3 |  |  |  | No Match |  | No Match | 90000 | 9180 | 9.8 | 8.9 |  |  | 85000 | 8300 | 3 | 3 | 45000 | 6280 | 2.1 | Non Federally-Regulated | 07/31/1992 |  | 03/31/1998
Rheem Sales Company, Inc. | Ruud | UPWA-200CAS | UHPA-200G | HRCU-A-CB, Split System: Heat | Heat Pump | 230 | 3 |  |  |  | No Match |  | No Match | 237600 | 28600 | 8.3 |  |  |  | 230250 | 24085 |  |  | 141700 | 21850 |  | Non Federally-Regulated | 05/16/1984 |  | 06/11/1985
Carrier Corp. - Syracuse | Carrier | 50EQ0246 |  | HSP-A, Single-Package Heat Pum | Heat Pump | 460 | 3 |  |  |  | No Match |  | No Match | 224000 | 27100 | 8.3 |  |  |  | 240000 | 23000 | 3.1 |  | 134500 | 19000 | 2.1 | Non Federally-Regulated | 05/16/1984 |  | 06/11/1985
Trane U.S. Inc. | Trane Unitary Products Group | WS(D,H)150E(3,4,W)R0****(6,7) |  | HSP-A, Single-Package Heat Pum | Heat Pump | 460 | 3 | False |  |  |  | False | Single-Speed | 146000 | 13773 | 10.6 | 10.4 |  |  | 136000 | 12455 | 3.2 | 3.2 |  |  |  | Federally-Regulated Commercial & Industrial Equipment | 12/12/2012 |  | 04/21/2014
Carrier Corp. - Syracuse | ICP Commercial | RHS072(H,L,S)******** |  | HSP-A, Single-Package Heat Pum | Heat Pump | 460 | 3 | False |  |  |  | False | Single-Speed | 70000 | 6306 | 11.1 | 10.8 |  |  | 67000 | 5950 | 3.3 | 3.3 |  |  |  | Federally-Regulated Commercial & Industrial Equipment | 11/30/2011 |  | 10/28/2014
Trane U.S. Inc. | Trane Unitary Products Group | TWA120D4**A* | TWE120D3**A* | HRCU-A-CB, Split System: Heat | Heat Pump | 460 | 3 |  |  |  |  | True | Single-Speed | 120000 | 10909 | 11 | 8.9 |  |  | 105000 | 9331 | 3.3 | 3 |  |  |  | Federally-Regulated Commercial & Industrial Equipment | 11/25/2009 |  | 04/21/2014
Carrier Corp. - Syracuse | Heil | RHS(181,183)(H,L,S)******TC |  | HSP-A, Single-Package Heat Pum | Heat Pump | 460 | 3 | False |  |  |  | True | Single-Speed | 172000 | 15925 | 10.8 | 10.4 |  |  | 220000 | 19538 | 3.3 | 3.2 |  |  |  | Federally-Regulated Commercial & Industrial Equipment | 01/09/2014 |  | 10/28/2014
Trane U.S. Inc. | American Standard, Inc. | WSC090E3*0A |  | HSP-A, Single-Package Heat Pum | Heat Pump | 230 | 3 | False |  |  |  | True | Single-Speed | 89000 | 8018 | 11.1 | 10.8 |  |  | 86000 | 7413 | 3.4 | 3.3 |  |  |  | Federally-Regulated Commercial & Industrial Equipment | 12/12/2012 |  | 08/28/2014
Trane U.S. Inc. | Trane | WCH120B400B |  | HSP-A, Single-Package Heat Pum | Heat Pump | 460 | 3 |  |  |  | No Match |  | No Match | 124000 | 12920 | 9.6 | 8.9 |  | 9.8 | 110000 | 10740 | 3 | 3 | 59000 | 8640 | 2 | Non Federally-Regulated | 07/02/1992 |  | 07/31/1992
Lennox Industries Inc. | Lennox | KHA180S4M*1Y,G,J |  | HSP-A, Single-Package Heat Pum | Heat Pump | 460 | 3 | False |  |  |  | True | Single-Speed | 174000 | 16415 | 10.6 | 10.4 |  |  | 178000 | 16302 | 3.2 | 3.2 |  |  |  | Federally-Regulated Commercial & Industrial Equipment | 07/18/2013 |  | 10/28/2014
Carrier Corp. - Syracuse | Arcoaire | CHS091(H,L,S)A* | FHS091(M,S,K)**A0* | HRCU-A-CB, Split System: Heat | Heat Pump | 460 | 3 |  |  |  |  | True | Single-Speed | 89000 | 8090 | 11 | 10.8 |  |  | 87000 | 7726 | 3.3 | 3.3 |  |  |  | Federally-Regulated Commercial & Industrial Equipment | 07/18/2013 |  | 10/28/2014
Lennox Industries Inc. | Lennox | CHP11-1353-5Q |  | HSP-A, Single-Package Heat Pum | Heat Pump | 230 | 3 |  |  |  | No Match |  | No Match | 122000 | 14920 | 8.2 | 8.2 |  |  | 125000 | 12550 |  |  | 64000 | 9880 |  | Non Federally-Regulated | 05/16/1984 |  | 06/11/1985
Lennox Industries Inc. | Lennox | CHP11-1853-2W |  | HSP-A, Single-Package Heat Pum | Heat Pump | 200 | 3 |  |  |  | No Match |  | No Match | 180000 | 22000 | 8.2 |  |  |  | 185000 | 19300 |  |  | 108000 | 15200 |  | Non Federally-Regulated | 05/16/1984 |  | 06/11/1985
Rheem Sales Company, Inc. | Whirlpool | NRHR92HP00B |  | HSP-A, Single-Package Heat Pum | Heat Pump | 208 | 3 |  |  |  | No Match |  | No Match | 88000 | 10730 | 8.2 |  |  |  | 88000 | 8595 |  |  | 46000 | 6740 |  | Non Federally-Regulated | 05/11/1988 |  | 03/15/1989
York International | Fraser Johnston | BADF-T/W120N205/245 |  | HSP-A, Single-Package Heat Pum | Heat Pump | 208 | 3 |  |  |  | No Match |  | No Match | 118000 | 13111 | 9 | 8.9 |  |  | 116000 | 11329 | 3 | 3 | 70000 | 10254 | 2 | Federally-Regulated Commercial & Industrial Equipment | 05/22/2000 |  | 01/18/2008
Carrier Corp. - Syracuse | ICP Commercial | RHS(181,183)(H,L,S)******AA |  | HSP-A, Single-Package Heat Pum | Heat Pump | 460 | 3 | False |  |  |  | True | Single-Speed | 172000 | 15925 | 10.8 | 10.4 |  |  | 220000 | 19538 | 3.3 | 3.2 |  |  |  | Federally-Regulated Commercial & Industrial Equipment | 05/09/2013 |  | 08/28/2014
McQuay International | McQuay International | DPS006AHHW2*C-4 |  | HSP-A, Single-Package Heat Pum | Heat Pump | 230 | 3 | False |  |  |  | True | Variable-Speed | 69000 | 6216 | 11.1 | 10.8 |  |  | 71000 | 5176 | 4 | 3.3 |  |  |  | Federally-Regulated Commercial & Industrial Equipment | 03/02/2012 |  | 08/28/2012
Carrier Corp. - Syracuse | Carrier | 38AQ0346 + 38AQ0125 | 40RR044 | HSP-A, Single-Package Heat Pum | Heat Pump | 460 | 3 |  |  |  | No Match |  | No Match | 414549 | 50554 | 9.3 | 8.5 |  | 9.7 | 425000 | 47879 | 3.3 | 2.9 | 94000 | 36074 | 2.2 | Non Federally-Regulated | 06/11/1985 |  | 03/15/1989
Rheem Sales Company, Inc. | Weatherking | WPWC-100CAS | WHGF-100Z | HRCU-A-CB, Split System: Heat | Heat Pump | 208 | 3 |  |  |  | No Match |  | No Match | 122000 | 13555 | 9 | 8.9 |  |  | 123000 | 11628 | 3.1 | 3 | 68000 | 9490 | 2.1 | Federally-Regulated Commercial & Industrial Equipment | 12/14/1998 |  | 08/18/1999
Rheem Sales Company, Inc. | Rheem | RPDC-075D* |  | HSP-A, Single-Package Heat Pum | Heat Pump | 460 | 3 |  |  |  | No Match |  | No Match | 93000 | 10300 | 9 | 8.2 |  |  | 93000 | 8960 |  |  | 51000 | 6990 |  | Non Federally-Regulated | 03/15/1989 |  | 10/10/1989
McQuay International | McQuay International | DPS007AHHG2**-3 |  | HSP-A, Single-Package Heat Pum | Heat Pump | 208 | 3 | False |  |  |  | True | Variable-Speed | 88000 | 7154 | 12.3 | 10.8 |  |  | 88000 | 6097 | 4.2 | 3.3 |  |  |  | Federally-Regulated Commercial & Industrial Equipment | 03/02/2012 |  | 08/28/2012
Rheem Sales Company, Inc. | Rheem | RJMB-A078C |  | HSP-A, Single-Package Heat Pum | Heat Pump | 230 | 3 |  |  |  | No Match |  | No Match | 73000 | 7227 | 10.1 | 8.9 |  | 10.4 | 76000 | 6958 | 3.2 | 3 | 46000 | 6126 | 2.2 | Federally-Regulated Commercial & Industrial Equipment | 07/31/2002 |  | 01/18/2008
York International | Fraser Johnston | BCCB-T090A |  | HSP-A, Single-Package Heat Pum | Heat Pump | 230 | 3 |  |  |  | No Match |  | No Match | 87000 | 9667 | 9 | 8.9 |  |  | 89000 | 8692 | 3 | 3 | 49000 | 7178 | 2 | Non Federally-Regulated | 02/17/1993 |  | 09/02/1995
Carrier Corp. - Syracuse | Keeprite | CHS072(H,L,S)A* | FHS072(M,S,K)**A0* | HRCU-A-CB, Split System: Heat | Heat Pump | 208 | 3 |  |  |  |  | True | Single-Speed | 70000 | 6363 | 11 | 10.8 |  |  | 66000 | 5861 | 3.3 | 3.3 |  |  |  | Federally-Regulated Commercial & Industrial Equipment | 07/18/2013 |  | 10/28/2014
Carrier Corp. - Syracuse | Day & Night | CHS091(H,L,S)A* | FHS091(M,S,K)A*A* | HRCU-A-CB, Split System: Heat | Heat Pump | 575 | 3 |  |  |  |  | True | Single-Speed | 89000 | 8090 | 11 | 10.8 |  |  | 87000 | 7727 | 3.3 | 3.3 |  |  |  | Federally-Regulated Commercial & Industrial Equipment | 03/10/2011 |  | 12/12/2012
Addison Products | Addison Products | DFH194*3E**** |  | HSP-A, Single-Package Heat Pum | Heat Pump | 208 | 3 |  |  |  | No Match |  | No Match | 187500 | 19900 | 9.4 | 8.5 |  | 9.8 | 200400 | 17300 | 3.4 | 2.9 | 115100 | 14100 | 2.4 | Federally-Regulated Commercial & Industrial Equipment | 11/03/1994 |  | 04/07/1996
York International | Coleman | BA-10[C,E]***(T,W,X)* |  | HSP-A, Single-Package Heat Pum | Both Heat Pump and Electric Re | 575 | 3 |  |  |  |  | False | Single-Speed | 120000 | 11650 | 10.3 | 8.9 |  | 10 | 113000 | 10356 | 3.2 | 3 | 60000 | 7998 | 2.2 | Federally-Regulated Commercial & Industrial Equipment | 01/18/2008 |  | 02/24/2011
York International | York | B1CH180A/E***25/46 |  | HSP-A, Single-Package Heat Pum | Heat Pump | 230 | 3 |  |  |  | No Match |  | No Match | 164000 | 18636 | 8.8 | 8.5 |  | 8.5 | 174000 | 16998 | 3 | 2.9 | 90000 | 13188 | 2 | Federally-Regulated Commercial & Industrial Equipment | 05/09/1998 |  | 10/02/1998
Goettl | American Best | HPC901E-4 |  | HSP-A, Single-Package Heat Pum | Heat Pump | 460 | 3 |  |  |  | No Match |  | No Match | 96000 | 9142 | 10.5 | 8.9 |  |  | 97000 | 9476 | 3 | 3 | 55000 | 8059 | 2 | Federally-Regulated Commercial & Industrial Equipment | 12/14/1998 |  | 08/18/1999
York International | Johnson Controls | J12PCC00A*(2,4,5)***** | J15NCC00*(5,6)****** | HRCU-A-CB, Split System: Heat | Heat Pump | 230 | 3 |  |  |  |  | True | Single-Speed | 180000 | 16981 | 10.6 | 8.5 |  |  | 168000 | 14929 | 3.3 | 2.9 |  |  |  | Federally-Regulated Commercial & Industrial Equipment | 07/16/2009 |  | 12/12/2012
York International | Luxaire | XA-12[C,E]***(T,W,X)* |  | HSP-A, Single-Package Heat Pum | Both Heat Pump and Electric Re | 460 | 3 |  |  |  |  | True | Single-Speed | 150000 | 13636 | 11 | 8.5 |  | 11.9 | 144000 | 13196 | 3.2 | 2.9 | 90000 | 11997 | 2.2 | Federally-Regulated Commercial & Industrial Equipment | 01/18/2008 |  | 01/24/2011
Carrier Corp. - Syracuse | Payne | 542EP120031 |  | HSP-A, Single-Package Heat Pum | Heat Pump | 460 | 3 |  |  |  | No Match |  | No Match | 240000 | 28800 | 8.3 | 8.2 |  |  | 240000 | 24700 |  |  | 65000 | 9200 |  | Non Federally-Regulated | 06/11/1985 |  | 05/11/1988
Carrier Corp. - Syracuse | Carrier | 50HJQ008--52/62 |  | HSP-A, Single-Package Heat Pum | Heat Pump | 460 | 3 |  |  |  | No Match |  | No Match | 88000 | 8543 | 10.3 | 8.9 |  |  | 85000 | 7546 | 3.3 | 3 | 48000 | 6392 | 2.2 | Federally-Regulated Commercial & Industrial Equipment | 02/06/2002 |  | 03/21/2002
Carrier Corp. - Syracuse | Carrier | 38AQS0165/6 | 40RMQ0165/6GC | HRCU-A-CB, Split System: Heat | Heat Pump | 460 | 3 |  |  |  | No Match |  | No Match | 172000 | 19545 | 8.8 | 8.5 |  | 9.9 | 164000 | 16021 | 3 | 2.9 | 94000 | 12522 | 2.2 | Federally-Regulated Commercial & Industrial Equipment | 07/28/1998 |  | 10/02/1998
Rheem Sales Company, Inc. | Square D | PH7.5-75-DB0000H1 |  | HSP-A, Single-Package Heat Pum | Heat Pump | 460 | 3 |  |  |  | No Match |  | No Match | 88000 | 10730 | 8.2 | 8.2 |  |  | 88000 | 8595 |  |  | 46000 | 6740 |  | Non Federally-Regulated | 06/11/1985 |  | 05/11/1988
Carrier Corp. - Syracuse | Comfortmaker | CHS240(H,L,S)D* | FHS240(S,H,L)**A0* | HRCU-A-CB, Split System: Heat | Heat Pump | 208 | 3 |  |  |  |  | True | Single-Speed | 222000 | 20747 | 10.7 | 10.4 |  |  | 214000 | 17919 | 3.5 | 3.2 |  |  |  | Federally-Regulated Commercial & Industrial Equipment | 07/18/2013 |  | 10/28/2014
York International | Evcon | PJ240C00A*(2,4,5)***** | NJ240C00*(5,6)****** | HRCU-A-CB, Split System: Heat | Heat Pump | 575 | 3 |  |  |  |  | True | Single-Speed | 238000 | 22453 | 10.6 | 8.5 |  |  | 220000 | 18975 | 3.4 | 2.9 |  |  |  | Federally-Regulated Commercial & Industrial Equipment | 07/16/2009 |  | 01/24/2011
Carrier Corp. | Carrier | 38AQ0166 + 38AQ0166 | 40RR034 | HSP-A, Single-Package Heat Pum | Heat Pump | 460 | 3 |  |  |  | No Match |  | No Match | 316512 | 40828 | 8 |  |  | 8.5 | 339600 | 34888 | 2.8 |  | 194998 | 27708 | 2 | Voluntarily Certified | 01/23/1988 |  | 03/08/1996
Carrier Corp. - Syracuse | Carrier | 50RQ0085 |  | HSP-A, Single-Package Heat Pum | Heat Pump | 230 | 3 |  |  |  | No Match |  | No Match | 88000 | 11300 | 7.8 | 7.5 |  |  | 91000 | 9600 |  |  | 51000 | 7600 |  | Non Federally-Regulated | 01/05/1982 |  | 05/16/1984
Carrier Corp. - Syracuse | Keeprite | RHS102(L,S)******TA |  | HSP-A, Single-Package Heat Pum | Heat Pump | 575 | 3 | False |  |  |  | False | Single-Speed | 99000 | 8608 | 11.5 | 10.8 |  |  | 96000 | 8525 | 3.3 | 3.3 |  |  |  | Federally-Regulated Commercial & Industrial Equipment | 12/12/2012 |  | 10/28/2014
Rheem Sales Company, Inc. | Rheem | RPWC-100CAZ | RHGF-100Z | HRCU-A-CB, Split System: Heat | Heat Pump | 208 | 3 |  |  |  | No Match |  | No Match | 121000 | 12872 | 9.4 | 8.9 |  |  | 125000 | 11817 | 3.1 | 3 | 84000 | 11190 | 2.2 | Federally-Regulated Commercial & Industrial Equipment | 02/03/1998 |  | 03/31/1998
Addison Products | Addison Products | DFH304*3E**** |  | HSP-A, Single-Package Heat Pum | Heat Pump | 208 | 3 |  |  |  | No Match |  | No Match | 289600 | 30200 | 9.6 |  |  |  | 288000 | 26500 | 3.2 |  | 181000 | 21600 | 2.5 | Voluntarily Certified | 11/03/1994 |  | 04/07/1996
International Comfort Products | Kenmore | PH*120N2HA* |  | HSP-A, Single-Package Heat Pum | Heat Pump | 208 | 3 |  |  |  | No Match |  | No Match | 123000 | 13516 | 9.1 | 8.9 |  | 9.5 | 123000 | 11625 | 3.1 | 3 | 71000 | 10401 | 2 | Federally-Regulated Commercial & Industrial Equipment | 11/18/1999 |  | 04/13/2000
Carrier Corp. | Day & Night | 549BP072000AA** | 40RR054 | HSP-A, Single-Package Heat Pum | Heat Pump | 460 | 3 |  |  |  | No Match |  | No Match | 68000 | 72014 | 9.5 | 8.9 |  |  | 72000 | 69830 | 3.4 | 3 | 36000 | 5274 | 2 | Federally-Regulated Commercial & Industrial Equipment | 08/24/1995 |  | 04/07/1996
York International | Coleman | XA-06[C,E]***(T,W,X)***6 |  | HSP-A, Single-Package Heat Pum | Both Heat Pump and Electric Re | 230 | 3 | False |  |  |  | True | Single-Speed | 78000 | 6782 | 11.5 | 10.8 |  |  | 75000 | 6561 | 3.4 | 3.3 |  |  |  | Federally-Regulated Commercial & Industrial Equipment | 04/19/2013 |  | 01/09/2014
York International | Fraser Johnston | BA-10[C,E]***(T,W,X)* |  | HSP-A, Single-Package Heat Pum | Both Heat Pump and Electric Re | 230 | 3 |  |  |  |  | False | Single-Speed | 120000 | 11650 | 10.3 | 8.9 |  | 10 | 113000 | 10356 | 3.2 | 3 | 60000 | 7998 | 2.2 | Federally-Regulated Commercial & Industrial Equipment | 01/18/2008 |  | 02/24/2011
Borg Warner | Luxaire | EAHP-T120A | FBHP-S120A | HRCU-A-CB, Split System: Heat | Heat Pump | 230 | 3 |  |  |  | No Match |  | No Match | 119000 | 13140 | 8.2 | 8.2 |  |  | 129000 | 11080 | 3.4 |  | 76000 | 8040 | 2.8 | Non Federally-Regulated | 06/11/1985 |  | 05/11/1988
Carrier Corp. - Syracuse | Comfortmaker | RHH(120,121)(H,L,S)******AA |  | HSP-A, Single-Package Heat Pum | Heat Pump | 460 | 3 | False |  |  |  | True | Single-Speed | 119000 | 9674 | 12.3 | 10.8 |  |  | 116000 | 9713 | 3.5 | 3.3 |  |  |  | Federally-Regulated Commercial & Industrial Equipment | 12/12/2012 |  | 10/28/2014
Rheem Sales Company, Inc. | Weatherking | WPWC-100C | WHGF-100Z | HRCU-A-CB, Split System: Heat | Heat Pump | 230 | 3 |  |  |  | No Match |  | No Match | 118000 | 12826 | 9.2 | 8.9 |  |  | 125000 | 11814 | 3.1 | 3 | 68000 | 9487 | 2.1 | Federally-Regulated Commercial & Industrial Equipment | 05/22/2000 |  | 05/23/2000
Lennox Industries Inc. | Lennox | CHP11-2753-6G |  | HSP-A, Single-Package Heat Pum | Heat Pump | 460 | 3 |  |  |  | No Match |  | No Match | 240000 | 28800 | 8.3 |  |  |  | 240000 | 24700 | 2.8 |  | 134000 | 18700 | 2.1 | Voluntarily Certified | 01/22/1990 |  | 02/22/1990
Carrier Corp. - Syracuse | Carrier Corp. | 50TCQ*24***(5,6,1)A***(A,C,D,F)* |  | HSP-A, Single-Package Heat Pum | Heat Pump | 230 | 3 | False |  |  |  | True | Single-Speed | 232000 | 21886 | 10.6 | 10.4 |  |  | 220000 | 19538 | 3.3 | 3.2 |  |  |  | Federally-Regulated Commercial & Industrial Equipment | 12/12/2012 |  | 04/21/2014
Trane U.S. Inc. | Trane | WCH075C30*B* |  | HSP-A, Single-Package Heat Pum | Heat Pump | 208 | 3 |  |  |  | No Match |  | No Match | 71000 | 7977 | 8.9 | 8.9 |  |  | 71000 | 6934 | 3 | 3 | 35000 | 5127 | 2 | Federally-Regulated Commercial & Industrial Equipment | 05/22/2000 |  | 07/18/2002
Trane U.S. Inc. | Trane | TWA240B300D* | TWE240B300C* | HRCU-A-CB, Split System: Heat | Heat Pump | 208 | 3 |  |  |  | No Match |  | No Match | 232000 | 24946 | 9.3 | 8.5 |  | 11.2 | 232000 | 22658 | 3 | 2.9 | 154000 | 19618 | 2.3 | Federally-Regulated Commercial & Industrial Equipment | 05/22/2000 |  | 09/21/2001
Borg Warner | Moncrief | EAHP-W090A | FBHP-S090A | HRCU-A-CB, Split System: Heat | Heat Pump | 460 | 3 |  |  |  | No Match |  | No Match | 93000 | 10134 | 8.5 | 8.2 |  |  | 103000 | 8710 | 3.5 |  | 59000 | 6263 | 2.8 | Non Federally-Regulated | 06/11/1985 |  | 05/11/1988
York International | Luxaire | BA-10C00*T/W/X***** |  | HSP-A, Single-Package Heat Pum | Heat Pump | 460 | 3 |  |  |  | No Match |  | No Match | 120000 | 11650 | 10.3 | 8.9 |  | 10 | 113000 | 10346 | 3.2 | 3 | 60000 | 7990 | 2.2 | Federally-Regulated Commercial & Industrial Equipment | 07/31/2002 |  | 01/18/2008
Trane U.S. Inc. | American Standard, Inc. | WCD150B30*E* |  | HSP-A, Single-Package Heat Pum | Heat Pump | 208 | 3 |  |  |  | No Match |  | No Match | 146000 | 16043 | 9.1 | 8.5 |  | 9.4 | 136000 | 13286 | 3 | 2.9 | 72000 | 10048 | 2.1 | Federally-Regulated Commercial & Industrial Equipment | 08/20/1998 |  | 10/02/1998
Rheem Sales Company, Inc. | Century | HR100-3SZ | AHH100-Z | HRCU-A-CB, Split System: Heat | Heat Pump | 230 | 3 |  |  |  | No Match |  | No Match | 116000 | 13033 | 8.9 | 8.9 |  |  | 125000 | 11814 | 3.1 | 3 | 68000 | 9487 | 2.1 | Federally-Regulated Commercial & Industrial Equipment | 02/06/2002 |  | 07/18/2002
York International | Fraser Johnston | BADF-T/W090N165/205 |  | HSP-A, Single-Package Heat Pum | Heat Pump | 460 | 3 |  |  |  | No Match |  | No Match | 87000 | 9666 | 9 | 8.9 |  |  | 89000 | 8692 | 3 | 3 | 49000 | 7178 | 2 | Federally-Regulated Commercial & Industrial Equipment | 11/18/1999 |  | 04/13/2000
Lennox Industries Inc. | Lennox | HP17-1353V-2Y | CB17-135V-1 | HRCU-A-CB, Split System: Heat | Heat Pump | 230 | 3 |  |  |  | No Match |  | No Match | 119000 | 14512 | 8.2 | 8.2 |  |  | 119000 | 11626 |  |  | 69000 | 9406 |  | Non Federally-Regulated | 05/16/1984 |  | 06/11/1985
Trane U.S. Inc. | American Standard, Inc. | WCD120A400A |  | HSP-A, Single-Package Heat Pum | Heat Pump | 460 | 3 |  |  |  | No Match |  | No Match | 117000 | 13000 | 9 | 8.9 |  |  | 119000 | 11460 | 3 | 3 | 61000 | 8840 | 2 | Non Federally-Regulated | 07/31/1992 |  | 03/31/1998
Carrier Corp. - Syracuse | Heil | CHS240(H,L,S)D* | FHS240(S,H,L)**A2* | HRCU-A-CB, Split System: Heat | Heat Pump | 460 | 3 |  |  |  |  | True | Single-Speed | 222000 | 20747 | 10.7 | 10.4 |  |  | 214000 | 17919 | 3.5 | 3.2 |  |  |  | Federally-Regulated Commercial & Industrial Equipment | 07/18/2013 |  | 04/20/2015
Carrier Corp. - Syracuse | Carrier | 38AQ0246 | 40RR024 | HRCU-A-CB, Split System: Heat | Heat Pump | 460 | 3 |  |  |  | No Match |  | No Match | 202771 | 25346 | 8 | 8.2 |  |  | 230000 | 24060 |  |  | 129000 | 19024 |  | Non Federally-Regulated | 02/22/1990 |  | 07/31/1992
Carrier Corp. - Syracuse | Arcoaire | RHS(181,183)(H,L,S)******TA |  | HSP-A, Single-Package Heat Pum | Heat Pump | 208 | 3 | False |  |  |  | True | Single-Speed | 172000 | 15925 | 10.8 | 10.4 |  |  | 220000 | 19538 | 3.3 | 3.2 |  |  |  | Federally-Regulated Commercial & Industrial Equipment | 05/09/2013 |  | 08/28/2014
York International | Coleman | BA-06[C,E]***(T,W,X)* |  | HSP-A, Single-Package Heat Pum | Both Heat Pump and Electric Re | 460 | 3 |  |  |  |  | False | Single-Speed | 78000 | 7647 | 10.2 | 8.9 |  | 0 | 69000 | 6323 | 3.2 | 3 | 43000 | 5732 | 2.2 | Federally-Regulated Commercial & Industrial Equipment | 01/18/2008 |  | 02/24/2011
Carrier Corp. - Syracuse | Carrier | 50PQ0165 |  | HSP-A, Single-Package Heat Pum | Heat Pump | 230 | 3 |  |  |  | No Match |  | No Match | 178000 | 21000 | 8.5 |  |  |  | 180000 | 17500 |  |  | 103000 | 14300 |  | Non Federally-Regulated | 05/16/1984 |  | 06/11/1985
Carrier Corp. - Syracuse | Tempstar | RHH102(H,L,S)******** |  | HSP-A, Single-Package Heat Pum | Heat Pump | 230 | 3 | False |  |  |  | True | Single-Speed | 100000 | 8333 | 12 | 10.8 |  |  | 100000 | 8619 | 3.4 | 3.3 |  |  |  | Federally-Regulated Commercial & Industrial Equipment | 11/30/2011 |  | 04/19/2013
Trane U.S. Inc. | American Standard, Inc. | TWA240B300A | TWE240B300A | HRCU-A-CB, Split System: Heat | Heat Pump | 208 | 3 |  |  |  | No Match |  | No Match | 234000 | 27530 | 8.5 |  |  |  | 234000 | 22860 | 3 | 2.5 | 122000 | 17880 | 2 | Non Federally-Regulated | 05/25/1989 |  | 02/22/1990
Rheem Sales Company, Inc. | Square D | HCS010JAR1H | A08-64-00L-010US1G | HRCU-A-CB, Split System: Heat | Heat Pump | 208 | 3 |  |  |  | No Match |  | No Match | 118000 | 14390 | 8.2 | 8.2 |  |  | 118000 | 12350 |  |  | 60000 | 8790 | 2 | Non Federally-Regulated | 06/11/1985 |  | 08/29/1986
Lennox Industries Inc. | Lennox | CHP11-953-4W |  | HSP-A, Single-Package Heat Pum | Heat Pump | 200 | 3 |  |  |  | No Match |  | No Match | 89000 | 11400 | 7.8 | 7.5 |  |  | 88000 | 9200 |  |  | 42000 | 6900 |  | Non Federally-Regulated | 01/05/1982 |  | 08/30/1983
Carrier Corp. - Syracuse | Carrier | 38AQ0165 * 38AQ0165 | 40RR034 | HSP-A, Single-Package Heat Pum | Heat Pump | 460 | 3 |  |  |  | No Match |  | No Match | 86000 | 40828 | 8.4 | 8.2 |  |  | 87000 | 8792 |  |  | 50000 | 7327 |  | Non Federally-Regulated | 03/15/1989 |  | 02/22/1990
York International | Fraser Johnston | BA-20[E54]***(T,W,X)* |  | HSP-A, Single-Package Heat Pum | Both Heat Pump and Electric Re | 575 | 3 |  |  |  |  | True | Single-Speed | 224000 | 21961 | 10.2 | 8.5 |  | 10.1 | 218000 | 18803 | 3.4 | 2.9 | 129000 | 18014 | 2.1 | Federally-Regulated Commercial & Industrial Equipment | 02/11/2008 |  | 02/24/2011
International Comfort Products | Airquest | PH*120N2HA* |  | HSP-A, Single-Package Heat Pum | Heat Pump | 208 | 3 |  |  |  | No Match |  | No Match | 123000 | 13516 | 9.1 | 8.9 |  | 9.5 | 123000 | 11625 | 3.1 | 3 | 71000 | 10401 | 2 | Federally-Regulated Commercial & Industrial Equipment | 05/22/2000 |  | 09/20/2001
Borg Warner | Fraser Johnston | BAHT-T120A |  | HSP-A, Single-Package Heat Pum | Heat Pump | 230 | 3 |  |  |  | No Match |  | No Match | 119000 | 12625 | 8.3 | 8.2 |  |  | 124000 | 10950 | 3.3 |  | 75000 | 7980 | 2.8 | Non Federally-Regulated | 06/11/1985 |  | 05/11/1988
Carrier Corp. - Syracuse | Carrier | 50TJQ00950/60 |  | HSP-A, Single-Package Heat Pum | Heat Pump | 230 | 3 |  |  |  | No Match |  | No Match | 96000 | 10786 | 8.9 | 8.9 |  | 8.9 | 93000 | 8789 | 3.1 | 3 | 43000 | 7411 | 1.7 | Federally-Regulated Commercial & Industrial Equipment | 05/22/2000 |  | 11/20/2000
Carrier Corp. - Syracuse | Tempstar | RHS(240)(H,L,S)******AA |  | HSP-A, Single-Package Heat Pum | Heat Pump | 575 | 3 | False |  |  |  | True | Single-Speed | 232000 | 21886 | 10.6 | 10.4 |  |  | 220000 | 19538 | 3.3 | 3.2 |  |  |  | Federally-Regulated Commercial & Industrial Equipment | 10/28/2014 |  | 10/28/2014
Carrier Corp. - Syracuse | Arcoaire | RHH090(H,L,S)******TA |  | HSP-A, Single-Package Heat Pum | Heat Pump | 460 | 3 | False |  |  |  | True | Single-Speed | 90000 | 7438 | 12.1 | 10.8 |  |  | 84000 | 7033 | 3.5 | 3.3 |  |  |  | Federally-Regulated Commercial & Industrial Equipment | 10/28/2014 |  | 10/28/2014
McQuay International | McQuay International | DPS006AHHG2**-6 |  | HSP-A, Single-Package Heat Pum | Heat Pump | 230 | 3 | False |  |  |  | True | Variable-Speed | 70000 | 6194 | 11.3 | 10.8 |  |  | 65000 | 5120 | 3.7 | 3.3 |  |  |  | Federally-Regulated Commercial & Industrial Equipment | 08/28/2012 |  | 04/19/2013
Rheem Sales Company, Inc. | Ruud | UPWB-075CAS* | UHPA-075Z | HRCU-A-CB, Split System: Heat | Heat Pump | 208 | 3 |  |  |  | No Match |  | No Match | 90000 | 11000 | 8.2 | 8.2 |  |  | 88000 | 8595 |  |  | 46000 | 6740 |  | Non Federally-Regulated | 03/15/1989 |  | 10/10/1989
Coolair Corp. | Coolair | BH15G4B | EH15G4B | HRCU-A-CB, Split System: Heat | Heat Pump | 460 | 3 |  |  |  | No Match |  | No Match | 196100 | 20469 | 9.6 | 8.5 |  |  | 185000 | 17300 | 3.1 | 2.9 | 95370 | 13041 | 2.1 | Federally-Regulated Commercial & Industrial Equipment | 04/30/1997 |  | 03/31/1998
Trane U.S. Inc. | Trane | BWA180C300M | BW(H,V)180B300D | HRCU-A-CB, Split System: Heat | Heat Pump | 230 | 3 |  |  |  | No Match |  | No Match | 182000 | 22000 | 8.3 | 8.2 |  |  | 172000 | 18300 |  |  | 101000 | 15200 |  | Non Federally-Regulated | 02/22/1990 |  | 07/31/1992
International Comfort Products | Airquest | NRHR92LP15B |  | HSP-A, Single-Package Heat Pum | Heat Pump | 460 | 3 |  |  |  | No Match |  | No Match | 93000 | 10333 | 9 | 8.9 |  | 9.9 | 93000 | 9085 | 3 | 3 | 51000 | 7117 | 2.1 | Federally-Regulated Commercial & Industrial Equipment | 02/03/1998 |  | 03/31/1998
Carrier Corp. - Syracuse | Keeprite | RHS150(H,L,S)******AA |  | HSP-A, Single-Package Heat Pum | Heat Pump | 230 | 3 | False |  |  |  | False | Single-Speed | 142000 | 13396 | 10.6 | 10.4 |  |  | 142000 | 13005 | 3.2 | 3.2 |  |  |  | Federally-Regulated Commercial & Industrial Equipment | 10/28/2014 |  | 10/28/2014
Carrier Corp. - Syracuse | ICP Commercial | RHH072(H,L,S)******** |  | HSP-A, Single-Package Heat Pum | Heat Pump | 208 | 3 | False |  |  |  | True | Single-Speed | 72000 | 6000 | 12 | 10.8 |  |  | 70000 | 6033 | 3.4 | 3.3 |  |  |  | Federally-Regulated Commercial & Industrial Equipment | 11/30/2011 |  | 10/28/2014
BDP Co. | Payne | 542DP090 |  | HSP-A, Single-Package Heat Pum | Heat Pump | 208 | 3 |  |  |  | No Match |  | No Match | 87000 | 10200 | 8.5 | 8.2 |  |  | 89000 | 8800 |  |  | 49000 | 7300 |  | Non Federally-Regulated | 05/16/1984 |  | 06/11/1985
Trane U.S. Inc. | American Standard, Inc. | 4TWB3048A3 (2) | TWE090E1**A* | HRCU-A-CB, Split System: Heat | Heat Pump | 230 | 3 |  |  |  |  | True | Single-Speed | 90000 | 8181 | 11 | 10.8 |  |  | 90000 | 7992 | 3.3 | 3.3 |  |  |  | Federally-Regulated Commercial & Industrial Equipment | 04/19/2013 |  | 08/28/2014
Carrier Corp. - Syracuse | Heil | RHS(120,121)(H,L,S)******** |  | HSP-A, Single-Package Heat Pum | Heat Pump | 208 | 3 | False |  |  |  | False | Single-Speed | 116000 | 10545 | 11 | 10.8 |  |  | 116000 | 9999 | 3.4 | 3.3 |  |  |  | Federally-Regulated Commercial & Industrial Equipment | 11/30/2011 |  | 12/12/2012
Carrier Corp. - Syracuse | Keeprite | RHS(243)(H,L,S)******AA |  | HSP-A, Single-Package Heat Pum | Heat Pump | 460 | 3 | False |  |  |  | True | Single-Speed | 232000 | 21886 | 10.6 | 10.4 |  |  | 220000 | 19538 | 3.3 | 3.2 |  |  |  | Federally-Regulated Commercial & Industrial Equipment | 10/28/2014 |  | 10/28/2014
Carrier Corp. - Syracuse | Heil | CHS180(H,L,S)D* | FHS180(M,S,H,L)A*A* | HRCU-A-CB, Split System: Heat | Heat Pump | 230 | 3 |  |  |  |  | True | Single-Speed | 178000 | 16792 | 10.6 | 10.4 |  |  | 178000 | 15343 | 3.4 | 3.2 |  |  |  | Federally-Regulated Commercial & Industrial Equipment | 03/10/2011 |  | 12/12/2012
Rheem Sales Company, Inc. | Heat Controller | HRG-180A-3 |  | HSP-A, Single-Package Heat Pum | Both Heat Pump and Electric Re | 208 | 3 | False |  |  |  | True | Single-Speed | 176000 | 16448 | 10.7 | 10.4 |  |  | 170000 | 13839 | 3.6 | 3.2 |  |  |  | Federally-Regulated Commercial & Industrial Equipment | 12/12/2012 |  | 01/09/2014
Carrier Corp. - Syracuse | Day & Night | RHS150(H,L,S)******TA |  | HSP-A, Single-Package Heat Pum | Heat Pump | 575 | 3 | False |  |  |  | False | Single-Speed | 142000 | 13396 | 10.6 | 10.4 |  |  | 142000 | 13005 | 3.2 | 3.2 |  |  |  | Federally-Regulated Commercial & Industrial Equipment | 10/28/2014 |  | 10/28/2014
Rheem Sales Company, Inc. | Whirlpool | NRHR10HP00B |  | HSP-A, Single-Package Heat Pum | Heat Pump | 230 | 3 |  |  |  | No Match |  | No Match | 116000 | 14150 | 8.2 |  |  |  | 118000 | 12350 |  |  | 60000 | 8790 | 2 | Non Federally-Regulated | 05/11/1988 |  | 03/15/1989
Addison Products | Addison Products | DFH314*3E**** | 40RR054 | HSP-A, Single-Package Heat Pum | Heat Pump | 230 | 3 |  |  |  | No Match |  | No Match | 439102 | 58045 | 9.8 | 7.5 |  | 10.7 | 489386 | 46625 | 3.4 |  | 314804 | 39895 | 2.5 | Voluntarily Certified | 11/03/1994 |  | 04/07/1996
Carrier Corp. - Syracuse | Bryant Heating & Cooling Systems | 549J(P,E,T)08*********(A,B)A |  | HSP-A, Single-Package Heat Pum | Heat Pump | 460 | 3 | False |  |  |  | True | Single-Speed | 90000 | 7438 | 12.1 | 10.8 |  |  | 84000 | 7033 | 3.5 | 3.3 |  |  |  | Federally-Regulated Commercial & Industrial Equipment | 10/28/2014 |  | 04/21/2015
Rheem Sales Company, Inc. | Ruud | UPWA-150CAS | UHPA-150G | HRCU-A-CB, Split System: Heat | Heat Pump | 230 | 3 |  |  |  | No Match |  | No Match | 176400 | 21600 | 8.2 |  |  |  | 177800 | 19200 | 2.7 |  | 93800 | 17500 | 1.6 | Non Federally-Regulated | 05/16/1984 |  | 06/11/1985
York International | York | B1SP120A46 |  | HSP-A, Single-Package Heat Pum | Heat Pump | 460 | 3 |  |  |  | No Match |  | No Match | 121000 | 14578 | 8.3 |  |  |  | 126000 | 13189 |  |  | 76000 | 9685 |  | Non Federally-Regulated | 05/11/1988 |  | 03/15/1989
Carrier Corp. - Syracuse | Keeprite | RHS(240,243)(H,L,S)******AA |  | HSP-A, Single-Package Heat Pum | Heat Pump | 230 | 3 | False |  |  |  | True | Single-Speed | 232000 | 21886 | 10.6 | 10.4 |  |  | 220000 | 19538 | 3.3 | 3.2 |  |  |  | Federally-Regulated Commercial & Industrial Equipment | 12/12/2012 |  | 04/21/2014
Carrier Corp. - Syracuse | Carrier Corp. | 50TCQ*17***(5,6,1)A***(G,J,K,M)* |  | HSP-A, Single-Package Heat Pum | Heat Pump | 575 | 3 | False |  |  |  | True | Single-Speed | 172000 | 15925 | 10.8 | 10.4 |  |  | 220000 | 19538 | 3.3 | 3.2 |  |  |  | Federally-Regulated Commercial & Industrial Equipment | 05/09/2013 |  | 08/28/2014
Carrier Corp. - Syracuse | Bryant Heating & Cooling Systems | 549J(P,E,T)09*********(D,E)A |  | HSP-A, Single-Package Heat Pum | Heat Pump | 575 | 3 | False |  |  |  | True | Single-Speed | 100000 | 8333 | 12 | 10.8 |  |  | 100000 | 8619 | 3.4 | 3.3 |  |  |  | Federally-Regulated Commercial & Industrial Equipment | 12/12/2012 |  | 10/28/2014
Carrier Corp. - Syracuse | Comfortmaker | RHS(240)(H,L,S)******TA |  | HSP-A, Single-Package Heat Pum | Heat Pump | 460 | 3 | False |  |  |  | True | Single-Speed | 232000 | 21886 | 10.6 | 10.4 |  |  | 220000 | 19538 | 3.3 | 3.2 |  |  |  | Federally-Regulated Commercial & Industrial Equipment | 10/28/2014 |  | 10/28/2014
Carrier Corp. - Syracuse | ICP Commercial | RHS(181,183)(H,L,S)******AA |  | HSP-A, Single-Package Heat Pum | Heat Pump | 208 | 3 | False |  |  |  | True | Single-Speed | 172000 | 15925 | 10.8 | 10.4 |  |  | 220000 | 19538 | 3.3 | 3.2 |  |  |  | Federally-Regulated Commercial & Industrial Equipment | 05/09/2013 |  | 08/28/2014
Goettl | American Best | ABHP 662AT |  | HSP-A, Single-Package Heat Pum | Heat Pump | 230 | 1 |  |  |  | No Match |  | No Match | 66000 | 8000 | 8.3 | 8.2 |  |  | 66000 | 6670 |  |  | 35600 | 5795 |  | Non Federally-Regulated | 02/22/1990 |  | 07/31/1992
Carrier Corp. - Syracuse | Day & Night | RHH102(H,L,S)******TA |  | HSP-A, Single-Package Heat Pum | Heat Pump | 208 | 3 | False |  |  |  | True | Single-Speed | 100000 | 8333 | 12 | 10.8 |  |  | 100000 | 8619 | 3.4 | 3.3 |  |  |  | Federally-Regulated Commercial & Industrial Equipment | 10/28/2014 |  | 10/28/2014
Lennox Industries Inc. | Lennox | HP17-953V-4Y | CB17-95V-1 | HRCU-A-CB, Split System: Heat | Heat Pump | 230 | 3 |  |  |  | No Match |  | No Match | 87000 | 10235 | 8.5 | 8.2 |  |  | 88000 | 8597 |  |  | 51000 | 6794 |  | Non Federally-Regulated | 05/16/1984 |  | 06/11/1985
Trane U.S. Inc. | American Standard, Inc. | WS(D,H)180E(3,4,W)R(G,N,P,R)****(6,7) |  | HSP-A, Single-Package Heat Pum | Both Heat Pump and Electric Re | 575 | 3 | False |  |  |  | False | Single-Speed | 170000 | 16037 | 10.6 | 10.4 |  |  | 170000 | 15569 | 3.2 | 3.2 |  |  |  | Federally-Regulated Commercial & Industrial Equipment | 12/12/2012 |  | 04/21/2014
Carrier Corp. - Syracuse | Tempstar | RHS(243)(H,L,S)******AA |  | HSP-A, Single-Package Heat Pum | Heat Pump | 575 | 3 | False |  |  |  | True | Single-Speed | 232000 | 21886 | 10.6 | 10.4 |  |  | 220000 | 19538 | 3.3 | 3.2 |  |  |  | Federally-Regulated Commercial & Industrial Equipment | 10/28/2014 |  | 10/28/2014
Rheem Sales Company, Inc. | Heil Quaker | NRHR10(D/F)P00A |  | HSP-A, Single-Package Heat Pum | Heat Pump | 208 | 3 |  |  |  | No Match |  | No Match | 118000 | 14390 | 8.2 | 8.2 |  |  | 122000 | 13243 | 2.7 |  | 62000 | 18172 | 1 | Non Federally-Regulated | 06/11/1985 |  | 05/11/1988
Carrier Corp. - Syracuse | Arcoaire | RHH102(H,L,S)******TA |  | HSP-A, Single-Package Heat Pum | Heat Pump | 230 | 3 | False |  |  |  | True | Single-Speed | 100000 | 8333 | 12 | 10.8 |  |  | 100000 | 8619 | 3.4 | 3.3 |  |  |  | Federally-Regulated Commercial & Industrial Equipment | 12/12/2012 |  | 10/28/2014
Carrier Corp. - Syracuse | Carrier | 38AQS0125/6 | 40RMQ0125/6GC | HRCU-A-CB, Split System: Heat | Heat Pump | 460 | 3 |  |  |  | No Match |  | No Match | 108000 | 12134 | 8.9 | 8.9 |  |  | 111000 | 10840 | 3 | 3 | 62000 | 9082 | 2 | Federally-Regulated Commercial & Industrial Equipment | 07/31/2002 |  | 09/25/2002
York International | Fraser Johnston | BACB-T/-W180A/E |  | HSP-A, Single-Package Heat Pum | Heat Pump | 230 | 3 |  |  |  | No Match |  | No Match | 164000 | 18636 | 8.8 | 8.5 |  | 8.5 | 174000 | 16998 | 3 | 2.9 | 90000 | 13188 | 2 | Federally-Regulated Commercial & Industrial Equipment | 03/31/1998 |  | 05/09/1998
Goettl | American Best | ABHP662A*-3 |  | HSP-A, Single-Package Heat Pum | Heat Pump | 460 | 3 |  |  |  | No Match |  | No Match | 67000 | 7865 | 8.5 | 8.9 |  |  | 67000 | 6675 | 2.9 | 3 | 35600 | 5795 | 1.8 | Non Federally-Regulated | 01/05/1993 |  | 03/12/1993
Lennox Industries Inc. | Ducane | LHA180HN2* |  | HSP-A, Single-Package Heat Pum | Heat Pump | 460 | 3 |  |  |  | No Match |  | No Match | 182000 | 16545 | 11 | 8.5 |  | 12 | 192000 | 17047 | 3.3 | 2.9 | 106000 | 15528 | 2 | Federally-Regulated Commercial & Industrial Equipment | 07/31/2002 |  | 01/18/2008
McQuay International | McQuay International | DPS010AHHE2*C-6 |  | HSP-A, Single-Package Heat Pum | Heat Pump | 208 | 3 | False |  |  |  | True | Variable-Speed | 121000 | 10000 | 12.1 | 10.8 |  |  | 112000 | 9432 | 3.5 | 3.3 |  |  |  | Federally-Regulated Commercial & Industrial Equipment | 08/28/2012 |  | 04/19/2013
Carrier Corp. - Syracuse | Day & Night | RHS18*(H,L,S)0******A |  | HSP-A, Single-Package Heat Pum | Heat Pump | 460 | 3 | False |  |  |  | True | Single-Speed | 172000 | 15925 | 10.8 | 10.4 |  |  | 220000 | 19538 | 3.3 | 3.2 |  |  |  | Federally-Regulated Commercial & Industrial Equipment | 03/10/2011 |  | 12/12/2012
Carrier Corp. - Syracuse | Heil | CHS240(H,L,S)D* | FHS240(S,H,L)**A2* | HRCU-A-CB, Split System: Heat | Heat Pump | 575 | 3 |  |  |  |  | True | Single-Speed | 222000 | 20747 | 10.7 | 10.4 |  |  | 214000 | 17919 | 3.5 | 3.2 |  |  |  | Federally-Regulated Commercial & Industrial Equipment | 07/18/2013 |  | 04/20/2015
York International | Luxaire | BA-20[E72]***(T,W,X)* |  | HSP-A, Single-Package Heat Pum | Both Heat Pump and Electric Re | 460 | 3 |  |  |  |  | True | Single-Speed | 220000 | 21569 | 10.2 | 8.5 |  | 10.1 | 218000 | 18803 | 3.4 | 2.9 | 130000 | 18154 | 2.1 | Federally-Regulated Commercial & Industrial Equipment | 02/11/2008 |  | 02/24/2011
York International | Fraser Johnston | BADF-T/W090N165/205 |  | HSP-A, Single-Package Heat Pum | Heat Pump | 460 | 3 |  |  |  | No Match |  | No Match | 87000 | 9666 | 9 | 8.9 |  |  | 89000 | 8694 | 3 | 3 | 49000 | 7180 | 2 | Federally-Regulated Commercial & Industrial Equipment | 03/31/1998 |  | 05/09/1998
Rheem Sales Company, Inc. | Ruud | UJMB-A120C |  | HSP-A, Single-Package Heat Pum | Heat Pump | 208 | 3 |  |  |  | No Match |  | No Match | 120000 | 11881 | 10.1 | 8.9 |  | 11.2 | 109000 | 9980 | 3.2 | 3 | 65000 | 8656 | 2.2 | Federally-Regulated Commercial & Industrial Equipment | 11/21/2001 |  | 07/18/2002
Lennox Industries Inc. | Lennox | CHP11-1353-3W |  | HSP-A, Single-Package Heat Pum | Heat Pump | 200 | 3 |  |  |  | No Match |  | No Match | 122000 | 15400 | 7.9 | 7.5 |  |  | 123000 | 12500 |  |  | 63000 | 10300 |  | Non Federally-Regulated | 01/05/1982 |  | 09/08/1982
Lennox Industries Inc. | Lennox | LHA180HN2* |  | HSP-A, Single-Package Heat Pum | Heat Pump | 230 | 3 |  |  |  | No Match |  | No Match | 182000 | 16545 | 11 | 8.5 |  | 12 | 192000 | 17047 | 3.3 | 2.9 | 106000 | 15528 | 2 | Federally-Regulated Commercial & Industrial Equipment | 07/31/2002 |  | 01/18/2008
International Comfort Products | Kenmore | PH*120N2HA |  | HSP-A, Single-Package Heat Pum | Heat Pump | 208 | 3 |  |  |  | No Match |  | No Match | 123000 | 13516 | 9.1 | 8.9 |  | 9.5 | 123000 | 11628 | 3.1 | 3 | 71000 | 10404 | 2 | Federally-Regulated Commercial & Industrial Equipment | 02/03/1998 |  | 03/31/1998
Carrier Corp. - Syracuse | Carrier Corp. | 50HCQ*07***(5,6,1)A* |  | HSP-A, Single-Package Heat Pum | Heat Pump | 460 | 3 | False |  |  |  | True | Single-Speed | 72000 | 6000 | 12 | 10.8 |  |  | 70000 | 6033 | 3.4 | 3.3 |  |  |  | Federally-Regulated Commercial & Industrial Equipment | 11/30/2011 |  | 10/28/2014
Carrier Corp. - Syracuse | Carrier | 38AQ0166 + 0166 + 0126 | 40RR044 | HSP-A, Single-Package Heat Pum | Heat Pump | 460 | 3 |  |  |  | No Match |  | No Match | 420805 | 56160 | 8 | 7.5 |  |  | 496199 | 48260 | 2.6 |  | 294398 | 38800 | 1.8 | Non Federally-Regulated | 09/08/1982 |  | 08/30/1983
Carrier Corp. - Syracuse | Keeprite | CHS180(H,L,S)D* | FHS180(M,S,H,L)A*A* | HRCU-A-CB, Split System: Heat | Heat Pump | 208 | 3 |  |  |  |  | True | Single-Speed | 178000 | 16792 | 10.6 | 10.4 |  |  | 178000 | 15343 | 3.4 | 3.2 |  |  |  | Federally-Regulated Commercial & Industrial Equipment | 03/10/2011 |  | 12/12/2012
York International | Luxaire | XA-07[C,E]***(T,W,X)* |  | HSP-A, Single-Package Heat Pum | Both Heat Pump and Electric Re | 208 | 3 |  |  |  |  | True | Single-Speed | 92000 | 8364 | 11 | 8.9 |  | 12.4 | 92000 | 7708 | 3.5 | 3 | 55000 | 7013 | 2.3 | Federally-Regulated Commercial & Industrial Equipment | 01/18/2008 |  | 07/16/2009
York International | Evcon | BA-20[E72]***(T,W,X)* |  | HSP-A, Single-Package Heat Pum | Both Heat Pump and Electric Re | 208 | 3 |  |  |  |  | True | Single-Speed | 220000 | 21569 | 10.2 | 8.5 |  | 10.1 | 218000 | 18803 | 3.4 | 2.9 | 130000 | 18154 | 2.1 | Federally-Regulated Commercial & Industrial Equipment | 02/11/2008 |  | 02/24/2011
Carrier Corp. - Syracuse | Day & Night | 548DP/E120-AA |  | HSP-A, Single-Package Heat Pum | Heat Pump | 208 | 3 |  |  |  | No Match |  | No Match | 112000 | 12444 | 9 | 8.9 |  | 9 | 105000 | 9926 | 3.1 | 3 | 53000 | 8726 | 1.8 | Federally-Regulated Commercial & Industrial Equipment | 03/31/1998 |  | 05/09/1998
Carrier Corp. - Syracuse | Keeprite | RHS090(L,S)******** |  | HSP-A, Single-Package Heat Pum | Heat Pump | 575 | 3 | False |  |  |  | False | Single-Speed | 88000 | 7857 | 11.2 | 10.8 |  |  | 86000 | 7413 | 3.4 | 3.3 |  |  |  | Federally-Regulated Commercial & Industrial Equipment | 03/02/2012 |  | 12/12/2012
Rheem Sales Company, Inc. | Square D | PH7.5-74-JB0000H1 |  | HSP-A, Single-Package Heat Pum | Heat Pump | 208 | 3 |  |  |  | No Match |  | No Match | 88000 | 10730 | 8.2 | 8.2 |  |  | 88000 | 8595 |  |  | 46000 | 6740 |  | Non Federally-Regulated | 06/11/1985 |  | 05/11/1988
Carrier Corp. - Syracuse | Carrier | 38BQ0085 | 40BA009 | HRCU-A-CB, Split System: Heat | Heat Pump | 208 | 3 |  |  |  | No Match |  | No Match | 86000 | 9500 | 9.1 |  |  |  | 86000 | 8000 | 3.2 |  | 47000 | 6600 | 2.1 | Non Federally-Regulated | 05/11/1988 |  | 03/15/1989
Carrier Corp. - Syracuse | Comfortmaker | RHS(240)(H,L,S)******AA |  | HSP-A, Single-Package Heat Pum | Heat Pump | 460 | 3 | False |  |  |  | True | Single-Speed | 232000 | 21886 | 10.6 | 10.4 |  |  | 220000 | 19538 | 3.3 | 3.2 |  |  |  | Federally-Regulated Commercial & Industrial Equipment | 10/28/2014 |  | 10/28/2014
Rheem Sales Company, Inc. | Addison Products | RHB7.5T-4 | AH7.5T3/4K | HRCU-A-CB, Split System: Heat | Heat Pump | 460 | 3 |  |  |  | No Match |  | No Match | 90000 | 11000 | 8.2 |  |  |  | 88000 | 8595 |  |  | 46000 | 6740 |  | Non Federally-Regulated | 05/11/1988 |  | 03/15/1989
York International | Luxaire | BA-07C00*T/W/X***1* |  | HSP-A, Single-Package Heat Pum | Heat Pump | 208 | 3 |  |  |  | No Match |  | No Match | 90000 | 8411 | 10.7 | 8.9 |  | 11 | 85000 | 7782 | 3.2 | 3 | 46000 | 6126 | 2.2 | Federally-Regulated Commercial & Industrial Equipment | 11/21/2000 |  | 02/05/2002
Rheem Sales Company, Inc. | Weatherking | WJKB-A120D |  | HSP-A, Single-Package Heat Pum | Heat Pump | 460 | 3 |  |  |  | No Match |  | No Match | 117000 | 12580 | 9.3 | 8.9 |  | 9.2 | 118000 | 11524 | 3 | 3 | 63500 | 9302 | 2 | Federally-Regulated Commercial & Industrial Equipment | 05/22/2000 |  | 11/21/2001
York International | Fraser Johnston | BA-12[C,E]***(T,W,X)* |  | HSP-A, Single-Package Heat Pum | Both Heat Pump and Electric Re | 208 | 3 |  |  |  |  | False | Single-Speed | 144000 | 15484 | 9.3 | 8.5 |  | 9.7 | 142000 | 13433 | 3.1 | 2.9 | 91000 | 12708 | 2.1 | Federally-Regulated Commercial & Industrial Equipment | 01/18/2008 |  | 02/24/2011
Trane U.S. Inc. | American Standard, Inc. | 4A6C3048A4 (2) | TWE120E1**A* | HRCU-A-CB, Split System: Heat | Heat Pump | 460 | 3 |  |  |  |  | True | Single-Speed | 101000 | 8326 | 12.1 | 10.8 |  |  | 95000 | 7524 | 3.7 | 3.3 |  |  |  | Federally-Regulated Commercial & Industrial Equipment | 11/30/2011 |  | 05/02/2012
Daikin Comfort Technologies Manufacturing, L.P. | Daikin U.S. Corp. | DCH120****B***A* |  | HSP-A, Single-Package Heat Pum | Both Heat Pump and Electric Re | 460 | 3 | False |  |  |  | False | Single-Speed | 115000 | 10360 | 11.1 | 11 |  |  | 116000 | 9999 | 3.4 | 3.3 | 56000 | 7135 | 2.3 | Federally-Regulated Commercial & Industrial Equipment | 04/21/2015 |  | 06/01/2015
Trane U.S. Inc. | Trane | WCH150B30*F* |  | HSP-A, Single-Package Heat Pum | Heat Pump | 230 | 3 |  |  |  | No Match |  | No Match | 144000 | 15157 | 9.5 | 8.5 |  | 9.9 | 132000 | 12476 | 3.1 | 2.9 | 72000 | 10547 | 2 | Federally-Regulated Commercial & Industrial Equipment | 11/21/2001 |  | 07/18/2002
York International | Evcon | BA-07[C,E]***(T,W,X)* |  | HSP-A, Single-Package Heat Pum | Both Heat Pump and Electric Re | 575 | 3 |  |  |  |  | False | Dual-Speed | 89000 | 8396 | 10.6 | 8.9 |  | 11 | 85000 | 7790 | 3.2 | 3 | 46000 | 6132 | 2.2 | Federally-Regulated Commercial & Industrial Equipment | 01/18/2008 |  | 02/24/2011
McQuay International | McQuay International | DPS010AHHW2**-4 |  | HSP-A, Single-Package Heat Pum | Heat Pump | 208 | 3 | False |  |  |  | True | Variable-Speed | 120000 | 10000 | 12 | 10.8 |  |  | 110000 | 9426 | 3.4 | 3.3 |  |  |  | Federally-Regulated Commercial & Industrial Equipment | 08/28/2012 |  | 04/19/2013
Carrier Corp. - Syracuse | Heil | CHS180(H,L,S)D* | FHS180(M,S,H,L)**A0* | HRCU-A-CB, Split System: Heat | Heat Pump | 575 | 3 |  |  |  |  | True | Single-Speed | 178000 | 16792 | 10.6 | 10.4 |  |  | 178000 | 15343 | 3.4 | 3.2 |  |  |  | Federally-Regulated Commercial & Industrial Equipment | 07/18/2013 |  | 04/20/2015
Lennox Industries Inc. | Armstrong | PRTC118BH-2 |  | HSP-A, Single-Package Heat Pum | Heat Pump | 208 | 3 |  |  |  | No Match |  | No Match | 117000 | 13146 | 8.9 | 8.9 |  |  | 119000 | 11424 | 3.1 | 3 | 64000 | 9377 | 2 | Non Federally-Regulated | 07/31/1992 |  | 08/14/1992
Rheem Sales Company, Inc. | Heil Quaker | NCHR15H001B | NEPR15M050A | HRCU-A-CB, Split System: Heat | Heat Pump | 230 | 3 |  |  |  | No Match |  | No Match | 177000 | 21900 | 8.1 |  |  |  | 177000 | 17280 |  |  | 93000 | 13620 |  | Non Federally-Regulated | 05/11/1988 |  | 03/15/1989
Lennox Industries Inc. | Lennox | CHP16-1353-3Y |  | HSP-A, Single-Package Heat Pum | Heat Pump | 208 | 3 |  |  |  | No Match |  | No Match | 118000 | 14217 | 8.3 | 8.2 |  |  | 120000 | 12297 |  |  | 64000 | 9872 |  | Non Federally-Regulated | 02/22/1990 |  | 07/31/1992
Carrier Corp. - Syracuse | Airquest | RHH102(H,L,S)******AA |  | HSP-A, Single-Package Heat Pum | Heat Pump | 460 | 3 | False |  |  |  | True | Single-Speed | 100000 | 8333 | 12 | 10.8 |  |  | 100000 | 8619 | 3.4 | 3.3 |  |  |  | Federally-Regulated Commercial & Industrial Equipment | 12/12/2012 |  | 10/28/2014
Rheem Sales Company, Inc. | Ruud | UPWC-100DAS* | UHGF-100Z | HRCU-A-CB, Split System: Heat | Heat Pump | 460 | 3 |  |  |  | No Match |  | No Match | 122000 | 13562 | 9 | 8.9 |  |  | 123000 | 11541 | 3.1 | 3 | 68000 | 9360 | 2.1 | Non Federally-Regulated | 01/26/1993 |  | 09/02/1995
Lennox Industries Inc. | Ducane | LHA240HN2* |  | HSP-A, Single-Package Heat Pum | Heat Pump | 208 | 3 |  |  |  | No Match |  | No Match | 220000 | 21568 | 10.2 | 8.5 |  | 11 | 220000 | 19533 | 3.3 | 2.9 | 118000 | 16463 | 2.1 | Federally-Regulated Commercial & Industrial Equipment | 07/31/2002 |  | 01/18/2008
Carrier Corp. - Syracuse | Day & Night | RHS(243)(H,L,S)******TA |  | HSP-A, Single-Package Heat Pum | Heat Pump | 230 | 3 | False |  |  |  | True | Single-Speed | 232000 | 21886 | 10.6 | 10.4 |  |  | 220000 | 19538 | 3.3 | 3.2 |  |  |  | Federally-Regulated Commercial & Industrial Equipment | 10/28/2014 |  | 10/28/2014
Rheem Sales Company, Inc. | Ruud | UPWA-100CAS | UHPA-100E2 | HRCU-A-CB, Split System: Heat | Heat Pump | 208 | 3 |  |  |  | No Match |  | No Match | 119000 | 15300 | 7.8 | 7.5 |  |  | 118000 | 12800 | 2.7 |  | 61000 | 9900 | 1.8 | Non Federally-Regulated | 08/30/1983 |  | 05/16/1984
York International | Fraser Johnston | BCCB-W120A |  | HSP-A, Single-Package Heat Pum | Heat Pump | 460 | 3 |  |  |  | No Match |  | No Match | 118000 | 13111 | 9 | 8.9 |  |  | 116000 | 11329 | 3 | 3 | 70000 | 10254 | 2 | Non Federally-Regulated | 02/17/1993 |  | 09/02/1995
Rheem Sales Company, Inc. | Heil Quaker | NCHR10H001B | NEPR10M030A | HRCU-A-CB, Split System: Heat | Heat Pump | 208 | 3 |  |  |  | No Match |  | No Match | 118000 | 14390 | 8.2 | 8.2 |  |  | 118000 | 12350 |  |  | 60000 | 8790 | 2 | Non Federally-Regulated | 03/15/1989 |  | 10/10/1989
Carrier Corp. - Syracuse | Airquest | RHS(181,183)(H,L,S)******** |  | HSP-A, Single-Package Heat Pum | Heat Pump | 575 | 3 | False |  |  |  | True | Single-Speed | 172000 | 15925 | 10.8 | 10.4 |  |  | 220000 | 19538 | 3.3 | 3.2 |  |  |  | Federally-Regulated Commercial & Industrial Equipment | 11/30/2011 |  | 12/12/2012
Trane U.S. Inc. | American Standard, Inc. | WCH090C30*A* |  | HSP-A, Single-Package Heat Pum | Heat Pump | 230 | 3 |  |  |  | No Match |  | No Match | 87000 | 9775 | 8.9 | 8.9 |  |  | 86000 | 8400 | 3 | 3 | 43000 | 6299 | 2 | Non Federally-Regulated | 04/14/1993 |  | 09/02/1995
Carrier Corp. - Syracuse | Carrier Corp. | 50HCQ*08***(5,6,1)A* |  | HSP-A, Single-Package Heat Pum | Heat Pump | 575 | 3 | False |  |  |  | True | Single-Speed | 90000 | 7438 | 12.1 | 10.8 |  |  | 84000 | 7033 | 3.5 | 3.3 |  |  |  | Federally-Regulated Commercial & Industrial Equipment | 11/30/2011 |  | 12/12/2012
International Comfort Products | Tempstar | PH*120N2LA |  | HSP-A, Single-Package Heat Pum | Heat Pump | 460 | 3 |  |  |  | No Match |  | No Match | 123000 | 13516 | 9.1 | 8.9 |  | 9.5 | 123000 | 11628 | 3.1 | 3 | 71000 | 10404 | 2 | Federally-Regulated Commercial & Industrial Equipment | 12/14/1998 |  | 08/17/1999
York International | York | BP240[E54]***(2,4,5)* |  | HSP-A, Single-Package Heat Pum | Both Heat Pump and Electric Re | 208 | 3 |  |  |  |  | True | Single-Speed | 224000 | 21961 | 10.2 | 8.5 |  | 10.1 | 218000 | 18803 | 3.4 | 2.9 | 129000 | 18014 | 2.1 | Federally-Regulated Commercial & Industrial Equipment | 02/11/2008 |  | 02/24/2011
Carrier Corp. - Syracuse | Keeprite | RHS150(H,L,S)******TA |  | HSP-A, Single-Package Heat Pum | Heat Pump | 208 | 3 | False |  |  |  | False | Single-Speed | 142000 | 13396 | 10.6 | 10.4 |  |  | 142000 | 13005 | 3.2 | 3.2 |  |  |  | Federally-Regulated Commercial & Industrial Equipment | 10/28/2014 |  | 10/28/2014
McQuay International | McQuay International | DPS006AHHY2*C-4 |  | HSP-A, Single-Package Heat Pum | Heat Pump | 230 | 3 | False |  |  |  | True | Variable-Speed | 69000 | 6052 | 11.4 | 10.8 |  |  | 71000 | 5075 | 4.1 | 3.3 |  |  |  | Federally-Regulated Commercial & Industrial Equipment | 03/02/2012 |  | 08/28/2012
Rheem Sales Company, Inc. | Weatherking | WPWC-075C | WHGF-100Z | HRCU-A-CB, Split System: Heat | Heat Pump | 230 | 3 |  |  |  | No Match |  | No Match | 92000 | 9583 | 9.6 | 8.9 |  |  | 88000 | 8057 | 3.2 | 3 | 48000 | 6697 | 2.1 | Federally-Regulated Commercial & Industrial Equipment | 07/25/2000 |  | 07/18/2002
Trane U.S. Inc. | Trane | TWA120A400A | TWE120A400A | HRCU-A-CB, Split System: Heat | Heat Pump | 460 | 3 |  |  |  | No Match |  | No Match | 119000 | 13680 | 8.7 |  |  |  | 120000 | 11720 | 3 | 2.5 | 64000 | 8530 | 2.2 | Non Federally-Regulated | 05/25/1989 |  | 02/22/1990
Lennox Industries Inc. | Lennox | CHP11-1853-1G | BW(H,V)240B4OOD | HSP-A, Single-Package Heat Pum | Heat Pump | 460 | 3 |  |  |  | No Match |  | No Match | 240000 | 29200 | 8.2 |  |  |  | 236000 | 24200 |  |  | 138000 | 20100 |  | Non Federally-Regulated | 06/11/1985 |  | 03/15/1989
Carrier Corp. - Syracuse | Carrier | 50EWQ024511/611 |  | HSP-A, Single-Package Heat Pum | Heat Pump | 230 | 3 |  |  |  | No Match |  | No Match | 230000 | 23469 | 9.8 | 8.5 |  | 10 | 228000 | 20249 | 3.3 | 2.9 | 116000 | 16998 | 2 | Federally-Regulated Commercial & Industrial Equipment | 07/28/1998 |  | 10/02/1998
Rheem Sales Company, Inc. | Addison Products | RHB20T-4 | AH20T3/4K | HRCU-A-CB, Split System: Heat | Heat Pump | 460 | 3 |  |  |  | No Match |  | No Match | 234000 | 28540 | 8.2 |  |  |  | 234000 | 24490 |  |  | 119000 | 17430 |  | Non Federally-Regulated | 05/11/1988 |  | 10/10/1989
Carrier Corp. - Syracuse | Day & Night | RHH090(H,L,S)******TA |  | HSP-A, Single-Package Heat Pum | Heat Pump | 208 | 3 | False |  |  |  | True | Single-Speed | 90000 | 7438 | 12.1 | 10.8 |  |  | 84000 | 7033 | 3.5 | 3.3 |  |  |  | Federally-Regulated Commercial & Industrial Equipment | 12/12/2012 |  | 10/28/2014
Rheem Sales Company, Inc. | Rheem | RPWC-100CAZ | RHGF-100Z | HRCU-A-CB, Split System: Heat | Heat Pump | 208 | 3 |  |  |  | No Match |  | No Match | 118000 | 12826 | 9.2 | 8.9 |  |  | 125000 | 11814 | 3.1 | 3 | 68000 | 9487 | 2.1 | Federally-Regulated Commercial & Industrial Equipment | 11/18/1999 |  | 04/13/2000
Carrier Corp. - Syracuse | Airquest | RHS(181,183)(H,L,S)******TC |  | HSP-A, Single-Package Heat Pum | Heat Pump | 460 | 3 | False |  |  |  | True | Single-Speed | 172000 | 15925 | 10.8 | 10.4 |  |  | 220000 | 19538 | 3.3 | 3.2 |  |  |  | Federally-Regulated Commercial & Industrial Equipment | 10/28/2014 |  | 10/28/2014
Lennox Industries Inc. | Lennox | HP17-953V-3G | CB17-95V-1 | HRCU-A-CB, Split System: Heat | Heat Pump | 460 | 3 |  |  |  | No Match |  | No Match | 87000 | 10235 | 8.5 | 8.2 |  |  | 88000 | 8597 |  |  | 51000 | 6794 |  | Non Federally-Regulated | 06/11/1985 |  | 08/29/1986
Carrier Corp. - Syracuse | Airquest | CHS240(H,L,S)D* | FHS240(S,H,L)A*A* | HRCU-A-CB, Split System: Heat | Heat Pump | 230 | 3 |  |  |  |  | True | Single-Speed | 222000 | 20747 | 10.7 | 10.4 |  |  | 214000 | 17919 | 3.5 | 3.2 |  |  |  | Federally-Regulated Commercial & Industrial Equipment | 03/10/2011 |  | 12/12/2012
York International | Johnson Controls | J20PCC00A*(2,4,5)***** | J20NCC00*(5,6)****** | HRCU-A-CB, Split System: Heat | Heat Pump | 208 | 3 |  |  |  |  | True | Single-Speed | 238000 | 22453 | 10.6 | 8.5 |  |  | 216000 | 19195 | 3.3 | 2.9 |  |  |  | Federally-Regulated Commercial & Industrial Equipment | 07/16/2009 |  | 12/12/2012
Trane U.S. Inc. | Trane Unitary Products Group | 4TWR3048B1 | TWE090E1**A* | HRCU-A-CB, Split System: Heat | Heat Pump | 200 | 1 |  |  |  |  | True | Single-Speed | 90000 | 7964 | 11.3 | 10.8 |  |  | 90000 | 7757 | 3.4 | 3.3 |  |  |  | Federally-Regulated Commercial & Industrial Equipment | 08/24/2011 |  | 10/05/2011
Lennox Industries Inc. | Armstrong | LHA120H* |  | HSP-A, Single-Package Heat Pum | Heat Pump | 575 | 3 |  |  |  | No Match |  | No Match | 118000 | 11456 | 10.3 | 8.9 |  | 11.3 | 120000 | 10654 | 3.3 | 3 | 72000 | 10045 | 2.1 | Federally-Regulated Commercial & Industrial Equipment | 11/21/2001 |  | 07/18/2002
Trane U.S. Inc. | Trane Unitary Products Group | 4TWA3048A3 | TWE090E3**A* | HRCU-A-CB, Split System: Heat | Heat Pump | 230 | 3 |  |  |  |  | True | Single-Speed | 90000 | 8181 | 11 | 10.8 |  |  | 90000 | 7992 | 3.3 | 3.3 |  |  |  | Federally-Regulated Commercial & Industrial Equipment | 08/24/2011 |  | 10/05/2011
McQuay International | McQuay International | DPS010AHHE2**-4 |  | HSP-A, Single-Package Heat Pum | Heat Pump | 208 | 3 | False |  |  |  | True | Variable-Speed | 120000 | 10000 | 12 | 10.8 |  |  | 118000 | 9124 | 3.8 | 3.3 |  |  |  | Federally-Regulated Commercial & Industrial Equipment | 03/02/2012 |  | 08/28/2012
York International | Luxaire | BACB-T090A |  | HSP-A, Single-Package Heat Pum | Heat Pump | 208 | 3 |  |  |  | No Match |  | No Match | 87000 | 9886 | 8.8 | 8.2 |  |  | 88000 | 8597 |  |  | 47000 | 6888 |  | Non Federally-Regulated | 03/15/1989 |  | 10/10/1989
Rheem Sales Company, Inc. | Rheem | RPDC-101D |  | HSP-A, Single-Package Heat Pum | Heat Pump | 460 | 3 |  |  |  | No Match |  | No Match | 120000 | 13483 | 8.9 | 8.9 |  | 10.3 | 126000 | 12309 | 3 | 3 | 67000 | 9350 | 2.1 | Federally-Regulated Commercial & Industrial Equipment | 02/03/1998 |  | 03/31/1998
Trane U.S. Inc. | Trane | BWA120C400M | BWE120C400G | HRCU-A-CB, Split System: Heat | Heat Pump | 460 | 3 |  |  |  | No Match |  | No Match | 118000 | 14300 | 8.3 |  |  |  | 120000 | 11550 |  |  | 63000 | 9550 |  | Non Federally-Regulated | 05/11/1988 |  | 03/15/1989
McQuay International | McQuay International | DPS012AHHW2**-4 |  | HSP-A, Single-Package Heat Pum | Heat Pump | 208 | 3 | False |  |  |  | True | Variable-Speed | 144000 | 12307 | 11.7 | 10.4 |  |  | 134000 | 11793 | 3.3 | 3.2 |  |  |  | Federally-Regulated Commercial & Industrial Equipment | 08/28/2012 |  | 04/19/2013
York International | York | BP078[C,E]***(2,4,5)* |  | HSP-A, Single-Package Heat Pum | Both Heat Pump and Electric Re | 208 | 3 |  |  |  |  | False | Single-Speed | 78000 | 7647 | 10.2 | 8.9 |  | 0 | 69000 | 6323 | 3.2 | 3 | 43000 | 5732 | 2.2 | Federally-Regulated Commercial & Industrial Equipment | 01/18/2008 |  | 02/24/2011
Carrier Corp. - Syracuse | Carrier | 50QJ0126 |  | HSP-A, Single-Package Heat Pum | Heat Pump | 460 | 3 |  |  |  | No Match |  | No Match | 120000 | 13000 | 9.2 | 8.2 |  |  | 120000 | 10500 | 3.3 |  | 64000 | 8600 | 2.2 | Non Federally-Regulated | 02/22/1990 |  | 07/31/1992
Rheem Sales Company, Inc. | Rheem | RPWC-100CAZ | RHGF-100Z | HRCU-A-CB, Split System: Heat | Heat Pump | 208 | 3 |  |  |  | No Match |  | No Match | 121000 | 12872 | 9.4 | 8.9 |  |  | 125000 | 11817 | 3.1 | 3 | 84000 | 11190 | 2.2 | Federally-Regulated Commercial & Industrial Equipment | 03/31/1998 |  | 05/09/1998
Trane U.S. Inc. | Trane Unitary Products Group | 4TWA3048A4 (2) | TWE090E1**A* | HRCU-A-CB, Split System: Heat | Heat Pump | 460 | 3 |  |  |  |  | True | Single-Speed | 90000 | 8181 | 11 | 10.8 |  |  | 90000 | 7992 | 3.3 | 3.3 |  |  |  | Federally-Regulated Commercial & Industrial Equipment | 11/30/2011 |  | 12/12/2012
York International | Johnson Controls | J07EA0C***(2,4,5)* | J07FAC***(6)* | HRCU-A-CB, Split System: Heat | Both Heat Pump and Electric Re | 460 | 3 |  |  |  |  | True | Single-Speed | 90000 | 8443 | 10.7 | 8.9 |  |  | 88000 | 8065 | 3.2 | 3 |  |  |  | Federally-Regulated Commercial & Industrial Equipment | 08/27/2008 |  | 02/24/2011
International Comfort Products | ICP Commercial | PH*120N2HA* |  | HSP-A, Single-Package Heat Pum | Heat Pump | 230 | 3 |  |  |  | No Match |  | No Match | 123000 | 13516 | 9.1 | 8.9 |  | 9.5 | 123000 | 11625 | 3.1 | 3 | 71000 | 10401 | 2 | Federally-Regulated Commercial & Industrial Equipment | 05/22/2000 |  | 09/20/2001
International Comfort Products | Kenmore | PH*090N2HA* |  | HSP-A, Single-Package Heat Pum | Heat Pump | 230 | 3 |  |  |  | No Match |  | No Match | 91000 | 9784 | 9.3 | 8.9 |  | 10.4 | 90000 | 8506 | 3.1 | 3 | 48000 | 7031 | 2 | Federally-Regulated Commercial & Industrial Equipment | 05/22/2000 |  | 09/20/2001
Carrier Corp. - Syracuse | Day & Night | RHS(181,183)(H,L,S)******TA |  | HSP-A, Single-Package Heat Pum | Heat Pump | 460 | 3 | False |  |  |  | True | Single-Speed | 172000 | 15925 | 10.8 | 10.4 |  |  | 220000 | 19538 | 3.3 | 3.2 |  |  |  | Federally-Regulated Commercial & Industrial Equipment | 12/12/2012 |  | 05/09/2013
York International | Luxaire | PH240C00A*(2,4,5)***** | NH240C00*(5,6)****** | HRCU-A-CB, Split System: Heat | Heat Pump | 230 | 3 |  |  |  |  | True | Single-Speed | 238000 | 22453 | 10.6 | 8.5 |  |  | 216000 | 19195 | 3.3 | 2.9 |  |  |  | Federally-Regulated Commercial & Industrial Equipment | 07/16/2009 |  | 01/24/2011
York International | Evcon | BA-20(C00/E18/E36)** |  | HSP-A, Single-Package Heat Pum | Both Heat Pump and Electric Re | 575 | 3 |  |  |  |  | True | Single-Speed | 226000 | 21942 | 10.3 | 8.5 |  | 10.2 | 218000 | 18803 | 3.4 | 2.9 | 129000 | 18014 | 2.1 | Federally-Regulated Commercial & Industrial Equipment | 02/11/2008 |  | 02/24/2011
International Comfort Products | Kenmore | PH*090N2LA* |  | HSP-A, Single-Package Heat Pum | Heat Pump | 460 | 3 |  |  |  | No Match |  | No Match | 91000 | 9784 | 9.3 | 8.9 |  | 10.4 | 90000 | 8506 | 3.1 | 3 | 48000 | 7031 | 2 | Federally-Regulated Commercial & Industrial Equipment | 05/22/2000 |  | 09/20/2001
Carrier Corp. - Syracuse | Arcoaire | RHS(120,121)(H,L,S)******TA |  | HSP-A, Single-Package Heat Pum | Heat Pump | 230 | 3 | False |  |  |  | False | Single-Speed | 116000 | 10545 | 11 | 10.8 |  |  | 116000 | 9999 | 3.4 | 3.3 |  |  |  | Federally-Regulated Commercial & Industrial Equipment | 12/12/2012 |  | 10/28/2014
Trane U.S. Inc. | Trane | BWA120C3K | BWE120C-D | HRCU-A-CB, Split System: Heat | Heat Pump | 230 | 3 |  |  |  | No Match |  | No Match | 118000 | 14300 | 8.3 | 8.2 |  |  | 120000 | 11550 |  |  | 70000 | 9550 |  | Non Federally-Regulated | 06/11/1985 |  | 05/11/1988
Carrier Corp. - Syracuse | Airquest | RHS(240,243)(H,L,S)******** |  | HSP-A, Single-Package Heat Pum | Heat Pump | 230 | 3 | False |  |  |  | True | Single-Speed | 232000 | 21886 | 10.6 | 10.4 |  |  | 220000 | 19538 | 3.3 | 3.2 |  |  |  | Federally-Regulated Commercial & Industrial Equipment | 11/30/2011 |  | 12/12/2012
York International | Luxaire | BCCB-(T/W)090 |  | HSP-A, Single-Package Heat Pum | Heat Pump | 460 | 3 |  |  |  | No Match |  | No Match | 87000 | 9666 | 9 | 8.9 |  | 9.6 | 89000 | 8694 | 3 | 3 | 49000 | 7180 | 2 | Federally-Regulated Commercial & Industrial Equipment | 12/14/1998 |  | 08/17/1999
Carrier Corp. - Syracuse | Carrier | 38AQ0125 (2 UNITS) | 40RR024 | HRCU-A-CB, Split System: Heat | Heat Pump | 460 | 3 |  |  |  | No Match |  | No Match | 219150 | 25290 | 8.7 |  |  |  | 237068 | 23010 | 2.9 |  | 133440 | 18650 | 2.1 | Non Federally-Regulated | 07/31/1992 |  | 03/31/1998
Carrier Corp. - Syracuse | Bryant Heating & Cooling Systems | 548J(P,E,T)24*********(D,E)A-VERT |  | HSP-A, Single-Package Heat Pum | Heat Pump | 460 | 3 | False |  |  |  | True | Single-Speed | 232000 | 21886 | 10.6 | 10.4 |  |  | 220000 | 19538 | 3.3 | 3.2 |  |  |  | Federally-Regulated Commercial & Industrial Equipment | 10/28/2014 |  | 04/21/2015
Carrier Corp. - Syracuse | Carrier | 38AQ0165 | 40RR016 | HRCU-A-CB, Split System: Heat | Heat Pump | 208 | 3 |  |  |  | No Match |  | No Match | 168000 | 21682 | 7.7 |  |  |  | 170000 | 16968 | 2.9 |  | 96000 | 13520 | 2.1 | Non Federally-Regulated | 07/31/1992 |  | 03/31/1998
Lennox Industries Inc. | Lennox | CHP11-1853-6G |  | HSP-A, Single-Package Heat Pum | Heat Pump | 460 | 3 |  |  |  | No Match |  | No Match | 180000 | 22000 | 8.2 | 8.2 |  |  | 174000 | 17810 |  |  | 90000 | 13880 |  | Non Federally-Regulated | 02/22/1990 |  | 07/31/1992
McQuay International | McQuay International | DPS007AHHE2**-3 |  | HSP-A, Single-Package Heat Pum | Heat Pump | 230 | 3 | False |  |  |  | True | Variable-Speed | 88000 | 7154 | 12.3 | 10.8 |  |  | 88000 | 6097 | 4.2 | 3.3 |  |  |  | Federally-Regulated Commercial & Industrial Equipment | 03/02/2012 |  | 08/28/2012
Trane U.S. Inc. | Trane | WCH075C30*B* |  | HSP-A, Single-Package Heat Pum | Heat Pump | 230 | 3 |  |  |  | No Match |  | No Match | 71000 | 7978 | 8.9 | 8.9 |  |  | 71000 | 6935 | 3 | 3 | 35000 | 5127 | 2 | Non Federally-Regulated | 05/27/1993 |  | 04/19/1994
International Comfort Products | Airquest | PH*120N2LA |  | HSP-A, Single-Package Heat Pum | Heat Pump | 460 | 3 |  |  |  | No Match |  | No Match | 123000 | 13516 | 9.1 | 8.9 |  | 9.5 | 123000 | 11628 | 3.1 | 3 | 71000 | 10404 | 2 | Federally-Regulated Commercial & Industrial Equipment | 02/03/1998 |  | 03/31/1998
York International | Fraser Johnston | BAHT-T090A |  | HSP-A, Single-Package Heat Pum | Heat Pump | 208 | 3 |  |  |  | No Match |  | No Match | 95000 | 11176 | 8.5 |  |  |  | 103000 | 9738 | 3 | 2.5 | 57000 | 8352 | 2 | Non Federally-Regulated | 02/07/1988 |  | 05/11/1988
York International | Fraser Johnston | BCCB-T/-W120 |  | HSP-A, Single-Package Heat Pum | Heat Pump | 460 | 3 |  |  |  | No Match |  | No Match | 118000 | 13111 | 9 | 8.9 |  |  | 116000 | 11332 | 3 | 3 | 70000 | 10257 | 2 | Federally-Regulated Commercial & Industrial Equipment | 02/03/1998 |  | 03/31/1998
Rheem Sales Company, Inc. | Whirlpool | NRHR92HP15A |  | HSP-A, Single-Package Heat Pum | Heat Pump | 208 | 3 |  |  |  | No Match |  | No Match | 92000 | 10500 | 8.8 | 8.2 |  |  | 94000 | 9160 |  |  | 52000 | 7190 |  | Non Federally-Regulated | 03/15/1989 |  | 10/10/1989
Carrier Corp. - Syracuse | Carrier | 50TJQ00751/61 |  | HSP-A, Single-Package Heat Pum | Heat Pump | 208 | 3 |  |  |  | No Match |  | No Match | 70000 | 7777 | 9 | 8.9 |  |  | 72000 | 6592 | 3.2 | 3 | 38000 | 5859 | 1.9 | Federally-Regulated Commercial & Industrial Equipment | 05/22/2000 |  | 11/20/2000
Rheem Sales Company, Inc. | Ruud | UPWA-150CAS | UHPA-150E | HRCU-A-CB, Split System: Heat | Heat Pump | 208 | 3 |  |  |  | No Match |  | No Match | 176400 | 22030 | 8 |  |  |  | 177800 | 19600 | 2.7 |  | 93800 | 17800 | 1.5 | Non Federally-Regulated | 05/16/1984 |  | 06/11/1985
Rheem Sales Company, Inc. | Rheem | RPWB-075CAS | RHPA-075G | HRCU-A-CB, Split System: Heat | Heat Pump | 230 | 3 |  |  |  | No Match |  | No Match | 90000 | 11000 | 8.2 | 8.2 |  |  | 88000 | 8595 |  |  | 46000 | 6740 |  | Non Federally-Regulated | 06/11/1985 |  | 05/11/1988
Carrier Corp. - Syracuse | Airquest | RHS(240,243)(H,L,S)******** |  | HSP-A, Single-Package Heat Pum | Heat Pump | 460 | 3 | False |  |  |  | True | Single-Speed | 232000 | 21886 | 10.6 | 10.4 |  |  | 220000 | 19538 | 3.3 | 3.2 |  |  |  | Federally-Regulated Commercial & Industrial Equipment | 11/30/2011 |  | 12/12/2012
Carrier Corp. - Syracuse | Carrier | 50HJQ01250/60 |  | HSP-A, Single-Package Heat Pum | Heat Pump | 230 | 3 |  |  |  | No Match |  | No Match | 115000 | 11500 | 10 | 8.9 |  | 10.4 | 110000 | 9766 | 3.3 | 3 | 58000 | 8944 | 1.9 | Federally-Regulated Commercial & Industrial Equipment | 05/22/2000 |  | 07/18/2002
Trane U.S. Inc. | Trane | WCD240B40*E* |  | HSP-A, Single-Package Heat Pum | Heat Pump | 460 | 3 |  |  |  | No Match |  | No Match | 236000 | 27441 | 8.6 | 8.5 |  | 8.7 | 230000 | 21738 | 3.1 | 2.9 | 128000 | 17858 | 2.1 | Federally-Regulated Commercial & Industrial Equipment | 11/18/1999 |  | 07/19/2001
Trane U.S. Inc. | Trane Unitary Products Group | 4TWA3048A3 (2) | TWE090E3**A* | HRCU-A-CB, Split System: Heat | Heat Pump | 208 | 3 |  |  |  |  | True | Single-Speed | 90000 | 8181 | 11 | 10.8 |  |  | 90000 | 7992 | 3.3 | 3.3 |  |  |  | Federally-Regulated Commercial & Industrial Equipment | 04/19/2013 |  | 08/28/2014
Rheem Sales Company, Inc. | Tempstar | NCHR15L001B | NEPR15M050A | HRCU-A-CB, Split System: Heat | Heat Pump | 460 | 3 |  |  |  | No Match |  | No Match | 177000 | 21900 | 8.1 |  |  |  | 177000 | 17280 | 3 | 2.5 | 93000 | 13620 | 2 | Non Federally-Regulated | 03/07/1988 |  | 02/22/1990
Rheem Sales Company, Inc. | Tempstar | NRHR10HP30B |  | HSP-A, Single-Package Heat Pum | Heat Pump | 208 | 3 |  |  |  | No Match |  | No Match | 120000 | 13483 | 8.9 | 8.9 |  | 10.3 | 126000 | 12309 | 3 | 3 | 67000 | 9350 | 2.1 | Federally-Regulated Commercial & Industrial Equipment | 02/03/1998 |  | 03/31/1998
Trane U.S. Inc. | American Standard, Inc. | BWC120C4OOJ |  | HSP-A, Single-Package Heat Pum | Heat Pump | 460 | 3 |  |  |  | No Match |  | No Match | 119000 | 14300 | 8.3 | 8.2 |  |  | 118000 | 11900 |  |  | 58000 | 8750 |  | Non Federally-Regulated | 03/15/1989 |  | 10/10/1989
Carrier Corp. - Syracuse | Day & Night | RHS(120,121)(H,L,S)******TA |  | HSP-A, Single-Package Heat Pum | Heat Pump | 208 | 3 | False |  |  |  | False | Single-Speed | 116000 | 10545 | 11 | 10.8 |  |  | 116000 | 9999 | 3.4 | 3.3 |  |  |  | Federally-Regulated Commercial & Industrial Equipment | 12/12/2012 |  | 10/28/2014
Carrier Corp. - Syracuse | Airquest | RHH102(H,L,S)******** |  | HSP-A, Single-Package Heat Pum | Heat Pump | 575 | 3 | False |  |  |  | True | Single-Speed | 100000 | 8333 | 12 | 10.8 |  |  | 100000 | 8619 | 3.4 | 3.3 |  |  |  | Federally-Regulated Commercial & Industrial Equipment | 11/30/2011 |  | 04/19/2013
Daikin Comfort Technologies Manufacturing, L.P. | Goodman | GSH101203AC | AR120 | HRCU-A-CB, Split System: Heat | Heat Pump | 208 | 3 |  |  |  |  | True | Single-Speed | 110000 | 10000 | 11 | 10.8 |  |  | 100000 | 8881 | 3.3 | 3.3 |  |  |  | Federally-Regulated Commercial & Industrial Equipment | 06/23/2011 |  | 04/19/2013
Phoenix Manufacturing, Inc. | Frigiking Tappan | PHR 90 3 |  | HSP-A, Single-Package Heat Pum | Heat Pump | 230 | 3 |  |  |  | No Match |  | No Match | 97000 | 12460 | 7.8 | 8.2 |  |  | 104000 | 10990 |  |  | 51000 | 8230 |  | Non Federally-Regulated | 06/11/1985 |  | 08/29/1986
York International | York | BP150C00A2/4/5***** |  | HSP-A, Single-Package Heat Pum | Heat Pump | 575 | 3 |  |  |  | No Match |  | No Match | 144000 | 15483 | 9.3 | 8.5 |  | 11 | 142000 | 13421 | 3.1 | 2.9 | 91000 | 12696 | 2.1 | Federally-Regulated Commercial & Industrial Equipment | 05/21/2002 |  | 07/18/2002
Coolair Corp. | Coolair | BH10G4A | EH10G4A | HRCU-A-CB, Split System: Heat | Heat Pump | 460 | 3 |  |  |  | No Match |  | No Match | 128200 | 13312 | 9.6 | 8.9 |  |  | 126500 | 11279 | 3.3 | 3 | 66150 | 8678 | 2.2 | Federally-Regulated Commercial & Industrial Equipment | 04/30/1997 |  | 03/31/1998
York International | Luxaire | EF-07C00A(T/W)AAA1A | FF-07C00S00AAA1A | HRCU-A-CB, Split System: Heat | Heat Pump | 460 | 3 |  |  |  | No Match |  | No Match | 90000 | 8411 | 10.7 | 8.9 |  |  | 88000 | 8057 | 3.2 | 3 | 56500 | 7197 | 2.3 | Federally-Regulated Commercial & Industrial Equipment | 05/21/2002 |  | 07/18/2002
Inter-City Products Corp. | Arcoaire | RYMA75H**** |  | HSP-A, Single-Package Heat Pum | Heat Pump | 208 | 3 |  |  |  | No Match |  | No Match | 91000 | 9784 | 9.3 | 8.9 |  | 10.4 | 90000 | 8508 | 3.1 | 3 | 48000 | 6862 | 2.1 | Federally-Regulated Commercial & Industrial Equipment | 06/11/1997 |  | 09/02/1997
York International | Fraser Johnston | BCCB-T/-W090* |  | HSP-A, Single-Package Heat Pum | Heat Pump | 208 | 3 |  |  |  | No Match |  | No Match | 87000 | 9666 | 9 | 8.9 |  |  | 89000 | 8694 | 3 | 3 | 49000 | 7180 | 2 | Federally-Regulated Commercial & Industrial Equipment | 07/29/1998 |  | 08/07/1998
Rheem Sales Company, Inc. | Rheem | RPDC-100C* |  | HSP-A, Single-Package Heat Pum | Heat Pump | 208 | 3 |  |  |  | No Match |  | No Match | 120000 | 13665 | 8.8 | 8.2 |  |  | 126000 | 11875 | 3.1 |  | 67000 | 9345 | 2.1 | Non Federally-Regulated | 02/22/1990 |  | 07/31/1992
Lennox Industries Inc. | Lennox | HP17-1353V-5Y | CB17-135V-2 | HRCU-A-CB, Split System: Heat | Heat Pump | 230 | 3 |  |  |  | No Match |  | No Match | 120000 | 13483 | 8.9 | 8.9 |  |  | 116000 | 11330 | 3 | 3 | 65000 | 8658 | 2.2 | Non Federally-Regulated | 02/01/1993 |  | 08/22/1994
Trane U.S. Inc. | American Standard, Inc. | WCH075C40*B* |  | HSP-A, Single-Package Heat Pum | Heat Pump | 460 | 3 |  |  |  | No Match |  | No Match | 71000 | 7978 | 8.9 | 8.9 |  |  | 71000 | 6935 | 3 | 3 | 35000 | 5127 | 2 | Non Federally-Regulated | 05/27/1993 |  | 04/19/1994
McQuay International | McQuay International | DPS006AHHE2**-6 |  | HSP-A, Single-Package Heat Pum | Heat Pump | 230 | 3 | False |  |  |  | True | Variable-Speed | 70000 | 6194 | 11.3 | 10.8 |  |  | 65000 | 5120 | 3.7 | 3.3 |  |  |  | Federally-Regulated Commercial & Industrial Equipment | 08/28/2012 |  | 04/19/2013
York International | York | E1RA090S25/46 | F3EH090 | HRCU-A-CB, Split System: Heat | Heat Pump | 230 | 3 |  |  |  | No Match |  | No Match | 91000 | 9578 | 9.5 | 8.9 |  |  | 83000 | 8106 | 3 | 3 | 54000 | 7534 | 2.1 | Federally-Regulated Commercial & Industrial Equipment | 02/05/2002 |  | 07/18/2002
Lennox Industries Inc. | Lennox | LHA090H* |  | HSP-A, Single-Package Heat Pum | Heat Pump | 575 | 3 |  |  |  | No Match |  | No Match | 89000 | 7739 | 11.5 | 8.9 |  |  | 90000 | 7990 | 3.3 | 3 | 52000 | 7255 | 2.1 | Federally-Regulated Commercial & Industrial Equipment | 05/22/2000 |  | 11/21/2001
York International | Evcon | EABA-(T/W)090S | F3EH090 | HRCU-A-CB, Split System: Heat | Heat Pump | 230 | 3 |  |  |  | No Match |  | No Match | 91000 | 9578 | 9.5 | 8.9 |  |  | 83000 | 8106 | 3 | 3 | 54000 | 7534 | 2.1 | Federally-Regulated Commercial & Industrial Equipment | 02/05/2002 |  | 07/18/2002
McQuay International | McQuay International | DPS010AHHY2*C-4* |  | HSP-A, Single-Package Heat Pum | Heat Pump | 230 | 3 | False |  |  |  | True | Variable-Speed | 120000 | 9836 | 12.2 | 10.8 |  |  | 110000 | 9290 | 3.5 | 3.3 |  |  |  | Federally-Regulated Commercial & Industrial Equipment | 04/19/2013 |  | 01/09/2014
Daikin Comfort Technologies Manufacturing, L.P. | Goodman | CPH072********B* |  | HSP-A, Single-Package Heat Pum | Both Heat Pump and Electric Re | 230 | 3 | False |  |  |  | False | Single-Speed | 70000 | 6306 | 11.1 | 10.8 |  |  | 70000 | 5698 | 3.6 | 3.3 |  |  |  | Federally-Regulated Commercial & Industrial Equipment | 03/02/2012 |  | 05/02/2012
Rheem Sales Company, Inc. | Rheem | RPDB-100C* |  | HSP-A, Single-Package Heat Pum | Heat Pump | 230 | 3 |  |  |  | No Match |  | No Match | 116000 | 14140 | 8.2 | 8.2 |  |  | 118000 | 11520 |  |  | 60000 | 8790 | 2 | Non Federally-Regulated | 03/15/1989 |  | 10/10/1989
Inter-City Products Corp. | Tempstar | CH*090SNLA** | BMB090N*M* | HRCU-A-C, Split System: Heat P | Heat Pump | 460 | 3 |  |  |  | No Match |  | No Match | 90000 | 9890 | 9.1 | 8.9 |  |  | 90000 | 8789 | 3 | 3 | 50000 | 6967 | 2.1 | Federally-Regulated Commercial & Industrial Equipment | 04/20/1994 |  | 09/02/1995
Trane U.S. Inc. | Trane | BWA240C3J | BWH240A | HRCU-A-CB, Split System: Heat | Heat Pump | 230 | 3 |  |  |  | No Match |  | No Match | 234000 | 30100 | 7.8 |  |  |  | 224000 | 24700 | 2.7 |  | 116000 | 19700 | 1.7 | Non Federally-Regulated | 05/11/1988 |  | 03/15/1989
McQuay International | McQuay International | DPS006AHHW4*C-6 |  | HSP-A, Single-Package Heat Pum | Heat Pump | 460 | 3 | False |  |  |  | True | Variable-Speed | 70000 | 6194 | 11.3 | 10.8 |  |  | 65000 | 5120 | 3.7 | 3.3 |  |  |  | Federally-Regulated Commercial & Industrial Equipment | 08/28/2012 |  | 04/19/2013
Rheem Sales Company, Inc. | Rheem | RJKB-A120C |  | HSP-A, Single-Package Heat Pum | Heat Pump | 208 | 3 |  |  |  | No Match |  | No Match | 117000 | 12580 | 9.3 | 8.9 |  | 9.2 | 118000 | 11524 | 3 | 3 | 63500 | 9302 | 2 | Federally-Regulated Commercial & Industrial Equipment | 11/18/1999 |  | 04/13/2000
Trane U.S. Inc. | Trane Unitary Products Group | TWA073D4**A* | TWE090D3**A* | HRCU-A-CB, Split System: Heat | Heat Pump | 460 | 3 |  |  |  |  | True | Single-Speed | 78000 | 7091 | 11 | 8.9 |  |  | 69000 | 6132 | 3.3 | 3 |  |  |  | Federally-Regulated Commercial & Industrial Equipment | 11/25/2009 |  | 04/21/2014
Inter-City Products Corp. | Airquest | PH*090N2HA |  | HSP-A, Single-Package Heat Pum | Heat Pump | 208 | 3 |  |  |  | No Match |  | No Match | 91000 | 9784 | 9.3 | 8.9 |  | 10.4 | 90000 | 8508 | 3.1 | 3 | 48000 | 6862 | 2.1 | Federally-Regulated Commercial & Industrial Equipment | 06/11/1997 |  | 09/02/1997
Rheem Sales Company, Inc. | Rheem | RJKB-A120C |  | HSP-A, Single-Package Heat Pum | Heat Pump | 230 | 3 |  |  |  | No Match |  | No Match | 117000 | 12717 | 9.2 | 8.9 |  | 9.1 | 118000 | 11524 | 3 | 3 | 63500 | 9302 | 2 | Federally-Regulated Commercial & Industrial Equipment | 11/21/2001 |  | 07/18/2002
Carrier Corp. - Syracuse | Carrier | 50HJQ01250/60 |  | HSP-A, Single-Package Heat Pum | Heat Pump | 460 | 3 |  |  |  | No Match |  | No Match | 115000 | 11500 | 10 | 8.9 |  | 10.4 | 110000 | 9769 | 3.3 | 3 | 58000 | 8853 | 1.9 | Federally-Regulated Commercial & Industrial Equipment | 12/14/1998 |  | 08/17/1999
Trane U.S. Inc. | American Standard, Inc. | WCD075A300A |  | HSP-A, Single-Package Heat Pum | Heat Pump | 230 | 3 |  |  |  | No Match |  | No Match | 71000 | 8300 | 8.6 | 8.9 |  |  | 71000 | 7170 | 2.9 | 3 | 33000 | 5090 | 1.9 | Non Federally-Regulated | 07/31/1992 |  | 03/31/1998
Carrier Corp. - Syracuse | Airquest | RHS090H******TA |  | HSP-A, Single-Package Heat Pum | Heat Pump | 208 | 3 | False |  |  |  | False | Single-Speed | 87000 | 7767 | 11.2 | 10.8 |  |  | 86000 | 7413 | 3.4 | 3.3 |  |  |  | Federally-Regulated Commercial & Industrial Equipment | 10/28/2014 |  | 10/28/2014
Rheem Sales Company, Inc. | Weatherking | RHB10T-3 | AH10T3/4K | HRCU-A-CB, Split System: Heat | Heat Pump | 208 | 3 |  |  |  | No Match |  | No Match | 118000 | 14390 | 8.2 | 8.2 |  |  | 118000 | 14390 | 2.4 |  | 60000 | 8790 | 2 | Non Federally-Regulated | 02/22/1990 |  | 09/17/1991
Compu-Aire | Compu-Aire | CASH-634 |  | HSP-A, Single-Package Heat Pum | Heat Pump | 460 | 3 |  |  |  | No Match |  | No Match | 73500 | 8550 | 8.6 | 8.9 |  |  | 72000 | 7360 | 2.9 | 3 | 46500 | 7150 | 1.9 | Non Federally-Regulated | 07/31/1992 |  | 03/31/1993
York International | Luxaire | EASE-T,W,X180 | FAHP-S180 | HRCU-A-CB, Split System: Heat | Heat Pump | 230 | 3 |  |  |  |  | True | Single-Speed | 166000 | 19080 | 8.7 | 8.5 |  | 9.5 | 184000 | 17986 | 3 | 2.9 | 121000 | 16129 | 2.2 | Federally-Regulated Commercial & Industrial Equipment | 01/18/2008 |  | 01/24/2011
York International | York | E1FB180 | F1EH180 | HRCU-A-CB, Split System: Heat | Heat Pump | 230 | 3 |  |  |  |  | True | Single-Speed | 166000 | 19080 | 8.7 | 8.5 |  | 9.5 | 184000 | 17986 | 3 | 2.9 | 121000 | 16129 | 2.2 | Federally-Regulated Commercial & Industrial Equipment | 01/18/2008 |  | 01/24/2011
Trane U.S. Inc. | Trane | BWA090C300M | BWE090C300G | HRCU-A-CB, Split System: Heat | Heat Pump | 230 | 3 |  |  |  | No Match |  | No Match | 90000 | 10200 | 8.8 | 8.2 |  |  | 86000 | 8790 |  |  | 44500 | 7150 |  | Non Federally-Regulated | 02/22/1990 |  | 07/31/1992
McQuay International | McQuay International | DPS010AHHG2**-6* |  | HSP-A, Single-Package Heat Pum | Heat Pump | 208 | 3 | False |  |  |  | True | Variable-Speed | 121000 | 10000 | 12.1 | 10.8 |  |  | 112000 | 9432 | 3.5 | 3.3 |  |  |  | Federally-Regulated Commercial & Industrial Equipment | 04/19/2013 |  | 01/09/2014
Carrier Corp. - Syracuse | Tempstar | RHS(240,243)(H,L,S)******TA |  | HSP-A, Single-Package Heat Pum | Heat Pump | 575 | 3 | False |  |  |  | True | Single-Speed | 232000 | 21886 | 10.6 | 10.4 |  |  | 220000 | 19538 | 3.3 | 3.2 |  |  |  | Federally-Regulated Commercial & Industrial Equipment | 12/12/2012 |  | 04/21/2014
Carrier Corp. - Syracuse | Airquest | RHH090(H,L,S)******TA |  | HSP-A, Single-Package Heat Pum | Heat Pump | 575 | 3 | False |  |  |  | True | Single-Speed | 90000 | 7438 | 12.1 | 10.8 |  |  | 84000 | 7033 | 3.5 | 3.3 |  |  |  | Federally-Regulated Commercial & Industrial Equipment | 12/12/2012 |  | 10/28/2014
Carrier Corp. - Syracuse | Heil | CHS091(H,L,S)A* | FHS091(M,S,K)A*A* | HRCU-A-CB, Split System: Heat | Heat Pump | 575 | 3 |  |  |  |  | True | Single-Speed | 89000 | 8090 | 11 | 10.8 |  |  | 87000 | 7727 | 3.3 | 3.3 |  |  |  | Federally-Regulated Commercial & Industrial Equipment | 03/10/2011 |  | 12/12/2012
Goettl | Goettl | HP662A*-3 |  | HSP-A, Single-Package Heat Pum | Heat Pump | 230 | 3 |  |  |  | No Match |  | No Match | 67000 | 7865 | 8.5 | 8.9 |  |  | 67000 | 6675 | 2.9 | 3 | 35600 | 5795 | 1.8 | Non Federally-Regulated | 01/05/1993 |  | 03/12/1993
York International | Fraser Johnston | BCCB-T/-W090 |  | HSP-A, Single-Package Heat Pum | Heat Pump | 460 | 3 |  |  |  | No Match |  | No Match | 87000 | 9666 | 9 | 8.9 |  |  | 89000 | 8694 | 3 | 3 | 49000 | 7180 | 2 | Federally-Regulated Commercial & Industrial Equipment | 02/03/1998 |  | 03/31/1998
Carrier Corp. - Syracuse | Arcoaire | RHS072(H,L,S)******** |  | HSP-A, Single-Package Heat Pum | Heat Pump | 575 | 3 | False |  |  |  | False | Single-Speed | 70000 | 6306 | 11.1 | 10.8 |  |  | 67000 | 5950 | 3.3 | 3.3 |  |  |  | Federally-Regulated Commercial & Industrial Equipment | 10/28/2014 |  | 10/28/2014
Carrier Corp. - Syracuse | Day & Night | 542EP120000 |  | HSP-A, Single-Package Heat Pum | Heat Pump | 208 | 3 |  |  |  | No Match |  | No Match | 120000 | 14700 | 8.2 |  |  |  | 120000 | 12200 |  |  | 65000 | 9200 |  | Non Federally-Regulated | 05/11/1988 |  | 03/15/1989
Rheem Sales Company, Inc. | Ruud | UPDC-075D* |  | HSP-A, Single-Package Heat Pum | Heat Pump | 460 | 3 |  |  |  | No Match |  | No Match | 93000 | 10300 | 9 |  |  |  | 93000 | 8960 | 2.9 | 2.5 | 51000 | 6990 | 2.1 | Non Federally-Regulated | 02/06/1988 |  | 05/11/1988
Carrier Corp. - Syracuse | Airquest | RHS(240,243)(H,L,S)******AA |  | HSP-A, Single-Package Heat Pum | Heat Pump | 208 | 3 | False |  |  |  | True | Single-Speed | 232000 | 21886 | 10.6 | 10.4 |  |  | 220000 | 19538 | 3.3 | 3.2 |  |  |  | Federally-Regulated Commercial & Industrial Equipment | 12/12/2012 |  | 04/21/2014
Carrier Corp. - Syracuse | Carrier | 38AQ0126 | 40RR012 | HRCU-A-CB, Split System: Heat | Heat Pump | 460 | 3 |  |  |  | No Match |  | No Match | 117000 | 12814 | 9.1 | 7.5 |  |  | 117000 | 11427 |  |  | 69000 | 9189 |  | Non Federally-Regulated | 09/08/1982 |  | 05/16/1984
Carrier Corp. - Syracuse | Airquest | RHS090(L,S)******AA |  | HSP-A, Single-Package Heat Pum | Heat Pump | 575 | 3 | False |  |  |  | False | Single-Speed | 88000 | 7857 | 11.2 | 10.8 |  |  | 86000 | 7413 | 3.4 | 3.3 |  |  |  | Federally-Regulated Commercial & Industrial Equipment | 10/28/2014 |  | 10/28/2014
Lennox Industries Inc. | Lennox | CHP11-953-5W |  | HSP-A, Single-Package Heat Pum | Heat Pump | 200 | 3 |  |  |  | No Match |  | No Match | 89000 | 10840 | 8.2 | 8.2 |  |  | 90000 | 9450 |  |  | 46000 | 7570 |  | Non Federally-Regulated | 06/11/1985 |  | 05/11/1988
Carrier Corp. - Syracuse | Heil | RHS(240)(H,L,S)******TA |  | HSP-A, Single-Package Heat Pum | Heat Pump | 230 | 3 | False |  |  |  | True | Single-Speed | 232000 | 21886 | 10.6 | 10.4 |  |  | 220000 | 19538 | 3.3 | 3.2 |  |  |  | Federally-Regulated Commercial & Industrial Equipment | 04/21/2014 |  | 10/28/2014
Lennox Industries Inc. | Lennox | DSSP1-260 |  | HSP-A, Single-Package Heat Pum | Heat Pump | 460 | 3 |  |  |  | No Match |  | No Match | 241000 | 30900 | 7.8 | 7.5 |  |  | 232600 | 23500 |  |  | 97000 | 14200 |  | Non Federally-Regulated | 08/30/1983 |  | 05/16/1984
Carrier Corp. - Syracuse | Bryant Heating & Cooling Systems | 548J(P,E,T)14*********(A,B)A |  | HSP-A, Single-Package Heat Pum | Heat Pump | 230 | 3 | False |  |  |  | False | Single-Speed | 142000 | 13396 | 10.6 | 10.4 |  |  | 142000 | 13005 | 3.2 | 3.2 |  |  |  | Federally-Regulated Commercial & Industrial Equipment | 12/12/2012 |  | 10/28/2014
Carrier Corp. - Syracuse | Bryant Heating & Cooling Systems | 548J(P,E,T)14*********(A,B)A |  | HSP-A, Single-Package Heat Pum | Heat Pump | 460 | 3 | False |  |  |  | False | Single-Speed | 142000 | 13396 | 10.6 | 10.4 |  |  | 142000 | 13005 | 3.2 | 3.2 |  |  |  | Federally-Regulated Commercial & Industrial Equipment | 12/12/2012 |  | 10/28/2014
Rheem Sales Company, Inc. | Heil Quaker | NCHR15H001B | NEPR15M050A | HRCU-A-CB, Split System: Heat | Heat Pump | 208 | 3 |  |  |  | No Match |  | No Match | 177000 | 21900 | 8.1 |  |  |  | 177000 | 17280 |  |  | 93000 | 13620 |  | Non Federally-Regulated | 05/11/1988 |  | 10/10/1989
Trane U.S. Inc. | Trane | WCH240B40*F* |  | HSP-A, Single-Package Heat Pum | Heat Pump | 460 | 3 |  |  |  | No Match |  | No Match | 230000 | 23000 | 10 | 8.5 |  | 10.5 | 224000 | 21171 | 3.1 | 2.9 | 114000 | 16700 | 2 | Federally-Regulated Commercial & Industrial Equipment | 11/21/2001 |  | 03/21/2002
Carrier Corp. - Syracuse | Arcoaire | RHS090H******AA |  | HSP-A, Single-Package Heat Pum | Heat Pump | 230 | 3 | False |  |  |  | False | Single-Speed | 88000 | 7857 | 11.2 | 10.8 |  |  | 86000 | 7413 | 3.4 | 3.3 |  |  |  | Federally-Regulated Commercial & Industrial Equipment | 10/28/2014 |  | 10/28/2014
Solar Oriented Environmental Systems | S.O.E.S.I. | SW-600 (1) | SW-600 (1)* | HRCU-A-CB, Split System: Heat | Heat Pump | 230 | 1 |  |  |  | No Match |  | No Match | 72200 | 7061 | 9.2 | 8.2 |  |  | 80325 | 6792 | 3.5 |  | 47250 | 6435 | 2.2 | Non Federally-Regulated | 05/16/1984 |  | 06/11/1985
York International | York | E1FB240 | F1EH240 | HRCU-A-CB, Split System: Heat | Heat Pump | 230 | 3 |  |  |  | No Match |  | No Match | 214000 | 24883 | 8.6 | 8.5 |  | 9.6 | 218000 | 22025 | 2.9 | 2.9 | 138000 | 19254 | 2.1 | Federally-Regulated Commercial & Industrial Equipment | 07/31/2002 |  | 01/18/2008
Goettl | Goettl | HPC1201E-3 |  | HSP-A, Single-Package Heat Pum | Heat Pump | 230 | 3 |  |  |  | No Match |  | No Match | 120000 | 11428 | 10.5 | 8.9 |  |  | 119000 | 10565 | 3.3 | 3 | 70000 | 9766 | 2.1 | Federally-Regulated Commercial & Industrial Equipment | 11/18/1999 |  | 04/13/2000
Carrier Corp. - Syracuse | Day & Night | RHS072(H,L,S)******A |  | HSP-A, Single-Package Heat Pum | Both Heat Pump and Electric Re | 460 | 3 |  |  |  |  | False | Single-Speed | 70000 | 6306 | 11.1 | 8.9 |  |  | 67000 | 5954 | 3.3 | 3 |  |  |  | Federally-Regulated Commercial & Industrial Equipment | 07/16/2009 |  | 12/12/2012
McQuay International | McQuay International | DPS012AHHY2*C-6 |  | HSP-A, Single-Package Heat Pum | Heat Pump | 208 | 3 | False |  |  |  | True | Variable-Speed | 144000 | 12000 | 12 | 10.4 |  |  | 135000 | 11636 | 3.4 | 3.2 |  |  |  | Federally-Regulated Commercial & Industrial Equipment | 08/28/2012 |  | 04/19/2013
McQuay International | McQuay International | DPS007AHHY2**-4 |  | HSP-A, Single-Package Heat Pum | Heat Pump | 230 | 3 | False |  |  |  | True | Variable-Speed | 89000 | 7120 | 12.5 | 10.8 |  |  | 89000 | 6051 | 4.3 | 3.3 |  |  |  | Federally-Regulated Commercial & Industrial Equipment | 03/02/2012 |  | 08/28/2012
Carrier Corp. - Syracuse | Arcoaire | RHS(181,183)(H,L,S)******AA |  | HSP-A, Single-Package Heat Pum | Heat Pump | 230 | 3 | False |  |  |  | True | Single-Speed | 172000 | 15925 | 10.8 | 10.4 |  |  | 166000 | 14742 | 3.3 | 3.2 |  |  |  | Federally-Regulated Commercial & Industrial Equipment | 05/09/2013 |  | 08/28/2014
York International | Luxaire | BADF-W090N205 |  | HSP-A, Single-Package Heat Pum | Heat Pump | 460 | 3 |  |  |  | No Match |  | No Match | 87000 | 9667 | 9 | 8.9 |  |  | 89000 | 8692 | 3 | 3 | 49000 | 7178 | 2 | Non Federally-Regulated | 02/17/1993 |  | 09/02/1995
Lennox Industries Inc. | Lennox | KHA180S4M*1Y,G,J |  | HSP-A, Single-Package Heat Pum | Heat Pump | 230 | 3 | False |  |  |  | True | Single-Speed | 174000 | 16415 | 10.6 | 10.4 |  |  | 178000 | 16302 | 3.2 | 3.2 |  |  |  | Federally-Regulated Commercial & Industrial Equipment | 07/18/2013 |  | 10/28/2014
Carrier Corp. - Syracuse | Arcoaire | RHS(120,121)(H,L,S)******AA |  | HSP-A, Single-Package Heat Pum | Heat Pump | 575 | 3 | False |  |  |  | False | Single-Speed | 116000 | 10545 | 11 | 10.8 |  |  | 116000 | 9999 | 3.4 | 3.3 |  |  |  | Federally-Regulated Commercial & Industrial Equipment | 12/12/2012 |  | 10/28/2014
Carrier Corp. - Syracuse | Day & Night | RHS090(L,S)******AA |  | HSP-A, Single-Package Heat Pum | Heat Pump | 575 | 3 | False |  |  |  | False | Single-Speed | 88000 | 7857 | 11.2 | 10.8 |  |  | 86000 | 7413 | 3.4 | 3.3 |  |  |  | Federally-Regulated Commercial & Industrial Equipment | 12/12/2012 |  | 10/28/2014
International Comfort Products | Tempstar | PH*120N2LA |  | HSP-A, Single-Package Heat Pum | Heat Pump | 460 | 3 |  |  |  | No Match |  | No Match | 123000 | 13516 | 9.1 | 8.9 |  | 9.5 | 123000 | 11628 | 3.1 | 3 | 71000 | 10404 | 2 | Federally-Regulated Commercial & Industrial Equipment | 03/31/1998 |  | 05/09/1998
Carrier Corp. - Syracuse | Comfortmaker | RHS(181,183)(H,L,S)******TA |  | HSP-A, Single-Package Heat Pum | Heat Pump | 460 | 3 | False |  |  |  | True | Single-Speed | 172000 | 15925 | 10.8 | 10.4 |  |  | 220000 | 19538 | 3.3 | 3.2 |  |  |  | Federally-Regulated Commercial & Industrial Equipment | 12/12/2012 |  | 05/09/2013
York International | York | PC120C00A*(2,4,5)***** | NC120C00*(5,6)****** | HRCU-A-CB, Split System: Heat | Heat Pump | 460 | 3 |  |  |  |  | True | Single-Speed | 124000 | 11272 | 11 | 8.9 |  |  | 109000 | 9686 | 3.3 | 3 |  |  |  | Federally-Regulated Commercial & Industrial Equipment | 06/15/2009 |  | 01/09/2014
Rheem Sales Company, Inc. | Ruud | UPWB-150DAS | UHPA-150G | HRCU-A-CB, Split System: Heat | Heat Pump | 460 | 3 |  |  |  | No Match |  | No Match | 178000 | 21710 | 8.2 |  |  |  | 176000 | 17190 |  |  | 92000 | 13480 |  | Non Federally-Regulated | 06/11/1985 |  | 05/11/1988
Carrier Corp. - Syracuse | Bryant Heating & Cooling Systems | 548J(P,E,T)17D000******A |  | HSP-A, Single-Package Heat Pum | Heat Pump | 575 | 3 | False |  |  |  | True | Single-Speed | 172000 | 15925 | 10.8 | 10.4 |  |  | 220000 | 19538 | 3.3 | 3.2 |  |  |  | Federally-Regulated Commercial & Industrial Equipment | 03/10/2011 |  | 12/12/2012
Carrier Corp. - Syracuse | Payne | PH1RPA/REA090-AA |  | HSP-A, Single-Package Heat Pum | Heat Pump | 208 | 3 |  |  |  | No Match |  | No Match | 86000 | 9555 | 9 | 8.9 |  | 9.3 | 78000 | 7620 | 3 | 3 | 36000 | 6433 | 1.6 | Federally-Regulated Commercial & Industrial Equipment | 02/03/1998 |  | 03/31/1998
McQuay International | McQuay International | DPS006AHHE2*C-4 |  | HSP-A, Single-Package Heat Pum | Heat Pump | 230 | 3 | False |  |  |  | True | Variable-Speed | 69000 | 6216 | 11.1 | 10.8 |  |  | 64000 | 5083 | 3.7 | 3.3 |  |  |  | Federally-Regulated Commercial & Industrial Equipment | 08/28/2012 |  | 04/19/2013
Carrier Corp. - Syracuse | Comfortmaker | CHS091(H,L,S)A* | FHS091(M,S,K)**A0* | HRCU-A-CB, Split System: Heat | Heat Pump | 208 | 3 |  |  |  |  | True | Single-Speed | 89000 | 8090 | 11 | 10.8 |  |  | 87000 | 7726 | 3.3 | 3.3 |  |  |  | Federally-Regulated Commercial & Industrial Equipment | 07/18/2013 |  | 10/28/2014
Carrier Corp. | Carrier | 50HJQ007*5*1** |  | HSP-A, Single-Package Heat Pum | Heat Pump | 230 | 3 |  |  |  | No Match |  | No Match | 68000 | 7158 | 9.5 | 8.9 |  |  | 72000 | 6205 | 3.4 | 3 | 36000 | 5274 | 2 | Federally-Regulated Commercial & Industrial Equipment | 08/24/1995 |  | 04/07/1996
York International | York | PC090C00A*(2,4,5)***** | NC090C00*(5,6)****** | HRCU-A-CB, Split System: Heat | Heat Pump | 460 | 3 |  |  |  |  | True | Single-Speed | 92000 | 8363 | 11 | 8.9 |  |  | 82000 | 7287 | 3.3 | 3 |  |  |  | Federally-Regulated Commercial & Industrial Equipment | 06/15/2009 |  | 01/09/2014
Carrier Corp. - Syracuse | Airquest | CHS240(H,L,S)D* | FHS240(S,H,L)A*A* | HRCU-A-CB, Split System: Heat | Heat Pump | 575 | 3 |  |  |  |  | True | Single-Speed | 222000 | 20747 | 10.7 | 10.4 |  |  | 214000 | 17919 | 3.5 | 3.2 |  |  |  | Federally-Regulated Commercial & Industrial Equipment | 03/10/2011 |  | 12/12/2012
GE Appliances, a Haier company | General Electric | BWC120C2 |  | HSP-A, Single-Package Heat Pum | Heat Pump | 200 | 3 |  |  |  | No Match |  | No Match | 117000 | 14600 | 8 | 7.5 |  |  | 120000 | 12300 |  |  | 58000 | 9300 |  | Non Federally-Regulated | 01/05/1982 |  | 09/03/2015
Carrier Corp. - Syracuse | Airquest | RHH090(H,L,S)******TA |  | HSP-A, Single-Package Heat Pum | Heat Pump | 575 | 3 | False |  |  |  | True | Single-Speed | 90000 | 7438 | 12.1 | 10.8 |  |  | 84000 | 7033 | 3.5 | 3.3 |  |  |  | Federally-Regulated Commercial & Industrial Equipment | 10/28/2014 |  | 10/28/2014
Addison Products | Addison Products | DFH144*3E**** |  | HSP-A, Single-Package Heat Pum | Heat Pump | 208 | 3 |  |  |  | No Match |  | No Match | 145000 | 15900 | 9.1 | 8.5 |  | 9.9 | 148700 | 14100 | 3.1 | 2.9 | 88900 | 11500 | 2.3 | Federally-Regulated Commercial & Industrial Equipment | 11/03/1994 |  | 04/07/1996
Carrier Corp. - Syracuse | Tempstar | CHS091(H,L,S)A* | FHS091(M,S,K)**A0* | HRCU-A-CB, Split System: Heat | Heat Pump | 575 | 3 |  |  |  |  | True | Single-Speed | 89000 | 8090 | 11 | 10.8 |  |  | 87000 | 7726 | 3.3 | 3.3 |  |  |  | Federally-Regulated Commercial & Industrial Equipment | 07/18/2013 |  | 10/28/2014
Carrier Corp. - Syracuse | Comfortmaker | CHS121(H,L,S)A* | FHS120(M,S)**A0* | HRCU-A-CB, Split System: Heat | Heat Pump | 230 | 3 |  |  |  |  | True | Single-Speed | 112000 | 10181 | 11 | 10.8 |  |  | 106000 | 9413 | 3.3 | 3.3 |  |  |  | Federally-Regulated Commercial & Industrial Equipment | 07/18/2013 |  | 10/28/2014
Carrier Corp. - Syracuse | ICP Commercial | RHS(181,183)(H,L,S)******TA |  | HSP-A, Single-Package Heat Pum | Heat Pump | 208 | 3 | False |  |  |  | True | Single-Speed | 172000 | 15925 | 10.8 | 10.4 |  |  | 220000 | 19538 | 3.3 | 3.2 |  |  |  | Federally-Regulated Commercial & Industrial Equipment | 05/09/2013 |  | 08/28/2014
Carrier Corp. - Syracuse | Comfortmaker | CHS180(H,L,S)D* | FHS180(M,S,H,L)A*A* | HRCU-A-CB, Split System: Heat | Heat Pump | 230 | 3 |  |  |  |  | True | Single-Speed | 178000 | 16792 | 10.6 | 10.4 |  |  | 178000 | 15343 | 3.4 | 3.2 |  |  |  | Federally-Regulated Commercial & Industrial Equipment | 03/10/2011 |  | 12/12/2012
Carrier Corp. - Syracuse | Airquest | RHS090H******AA |  | HSP-A, Single-Package Heat Pum | Heat Pump | 208 | 3 | False |  |  |  | False | Single-Speed | 87000 | 7767 | 11.2 | 10.8 |  |  | 86000 | 7413 | 3.4 | 3.3 |  |  |  | Federally-Regulated Commercial & Industrial Equipment | 10/28/2014 |  | 10/28/2014
Lennox Industries Inc. | Lennox | HP17-953V-3Y | CB17-95V-1 | HRCU-A-CB, Split System: Heat | Heat Pump | 208 | 3 |  |  |  | No Match |  | No Match | 87000 | 10235 | 8.5 |  |  |  | 88000 | 8471 |  |  | 45000 | 5994 |  | Non Federally-Regulated | 05/11/1988 |  | 03/15/1989
Carrier Corp. - Syracuse | Heil | RHH(120,121)(H,L,S)******** |  | HSP-A, Single-Package Heat Pum | Heat Pump | 230 | 3 | False |  |  |  | True | Single-Speed | 119000 | 9674 | 12.3 | 10.8 |  |  | 116000 | 9713 | 3.5 | 3.3 |  |  |  | Federally-Regulated Commercial & Industrial Equipment | 11/30/2011 |  | 12/12/2012
Carrier Corp. - Syracuse | ICP Commercial | RHS(181,183)(H,L,S)******AA |  | HSP-A, Single-Package Heat Pum | Heat Pump | 230 | 3 | False |  |  |  | True | Single-Speed | 172000 | 15925 | 10.8 | 10.4 |  |  | 166000 | 14742 | 3.3 | 3.2 |  |  |  | Federally-Regulated Commercial & Industrial Equipment | 05/09/2013 |  | 08/28/2014
Rheem Sales Company, Inc. | Dayton | MPWC-100C | MHGF-100Z | HRCU-A-CB, Split System: Heat | Heat Pump | 230 | 3 |  |  |  | No Match |  | No Match | 118000 | 12826 | 9.2 | 8.9 |  |  | 125000 | 11814 | 3.1 | 3 | 68000 | 9487 | 2.1 | Federally-Regulated Commercial & Industrial Equipment | 05/22/2000 |  | 05/23/2000
Addison Products | Addison Products | DFH104*3E**** |  | HSP-A, Single-Package Heat Pum | Heat Pump | 208 | 3 |  |  |  | No Match |  | No Match | 99300 | 10700 | 9.3 | 8.9 |  | 9.5 | 103300 | 9460 | 3.2 | 3 | 59800 | 7780 | 2.3 | Federally-Regulated Commercial & Industrial Equipment | 11/03/1994 |  | 04/07/1996
Compu-Aire | Compu-Aire | CASH-732 | BWV240B | HSP-A, Single-Package Heat Pum | Heat Pump | 208 | 3 |  |  |  | No Match |  | No Match | 87900 | 9350 | 9.4 | 8.9 |  |  | 81500 | 8050 | 3 | 3 | 50300 | 7360 | 2 | Non Federally-Regulated | 02/24/1993 |  | 03/31/1993
York International | Luxaire | EAHP-T090A | FBHP-S090A | HRCU-A-CB, Split System: Heat | Heat Pump | 230 | 3 |  |  |  | No Match |  | No Match | 93000 | 10941 | 8.5 | 8.2 |  |  | 103000 | 9434 | 3.2 |  | 59000 | 6917 | 2.5 | Non Federally-Regulated | 03/15/1989 |  | 10/10/1989
York International | Luxaire | BA-A6[C,E]***(T,W,X)* |  | HSP-A, Single-Package Heat Pum | Both Heat Pump and Electric Re | 230 | 3 |  |  |  |  | True | Single-Speed | 68000 | 6667 | 10.2 | 8.9 |  | 0 | 69000 | 6323 | 3.2 | 3 | 43000 | 5732 | 2.2 | Federally-Regulated Commercial & Industrial Equipment | 01/18/2008 |  | 01/24/2011
Carrier Corp. - Syracuse | Tempstar | RHH090(H,L,S)******AA |  | HSP-A, Single-Package Heat Pum | Heat Pump | 575 | 3 | False |  |  |  | True | Single-Speed | 90000 | 7438 | 12.1 | 10.8 |  |  | 84000 | 7033 | 3.5 | 3.3 |  |  |  | Federally-Regulated Commercial & Industrial Equipment | 10/28/2014 |  | 10/28/2014
Compu-Aire | Compu-Aire | CASH-634 | BPUB-C20*-A*A | HSP-A, Single-Package Heat Pum | Heat Pump | 460 | 3 |  |  |  | No Match |  | No Match | 78500 | 8260 | 9.5 | 8.9 |  |  | 78100 | 7360 | 3.1 | 3 | 48500 | 6990 | 2 | Non Federally-Regulated | 03/31/1993 |  | 04/07/1996
Carrier Corp. - Syracuse | Arcoaire | RHH102(H,L,S)******TA |  | HSP-A, Single-Package Heat Pum | Heat Pump | 460 | 3 | False |  |  |  | True | Single-Speed | 100000 | 8333 | 12 | 10.8 |  |  | 100000 | 8619 | 3.4 | 3.3 |  |  |  | Federally-Regulated Commercial & Industrial Equipment | 12/12/2012 |  | 10/28/2014
Carrier Corp. - Syracuse | Heil | RHS(181,183)(H,L,S)******** |  | HSP-A, Single-Package Heat Pum | Heat Pump | 208 | 3 | False |  |  |  | True | Single-Speed | 172000 | 15925 | 10.8 | 10.4 |  |  | 220000 | 19538 | 3.3 | 3.2 |  |  |  | Federally-Regulated Commercial & Industrial Equipment | 11/30/2011 |  | 12/12/2012
Carrier Corp. - Syracuse | Day & Night | CHS180(H,L,S)D* | FHS180(M,S,H,L)**A2* | HRCU-A-CB, Split System: Heat | Heat Pump | 230 | 3 |  |  |  |  | True | Single-Speed | 178000 | 16792 | 10.6 | 10.4 |  |  | 178000 | 15343 | 3.4 | 3.2 |  |  |  | Federally-Regulated Commercial & Industrial Equipment | 07/18/2013 |  | 10/28/2014
Rheem Sales Company, Inc. | Ruud | UPWB-200DAS* | UHPA-200Z | HRCU-A-CB, Split System: Heat | Heat Pump | 460 | 3 |  |  |  | No Match |  | No Match | 234000 | 28540 | 8.2 |  |  |  | 234000 | 24490 |  |  | 119000 | 17430 |  | Non Federally-Regulated | 05/11/1988 |  | 10/10/1989
Carrier Corp. - Syracuse | Carrier | 50EWQ02451/61 |  | HSP-A, Single-Package Heat Pum | Heat Pump | 208 | 3 |  |  |  | No Match |  | No Match | 230000 | 23469 | 9.8 | 8.5 |  | 10 | 228000 | 20249 | 3.3 | 2.9 | 116000 | 16998 | 2 | Federally-Regulated Commercial & Industrial Equipment | 12/14/1998 |  | 11/18/1999
Inter-City Products Corp. | Heil | NRHR10LP30B |  | HSP-A, Single-Package Heat Pum | Heat Pump | 460 | 3 |  |  |  | No Match |  | No Match | 120000 | 13483 | 8.9 | 8.9 |  | 10.3 | 126000 | 12309 | 3 | 3 | 67000 | 9350 | 2.1 | Federally-Regulated Commercial & Industrial Equipment | 06/11/1997 |  | 09/02/1997
York International | York | XP102[C,E]***(2,4,5)***6 |  | HSP-A, Single-Package Heat Pum | Both Heat Pump and Electric Re | 460 | 3 | False |  |  |  | True | Single-Speed | 100000 | 9090 | 11 | 10.8 |  |  | 94000 | 8102 | 3.4 | 3.3 |  |  |  | Federally-Regulated Commercial & Industrial Equipment | 01/09/2014 |  | 01/05/2015
Goettl | American Best | HP901B |  | HSP-A, Single-Package Heat Pum | Heat Pump | 230 | 1 |  |  |  | No Match |  | No Match | 94000 | 11320 | 8.3 | 8.3 |  |  | 96000 | 10420 | 2.7 | 2.8 | 50000 | 8140 | 1.8 | Non Federally-Regulated | 03/05/1991 |  | 07/27/1992
York International | Fraser Johnston | BADF-T/W090N165/205 |  | HSP-A, Single-Package Heat Pum | Heat Pump | 460 | 3 |  |  |  | No Match |  | No Match | 87000 | 9666 | 9 | 8.9 |  |  | 89000 | 8694 | 3 | 3 | 49000 | 7180 | 2 | Federally-Regulated Commercial & Industrial Equipment | 12/14/1998 |  | 08/17/1999
Carrier Corp. - Syracuse | Carrier | 50EJQ024511/611 |  | HSP-A, Single-Package Heat Pum | Heat Pump | 208 | 3 |  |  |  | No Match |  | No Match | 230000 | 23469 | 9.8 | 8.5 |  | 10 | 228000 | 20249 | 3.3 | 2.9 | 116000 | 16998 | 2 | Federally-Regulated Commercial & Industrial Equipment | 07/28/1998 |  | 10/02/1998
Carrier Corp. - Syracuse | Arcoaire | RHH102(H,L,S)******** |  | HSP-A, Single-Package Heat Pum | Heat Pump | 208 | 3 | False |  |  |  | True | Single-Speed | 100000 | 8333 | 12 | 10.8 |  |  | 100000 | 8619 | 3.4 | 3.3 |  |  |  | Federally-Regulated Commercial & Industrial Equipment | 11/30/2011 |  | 04/19/2013
York International | York | B1HN090N***25/46/58 |  | HSP-A, Single-Package Heat Pum | Heat Pump | 208 | 3 |  |  |  | No Match |  | No Match | 87000 | 9666 | 9 | 8.9 |  |  | 89000 | 8694 | 3 | 3 | 49000 | 7180 | 2 | Federally-Regulated Commercial & Industrial Equipment | 10/02/1998 |  | 08/17/1999
Trane U.S. Inc. | Trane | WCH150B30*E* |  | HSP-A, Single-Package Heat Pum | Heat Pump | 208 | 3 |  |  |  | No Match |  | No Match | 146000 | 15531 | 9.4 | 8.5 |  | 9.7 | 132000 | 13340 | 2.9 | 2.9 | 72000 | 10550 | 2 | Federally-Regulated Commercial & Industrial Equipment | 12/14/1998 |  | 08/19/1999
Carrier Corp. - Syracuse | Heil | RHS(243)(H,L,S)******TA |  | HSP-A, Single-Package Heat Pum | Heat Pump | 575 | 3 | False |  |  |  | True | Single-Speed | 232000 | 21886 | 10.6 | 10.4 |  |  | 220000 | 19538 | 3.3 | 3.2 |  |  |  | Federally-Regulated Commercial & Industrial Equipment | 04/21/2014 |  | 10/28/2014
McQuay International | McQuay International | DPS010AHHE2**-6 |  | HSP-A, Single-Package Heat Pum | Heat Pump | 208 | 3 | False |  |  |  | True | Variable-Speed | 121000 | 10000 | 12.1 | 10.8 |  |  | 119000 | 9105 | 3.8 | 3.3 |  |  |  | Federally-Regulated Commercial & Industrial Equipment | 03/02/2012 |  | 08/28/2012
Carrier Corp. - Syracuse | Carrier | 50HJQ016501/601 |  | HSP-A, Single-Package Heat Pum | Heat Pump | 460 | 3 |  |  |  | No Match |  | No Match | 172000 | 18494 | 9.3 | 8.5 |  | 9.7 | 172000 | 15275 | 3.3 | 2.9 | 94000 | 12522 | 2.2 | Federally-Regulated Commercial & Industrial Equipment | 07/28/1998 |  | 10/02/1998
McQuay International | McQuay International | DPS006AHHE4**-4 |  | HSP-A, Single-Package Heat Pum | Heat Pump | 460 | 3 | False |  |  |  | True | Variable-Speed | 69000 | 6216 | 11.1 | 10.8 |  |  | 64000 | 5083 | 3.7 | 3.3 |  |  |  | Federally-Regulated Commercial & Industrial Equipment | 08/28/2012 |  | 04/19/2013
Trane U.S. Inc. | Trane | WCH150B30*E* |  | HSP-A, Single-Package Heat Pum | Heat Pump | 230 | 3 |  |  |  | No Match |  | No Match | 146000 | 15531 | 9.4 | 8.5 |  | 9.7 | 132000 | 13340 | 2.9 | 2.9 | 72000 | 10550 | 2 | Federally-Regulated Commercial & Industrial Equipment | 03/31/1998 |  | 05/09/1998
Daikin Comfort Technologies Manufacturing, L.P. | Daikin U.S. Corp. | DCH120****V***A* |  | HSP-A, Single-Package Heat Pum | Both Heat Pump and Electric Re | 460 | 3 | False |  |  |  | False | Single-Speed | 116000 | 10265 | 11.3 | 10.8 |  |  | 120000 | 10343 | 3.4 | 3.3 |  |  |  | Federally-Regulated Commercial & Industrial Equipment | 07/18/2013 |  | 01/09/2014
Inter-City Products Corp. | Airquest | PH*120N2HA** |  | HSP-A, Single-Package Heat Pum | Heat Pump | 230 | 3 |  |  |  | No Match |  | No Match | 123000 | 13501 | 9.1 | 8.9 |  |  | 123000 | 11663 | 3.1 | 3 | 71000 | 10401 | 2 | Federally-Regulated Commercial & Industrial Equipment | 03/22/1994 |  | 09/02/1995
Rheem Sales Company, Inc. | Rheem | RPWC-100D | RHGF-100Z | HRCU-A-CB, Split System: Heat | Heat Pump | 460 | 3 |  |  |  | No Match |  | No Match | 118000 | 12826 | 9.2 | 8.9 |  |  | 125000 | 11814 | 3.1 | 3 | 68000 | 9487 | 2.1 | Federally-Regulated Commercial & Industrial Equipment | 07/25/2000 |  | 02/06/2002
Carrier Corp. - Syracuse | Heil | RHS(243)(H,L,S)******TA |  | HSP-A, Single-Package Heat Pum | Heat Pump | 230 | 3 | False |  |  |  | True | Single-Speed | 232000 | 21886 | 10.6 | 10.4 |  |  | 220000 | 19538 | 3.3 | 3.2 |  |  |  | Federally-Regulated Commercial & Industrial Equipment | 04/21/2014 |  | 10/28/2014
Trane U.S. Inc. | Trane | WCD120B40*E* |  | HSP-A, Single-Package Heat Pum | Heat Pump | 460 | 3 |  |  |  | No Match |  | No Match | 117000 | 12717 | 9.2 | 8.9 |  | 9.4 | 119000 | 11622 | 3 | 3 | 61000 | 8936 | 2 | Federally-Regulated Commercial & Industrial Equipment | 05/22/2000 |  | 07/18/2002
Rheem Sales Company, Inc. | Heil Quaker | NRHR10LP30A |  | HSP-A, Single-Package Heat Pum | Heat Pump | 460 | 3 |  |  |  | No Match |  | No Match | 119000 | 13985 | 8.5 |  |  |  | 127000 | 12195 | 3.1 |  | 68000 | 9665 | 2.1 | Non Federally-Regulated | 05/11/1988 |  | 03/15/1989
York International | Fraser Johnston | XA-12[C,E]***(T,W,X)* |  | HSP-A, Single-Package Heat Pum | Both Heat Pump and Electric Re | 575 | 3 |  |  |  |  | True | Single-Speed | 150000 | 13636 | 11 | 8.5 |  | 11.9 | 144000 | 13196 | 3.2 | 2.9 | 90000 | 11997 | 2.2 | Federally-Regulated Commercial & Industrial Equipment | 01/18/2008 |  | 01/24/2011
Carrier Corp. - Syracuse | Payne | PH1RPA/REA090-AA |  | HSP-A, Single-Package Heat Pum | Heat Pump | 208 | 3 |  |  |  | No Match |  | No Match | 86000 | 9555 | 9 | 8.9 |  | 9.3 | 78000 | 7620 | 3 | 3 | 36000 | 6433 | 1.6 | Federally-Regulated Commercial & Industrial Equipment | 12/14/1998 |  | 08/17/1999
Carrier Corp. - Syracuse | Day & Night | RHS150(H,L,S)******AA |  | HSP-A, Single-Package Heat Pum | Heat Pump | 208 | 3 | False |  |  |  | False | Single-Speed | 142000 | 13396 | 10.6 | 10.4 |  |  | 142000 | 13005 | 3.2 | 3.2 |  |  |  | Federally-Regulated Commercial & Industrial Equipment | 12/12/2012 |  | 10/28/2014
Trane U.S. Inc. | General Electric | BWA240C3K | BWV240B | HRCU-A-CB, Split System: Heat | Heat Pump | 200 | 3 |  |  |  | No Match |  | No Match | 240000 | 29200 | 8.2 |  |  |  | 236000 | 24200 |  |  | 138000 | 20100 |  | Non Federally-Regulated | 08/29/1986 |  | 05/11/1988
Trane U.S. Inc. | Trane | TWA240B300C* | TWE240B300C* | HRCU-A-CB, Split System: Heat | Heat Pump | 230 | 3 |  |  |  | No Match |  | No Match | 234000 | 27529 | 8.5 | 8.5 |  | 9.1 | 232000 | 22658 | 3 | 2.9 | 0 | 0 | 0 | Federally-Regulated Commercial & Industrial Equipment | 10/06/1999 |  | 11/18/1999
Rheem Sales Company, Inc. | Heil | NRHR92LP00B |  | HSP-A, Single-Package Heat Pum | Heat Pump | 460 | 3 |  |  |  | No Match |  | No Match | 88000 | 10730 | 8.2 | 8.2 |  |  | 88000 | 8595 |  |  | 46000 | 6740 |  | Non Federally-Regulated | 06/11/1985 |  | 08/29/1986
Carrier Corp. - Syracuse | Comfortmaker | RHS(243)(H,L,S)******TA |  | HSP-A, Single-Package Heat Pum | Heat Pump | 230 | 3 | False |  |  |  | True | Single-Speed | 232000 | 21886 | 10.6 | 10.4 |  |  | 220000 | 19538 | 3.3 | 3.2 |  |  |  | Federally-Regulated Commercial & Industrial Equipment | 10/28/2014 |  | 10/28/2014
Trane U.S. Inc. | Trane | WCH075C40*B* |  | HSP-A, Single-Package Heat Pum | Heat Pump | 460 | 3 |  |  |  | No Match |  | No Match | 71000 | 7977 | 8.9 | 8.9 |  |  | 71000 | 6934 | 3 | 3 | 35000 | 5127 | 2 | Federally-Regulated Commercial & Industrial Equipment | 05/22/2000 |  | 07/18/2002
Rheem Sales Company, Inc. | Weatherking | PHC7.5T-3 |  | HSP-A, Single-Package Heat Pum | Heat Pump | 208 | 3 |  |  |  | No Match |  | No Match | 93000 | 10333 | 9 | 8.9 |  | 9.9 | 93000 | 9085 | 3 | 3 | 51000 | 7117 | 2.1 | Federally-Regulated Commercial & Industrial Equipment | 02/03/1998 |  | 03/31/1998
Lennox Industries Inc. | Lennox | LHA090H* |  | HSP-A, Single-Package Heat Pum | Heat Pump | 208 | 3 |  |  |  | No Match |  | No Match | 89000 | 7739 | 11.5 | 8.9 |  |  | 90000 | 7990 | 3.3 | 3 | 52000 | 7255 | 2.1 | Federally-Regulated Commercial & Industrial Equipment | 11/18/1999 |  | 04/13/2000
Lennox Industries Inc. | Lennox | HP17-1353V-6Y | CB17-135V-2 | HRCU-A-CB, Split System: Heat | Heat Pump | 460 | 3 |  |  |  | No Match |  | No Match | 120000 | 13483 | 8.9 | 8.9 |  |  | 116000 | 11330 | 3 | 3 | 65000 | 8658 | 2.2 | Non Federally-Regulated | 02/01/1993 |  | 08/22/1994
International Comfort Products | Airquest | PH*090N2LA* |  | HSP-A, Single-Package Heat Pum | Heat Pump | 460 | 3 |  |  |  | No Match |  | No Match | 91000 | 9784 | 9.3 | 8.9 |  | 10.4 | 90000 | 8506 | 3.1 | 3 | 48000 | 7031 | 2 | Federally-Regulated Commercial & Industrial Equipment | 05/22/2000 |  | 09/20/2001
Rheem Sales Company, Inc. | Rheem | RPWC-075C | RHGF-100Z | HRCU-A-CB, Split System: Heat | Heat Pump | 208 | 3 |  |  |  | No Match |  | No Match | 92000 | 9583 | 9.6 | 8.9 |  |  | 88000 | 8057 | 3.2 | 3 | 48000 | 6697 | 2.1 | Federally-Regulated Commercial & Industrial Equipment | 07/31/2002 |  | 01/18/2008
Rheem Sales Company, Inc. | Ruud | UPWC-100CAZ | UHGF-100Z | HRCU-A-CB, Split System: Heat | Heat Pump | 208 | 3 |  |  |  | No Match |  | No Match | 118000 | 12826 | 9.2 | 8.9 |  |  | 125000 | 11814 | 3.1 | 3 | 68000 | 9487 | 2.1 | Federally-Regulated Commercial & Industrial Equipment | 11/18/1999 |  | 04/13/2000
Carrier Corp. - Syracuse | Carrier | 38AQ0345 * 38AQ0165 | 40RR054 | HRCU-A-CB, Split System: Heat | Heat Pump | 208 | 3 |  |  |  | No Match |  | No Match | 480915 | 59372 | 8.1 |  |  |  | 486000 | 52724 |  |  | 270000 | 41624 |  | Non Federally-Regulated | 02/22/1990 |  | 07/31/1992
Rheem Sales Company, Inc. | Whirlpool | NRHR92HP15A |  | HSP-A, Single-Package Heat Pum | Heat Pump | 208 | 3 |  |  |  | No Match |  | No Match | 92000 | 10500 | 8.8 |  |  |  | 94000 | 9160 |  |  | 52000 | 7190 |  | Non Federally-Regulated | 05/11/1988 |  | 03/15/1989
Carrier Corp. - Syracuse | Tempstar | RHS090H******AA |  | HSP-A, Single-Package Heat Pum | Heat Pump | 208 | 3 | False |  |  |  | False | Single-Speed | 87000 | 7767 | 11.2 | 10.8 |  |  | 86000 | 7413 | 3.4 | 3.3 |  |  |  | Federally-Regulated Commercial & Industrial Equipment | 12/12/2012 |  | 10/28/2014
Carrier Corp. - Syracuse | Tempstar | CHS240(H,L,S)D* | FHS240(S,H,L)**A0* | HRCU-A-CB, Split System: Heat | Heat Pump | 230 | 3 |  |  |  |  | True | Single-Speed | 222000 | 20747 | 10.7 | 10.4 |  |  | 214000 | 17919 | 3.5 | 3.2 |  |  |  | Federally-Regulated Commercial & Industrial Equipment | 07/18/2013 |  | 10/28/2014
York International | Coleman | EBSE-T,W,X120 | FDHP-S120 | HRCU-A-CB, Split System: Heat | Heat Pump | 460 | 3 |  |  |  |  | True | Single-Speed | 118000 | 12553 | 9.4 | 8.9 |  | 0 | 111000 | 10500 | 3.1 | 3 | 71000 | 9053 | 2.3 | Federally-Regulated Commercial & Industrial Equipment | 01/18/2008 |  | 02/24/2011
Rheem Sales Company, Inc. | Rheem | RJKB-A090D |  | HSP-A, Single-Package Heat Pum | Heat Pump | 460 | 3 |  |  |  | No Match |  | No Match | 89000 | 9673 | 9.2 | 8.9 |  | 12.1 | 90000 | 8789 | 3 | 3 | 52500 | 7691 | 2 | Federally-Regulated Commercial & Industrial Equipment | 05/22/2000 |  | 11/21/2001
Carrier Corp. - Syracuse | Payne | 541AP090 | 517A090 | HRCU-A-CB, Split System: Heat | Heat Pump | 208 | 3 |  |  |  | No Match |  | No Match | 88000 | 10700 | 8.2 | 8.2 |  |  | 87000 | 9800 |  |  | 47000 | 7300 | 1.9 | Non Federally-Regulated | 02/22/1990 |  | 07/31/1992
Carrier Corp. - Syracuse | Keeprite | RHH090(H,L,S)******TA |  | HSP-A, Single-Package Heat Pum | Heat Pump | 230 | 3 | False |  |  |  | True | Single-Speed | 90000 | 7438 | 12.1 | 10.8 |  |  | 84000 | 7033 | 3.5 | 3.3 |  |  |  | Federally-Regulated Commercial & Industrial Equipment | 12/12/2012 |  | 10/28/2014
York International | Fraser Johnston | BA-10C00*T/W/X***** |  | HSP-A, Single-Package Heat Pum | Heat Pump | 460 | 3 |  |  |  | No Match |  | No Match | 120000 | 11650 | 10.3 | 8.9 |  | 10 | 113000 | 10346 | 3.2 | 3 | 60000 | 7990 | 2.2 | Federally-Regulated Commercial & Industrial Equipment | 05/21/2002 |  | 07/18/2002
York International | Coleman | XA-12[C,E]***(T,W,X)* |  | HSP-A, Single-Package Heat Pum | Both Heat Pump and Electric Re | 575 | 3 | False |  |  |  | True | Single-Speed | 150000 | 13636 | 11 | 10.4 |  | 11.9 | 135000 | 12364 | 3.2 | 3.2 | 90000 | 11997 | 2.2 | Federally-Regulated Commercial & Industrial Equipment | 01/24/2011 |  | 01/09/2014
Carrier Corp. - Syracuse | Payne | 548BPX090 |  | HSP-A, Single-Package Heat Pum | Heat Pump | 230 | 3 |  |  |  | No Match |  | No Match | 90000 | 10300 | 8.7 | 8.2 |  |  | 92000 | 8500 | 3.2 |  | 49000 | 7100 | 2 | Non Federally-Regulated | 02/22/1990 |  | 07/31/1992
Rheem Sales Company, Inc. | Square D | HCS020JAR1H | A02-93-00L-020US1G | HRCU-A-CB, Split System: Heat | Heat Pump | 208 | 3 |  |  |  | No Match |  | No Match | 234000 | 28540 | 8.2 |  |  |  | 234000 | 24490 |  |  | 119000 | 17430 |  | Non Federally-Regulated | 06/11/1985 |  | 08/29/1986
York International | Luxaire | XA-07[C,E]***(T,W,X)* |  | HSP-A, Single-Package Heat Pum | Both Heat Pump and Electric Re | 460 | 3 |  |  |  |  | True | Single-Speed | 92000 | 8364 | 11 | 8.9 |  | 12.4 | 92000 | 7708 | 3.5 | 3 | 55000 | 7013 | 2.3 | Federally-Regulated Commercial & Industrial Equipment | 01/18/2008 |  | 07/16/2009
Carrier Corp. - Syracuse | Heil | RHS(240,243)(H,L,S)******TA |  | HSP-A, Single-Package Heat Pum | Heat Pump | 208 | 3 | False |  |  |  | True | Single-Speed | 232000 | 21886 | 10.6 | 10.4 |  |  | 220000 | 19538 | 3.3 | 3.2 |  |  |  | Federally-Regulated Commercial & Industrial Equipment | 12/12/2012 |  | 04/21/2014
York International | Evcon | BB-20[E54]***(T,W,X)* |  | HSP-A, Single-Package Heat Pum | Both Heat Pump and Electric Re | 575 | 3 |  |  |  |  | True | Single-Speed | 216000 | 22737 | 9.5 | 8.5 |  | 9.5 | 210000 | 19866 | 3.1 | 2.9 | 130000 | 19062 | 2 | Federally-Regulated Commercial & Industrial Equipment | 01/18/2008 |  | 01/24/2011
York International | Fraser Johnston | BADF-T/W120N205/245* |  | HSP-A, Single-Package Heat Pum | Heat Pump | 460 | 3 |  |  |  | No Match |  | No Match | 118000 | 13111 | 9 | 8.9 |  |  | 116000 | 11332 | 3 | 3 | 70000 | 10257 | 2 | Federally-Regulated Commercial & Industrial Equipment | 07/29/1998 |  | 08/07/1998
Lennox Industries Inc. | Lennox | KHA240S4M*1Y,G,J |  | HSP-A, Single-Package Heat Pum | Heat Pump | 460 | 3 | False |  |  |  | True | Single-Speed | 218000 | 20566 | 10.6 | 10.4 |  |  | 220000 | 20148 | 3.2 | 3.2 |  |  |  | Federally-Regulated Commercial & Industrial Equipment | 07/18/2013 |  | 10/28/2014
Carrier Corp. - Syracuse | Arcoaire | RHS(181,183)(H,L,S)******TC |  | HSP-A, Single-Package Heat Pum | Heat Pump | 208 | 3 | False |  |  |  | True | Single-Speed | 172000 | 15925 | 10.8 | 10.4 |  |  | 220000 | 19538 | 3.3 | 3.2 |  |  |  | Federally-Regulated Commercial & Industrial Equipment | 10/28/2014 |  | 10/28/2014
Compu-Aire | Compu-Aire | CASH-734 | BWV240B | HSP-A, Single-Package Heat Pum | Heat Pump | 460 | 3 |  |  |  | No Match |  | No Match | 83500 | 9350 | 8.9 | 8.9 |  |  | 81500 | 8050 | 3 | 3 | 50300 | 7360 | 2 | Non Federally-Regulated | 08/10/1992 |  | 02/24/1993
York International | York | PC120C00A*(2,4,5)***** | NC120C00*(5,6)****** | HRCU-A-CB, Split System: Heat | Heat Pump | 230 | 3 |  |  |  |  | True | Single-Speed | 124000 | 11272 | 11 | 8.9 |  |  | 109000 | 9686 | 3.3 | 3 |  |  |  | Federally-Regulated Commercial & Industrial Equipment | 06/15/2009 |  | 01/09/2014
Lennox Industries Inc. | Lennox | LHA240HN2* |  | HSP-A, Single-Package Heat Pum | Heat Pump | 208 | 3 |  |  |  | No Match |  | No Match | 220000 | 21568 | 10.2 | 8.5 |  | 11 | 220000 | 19533 | 3.3 | 2.9 | 118000 | 16463 | 2.1 | Federally-Regulated Commercial & Industrial Equipment | 07/31/2002 |  | 01/18/2008
Carrier Corp. - Syracuse | Carrier | 50HJQ014501/601 |  | HSP-A, Single-Package Heat Pum | Heat Pump | 460 | 3 |  |  |  | No Match |  | No Match | 240000 | 28800 | 9.8 | 8.5 |  | 12.4 | 240000 | 24700 | 3.2 | 2.9 | 72000 | 18700 | 2.1 | Federally-Regulated Commercial & Industrial Equipment | 10/24/1997 |  | 03/31/1998
Carrier Corp. - Syracuse | Tempstar | RHS102H******TA |  | HSP-A, Single-Package Heat Pum | Heat Pump | 230 | 3 | False |  |  |  | False | Single-Speed | 99000 | 8608 | 11.5 | 10.8 |  |  | 96000 | 8525 | 3.3 | 3.3 |  |  |  | Federally-Regulated Commercial & Industrial Equipment | 12/12/2012 |  | 10/28/2014
Carrier Corp. - Syracuse | Carrier | 50EJQ024511/611 |  | HSP-A, Single-Package Heat Pum | Heat Pump | 460 | 3 |  |  |  | No Match |  | No Match | 230000 | 23469 | 9.8 | 8.5 |  | 10 | 228000 | 20249 | 3.3 | 2.9 | 116000 | 16998 | 2 | Federally-Regulated Commercial & Industrial Equipment | 07/28/1998 |  | 10/02/1998
Lennox Industries Inc. | Lennox | CHP11-953-2Q |  | HSP-A, Single-Package Heat Pum | Heat Pump | 230 | 3 |  |  |  | No Match |  | No Match | 89000 | 11300 | 7.9 | 7.5 |  |  | 89000 | 9300 |  |  | 43000 | 7000 |  | Non Federally-Regulated | 01/05/1982 |  | 08/30/1983
Trane U.S. Inc. | Trane | WCD120B40*E* |  | HSP-A, Single-Package Heat Pum | Heat Pump | 460 | 3 |  |  |  | No Match |  | No Match | 117000 | 12717 | 9.2 | 8.9 |  | 9.2 | 119000 | 11472 | 3 | 3 | 61000 | 8850 | 2 | Federally-Regulated Commercial & Industrial Equipment | 03/31/1998 |  | 05/09/1998
Carrier Corp. - Syracuse | ICP Commercial | RHS150(H,L,S)******** |  | HSP-A, Single-Package Heat Pum | Heat Pump | 230 | 3 | False |  |  |  | False | Single-Speed | 142000 | 13396 | 10.6 | 10.4 |  |  | 142000 | 13005 | 3.2 | 3.2 |  |  |  | Federally-Regulated Commercial & Industrial Equipment | 11/30/2011 |  | 12/12/2012
Trane U.S. Inc. | Trane | WCD075A400A |  | HSP-A, Single-Package Heat Pum | Heat Pump | 460 | 3 |  |  |  | No Match |  | No Match | 71000 | 8300 | 8.6 |  |  |  | 71000 | 7170 | 2.9 | 2.5 | 33000 | 5090 | 1.9 | Non Federally-Regulated | 07/19/1989 |  | 02/22/1990
Trane U.S. Inc. | American Standard, Inc. | 2A6C0072A4 | TWE090A | HRCU-A-CB, Split System: Heat | Heat Pump | 460 | 3 |  |  |  | No Match |  | No Match | 70000 | 6603 | 10.6 | 8.9 |  |  | 64500 | 5558 | 3.4 | 3 | 41000 | 4805 | 2.5 | Federally-Regulated Commercial & Industrial Equipment | 11/19/2002 |  | 06/19/2003
Trane U.S. Inc. | Trane | BWA120C3K | BWE120C-D | HRCU-A-CB, Split System: Heat | Heat Pump | 230 | 3 |  |  |  | No Match |  | No Match | 118000 | 14300 | 8.3 |  |  |  | 120000 | 11550 |  |  | 70000 | 9550 |  | Non Federally-Regulated | 05/11/1988 |  | 03/15/1989
Carrier Corp. - Syracuse | Airquest | RHS(181,183)(H,L,S)******TA |  | HSP-A, Single-Package Heat Pum | Heat Pump | 230 | 3 | False |  |  |  | True | Single-Speed | 172000 | 15925 | 10.8 | 10.4 |  |  | 166000 | 14742 | 3.3 | 3.2 |  |  |  | Federally-Regulated Commercial & Industrial Equipment | 05/09/2013 |  | 08/28/2014
Carrier Corp. - Syracuse | Heil | CHS240(H,L,S)D* | FHS240(S,H,L)**A2* | HRCU-A-CB, Split System: Heat | Heat Pump | 208 | 3 |  |  |  |  | True | Single-Speed | 222000 | 20747 | 10.7 | 10.4 |  |  | 214000 | 17919 | 3.5 | 3.2 |  |  |  | Federally-Regulated Commercial & Industrial Equipment | 07/18/2013 |  | 04/20/2015
Carrier Corp. - Syracuse | Bryant Heating & Cooling Systems | 549J(P,E,T)07A*********A |  | HSP-A, Single-Package Heat Pum | Heat Pump | 208 | 3 | False |  |  |  | True | Single-Speed | 72000 | 6000 | 12 | 10.8 |  |  | 70000 | 6033 | 3.4 | 3.3 |  |  |  | Federally-Regulated Commercial & Industrial Equipment | 03/10/2011 |  | 04/19/2013
York International | York | EA120C***(2,4,5)* | FA120C***(6)* | HRCU-A-CB, Split System: Heat | Both Heat Pump and Electric Re | 208 | 3 |  |  |  |  | True | Single-Speed | 122000 | 11402 | 10.7 | 8.9 |  | 0 | 125000 | 11108 | 3.3 | 3 | 84000 | 9853 | 2.5 | Federally-Regulated Commercial & Industrial Equipment | 08/27/2008 |  | 02/24/2011
Carrier Corp. - Syracuse | Keeprite | RHS(120,121)(H,L,S)******TA |  | HSP-A, Single-Package Heat Pum | Heat Pump | 575 | 3 | False |  |  |  | False | Single-Speed | 116000 | 10545 | 11 | 10.8 |  |  | 116000 | 9999 | 3.4 | 3.3 |  |  |  | Federally-Regulated Commercial & Industrial Equipment | 12/12/2012 |  | 10/28/2014
Lennox Industries Inc. | Lennox | HP17-953V-3Y | CB17-95V-1 | HRCU-A-CB, Split System: Heat | Heat Pump | 208 | 3 |  |  |  | No Match |  | No Match | 87000 | 10235 | 8.5 | 8.2 |  |  | 88000 | 8597 |  |  | 51000 | 6794 |  | Non Federally-Regulated | 05/16/1984 |  | 06/11/1985
Trane U.S. Inc. | General Electric | BWC180A2 |  | HSP-A, Single-Package Heat Pum | Heat Pump | 200 | 3 |  |  |  | No Match |  | No Match | 180000 | 22600 | 8 |  |  |  | 180000 | 20300 | 2.6 |  | 100000 | 16400 | 1.8 | Non Federally-Regulated | 05/16/1984 |  | 06/11/1985
International Comfort Products | Heil | NRHR10HP30B |  | HSP-A, Single-Package Heat Pum | Heat Pump | 208 | 3 |  |  |  | No Match |  | No Match | 120000 | 13483 | 8.9 | 8.9 |  | 10.3 | 126000 | 12309 | 3 | 3 | 67000 | 9350 | 2.1 | Federally-Regulated Commercial & Industrial Equipment | 03/31/1998 |  | 05/09/1998
McQuay International | McQuay International | DPS006AHHW2**-4 |  | HSP-A, Single-Package Heat Pum | Heat Pump | 208 | 3 | False |  |  |  | True | Variable-Speed | 69000 | 6216 | 11.1 | 10.8 |  |  | 64000 | 5083 | 3.7 | 3.3 |  |  |  | Federally-Regulated Commercial & Industrial Equipment | 08/28/2012 |  | 04/19/2013
Carrier Corp. - Syracuse | Carrier | 38AQ0346 + 38AQ0166 | 40RR054 | HRCU-A-CB, Split System: Heat | Heat Pump | 460 | 3 |  |  |  | No Match |  | No Match | 480915 | 59372 | 8.1 |  |  |  | 486000 | 52724 | 2.7 |  | 270000 | 41624 | 1.9 | Non Federally-Regulated | 07/31/1992 |  | 12/22/1992
Carrier Corp. - Syracuse | Bryant Heating & Cooling Systems | 549J(P,E,T)09**********A |  | HSP-A, Single-Package Heat Pum | Heat Pump | 230 | 3 | False |  |  |  | True | Single-Speed | 100000 | 8333 | 12 | 10.8 |  |  | 100000 | 8619 | 3.4 | 3.3 |  |  |  | Federally-Regulated Commercial & Industrial Equipment | 11/30/2011 |  | 04/19/2013
Carrier Corp. - Syracuse | Keeprite | RHH102(H,L,S)******AA |  | HSP-A, Single-Package Heat Pum | Heat Pump | 230 | 3 | False |  |  |  | True | Single-Speed | 100000 | 8333 | 12 | 10.8 |  |  | 100000 | 8619 | 3.4 | 3.3 |  |  |  | Federally-Regulated Commercial & Industrial Equipment | 10/28/2014 |  | 10/28/2014
Carrier Corp. - Syracuse | Tempstar | RHS(181,183)(H,L,S)******TA |  | HSP-A, Single-Package Heat Pum | Heat Pump | 460 | 3 | False |  |  |  | True | Single-Speed | 172000 | 15925 | 10.8 | 10.4 |  |  | 220000 | 19538 | 3.3 | 3.2 |  |  |  | Federally-Regulated Commercial & Industrial Equipment | 05/09/2013 |  | 08/28/2014
Carrier Corp. - Syracuse | ICP Commercial | RHS(120,121)(H,L,S)******TA |  | HSP-A, Single-Package Heat Pum | Heat Pump | 230 | 3 | False |  |  |  | False | Single-Speed | 116000 | 10545 | 11 | 10.8 |  |  | 116000 | 9999 | 3.4 | 3.3 |  |  |  | Federally-Regulated Commercial & Industrial Equipment | 12/12/2012 |  | 10/28/2014
Carrier Corp. - Syracuse | Tempstar | RHS(240,243)(H,L,S)******AA |  | HSP-A, Single-Package Heat Pum | Heat Pump | 575 | 3 | False |  |  |  | True | Single-Speed | 232000 | 21886 | 10.6 | 10.4 |  |  | 220000 | 19538 | 3.3 | 3.2 |  |  |  | Federally-Regulated Commercial & Industrial Equipment | 12/12/2012 |  | 04/21/2014
Carrier Corp. - Syracuse | Arcoaire | RHS150(H,L,S)******** |  | HSP-A, Single-Package Heat Pum | Heat Pump | 208 | 3 | False |  |  |  | False | Single-Speed | 142000 | 13396 | 10.6 | 10.4 |  |  | 142000 | 13005 | 3.2 | 3.2 |  |  |  | Federally-Regulated Commercial & Industrial Equipment | 11/30/2011 |  | 12/12/2012
Trane U.S. Inc. | General Electric | BWA120C3K | BWE120C-D | HRCU-A-CB, Split System: Heat | Heat Pump | 200 | 3 |  |  |  | No Match |  | No Match | 118000 | 14300 | 8.3 | 8.2 |  |  | 120000 | 11550 |  |  | 70000 | 9550 |  | Non Federally-Regulated | 05/16/1984 |  | 06/11/1985
Carrier Corp. - Syracuse | Tempstar | CHS072(H,L,S)A* | FHS072(M,S,K)A*A* | HRCU-A-CB, Split System: Heat | Heat Pump | 460 | 3 |  |  |  |  | True | Single-Speed | 70000 | 6363 | 11 | 10.8 |  |  | 66000 | 5861 | 3.3 | 3.3 |  |  |  | Federally-Regulated Commercial & Industrial Equipment | 03/10/2011 |  | 12/12/2012
Lennox Industries Inc. | Lennox | CHP11-953-5Q |  | HSP-A, Single-Package Heat Pum | Heat Pump | 230 | 3 |  |  |  | No Match |  | No Match | 89000 | 10840 | 8.2 | 7.5 |  |  | 90000 | 9450 |  |  | 46000 | 7570 |  | Non Federally-Regulated | 08/30/1983 |  | 05/16/1984
Inter-City Products Corp. | Airquest | CH*120SNHA** | BMB120N*M* | HRCU-A-C, Split System: Heat P | Heat Pump | 230 | 3 |  |  |  | No Match |  | No Match | 118000 | 12967 | 9.1 | 8.9 |  |  | 120000 | 11719 | 3 | 3 | 70000 | 9766 | 2.1 | Federally-Regulated Commercial & Industrial Equipment | 04/20/1994 |  | 09/02/1995
Carrier Corp. - Syracuse | Arcoaire | RHS(181,183)(H,L,S)******** |  | HSP-A, Single-Package Heat Pum | Heat Pump | 230 | 3 | False |  |  |  | True | Single-Speed | 172000 | 15925 | 10.8 | 10.4 |  |  | 166000 | 14742 | 3.3 | 3.2 |  |  |  | Federally-Regulated Commercial & Industrial Equipment | 11/30/2011 |  | 12/12/2012
Carrier Corp. - Syracuse | Airquest | RHS102(L,S)******AA |  | HSP-A, Single-Package Heat Pum | Heat Pump | 575 | 3 | False |  |  |  | False | Single-Speed | 99000 | 8608 | 11.5 | 10.8 |  |  | 96000 | 8525 | 3.3 | 3.3 |  |  |  | Federally-Regulated Commercial & Industrial Equipment | 12/12/2012 |  | 10/28/2014
Trane U.S. Inc. | American Standard, Inc. | BWC120F4OOJ |  | HSP-A, Single-Package Heat Pum | Heat Pump | 460 | 3 |  |  |  | No Match |  | No Match | 119000 | 14300 | 8.3 | 8.2 |  |  | 118000 | 11900 |  |  | 58000 | 8750 |  | Non Federally-Regulated | 03/15/1989 |  | 10/10/1989
Carrier Corp. - Syracuse | ICP Commercial | RHH(120,121)(H,L,S)******AA |  | HSP-A, Single-Package Heat Pum | Heat Pump | 460 | 3 | False |  |  |  | True | Single-Speed | 119000 | 9674 | 12.3 | 10.8 |  |  | 116000 | 9713 | 3.5 | 3.3 |  |  |  | Federally-Regulated Commercial & Industrial Equipment | 12/12/2012 |  | 10/28/2014
Carrier Corp. - Syracuse | Carrier | 38AQ0166 | 40RR024 | HRCU-A-CB, Split System: Heat | Heat Pump | 460 | 3 |  |  |  | No Match |  | No Match | 173150 | 20795 | 8.3 | 7.5 |  |  | 159048 | 15835 |  |  | 95926 | 13465 |  | Non Federally-Regulated | 09/08/1982 |  | 05/16/1984
York International | Fraser Johnston | EASE-T090A | FCHP-S090A | HRCU-A-CB, Split System: Heat | Heat Pump | 230 | 3 |  |  |  | No Match |  | No Match | 91000 | 9891 | 9.2 | 8.9 |  |  | 84000 | 8200 | 3 | 3 | 51000 | 5333 | 2.8 | Non Federally-Regulated | 04/02/1993 |  | 09/02/1995
Carrier Corp. - Syracuse | Arcoaire | RHS(181,183)(H,L,S)******AA |  | HSP-A, Single-Package Heat Pum | Heat Pump | 230 | 3 | False |  |  |  | True | Single-Speed | 172000 | 15925 | 10.8 | 10.4 |  |  | 166000 | 14742 | 3.3 | 3.2 |  |  |  | Federally-Regulated Commercial & Industrial Equipment | 12/12/2012 |  | 05/09/2013
Rheem Sales Company, Inc. | Weatherking | WJKB-A090D |  | HSP-A, Single-Package Heat Pum | Heat Pump | 460 | 3 |  |  |  | No Match |  | No Match | 89000 | 9673 | 9.2 | 8.9 |  | 10.6 | 90000 | 8789 | 3 | 3 | 52500 | 7691 | 2 | Federally-Regulated Commercial & Industrial Equipment | 11/21/2001 |  | 07/18/2002
Trane U.S. Inc. | Trane | TWA180B300E* | TWE180B300C* | HRCU-A-CB, Split System: Heat | Heat Pump | 208 | 3 |  |  |  | No Match |  | No Match | 176000 | 17425 | 10.1 | 8.5 |  | 11.6 | 168000 | 15878 | 3.1 | 2.9 | 106000 | 14117 | 2.2 | Federally-Regulated Commercial & Industrial Equipment | 07/19/2001 |  | 07/18/2002
York International | Fraser Johnston | BBCB-W090A |  | HSP-A, Single-Package Heat Pum | Heat Pump | 460 | 3 |  |  |  | No Match |  | No Match | 87000 | 9667 | 9 | 8.9 |  |  | 89000 | 8692 | 3 | 3 | 49000 | 7178 | 2 | Non Federally-Regulated | 03/31/1993 |  | 09/02/1995
York International | York | B1CH120A46 |  | HSP-A, Single-Package Heat Pum | Heat Pump | 460 | 3 |  |  |  | No Match |  | No Match | 117000 | 13765 | 8.5 | 8.2 |  |  | 117500 | 11630 |  |  | 65000 | 9717 |  | Non Federally-Regulated | 10/10/1989 |  | 07/31/1992
York International | Luxaire | EAHP-T090A | FBHP-S090A | HRCU-A-CB, Split System: Heat | Heat Pump | 208 | 3 |  |  |  | No Match |  | No Match | 91000 | 10705 | 8.5 | 8.2 |  |  | 101000 | 9250 | 3.2 |  | 58000 | 6799 | 2.5 | Non Federally-Regulated | 03/15/1989 |  | 10/10/1989
Carrier Corp. - Syracuse | Heil | RHS150(H,L,S)******TA |  | HSP-A, Single-Package Heat Pum | Heat Pump | 575 | 3 | False |  |  |  | False | Single-Speed | 142000 | 13396 | 10.6 | 10.4 |  |  | 142000 | 13005 | 3.2 | 3.2 |  |  |  | Federally-Regulated Commercial & Industrial Equipment | 12/12/2012 |  | 10/28/2014
McQuay International | McQuay International | DPS006AHHW4*C-4 |  | HSP-A, Single-Package Heat Pum | Heat Pump | 460 | 3 | False |  |  |  | True | Variable-Speed | 69000 | 6216 | 11.1 | 10.8 |  |  | 64000 | 5083 | 3.7 | 3.3 |  |  |  | Federally-Regulated Commercial & Industrial Equipment | 08/28/2012 |  | 04/19/2013
York International | York | B1HN120N16525 |  | HSP-A, Single-Package Heat Pum | Heat Pump | 230 | 3 |  |  |  | No Match |  | No Match | 118000 | 13111 | 9 | 8.9 |  |  | 116000 | 11329 | 3 | 3 | 70000 | 10254 | 2 | Non Federally-Regulated | 02/17/1993 |  | 09/02/1995
Goettl | American Best | HPC1201E-3 |  | HSP-A, Single-Package Heat Pum | Heat Pump | 230 | 3 |  |  |  | No Match |  | No Match | 120000 | 11428 | 10.5 | 8.9 |  |  | 119000 | 10565 | 3.3 | 3 | 70000 | 9766 | 2.1 | Federally-Regulated Commercial & Industrial Equipment | 11/18/1999 |  | 04/13/2000
Carrier Corp. - Syracuse | Comfortmaker | RHS(181,183)(H,L,S)******TC |  | HSP-A, Single-Package Heat Pum | Heat Pump | 208 | 3 | False |  |  |  | True | Single-Speed | 172000 | 15925 | 10.8 | 10.4 |  |  | 220000 | 19538 | 3.3 | 3.2 |  |  |  | Federally-Regulated Commercial & Industrial Equipment | 01/09/2014 |  | 10/28/2014
McQuay International | McQuay International | DPS007AHHY4*C-3 |  | HSP-A, Single-Package Heat Pum | Heat Pump | 460 | 3 | False |  |  |  | True | Variable-Speed | 88000 | 7096 | 12.4 | 10.8 |  |  | 78000 | 6178 | 3.7 | 3.3 |  |  |  | Federally-Regulated Commercial & Industrial Equipment | 08/28/2012 |  | 04/19/2013
Carrier Corp. - Syracuse | Day & Night | 541AE090 | 517A090 | HRCU-A-CB, Split System: Heat | Heat Pump | 460 | 3 |  |  |  | No Match |  | No Match | 88000 | 10730 | 8.2 | 8.2 |  |  | 87000 | 9800 |  |  | 42500 | 6555 | 1.9 | Non Federally-Regulated | 03/15/1989 |  | 10/10/1989
Carrier Corp. - Syracuse | Carrier Corp. | 50TCQ*24***(5,6,1)A***(A,C,D,F)* |  | HSP-A, Single-Package Heat Pum | Heat Pump | 575 | 3 | False |  |  |  | True | Single-Speed | 232000 | 21886 | 10.6 | 10.4 |  |  | 220000 | 19538 | 3.3 | 3.2 |  |  |  | Federally-Regulated Commercial & Industrial Equipment | 12/12/2012 |  | 04/21/2014
Lennox Industries Inc. | Lennox | HP17-953V-4Y | CB17-95V-1 | HRCU-A-CB, Split System: Heat | Heat Pump | 208 | 3 |  |  |  | No Match |  | No Match | 87000 | 10235 | 8.5 | 8.2 |  |  | 88000 | 8471 |  |  | 45000 | 5994 |  | Non Federally-Regulated | 03/15/1989 |  | 10/10/1989
Trane U.S. Inc. | Trane | BWA240C2J | BWH240A | HRCU-A-CB, Split System: Heat | Heat Pump | 200 | 3 |  |  |  | No Match |  | No Match | 234000 | 30100 | 7.8 |  |  |  | 224000 | 24700 | 2.7 |  | 116000 | 19700 | 1.7 | Non Federally-Regulated | 06/11/1985 |  | 05/11/1988
Rheem Sales Company, Inc. | Ruud | UPDC-100D* |  | HSP-A, Single-Package Heat Pum | Heat Pump | 460 | 3 |  |  |  | No Match |  | No Match | 120000 | 13665 | 8.8 | 8.2 |  |  | 126000 | 11875 | 3.1 |  | 67000 | 9345 | 2.1 | Non Federally-Regulated | 02/22/1990 |  | 07/31/1992
Rheem Sales Company, Inc. | Ruud | UPWC-075CAZ | UHGF-100Z | HRCU-A-CB, Split System: Heat | Heat Pump | 208 | 3 |  |  |  | No Match |  | No Match | 92000 | 9583 | 9.6 | 8.9 |  |  | 88000 | 8057 | 3.2 | 3 | 48000 | 6697 | 2.1 | Federally-Regulated Commercial & Industrial Equipment | 11/18/1999 |  | 04/13/2000
York International | Coleman | BA-12[C,E]***(T,W,X)* |  | HSP-A, Single-Package Heat Pum | Both Heat Pump and Electric Re | 575 | 3 |  |  |  |  | False | Single-Speed | 144000 | 15484 | 9.3 | 8.5 |  | 9.7 | 142000 | 13433 | 3.1 | 2.9 | 91000 | 12708 | 2.1 | Federally-Regulated Commercial & Industrial Equipment | 01/18/2008 |  | 02/24/2011
McQuay International | McQuay International | DPS007AHHE2**-3 |  | HSP-A, Single-Package Heat Pum | Heat Pump | 208 | 3 | False |  |  |  | True | Variable-Speed | 88000 | 7154 | 12.3 | 10.8 |  |  | 78000 | 6245 | 3.7 | 3.3 |  |  |  | Federally-Regulated Commercial & Industrial Equipment | 08/28/2012 |  | 04/19/2013
Trane U.S. Inc. | Trane Unitary Products Group | 4TWA3048A4 (2) | TWE120E3**A* | HRCU-A-CB, Split System: Heat | Heat Pump | 460 | 3 |  |  |  |  | True | Single-Speed | 101000 | 8326 | 12.1 | 10.8 |  |  | 95000 | 7524 | 3.7 | 3.3 |  |  |  | Federally-Regulated Commercial & Industrial Equipment | 11/30/2011 |  | 05/02/2012
Carrier Corp. - Syracuse | Keeprite | RHS(240,243)(H,L,S)******TA |  | HSP-A, Single-Package Heat Pum | Heat Pump | 208 | 3 | False |  |  |  | True | Single-Speed | 232000 | 21886 | 10.6 | 10.4 |  |  | 220000 | 19538 | 3.3 | 3.2 |  |  |  | Federally-Regulated Commercial & Industrial Equipment | 12/12/2012 |  | 04/21/2014
Trane U.S. Inc. | Trane | BWA090C3K | BWE090C-D | HRCU-A-CB, Split System: Heat | Heat Pump | 230 | 3 |  |  |  | No Match |  | No Match | 90000 | 10200 | 8.8 |  |  |  | 87000 | 8790 |  |  | 51000 | 7150 |  | Non Federally-Regulated | 05/11/1988 |  | 03/15/1989
Lennox Industries Inc. | Lennox | LHA090H* |  | HSP-A, Single-Package Heat Pum | Heat Pump | 230 | 3 |  |  |  | No Match |  | No Match | 89000 | 7739 | 11.5 | 8.9 |  | 12 | 90000 | 7990 | 3.3 | 3 | 52000 | 7255 | 2.1 | Federally-Regulated Commercial & Industrial Equipment | 07/31/2002 |  | 01/18/2008
Carrier Corp. - Syracuse | Comfortmaker | RHS(120,121)(H,L,S)******AA |  | HSP-A, Single-Package Heat Pum | Heat Pump | 230 | 3 | False |  |  |  | False | Single-Speed | 116000 | 10545 | 11 | 10.8 |  |  | 116000 | 9999 | 3.4 | 3.3 |  |  |  | Federally-Regulated Commercial & Industrial Equipment | 12/12/2012 |  | 10/28/2014
Carrier Corp. - Syracuse | Day & Night | 542EP120 |  | HSP-A, Single-Package Heat Pum | Heat Pump | 208 | 3 |  |  |  | No Match |  | No Match | 119000 | 14600 | 8.2 |  |  |  | 119000 | 12300 |  |  | 64000 | 9200 |  | Non Federally-Regulated | 05/11/1988 |  | 03/15/1989
Trane U.S. Inc. | American Standard, Inc. | TWA120A300D* | TWE120A300C* | HRCU-A-CB, Split System: Heat | Heat Pump | 230 | 3 |  |  |  | No Match |  | No Match | 118000 | 12553 | 9.4 | 8.9 |  |  | 119000 | 11622 | 3 | 3 | 79000 | 10063 | 2.3 | Federally-Regulated Commercial & Industrial Equipment | 05/22/2000 |  | 09/21/2001
York International | Coleman | XA-12[C,E]***(T,W,X)* |  | HSP-A, Single-Package Heat Pum | Both Heat Pump and Electric Re | 460 | 3 |  |  |  |  | True | Single-Speed | 150000 | 13636 | 11 | 8.5 |  | 11.9 | 144000 | 13196 | 3.2 | 2.9 | 90000 | 11997 | 2.2 | Federally-Regulated Commercial & Industrial Equipment | 01/18/2008 |  | 01/24/2011
Carrier Corp. - Syracuse | Carrier | 38AQ0166 * 38AQ0166 | 40RR034 | HSP-A, Single-Package Heat Pum | Heat Pump | 460 | 3 |  |  |  | No Match |  | No Match | 316512 | 40828 | 8.2 | 8.2 |  |  | 339600 | 34888 |  |  | 65000 | 9200 |  | Non Federally-Regulated | 03/15/1989 |  | 02/22/1990
York International | Fraser Johnston | PJ180C00A*(2,4,5)***** | NJ180C00*(5,6)****** | HRCU-A-CB, Split System: Heat | Heat Pump | 460 | 3 |  |  |  |  | True | Single-Speed | 180000 | 16981 | 10.6 | 8.5 |  |  | 168000 | 14490 | 3.4 | 2.9 |  |  |  | Federally-Regulated Commercial & Industrial Equipment | 07/16/2009 |  | 01/24/2011
Carrier Corp. - Syracuse | Payne | PH1RPA/REA072-AB |  | HSP-A, Single-Package Heat Pum | Heat Pump | 208 | 3 |  |  |  | No Match |  | No Match | 70000 | 7777 | 9 | 8.9 |  |  | 72000 | 6592 | 3.2 | 3 | 38000 | 5859 | 1.9 | Federally-Regulated Commercial & Industrial Equipment | 05/22/2000 |  | 07/25/2000
Goettl | American Best | HP 662A-3 |  | HSP-A, Single-Package Heat Pum | Heat Pump | 230 | 3 |  |  |  | No Match |  | No Match | 66000 | 8050 | 8.2 | 8.2 |  |  | 66000 | 6670 |  |  | 35600 | 5795 |  | Non Federally-Regulated | 03/15/1989 |  | 10/10/1989
Lennox Industries Inc. | Lennox | LHA120H* |  | HSP-A, Single-Package Heat Pum | Heat Pump | 575 | 3 |  |  |  | No Match |  | No Match | 118000 | 11456 | 10.3 | 8.9 |  |  | 120000 | 10654 | 3.3 | 3 | 72000 | 10045 | 2.1 | Federally-Regulated Commercial & Industrial Equipment | 05/22/2000 |  | 03/22/2001
Carrier Corp. - Syracuse | Carrier Corp. | 50TCQ*09***5A***(A,C,D,F)* |  | HSP-A, Single-Package Heat Pum | Heat Pump | 230 | 3 | False |  |  |  | False | Single-Speed | 99000 | 8608 | 11.5 | 10.8 |  |  | 96000 | 8525 | 3.3 | 3.3 |  |  |  | Federally-Regulated Commercial & Industrial Equipment | 12/12/2012 |  | 04/21/2015
International Comfort Products | Arcoaire | RYMA10H**** |  | HSP-A, Single-Package Heat Pum | Heat Pump | 208 | 3 |  |  |  | No Match |  | No Match | 123000 | 13516 | 9.1 | 8.9 |  | 9.5 | 123000 | 11628 | 3.1 | 3 | 71000 | 10404 | 2 | Federally-Regulated Commercial & Industrial Equipment | 02/03/1998 |  | 03/31/1998
Rheem Sales Company, Inc. | Rheem | RPDC-101C* |  | HSP-A, Single-Package Heat Pum | Heat Pump | 208 | 3 |  |  |  | No Match |  | No Match | 120000 | 13400 | 9 | 8.9 |  | 10.3 | 126000 | 11875 | 3 | 3 | 67000 | 9345 | 2.1 | Non Federally-Regulated | 07/06/1992 |  | 07/31/1992
Carrier Corp. - Syracuse | Bryant Air Conditioning | 548DPX/DEX072-AB |  | HSP-A, Single-Package Heat Pum | Heat Pump | 208 | 3 |  |  |  | No Match |  | No Match | 70000 | 7777 | 9 | 8.9 |  |  | 72000 | 6592 | 3.2 | 3 | 38000 | 5859 | 1.9 | Federally-Regulated Commercial & Industrial Equipment | 11/18/1999 |  | 04/13/2000
York International | Fraser Johnston | BADF-T/W120N205/245 |  | HSP-A, Single-Package Heat Pum | Heat Pump | 230 | 3 |  |  |  | No Match |  | No Match | 118000 | 13111 | 9 | 8.9 |  |  | 116000 | 11329 | 3 | 3 | 70000 | 10254 | 2 | Federally-Regulated Commercial & Industrial Equipment | 05/22/2000 |  | 01/18/2008
Carrier Corp. - Syracuse | Bryant Heating & Cooling Systems | 549J(P,E,T)08*********(D,E)A |  | HSP-A, Single-Package Heat Pum | Heat Pump | 230 | 3 | False |  |  |  | True | Single-Speed | 90000 | 7438 | 12.1 | 10.8 |  |  | 84000 | 7033 | 3.5 | 3.3 |  |  |  | Federally-Regulated Commercial & Industrial Equipment | 12/12/2012 |  | 10/28/2014
Trane U.S. Inc. | American Standard, Inc. | WCH090C30*B* |  | HSP-A, Single-Package Heat Pum | Heat Pump | 208 | 3 |  |  |  | No Match |  | No Match | 87000 | 9775 | 8.9 | 8.9 |  |  | 86000 | 8399 | 3 | 3 | 43000 | 6299 | 2 | Federally-Regulated Commercial & Industrial Equipment | 11/18/1999 |  | 04/13/2000
Carrier Corp. - Syracuse | Carrier | 50PQ0125 |  | HSP-A, Single-Package Heat Pum | Heat Pump | 230 | 3 |  |  |  | No Match |  | No Match | 120000 | 14700 | 8.2 |  |  |  | 120000 | 12200 |  |  | 65000 | 9200 |  | Non Federally-Regulated | 05/11/1988 |  | 03/15/1989
Carrier Corp. | Carrier | 50EQ0346 |  | HSP-A, Single-Package Heat Pum | Heat Pump | 460 | 3 |  |  |  | No Match |  | No Match | 336000 | 43000 | 7.8 |  |  |  | 360000 | 35000 | 3 |  | 211000 | 28900 | 2.1 | Voluntarily Certified | 01/23/1988 |  | 07/27/1992
Inter-City Products Corp. | Heil | NRHR92HP15B |  | HSP-A, Single-Package Heat Pum | Heat Pump | 208 | 3 |  |  |  | No Match |  | No Match | 93000 | 10333 | 9 | 8.9 |  | 9.9 | 93000 | 9085 | 3 | 3 | 51000 | 7117 | 2.1 | Federally-Regulated Commercial & Industrial Equipment | 06/11/1997 |  | 09/02/1997
Lennox Industries Inc. | Lennox | KHA120S4M*1Y,G,J |  | HSP-A, Single-Package Heat Pum | Both Heat Pump and Electric Re | 208 | 3 | False |  |  |  | True | Single-Speed | 118000 | 10727 | 11 | 10.8 |  |  | 116000 | 10302 | 3.3 | 3.3 |  |  |  | Federally-Regulated Commercial & Industrial Equipment | 04/19/2013 |  | 10/28/2014
Carrier Corp. - Syracuse | ICP Commercial | RHH090(H,L,S)******TA |  | HSP-A, Single-Package Heat Pum | Heat Pump | 575 | 3 | False |  |  |  | True | Single-Speed | 90000 | 7438 | 12.1 | 10.8 |  |  | 84000 | 7033 | 3.5 | 3.3 |  |  |  | Federally-Regulated Commercial & Industrial Equipment | 10/28/2014 |  | 10/28/2014
McQuay International | McQuay International | DPS012AHHY4*C-6 |  | HSP-A, Single-Package Heat Pum | Heat Pump | 460 | 3 | False |  |  |  | True | Variable-Speed | 144000 | 12000 | 12 | 10.4 |  |  | 140000 | 11272 | 3.6 | 3.2 |  |  |  | Federally-Regulated Commercial & Industrial Equipment | 03/02/2012 |  | 08/28/2012
Inter-City Products Corp. | Airquest | CH*090SNLA** | BMB090N*M* | HRCU-A-C, Split System: Heat P | Heat Pump | 460 | 3 |  |  |  | No Match |  | No Match | 90000 | 9890 | 9.1 | 8.9 |  |  | 90000 | 8789 | 3 | 3 | 50000 | 6967 | 2.1 | Federally-Regulated Commercial & Industrial Equipment | 04/20/1994 |  | 09/02/1995
Trane U.S. Inc. | Trane | WSC072A3*0A**000000000 |  | HSP-A, Single-Package Heat Pum | Heat Pump | 230 | 3 |  |  |  | No Match |  | No Match | 68000 | 6732 | 10.1 | 8.9 |  |  | 66000 | 6043 | 3.2 | 3 | 39000 | 5194 | 2.2 | Federally-Regulated Commercial & Industrial Equipment | 11/21/2001 |  | 09/25/2002
Carrier Corp. - Syracuse | Arcoaire | RHS150(H,L,S)******AA |  | HSP-A, Single-Package Heat Pum | Heat Pump | 460 | 3 | False |  |  |  | False | Single-Speed | 142000 | 13396 | 10.6 | 10.4 |  |  | 142000 | 13005 | 3.2 | 3.2 |  |  |  | Federally-Regulated Commercial & Industrial Equipment | 12/12/2012 |  | 10/28/2014
Carrier Corp. - Syracuse | Carrier | 38AQ0165 | 40RR024 | HRCU-A-CB, Split System: Heat | Heat Pump | 208 | 3 |  |  |  | No Match |  | No Match | 173150 | 20795 | 8.3 |  |  |  | 159048 | 15835 |  |  | 95926 | 13465 |  | Non Federally-Regulated | 05/16/1984 |  | 06/11/1985
Trane U.S. Inc. | Trane | BWA120C3-L | BWE120C-E | HRCU-A-CB, Split System: Heat | Heat Pump | 230 | 3 |  |  |  | No Match |  | No Match | 118000 | 14300 | 8.3 | 8.2 |  |  | 120000 | 11550 |  |  | 70000 | 9550 |  | Non Federally-Regulated | 08/29/1986 |  | 05/11/1988
Carrier Corp. - Syracuse | Carrier | 38AQ0126 | 40RR012 | HRCU-A-CB, Split System: Heat | Heat Pump | 460 | 3 |  |  |  | No Match |  | No Match | 117000 | 12814 | 9.1 | 8.2 |  |  | 117000 | 11427 |  |  | 69000 | 9189 |  | Non Federally-Regulated | 06/11/1985 |  | 05/11/1988
McQuay International | McQuay International | DPS007AHHE2*C-3 |  | HSP-A, Single-Package Heat Pum | Heat Pump | 208 | 3 | False |  |  |  | True | Variable-Speed | 88000 | 7154 | 12.3 | 10.8 |  |  | 78000 | 6245 | 3.7 | 3.3 |  |  |  | Federally-Regulated Commercial & Industrial Equipment | 08/28/2012 |  | 04/19/2013
Carrier Corp. - Syracuse | Day & Night | RHS(243)(H,L,S)******TA |  | HSP-A, Single-Package Heat Pum | Heat Pump | 208 | 3 | False |  |  |  | True | Single-Speed | 232000 | 21886 | 10.6 | 10.4 |  |  | 220000 | 19538 | 3.3 | 3.2 |  |  |  | Federally-Regulated Commercial & Industrial Equipment | 04/21/2014 |  | 10/28/2014
Trane U.S. Inc. | American Standard, Inc. | TWA090A300A | TWE090A300A | HRCU-A-CB, Split System: Heat | Heat Pump | 208 | 3 |  |  |  | No Match |  | No Match | 88000 | 10230 | 8.6 | 8.2 |  |  | 85000 | 8300 |  |  | 44000 | 6380 |  | Non Federally-Regulated | 10/10/1989 |  | 02/22/1990
York International | York | B1NH120N16546 |  | HSP-A, Single-Package Heat Pum | Heat Pump | 460 | 3 |  |  |  | No Match |  | No Match | 118000 | 13111 | 9 | 8.9 |  |  | 116000 | 11329 | 3 | 3 | 70000 | 10254 | 2 | Non Federally-Regulated | 02/17/1993 |  | 09/02/1995
Carrier Corp. - Syracuse | Day & Night | RHH102(H,L,S)******** |  | HSP-A, Single-Package Heat Pum | Heat Pump | 208 | 3 | False |  |  |  | True | Single-Speed | 100000 | 8333 | 12 | 10.8 |  |  | 100000 | 8619 | 3.4 | 3.3 |  |  |  | Federally-Regulated Commercial & Industrial Equipment | 11/30/2011 |  | 04/19/2013
McQuay International | McQuay International | DPS012AHHE2**-4 |  | HSP-A, Single-Package Heat Pum | Heat Pump | 230 | 3 | False |  |  |  | True | Variable-Speed | 144000 | 12307 | 11.7 | 10.4 |  |  | 134000 | 11793 | 3.3 | 3.2 |  |  |  | Federally-Regulated Commercial & Industrial Equipment | 08/28/2012 |  | 04/19/2013
Carrier Corp. | Carrier | 38AQ0245 | 40RR024 | HRCU-A-CB, Split System: Heat | Heat Pump | 208 | 3 |  |  |  | No Match |  | No Match | 202771 | 25346 | 8 |  |  | 8.6 | 230000 | 24060 | 2.8 | 2.5 | 129900 | 19024 | 2 | Non Federally-Regulated | 01/23/1988 |  | 03/08/1996
Rheem Sales Company, Inc. | Whirlpool | NRHR10(D/F)P00A |  | HSP-A, Single-Package Heat Pum | Heat Pump | 208 | 3 |  |  |  | No Match |  | No Match | 118000 | 14390 | 8.2 | 8.2 |  |  | 122000 | 13243 | 2.7 |  | 62000 | 18172 | 1 | Non Federally-Regulated | 05/16/1984 |  | 06/11/1985
York International | Evcon | BA-10C00*T/W/X***** |  | HSP-A, Single-Package Heat Pum | Heat Pump | 208 | 3 |  |  |  | No Match |  | No Match | 120000 | 11650 | 10.3 | 8.9 |  | 10 | 113000 | 10346 | 3.2 | 3 | 60000 | 7990 | 2.2 | Federally-Regulated Commercial & Industrial Equipment | 07/31/2002 |  | 01/18/2008
Trane U.S. Inc. | American Standard, Inc. | 4A6C3042A3 (2) | TWE090E3**A* | HRCU-A-CB, Split System: Heat | Heat Pump | 230 | 3 |  |  |  |  | True | Single-Speed | 84000 | 7046 | 11.9 | 10.8 |  |  | 80000 | 6604 | 3.6 | 3.3 |  |  |  | Federally-Regulated Commercial & Industrial Equipment | 11/30/2011 |  | 05/02/2012
Trane U.S. Inc. | Trane | TWA180B300B* | TWE180B300C* | HRCU-A-CB, Split System: Heat | Heat Pump | 208 | 3 |  |  |  | No Match |  | No Match | 180000 | 19148 | 9.4 | 8.5 |  | 10 | 172000 | 16256 | 3.1 | 2.9 | 0 | 0 | 0 | Federally-Regulated Commercial & Industrial Equipment | 10/06/1999 |  | 11/18/1999
Carrier Corp. - Syracuse | Tempstar | RHS102H******** |  | HSP-A, Single-Package Heat Pum | Heat Pump | 208 | 3 | False |  |  |  | False | Single-Speed | 98000 | 8750 | 11.2 | 10.8 |  |  | 94000 | 8348 | 3.3 | 3.3 |  |  |  | Federally-Regulated Commercial & Industrial Equipment | 11/30/2011 |  | 12/12/2012
Carrier Corp. - Syracuse | Airquest | RHS18*(H,L,S)0******A |  | HSP-A, Single-Package Heat Pum | Heat Pump | 230 | 3 | False |  |  |  | True | Single-Speed | 172000 | 15925 | 10.8 | 10.4 |  |  | 166000 | 14743 | 3.3 | 3.2 |  |  |  | Federally-Regulated Commercial & Industrial Equipment | 03/10/2011 |  | 12/12/2012
Trane U.S. Inc. | Trane | BWA120C3K | BWE120C-D | HRCU-A-CB, Split System: Heat | Heat Pump | 200 | 3 |  |  |  | No Match |  | No Match | 118000 | 14300 | 8.3 | 8.2 |  |  | 120000 | 11550 |  |  | 70000 | 9550 |  | Non Federally-Regulated | 05/16/1984 |  | 06/11/1985
Trane U.S. Inc. | Trane | WCD150B40*F* |  | HSP-A, Single-Package Heat Pum | Heat Pump | 460 | 3 |  |  |  | No Match |  | No Match | 144000 | 15157 | 9.5 | 8.5 |  | 9.9 | 135000 | 12759 | 3.1 | 2.9 | 78000 | 10882 | 2.1 | Federally-Regulated Commercial & Industrial Equipment | 07/31/2002 |  | 06/19/2003
McQuay International | McQuay International | DPS006AHHY2*C-6 |  | HSP-A, Single-Package Heat Pum | Heat Pump | 208 | 3 | False |  |  |  | True | Variable-Speed | 70000 | 6034 | 11.6 | 10.8 |  |  | 72000 | 5096 | 4.1 | 3.3 |  |  |  | Federally-Regulated Commercial & Industrial Equipment | 03/02/2012 |  | 08/28/2012
Lennox Industries Inc. | Lennox | CHP11-1353-5Q |  | HSP-A, Single-Package Heat Pum | Heat Pump | 230 | 3 |  |  |  | No Match |  | No Match | 240000 | 28800 | 8.3 | 8.2 |  |  | 240000 | 24700 |  |  | 64000 | 9880 |  | Non Federally-Regulated | 06/11/1985 |  | 05/11/1988
Carrier Corp. - Syracuse | Comfortmaker | RHH072(H,L,S)0******A |  | HSP-A, Single-Package Heat Pum | Heat Pump | 230 | 3 | False |  |  |  | True | Single-Speed | 72000 | 6000 | 12 | 10.8 |  |  | 70000 | 6033 | 3.4 | 3.3 |  |  |  | Federally-Regulated Commercial & Industrial Equipment | 03/10/2011 |  | 04/19/2013
Trane U.S. Inc. | Trane | WCD120B30*E* |  | HSP-A, Single-Package Heat Pum | Heat Pump | 208 | 3 |  |  |  | No Match |  | No Match | 117000 | 12717 | 9.2 | 8.9 |  | 9.2 | 119000 | 11472 | 3 | 3 | 61000 | 8850 | 2 | Federally-Regulated Commercial & Industrial Equipment | 03/31/1998 |  | 05/09/1998
Daikin Comfort Technologies Manufacturing, L.P. | Goodman | CPH120********A* |  | HSP-A, Single-Package Heat Pum | Both Heat Pump and Electric Re | 575 | 3 | False |  |  |  | False | Single-Speed | 115000 | 10360 | 11.1 | 10.8 |  |  | 116000 | 9999 | 3.4 | 3.3 |  |  |  | Federally-Regulated Commercial & Industrial Equipment | 01/09/2014 |  | 04/21/2015
International Comfort Products | Heil | NRHR92LP15B |  | HSP-A, Single-Package Heat Pum | Heat Pump | 460 | 3 |  |  |  | No Match |  | No Match | 93000 | 10333 | 9 | 8.9 |  | 9.9 | 93000 | 9085 | 3 | 3 | 51000 | 7117 | 2.1 | Federally-Regulated Commercial & Industrial Equipment | 12/14/1998 |  | 08/17/1999
Carrier Corp. - Syracuse | Bryant Heating & Cooling Systems | 548J(P,E,T)24*********(A,B)A-VERT |  | HSP-A, Single-Package Heat Pum | Heat Pump | 575 | 3 | False |  |  |  | True | Single-Speed | 232000 | 21886 | 10.6 | 10.4 |  |  | 220000 | 19538 | 3.3 | 3.2 |  |  |  | Federally-Regulated Commercial & Industrial Equipment | 04/21/2014 |  | 10/28/2014
Carrier Corp. - Syracuse | Bryant Heating & Cooling Systems | 549J(P,E,T)07A*********A |  | HSP-A, Single-Package Heat Pum | Heat Pump | 230 | 3 | False |  |  |  | True | Single-Speed | 72000 | 6000 | 12 | 10.8 |  |  | 70000 | 6033 | 3.4 | 3.3 |  |  |  | Federally-Regulated Commercial & Industrial Equipment | 03/10/2011 |  | 04/19/2013
Carrier Corp. - Syracuse | Bryant Heating & Cooling Systems | 548J(P,E,T)07A*********A |  | HSP-A, Single-Package Heat Pum | Both Heat Pump and Electric Re | 208 | 3 |  |  |  |  | False | Single-Speed | 70000 | 6306 | 11.1 | 8.9 |  |  | 67000 | 5954 | 3.3 | 3 |  |  |  | Federally-Regulated Commercial & Industrial Equipment | 07/16/2009 |  | 12/12/2012
Carrier Corp. - Syracuse | Bryant Air Conditioning | 541APX/AEX120 | 524APH/AEH120GC | HRCU-A-CB, Split System: Heat | Heat Pump | 230 | 3 |  |  |  | No Match |  | No Match | 108000 | 12134 | 8.9 | 8.9 |  |  | 111000 | 10840 | 3 | 3 | 62000 | 9082 | 2 | Federally-Regulated Commercial & Industrial Equipment | 11/18/1999 |  | 07/18/2002
Carrier Corp. - Syracuse | Comfortmaker | RHS(243)(H,L,S)******AA |  | HSP-A, Single-Package Heat Pum | Heat Pump | 208 | 3 | False |  |  |  | True | Single-Speed | 232000 | 21886 | 10.6 | 10.4 |  |  | 220000 | 19538 | 3.3 | 3.2 |  |  |  | Federally-Regulated Commercial & Industrial Equipment | 10/28/2014 |  | 10/28/2014
International Comfort Products | Arcoaire | PHE090S***** |  | HSP-A, Single-Package Heat Pum | Heat Pump | 575 | 3 |  |  |  | No Match |  | No Match | 87000 | 8613 | 10.1 | 8.9 |  |  | 83000 | 7599 | 3.2 | 3 | 47000 | 6259 | 2.2 | Federally-Regulated Commercial & Industrial Equipment | 03/21/2002 |  | 09/25/2002
Rheem Sales Company, Inc. | Rheem | RPWC-100DAS* | RHGF-100Z | HRCU-A-CB, Split System: Heat | Heat Pump | 460 | 3 |  |  |  | No Match |  | No Match | 122000 | 13562 | 9 | 8.9 |  |  | 123000 | 11541 | 3.1 | 3 | 68000 | 9360 | 2.1 | Non Federally-Regulated | 01/26/1993 |  | 09/02/1995
Carrier Corp. - Syracuse | Comfortmaker | RHS090H******TA |  | HSP-A, Single-Package Heat Pum | Heat Pump | 230 | 3 | False |  |  |  | False | Single-Speed | 88000 | 7857 | 11.2 | 10.8 |  |  | 86000 | 7413 | 3.4 | 3.3 |  |  |  | Federally-Regulated Commercial & Industrial Equipment | 12/12/2012 |  | 10/28/2014
York International | Evcon | BA-A6[C,E]***(T,W,X)* |  | HSP-A, Single-Package Heat Pum | Both Heat Pump and Electric Re | 575 | 3 |  |  |  |  | True | Single-Speed | 68000 | 6667 | 10.2 | 8.9 |  | 0 | 69000 | 6323 | 3.2 | 3 | 43000 | 5732 | 2.2 | Federally-Regulated Commercial & Industrial Equipment | 01/18/2008 |  | 01/24/2011
Carrier Corp. | Carrier | 38AQ0166 + 0166 + 0166 | 40RR054 | HRCU-A-CB, Split System: Heat | Heat Pump | 460 | 3 |  |  |  | No Match |  | No Match | 485102 | 64045 | 7.6 |  |  | 8.2 | 554117 | 52915 | 3 |  | 337211 | 43555 | 2.2 | Voluntarily Certified | 01/23/1988 |  | 03/08/1996
Rheem Sales Company, Inc. | Heil Quaker | NRHR10HP30A |  | HSP-A, Single-Package Heat Pum | Heat Pump | 208 | 3 |  |  |  | No Match |  | No Match | 119000 | 13985 | 8.5 | 8.2 |  |  | 127000 | 12195 | 3.1 |  | 68000 | 9665 | 2.1 | Non Federally-Regulated | 03/15/1989 |  | 10/10/1989
Trane U.S. Inc. | Trane | WCH150B40*E* |  | HSP-A, Single-Package Heat Pum | Heat Pump | 230 | 3 |  |  |  | No Match |  | No Match | 146000 | 15531 | 9.4 | 8.5 |  | 9.5 | 132000 | 12891 | 3 | 2.9 | 72000 | 10547 | 2 | Federally-Regulated Commercial & Industrial Equipment | 11/18/1999 |  | 11/21/2001
Carrier Corp. - Syracuse | Heil | CHS180(H,L,S)D* | FHS180(M,S,H,L)**A2* | HRCU-A-CB, Split System: Heat | Heat Pump | 208 | 3 |  |  |  |  | True | Single-Speed | 178000 | 16792 | 10.6 | 10.4 |  |  | 178000 | 15343 | 3.4 | 3.2 |  |  |  | Federally-Regulated Commercial & Industrial Equipment | 07/18/2013 |  | 04/20/2015
Rheem Sales Company, Inc. | Rheem | RPWA-100DAJ | RHPA-100G2 | HRCU-A-CB, Split System: Heat | Heat Pump | 460 | 3 |  |  |  | No Match |  | No Match | 119000 | 14900 | 8 | 7.5 |  |  | 118000 | 12400 |  |  | 61000 | 9500 |  | Non Federally-Regulated | 09/08/1982 |  | 05/16/1984
Carrier Corp. - Syracuse | ICP Commercial | CHS180(H,L,S)D* | FHS180(M,S,H,L)**A0* | HRCU-A-CB, Split System: Heat | Heat Pump | 575 | 3 |  |  |  |  | True | Single-Speed | 178000 | 16792 | 10.6 | 10.4 |  |  | 178000 | 15343 | 3.4 | 3.2 |  |  |  | Federally-Regulated Commercial & Industrial Equipment | 07/18/2013 |  | 10/28/2014
Lennox Industries Inc. | Lennox | CHP11-1853-1W |  | HSP-A, Single-Package Heat Pum | Heat Pump | 200 | 3 |  |  |  | No Match |  | No Match | 180000 | 22000 | 8.2 | 8.2 |  |  | 174000 | 17810 |  |  | 90000 | 13880 |  | Non Federally-Regulated | 02/22/1990 |  | 07/31/1992
Carrier Corp. - Syracuse | Day & Night | RHS(240)(H,L,S)******TA |  | HSP-A, Single-Package Heat Pum | Heat Pump | 575 | 3 | False |  |  |  | True | Single-Speed | 232000 | 21886 | 10.6 | 10.4 |  |  | 220000 | 19538 | 3.3 | 3.2 |  |  |  | Federally-Regulated Commercial & Industrial Equipment | 04/21/2014 |  | 10/28/2014
Rheem Sales Company, Inc. | Ruud | UJKB-A090C |  | HSP-A, Single-Package Heat Pum | Heat Pump | 208 | 3 |  |  |  | No Match |  | No Match | 89000 | 9673 | 9.2 | 8.9 |  | 12.1 | 90000 | 8789 | 3 | 3 | 52500 | 7691 | 2 | Federally-Regulated Commercial & Industrial Equipment | 05/22/2000 |  | 11/21/2001
Carrier Corp. - Syracuse | ICP Commercial | RHS(181,183)(H,L,S)******TC |  | HSP-A, Single-Package Heat Pum | Heat Pump | 460 | 3 | False |  |  |  | True | Single-Speed | 172000 | 15925 | 10.8 | 10.4 |  |  | 220000 | 19538 | 3.3 | 3.2 |  |  |  | Federally-Regulated Commercial & Industrial Equipment | 01/09/2014 |  | 10/28/2014
Carrier Corp. - Syracuse | Carrier | 38AQ0165 + 38AQ0125 | 40RR028 | HSP-A, Single-Package Heat Pum | Heat Pump | 460 | 3 |  |  |  | No Match |  | No Match | 90000 | 32903 | 8.9 | 8.2 |  |  | 85000 | 8600 |  |  | 44000 | 6800 |  | Non Federally-Regulated | 09/08/1982 |  | 08/30/1983
Trane U.S. Inc. | American Standard, Inc. | TWA090A300E* | TWE090A300D* | HRCU-A-CB, Split System: Heat | Heat Pump | 230 | 3 |  |  |  | No Match |  | No Match | 89000 | 8811 | 10.1 | 8.9 |  |  | 87000 | 7724 | 3.3 | 3 | 54000 | 6592 | 2.4 | Federally-Regulated Commercial & Industrial Equipment | 07/31/2002 |  | 06/19/2003
Borg Warner | York | E1CH090A25 | F1EH090A33 | HRCU-A-CB, Split System: Heat | Heat Pump | 230 | 3 |  |  |  | No Match |  | No Match | 93000 | 10134 | 8.5 | 8.2 |  |  | 103000 | 8710 | 3.5 |  | 59000 | 6263 | 2.8 | Non Federally-Regulated | 05/16/1984 |  | 06/11/1985
Rheem Sales Company, Inc. | Rheem | RPWB-075CAS | RHPA-075E | HRCU-A-CB, Split System: Heat | Heat Pump | 208 | 3 |  |  |  | No Match |  | No Match | 90000 | 11000 | 8.2 | 8.2 |  |  | 88000 | 8595 |  |  | 46000 | 6740 |  | Non Federally-Regulated | 06/11/1985 |  | 05/11/1988
Carrier Corp. - Syracuse | Carrier | 38AQS0085/6 | 40RMQ0085/6GC | HRCU-A-CB, Split System: Heat | Heat Pump | 460 | 3 |  |  |  | No Match |  | No Match | 86000 | 8775 | 9.8 | 8.9 |  |  | 83000 | 8106 | 3 | 3 | 46000 | 6738 | 2 | Federally-Regulated Commercial & Industrial Equipment | 11/18/1999 |  | 07/18/2002
York International | Evcon | BA-10C00*T/W/X***** |  | HSP-A, Single-Package Heat Pum | Heat Pump | 575 | 3 |  |  |  | No Match |  | No Match | 120000 | 11650 | 10.3 | 8.9 |  | 10 | 113000 | 10346 | 3.2 | 3 | 60000 | 7990 | 2.2 | Federally-Regulated Commercial & Industrial Equipment | 07/31/2002 |  | 01/18/2008
Carrier Corp. - Syracuse | Tempstar | RHH090(H,L,S)******AA |  | HSP-A, Single-Package Heat Pum | Heat Pump | 208 | 3 | False |  |  |  | True | Single-Speed | 90000 | 7438 | 12.1 | 10.8 |  |  | 84000 | 7033 | 3.5 | 3.3 |  |  |  | Federally-Regulated Commercial & Industrial Equipment | 10/28/2014 |  | 10/28/2014
Rheem Sales Company, Inc. | Rheem | RPWC-075C | RHGF-100Z | HRCU-A-CB, Split System: Heat | Heat Pump | 208 | 3 |  |  |  | No Match |  | No Match | 92000 | 9583 | 9.6 | 8.9 |  |  | 88000 | 8057 | 3.2 | 3 | 48000 | 6697 | 2.1 | Federally-Regulated Commercial & Industrial Equipment | 07/25/2000 |  | 07/18/2002
Carrier Corp. - Syracuse | Airquest | RHH090(H,L,S)******AA |  | HSP-A, Single-Package Heat Pum | Heat Pump | 230 | 3 | False |  |  |  | True | Single-Speed | 90000 | 7438 | 12.1 | 10.8 |  |  | 84000 | 7033 | 3.5 | 3.3 |  |  |  | Federally-Regulated Commercial & Industrial Equipment | 12/12/2012 |  | 10/28/2014
Carrier Corp. - Syracuse | Carrier Corp. | 50HCQ*07***(5,6,1)A* |  | HSP-A, Single-Package Heat Pum | Heat Pump | 230 | 3 | False |  |  |  | True | Single-Speed | 72000 | 6000 | 12 | 10.8 |  |  | 70000 | 6033 | 3.4 | 3.3 |  |  |  | Federally-Regulated Commercial & Industrial Equipment | 11/30/2011 |  | 10/28/2014
International Comfort Products | Heil | PH*120N2HA* |  | HSP-A, Single-Package Heat Pum | Heat Pump | 208 | 3 |  |  |  | No Match |  | No Match | 123000 | 13516 | 9.1 | 8.9 |  | 9.5 | 123000 | 11628 | 3.1 | 3 | 71000 | 10404 | 2 | Federally-Regulated Commercial & Industrial Equipment | 02/03/1998 |  | 03/31/1998
Carrier Corp. - Syracuse | Carrier | 38AQ0245 | 40RR024 | HRCU-A-CB, Split System: Heat | Heat Pump | 230 | 3 |  |  |  | No Match |  | No Match | 202771 | 25346 | 8 |  |  |  | 230000 | 24060 |  |  | 129000 | 19024 |  | Non Federally-Regulated | 06/11/1985 |  | 10/10/1989
McQuay International | McQuay International | DPS012AHHE2**-6 |  | HSP-A, Single-Package Heat Pum | Heat Pump | 208 | 3 | False |  |  |  | True | Variable-Speed | 144000 | 12203 | 11.8 | 10.4 |  |  | 135000 | 11810 | 3.4 | 3.2 |  |  |  | Federally-Regulated Commercial & Industrial Equipment | 08/28/2012 |  | 04/19/2013
McQuay International | McQuay International | DPS012AHHW2*C-6 |  | HSP-A, Single-Package Heat Pum | Heat Pump | 208 | 3 | False |  |  |  | True | Variable-Speed | 144000 | 12203 | 11.8 | 10.4 |  |  | 135000 | 11810 | 3.4 | 3.2 |  |  |  | Federally-Regulated Commercial & Industrial Equipment | 08/28/2012 |  | 04/19/2013
Phoenix Manufacturing, Inc. | Phoenix Manufacturing, Inc. | PHR 90 3 |  | HSP-A, Single-Package Heat Pum | Heat Pump | 230 | 3 |  |  |  | No Match |  | No Match | 97000 | 12460 | 7.8 | 8.2 |  |  | 104000 | 10990 |  |  | 51000 | 8230 |  | Non Federally-Regulated | 05/16/1984 |  | 06/11/1985
Rheem Sales Company, Inc. | Tempstar | NCHR10L001C | NEMR10M030A | HRCU-A-CB, Split System: Heat | Heat Pump | 460 | 3 |  |  |  | No Match |  | No Match | 122000 | 13562 | 9 | 8.9 |  |  | 123000 | 11541 | 3.1 | 3 | 68000 | 9360 | 2.1 | Non Federally-Regulated | 03/22/1993 |  | 09/02/1995
Rheem Sales Company, Inc. | Ruud | UPWC-100CAS | UHGF-100Z | HRCU-A-CB, Split System: Heat | Heat Pump | 208 | 3 |  |  |  | No Match |  | No Match | 122000 | 13555 | 9 | 8.9 |  |  | 123000 | 11628 | 3.1 | 3 | 68000 | 9490 | 2.1 | Federally-Regulated Commercial & Industrial Equipment | 02/03/1998 |  | 03/31/1998
Carrier Corp. - Syracuse | Keeprite | CHS121(H,L,S)A* | FHS120(M,S)A*A* | HRCU-A-CB, Split System: Heat | Heat Pump | 230 | 3 |  |  |  |  | True | Single-Speed | 112000 | 10181 | 11 | 10.8 |  |  | 106000 | 9414 | 3.3 | 3.3 |  |  |  | Federally-Regulated Commercial & Industrial Equipment | 03/10/2011 |  | 12/12/2012
Lennox Industries Inc. | Lennox | KHA150S4M*1Y,G,J |  | HSP-A, Single-Package Heat Pum | Both Heat Pump and Electric Re | 208 | 3 | False |  |  |  | True | Single-Speed | 138000 | 13018 | 10.6 | 10.4 |  |  | 138000 | 12638 | 3.2 | 3.2 |  |  |  | Federally-Regulated Commercial & Industrial Equipment | 04/19/2013 |  | 10/28/2014
Carrier Corp. - Syracuse | Carrier | 50HJQ008--50/60 |  | HSP-A, Single-Package Heat Pum | Heat Pump | 230 | 3 |  |  |  | No Match |  | No Match | 88000 | 8543 | 10.3 | 8.9 |  | 10.5 | 85000 | 7546 | 3.3 | 3 | 48000 | 6392 | 2.2 | Federally-Regulated Commercial & Industrial Equipment | 05/21/2002 |  | 07/18/2002
Carrier Corp. - Syracuse | Arcoaire | RHS090(L,S)******** |  | HSP-A, Single-Package Heat Pum | Heat Pump | 460 | 3 | False |  |  |  | False | Single-Speed | 88000 | 7857 | 11.2 | 10.8 |  |  | 86000 | 7413 | 3.4 | 3.3 |  |  |  | Federally-Regulated Commercial & Industrial Equipment | 11/30/2011 |  | 03/02/2012
Rheem Sales Company, Inc. | Heil | NCHR91H001C | NEMR10M030A | HRCU-A-CB, Split System: Heat | Heat Pump | 208 | 3 |  |  |  | No Match |  | No Match | 92000 | 9570 | 9.6 | 8.9 |  |  | 88000 | 8000 | 3.2 | 3 | 48000 | 6750 | 2.1 | Non Federally-Regulated | 03/22/1993 |  | 09/02/1995
Carrier Corp. - Syracuse | Heil | RHS090(L,S)******** |  | HSP-A, Single-Package Heat Pum | Heat Pump | 460 | 3 | False |  |  |  | False | Single-Speed | 88000 | 7857 | 11.2 | 10.8 |  |  | 86000 | 7413 | 3.4 | 3.3 |  |  |  | Federally-Regulated Commercial & Industrial Equipment | 03/02/2012 |  | 12/12/2012
Rheem Sales Company, Inc. | Weatherking | RHB15T-3 | AH15T3/4K | HRCU-A-CB, Split System: Heat | Heat Pump | 208 | 3 |  |  |  | No Match |  | No Match | 178000 | 21710 | 8.2 | 8.2 |  |  | 176000 | 17190 |  |  | 92000 | 13480 |  | Non Federally-Regulated | 02/22/1990 |  | 07/31/1992
International Comfort Products | Heil | NRHR92HP15B |  | HSP-A, Single-Package Heat Pum | Heat Pump | 208 | 3 |  |  |  | No Match |  | No Match | 93000 | 10333 | 9 | 8.9 |  | 9.9 | 93000 | 9085 | 3 | 3 | 51000 | 7117 | 2.1 | Federally-Regulated Commercial & Industrial Equipment | 02/03/1998 |  | 03/31/1998
Carrier Corp. - Syracuse | Airquest | RHS(120,121)(H,L,S)******** |  | HSP-A, Single-Package Heat Pum | Heat Pump | 575 | 3 | False |  |  |  | False | Single-Speed | 116000 | 10545 | 11 | 10.8 |  |  | 116000 | 9999 | 3.4 | 3.3 |  |  |  | Federally-Regulated Commercial & Industrial Equipment | 11/30/2011 |  | 12/12/2012
Rheem Sales Company, Inc. | Ruud | UPDC-101C* |  | HSP-A, Single-Package Heat Pum | Heat Pump | 208 | 3 |  |  |  | No Match |  | No Match | 120000 | 13400 | 9 | 8.9 |  |  | 126000 | 11875 | 3 | 3 | 67000 | 9345 | 2.1 | Non Federally-Regulated | 07/31/1992 |  | 01/26/1993
Carrier Corp. - Syracuse | Tempstar | RHS(181,183)(H,L,S)******TC |  | HSP-A, Single-Package Heat Pum | Heat Pump | 208 | 3 | False |  |  |  | True | Single-Speed | 172000 | 15925 | 10.8 | 10.4 |  |  | 220000 | 19538 | 3.3 | 3.2 |  |  |  | Federally-Regulated Commercial & Industrial Equipment | 01/09/2014 |  | 10/28/2014
Trane U.S. Inc. | American Standard, Inc. | WCH120B400B |  | HSP-A, Single-Package Heat Pum | Heat Pump | 460 | 3 |  |  |  | No Match |  | No Match | 124000 | 12920 | 9.6 | 8.9 |  |  | 110000 | 10740 | 3 | 3 | 59000 | 8640 | 2 | Non Federally-Regulated | 07/31/1992 |  | 03/31/1998
Carrier Corp. - Syracuse | Tempstar | RHS(243)(H,L,S)******TA |  | HSP-A, Single-Package Heat Pum | Heat Pump | 230 | 3 | False |  |  |  | True | Single-Speed | 232000 | 21886 | 10.6 | 10.4 |  |  | 220000 | 19538 | 3.3 | 3.2 |  |  |  | Federally-Regulated Commercial & Industrial Equipment | 10/28/2014 |  | 10/28/2014
Trane U.S. Inc. | American Standard, Inc. | 6C0072A300A* | TWE090A-BA | HRCU-A-CB, Split System: Heat | Heat Pump | 230 | 3 |  |  |  | No Match |  | No Match | 72000 | 7500 | 9.6 | 8.9 |  |  | 71000 | 6754 | 3.1 | 3 | 38500 | 4948 | 2.3 | Federally-Regulated Commercial & Industrial Equipment | 03/24/1995 |  | 09/02/1995
Carrier Corp. - Syracuse | Heil | RHS150(H,L,S)******TA |  | HSP-A, Single-Package Heat Pum | Heat Pump | 230 | 3 | False |  |  |  | False | Single-Speed | 142000 | 13396 | 10.6 | 10.4 |  |  | 142000 | 13005 | 3.2 | 3.2 |  |  |  | Federally-Regulated Commercial & Industrial Equipment | 12/12/2012 |  | 10/28/2014
Carrier Corp. - Syracuse | Heil | RHS(181,183)(H,L,S)******** |  | HSP-A, Single-Package Heat Pum | Heat Pump | 230 | 3 | False |  |  |  | True | Single-Speed | 172000 | 15925 | 10.8 | 10.4 |  |  | 166000 | 14742 | 3.3 | 3.2 |  |  |  | Federally-Regulated Commercial & Industrial Equipment | 11/30/2011 |  | 12/12/2012
Lennox Industries Inc. | Lennox | CHP16-1853-1Y |  | HSP-A, Single-Package Heat Pum | Heat Pump | 230 | 3 |  |  |  | No Match |  | No Match | 178000 | 20000 | 8.9 |  |  |  | 178000 | 17580 | 2.9 | 2.5 | 96000 | 14065 | 2 | Non Federally-Regulated | 11/02/1990 |  | 07/27/1992
Carrier Corp. - Syracuse | Arcoaire | RHS(243)(H,L,S)******TA |  | HSP-A, Single-Package Heat Pum | Heat Pump | 460 | 3 | False |  |  |  | True | Single-Speed | 232000 | 21886 | 10.6 | 10.4 |  |  | 220000 | 19538 | 3.3 | 3.2 |  |  |  | Federally-Regulated Commercial & Industrial Equipment | 04/21/2014 |  | 10/28/2014
Lennox Industries Inc. | Lennox | CHP16-1353-1Y |  | HSP-A, Single-Package Heat Pum | Heat Pump | 208 | 3 |  |  |  | No Match |  | No Match | 118000 | 14217 | 8.3 |  |  |  | 120000 | 12297 | 2.8 | 2.5 | 64000 | 9872 | 1.9 | Non Federally-Regulated | 02/06/1988 |  | 05/11/1988
York International | York | E1CH120A46 | F2EH120A33 | HRCU-A-CB, Split System: Heat | Heat Pump | 460 | 3 |  |  |  | No Match |  | No Match | 118000 | 14390 | 8.2 |  |  |  | 129000 | 12602 |  |  | 76000 | 9281 |  | Non Federally-Regulated | 05/11/1988 |  | 03/15/1989
GE Appliances, a Haier company | General Electric | BWC120F3 |  | HSP-A, Single-Package Heat Pum | Heat Pump | 230 | 3 |  |  |  | No Match |  | No Match | 116000 | 14900 | 7.8 | 7.5 |  |  | 112000 | 12000 | 2.7 |  | 58000 | 9300 | 1.8 | Non Federally-Regulated | 09/08/1982 |  | 09/03/2015
Carrier Corp. - Syracuse | Carrier Corp. | 50TCQ*09***(6,1)A***(A,C,D,F)* |  | HSP-A, Single-Package Heat Pum | Heat Pump | 460 | 3 | False |  |  |  | False | Single-Speed | 99000 | 8608 | 11.5 | 10.8 |  |  | 96000 | 8525 | 3.3 | 3.3 |  |  |  | Federally-Regulated Commercial & Industrial Equipment | 12/12/2012 |  | 04/21/2015
Rheem Sales Company, Inc. | Century | HR1004SZ | AHH100-Z | HRCU-A-CB, Split System: Heat | Heat Pump | 460 | 3 |  |  |  | No Match |  | No Match | 121000 | 12872 | 9.4 | 8.9 |  |  | 125000 | 11817 | 3.1 | 3 | 84000 | 11190 | 2.2 | Federally-Regulated Commercial & Industrial Equipment | 03/31/1998 |  | 05/09/1998
Carrier Corp. - Syracuse | Carrier | 38AQ0246 | 40RR024 | HRCU-A-CB, Split System: Heat | Heat Pump | 460 | 3 |  |  |  | No Match |  | No Match | 202771 | 25346 | 8 |  |  |  | 230000 | 24060 | 2.8 |  | 129000 | 19024 | 2 | Non Federally-Regulated | 07/31/1992 |  | 03/31/1998
Carrier Corp. - Syracuse | Bryant Air Conditioning | 542JPX/JEX150 |  | HSP-A, Single-Package Heat Pum | Heat Pump | 208 | 3 |  |  |  | No Match |  | No Match | 140000 | 14285 | 9.8 | 8.5 |  | 12.4 | 136000 | 12452 | 3.2 | 2.9 | 72000 | 10045 | 2.1 | Federally-Regulated Commercial & Industrial Equipment | 11/18/1999 |  | 07/18/2002
Carrier Corp. - Syracuse | Carrier | 50EQ0345 |  | HSP-A, Single-Package Heat Pum | Heat Pump | 208 | 3 |  |  |  | No Match |  | No Match | 336000 | 43000 | 7.8 | 7.5 |  |  | 360000 | 35000 |  |  | 211000 | 28900 |  | Non Federally-Regulated | 09/08/1982 |  | 06/11/1985
McQuay International | McQuay International | DPS010AHHW5**-6* |  | HSP-A, Single-Package Heat Pum | Heat Pump | 575 | 3 | False |  |  |  | True | Variable-Speed | 121000 | 10083 | 12 | 10.8 |  |  | 119000 | 10138 | 3.4 | 3.3 |  |  |  | Federally-Regulated Commercial & Industrial Equipment | 04/19/2013 |  | 01/09/2014
York International | Fraser Johnston | BBCB-T090A |  | HSP-A, Single-Package Heat Pum | Heat Pump | 230 | 3 |  |  |  | No Match |  | No Match | 87000 | 9667 | 9 | 8.9 |  |  | 89000 | 8692 | 3 | 3 | 49000 | 7178 | 2 | Non Federally-Regulated | 03/31/1993 |  | 09/02/1995
York International | Evcon | BA-07C00*T/W/X***** |  | HSP-A, Single-Package Heat Pum | Heat Pump | 575 | 3 |  |  |  | No Match |  | No Match | 90000 | 8411 | 10.7 | 8.9 |  | 11 | 85000 | 7782 | 3.2 | 3 | 46000 | 6126 | 2.2 | Federally-Regulated Commercial & Industrial Equipment | 05/21/2002 |  | 07/18/2002
Trane U.S. Inc. | Trane | WCH180B300B |  | HSP-A, Single-Package Heat Pum | Heat Pump | 230 | 3 |  |  |  | No Match |  | No Match | 176000 | 18930 | 9.3 |  |  |  | 160000 | 16160 | 2.9 |  | 82000 | 12000 | 2 | Federally-Regulated Commercial & Industrial Equipment | 01/27/1992 |  | 07/22/1992
Trane U.S. Inc. | American Standard, Inc. | 6C0072A3**** | TWE090A***** | HRCU-A-CB, Split System: Heat | Heat Pump | 200 | 3 |  |  |  | No Match |  | No Match | 72000 | 7528 | 9.6 | 8.9 |  |  | 71000 | 6792 | 3.1 | 3 | 38500 | 4944 | 2.3 | Federally-Regulated Commercial & Industrial Equipment | 03/18/1999 |  | 01/19/2001
York International | Luxaire | BA-07C00*T/W/X***** |  | HSP-A, Single-Package Heat Pum | Heat Pump | 460 | 3 |  |  |  | No Match |  | No Match | 90000 | 8411 | 10.7 | 8.9 |  | 11 | 85000 | 7782 | 3.2 | 3 | 46000 | 6126 | 2.2 | Federally-Regulated Commercial & Industrial Equipment | 07/31/2002 |  | 01/18/2008
Rheem Sales Company, Inc. | Tempstar | NRHR10HP30B |  | HSP-A, Single-Package Heat Pum | Heat Pump | 208 | 3 |  |  |  | No Match |  | No Match | 120000 | 13483 | 8.9 | 8.9 |  | 10.3 | 126000 | 12309 | 3 | 3 | 67000 | 9350 | 2.1 | Federally-Regulated Commercial & Industrial Equipment | 03/31/1998 |  | 05/09/1998
Carrier Corp. - Syracuse | ICP Commercial | CHS240(H,L,S)D* | FHS240(S,H,L)**A2* | HRCU-A-CB, Split System: Heat | Heat Pump | 460 | 3 |  |  |  |  | True | Single-Speed | 222000 | 20747 | 10.7 | 10.4 |  |  | 214000 | 17919 | 3.5 | 3.2 |  |  |  | Federally-Regulated Commercial & Industrial Equipment | 07/18/2013 |  | 10/28/2014
Lennox Industries Inc. | Armstrong | CHP16-072-1Y/1G |  | HSP-A, Single-Package Heat Pum | Heat Pump | 208 | 3 |  |  |  | No Match |  | No Match | 72000 | 7128 | 10.1 | 8.9 |  |  | 69000 | 6317 | 3.2 | 3 | 37000 | 5420 | 2 | Federally-Regulated Commercial & Industrial Equipment | 03/22/2001 |  | 01/18/2008
Carrier Corp. - Syracuse | Bryant Air Conditioning | 549BE/P/TX090000 |  | HSP-A, Single-Package Heat Pum | Heat Pump | 208 | 3 |  |  |  | No Match |  | No Match | 88000 | 8543 | 10.3 | 8.9 |  | 10.5 | 85000 | 7546 | 3.3 | 3 | 48000 | 6392 | 2.2 | Federally-Regulated Commercial & Industrial Equipment | 11/21/2001 |  | 03/21/2002
Rheem Sales Company, Inc. | Heat Controller | HR075-3SZ | AHH100-Z | HRCU-A-CB, Split System: Heat | Heat Pump | 208 | 3 |  |  |  | No Match |  | No Match | 92000 | 9583 | 9.6 | 8.9 |  |  | 88000 | 8059 | 3.2 | 3 | 57500 | 7660 | 2.2 | Federally-Regulated Commercial & Industrial Equipment | 03/31/1998 |  | 05/09/1998
Trane U.S. Inc. | Trane Unitary Products Group | WS(D,H)180E(3,4,W)R(G,N,P,R)****0 |  | HSP-A, Single-Package Heat Pum | Both Heat Pump and Electric Re | 230 | 3 | False |  |  |  | False | Single-Speed | 170000 | 16037 | 10.6 | 10.4 |  |  | 170000 | 15569 | 3.2 | 3.2 |  |  |  | Federally-Regulated Commercial & Industrial Equipment | 12/12/2012 |  | 08/28/2014
Trane U.S. Inc. | American Standard, Inc. | WCH120B300B |  | HSP-A, Single-Package Heat Pum | Heat Pump | 230 | 3 |  |  |  | No Match |  | No Match | 124000 | 12920 | 9.6 | 8.9 |  |  | 110000 | 10740 | 3 | 3 | 59000 | 8640 | 2 | Non Federally-Regulated | 07/31/1992 |  | 03/31/1998
Carrier Corp. - Syracuse | Carrier | 50TJQ00850/60 |  | HSP-A, Single-Package Heat Pum | Heat Pump | 460 | 3 |  |  |  | No Match |  | No Match | 86000 | 9555 | 9 | 8.9 |  | 9.3 | 78000 | 7617 | 3 | 3 | 36000 | 6592 | 1.6 | Federally-Regulated Commercial & Industrial Equipment | 05/22/2000 |  | 07/25/2000
GE Appliances, a Haier company | General Electric | BWA090C4 | BWE090C | HRCU-A-CB, Split System: Heat | Heat Pump | 460 | 3 |  |  |  | No Match |  | No Match | 90000 | 11500 | 7.8 | 7.5 |  |  | 90000 | 10000 | 2.6 |  | 50000 | 8000 |  | Non Federally-Regulated | 09/08/1982 |  | 09/03/2015
Carrier Corp. - Syracuse | Arcoaire | RHS072(H,L,S)******A |  | HSP-A, Single-Package Heat Pum | Both Heat Pump and Electric Re | 575 | 3 |  |  |  |  | False | Single-Speed | 70000 | 6306 | 11.1 | 8.9 |  |  | 67000 | 5954 | 3.3 | 3 |  |  |  | Federally-Regulated Commercial & Industrial Equipment | 07/16/2009 |  | 12/12/2012
York International | Luxaire | BAHT-W090A |  | HSP-A, Single-Package Heat Pum | Heat Pump | 460 | 3 |  |  |  | No Match |  | No Match | 95000 | 11176 | 8.5 |  |  |  | 103000 | 9738 | 3 | 2.5 | 57000 | 8353 | 2 | Non Federally-Regulated | 04/11/1988 |  | 05/11/1988
McQuay International | McQuay International | DPS012AHHE4**-6 |  | HSP-A, Single-Package Heat Pum | Heat Pump | 460 | 3 | False |  |  |  | True | Variable-Speed | 144000 | 12203 | 11.8 | 10.4 |  |  | 135000 | 11810 | 3.4 | 3.2 |  |  |  | Federally-Regulated Commercial & Industrial Equipment | 08/28/2012 |  | 04/19/2013
Goettl | American Best | HP662A-3 |  | HSP-A, Single-Package Heat Pum | Heat Pump | 208 | 3 |  |  |  | No Match |  | No Match | 67000 | 7485 | 9 | 8.9 |  |  | 67000 | 6500 | 3 | 3 | 35600 | 5110 | 2 | Non Federally-Regulated | 03/02/1993 |  | 09/02/1995
Rheem Sales Company, Inc. | Heil Quaker | NCHR15L001B | NEPR15M050A | HRCU-A-CB, Split System: Heat | Heat Pump | 460 | 3 |  |  |  | No Match |  | No Match | 177000 | 21900 | 8.1 | 8.2 |  |  | 177000 | 17280 |  |  | 93000 | 13620 |  | Non Federally-Regulated | 02/22/1990 |  | 07/31/1992
Carrier Corp. - Syracuse | Keeprite | RHS090(L,S)******TA |  | HSP-A, Single-Package Heat Pum | Heat Pump | 460 | 3 | False |  |  |  | False | Single-Speed | 88000 | 7857 | 11.2 | 10.8 |  |  | 86000 | 7413 | 3.4 | 3.3 |  |  |  | Federally-Regulated Commercial & Industrial Equipment | 12/12/2012 |  | 10/28/2014
York International | York | B3CH120A25/46 |  | HSP-A, Single-Package Heat Pum | Heat Pump | 460 | 3 |  |  |  | No Match |  | No Match | 118000 | 13111 | 9 | 8.9 |  |  | 116000 | 11332 | 3 | 3 | 70000 | 10257 | 2 | Federally-Regulated Commercial & Industrial Equipment | 03/31/1998 |  | 05/09/1998
Carrier Corp. - Syracuse | Bryant Air Conditioning | 541APX/AEX180 | 524APH/AEH180GC | HRCU-A-CB, Split System: Heat | Heat Pump | 460 | 3 |  |  |  | No Match |  | No Match | 172000 | 19545 | 8.8 | 8.5 |  |  | 164000 | 16017 | 3 | 2.9 | 0 | 0 | 0 | Federally-Regulated Commercial & Industrial Equipment | 10/06/1999 |  | 11/18/1999
York International | Luxaire | BB-20[E72]***(T,W,X)* |  | HSP-A, Single-Package Heat Pum | Both Heat Pump and Electric Re | 460 | 3 |  |  |  |  | True | Single-Speed | 214000 | 22526 | 9.5 | 8.5 |  | 10.1 | 210000 | 19866 | 3.1 | 2.9 | 130000 | 19062 | 2 | Federally-Regulated Commercial & Industrial Equipment | 01/18/2008 |  | 01/24/2011
Rheem Sales Company, Inc. | Heil Quaker | NCHR10L001B | NEPR10M030A | HRCU-A-CB, Split System: Heat | Heat Pump | 460 | 3 |  |  |  | No Match |  | No Match | 118000 | 14390 | 8.2 |  |  |  | 118000 | 12350 |  |  | 60000 | 8790 | 2 | Non Federally-Regulated | 05/11/1988 |  | 03/15/1989
Carrier Corp. - Syracuse | ICP Commercial | CHS072(H,L,S)A* | FHS072(M,S,K)A*A* | HRCU-A-CB, Split System: Heat | Heat Pump | 230 | 3 |  |  |  |  | True | Single-Speed | 70000 | 6363 | 11 | 10.8 |  |  | 66000 | 5861 | 3.3 | 3.3 |  |  |  | Federally-Regulated Commercial & Industrial Equipment | 03/10/2011 |  | 12/12/2012
Trane U.S. Inc. | Trane Unitary Products Group | TWA073D4**A* | TWE090D1**A* | HRCU-A-CB, Split System: Heat | Heat Pump | 460 | 3 |  |  |  |  | True | Single-Speed | 78000 | 7090 | 11 | 10.8 |  |  | 69000 | 6127 | 3.3 | 3.3 |  |  |  | Federally-Regulated Commercial & Industrial Equipment | 06/14/2011 |  | 04/21/2014
Compu-Aire | Maxi-Kool | MKH-832 |  | HSP-A, Single-Package Heat Pum | Heat Pump | 208 | 3 |  |  |  | No Match |  | No Match | 89700 | 10810 | 8.3 |  |  |  | 91000 | 9010 | 2.9 | 2.5 | 54700 | 7280 | 2.2 | Non Federally-Regulated | 09/25/1989 |  | 10/10/1989
Carrier Corp. - Syracuse | Tempstar | RHH102(H,L,S)******** |  | HSP-A, Single-Package Heat Pum | Heat Pump | 575 | 3 | False |  |  |  | True | Single-Speed | 100000 | 8333 | 12 | 10.8 |  |  | 100000 | 8619 | 3.4 | 3.3 |  |  |  | Federally-Regulated Commercial & Industrial Equipment | 11/30/2011 |  | 04/19/2013
York International | Fraser Johnston | PH180C00A*(2,4,5)***** | NH180C00*(5,6)****** | HRCU-A-CB, Split System: Heat | Heat Pump | 208 | 3 |  |  |  |  | True | Single-Speed | 180000 | 16981 | 10.6 | 8.5 |  |  | 168000 | 14929 | 3.3 | 2.9 |  |  |  | Federally-Regulated Commercial & Industrial Equipment | 07/16/2009 |  | 01/24/2011
Carrier Corp. - Syracuse | Payne | 541AE090 | 517A090 | HRCU-A-CB, Split System: Heat | Heat Pump | 460 | 3 |  |  |  | No Match |  | No Match | 88000 | 10700 | 8.2 | 8.2 |  |  | 87000 | 9800 |  |  | 47000 | 7300 | 1.9 | Non Federally-Regulated | 08/29/1986 |  | 05/11/1988
Carrier Corp. - Syracuse | Carrier | 50HJQ01250/60 |  | HSP-A, Single-Package Heat Pum | Heat Pump | 460 | 3 |  |  |  | No Match |  | No Match | 115000 | 11500 | 10 | 8.9 |  | 10.4 | 110000 | 9766 | 3.3 | 3 | 58000 | 8944 | 1.9 | Federally-Regulated Commercial & Industrial Equipment | 07/31/2002 |  | 09/25/2002
Rheem Sales Company, Inc. | Ruud | UPDC-075D* |  | HSP-A, Single-Package Heat Pum | Heat Pump | 460 | 3 |  |  |  | No Match |  | No Match | 93000 | 10300 | 9 | 8.2 |  |  | 93000 | 8960 |  |  | 51000 | 6990 |  | Non Federally-Regulated | 02/22/1990 |  | 07/31/1992
Trane U.S. Inc. | American Standard, Inc. | TWA090A400A | TWE090A400A | HRCU-A-CB, Split System: Heat | Heat Pump | 460 | 3 |  |  |  | No Match |  | No Match | 88000 | 10230 | 8.6 | 8.2 |  |  | 85000 | 8300 |  |  | 44000 | 6380 |  | Non Federally-Regulated | 10/10/1989 |  | 02/22/1990
Inter-City Products Corp. | Tempstar | NRHR92HP15B |  | HSP-A, Single-Package Heat Pum | Heat Pump | 208 | 3 |  |  |  | No Match |  | No Match | 93000 | 10333 | 9 | 8.9 |  | 9.9 | 93000 | 9085 | 3 | 3 | 51000 | 7117 | 2.1 | Federally-Regulated Commercial & Industrial Equipment | 06/11/1997 |  | 09/02/1997
Trane U.S. Inc. | Trane | WCD150B30*F* |  | HSP-A, Single-Package Heat Pum | Heat Pump | 208 | 3 |  |  |  | No Match |  | No Match | 144000 | 15157 | 9.5 | 8.5 |  | 9.9 | 135000 | 12759 | 3.1 | 2.9 | 78000 | 10882 | 2.1 | Federally-Regulated Commercial & Industrial Equipment | 07/31/2002 |  | 06/19/2003
York International | Evcon | BA-15[E54]***(T,W,X)* |  | HSP-A, Single-Package Heat Pum | Both Heat Pump and Electric Re | 575 | 3 |  |  |  |  | True | Single-Speed | 162000 | 16531 | 9.8 | 8.5 |  | 9.4 | 172000 | 15762 | 3.2 | 2.9 | 102000 | 9348 | 3.2 | Federally-Regulated Commercial & Industrial Equipment | 01/18/2008 |  | 02/24/2011
Trane U.S. Inc. | Trane | BWA240C2J | BWH240A | HRCU-A-CB, Split System: Heat | Heat Pump | 200 | 3 |  |  |  | No Match |  | No Match | 234000 | 30100 | 7.8 |  |  |  | 224000 | 24700 | 2.7 |  | 116000 | 19700 | 1.7 | Non Federally-Regulated | 05/16/1984 |  | 06/11/1985
Trane U.S. Inc. | American Standard, Inc. | WCD090A4OOA |  | HSP-A, Single-Package Heat Pum | Heat Pump | 460 | 3 |  |  |  | No Match |  | No Match | 85000 | 10240 | 8.3 | 8.2 |  |  | 82000 | 8580 |  |  | 39000 | 6010 |  | Non Federally-Regulated | 03/15/1989 |  | 10/10/1989
GE Appliances, a Haier company | General Electric | BWC180A2 |  | HSP-A, Single-Package Heat Pum | Heat Pump | 200 | 3 |  |  |  | No Match |  | No Match | 180000 | 22600 | 8 | 7.5 |  |  | 180000 | 20300 | 2.6 |  | 100000 | 16400 | 1.8 | Non Federally-Regulated | 09/08/1982 |  | 09/03/2015
Trane U.S. Inc. | American Standard, Inc. | BWC150L300A |  | HSP-A, Single-Package Heat Pum | Heat Pump | 230 | 3 |  |  |  | No Match |  | No Match | 147000 | 17100 | 8.6 | 8.2 |  |  | 132000 | 14340 | 2.7 |  | 68000 | 11080 | 1.8 | Non Federally-Regulated | 02/22/1990 |  | 07/31/1992
York International | Luxaire | XA-07[C,E]***(T,W,X)* |  | HSP-A, Single-Package Heat Pum | Both Heat Pump and Electric Re | 230 | 3 |  |  |  |  | True | Single-Speed | 92000 | 8364 | 11 | 8.9 |  | 12.4 | 92000 | 7708 | 3.5 | 3 | 55000 | 7013 | 2.3 | Federally-Regulated Commercial & Industrial Equipment | 01/18/2008 |  | 07/16/2009
Carrier Corp. - Syracuse | Arcoaire | RHS102(L,S)******** |  | HSP-A, Single-Package Heat Pum | Heat Pump | 575 | 3 | False |  |  |  | False | Single-Speed | 99000 | 8839 | 11.2 | 10.8 |  |  | 96000 | 8525 | 3.3 | 3.3 |  |  |  | Federally-Regulated Commercial & Industrial Equipment | 11/30/2011 |  | 12/12/2012
York International | Fraser Johnston | BB-20[C,E18,E36]***(T,W,X)* |  | HSP-A, Single-Package Heat Pum | Both Heat Pump and Electric Re | 230 | 3 |  |  |  |  | True | Single-Speed | 218000 | 22947 | 9.5 | 8.5 |  | 10.2 | 210000 | 19866 | 3.1 | 2.9 | 130000 | 19062 | 2 | Federally-Regulated Commercial & Industrial Equipment | 01/18/2008 |  | 01/24/2011
Rheem Sales Company, Inc. | Rheem | RPDB-100C |  | HSP-A, Single-Package Heat Pum | Heat Pump | 230 | 3 |  |  |  | No Match |  | No Match | 116000 | 14150 | 8.2 | 8.2 |  |  | 118000 | 12350 |  |  | 60000 | 8790 | 2 | Non Federally-Regulated | 06/11/1985 |  | 05/11/1988
York International | York | BQ240[E72]***(2,4,5)* |  | HSP-A, Single-Package Heat Pum | Both Heat Pump and Electric Re | 230 | 3 |  |  |  |  | True | Single-Speed | 214000 | 22526 | 9.5 | 8.5 |  | 10.1 | 210000 | 19866 | 3.1 | 2.9 | 130000 | 19062 | 2 | Federally-Regulated Commercial & Industrial Equipment | 01/18/2008 |  | 01/24/2011
Addison Products | Addison Products | DFH124*3E**** |  | HSP-A, Single-Package Heat Pum | Heat Pump | 208 | 3 |  |  |  | No Match |  | No Match | 115900 | 12900 | 9 | 8.9 |  |  | 118600 | 10500 | 3.3 | 3 | 69300 | 8570 | 2.4 | Federally-Regulated Commercial & Industrial Equipment | 11/03/1994 |  | 04/07/1996
York International | Fraser Johnston | EASE-T,W120 | FCHP-S120 | HRCU-A-CB, Split System: Heat | Heat Pump | 208 | 3 |  |  |  |  | True | Single-Speed | 121000 | 13444 | 9 | 8.9 |  | 0 | 117000 | 11437 | 3 | 3 | 63000 | 8798 | 2.1 | Federally-Regulated Commercial & Industrial Equipment | 01/18/2008 |  | 07/16/2009
Carrier Corp. - Syracuse | Day & Night | RHS(243)(H,L,S)******AA |  | HSP-A, Single-Package Heat Pum | Heat Pump | 230 | 3 | False |  |  |  | True | Single-Speed | 232000 | 21886 | 10.6 | 10.4 |  |  | 220000 | 19538 | 3.3 | 3.2 |  |  |  | Federally-Regulated Commercial & Industrial Equipment | 04/21/2014 |  | 10/28/2014
Rheem Sales Company, Inc. | Rheem | RPWA-200CAS | RHPA-200G | HRCU-A-CB, Split System: Heat | Heat Pump | 230 | 3 |  |  |  | No Match |  | No Match | 237600 | 28600 | 8.3 |  |  |  | 230250 | 24085 |  |  | 141700 | 21850 |  | Non Federally-Regulated | 05/16/1984 |  | 06/11/1985
Trane U.S. Inc. | General Electric | BWA120C4K | BWE120C-D | HRCU-A-CB, Split System: Heat | Heat Pump | 460 | 3 |  |  |  | No Match |  | No Match | 118000 | 14300 | 8.3 | 8.2 |  |  | 120000 | 11550 |  |  | 70000 | 9550 |  | Non Federally-Regulated | 06/11/1985 |  | 05/11/1988
Carrier Corp. - Syracuse | Comfortmaker | RHS150(H,L,S)******TA |  | HSP-A, Single-Package Heat Pum | Heat Pump | 575 | 3 | False |  |  |  | False | Single-Speed | 142000 | 13396 | 10.6 | 10.4 |  |  | 142000 | 13005 | 3.2 | 3.2 |  |  |  | Federally-Regulated Commercial & Industrial Equipment | 12/12/2012 |  | 10/28/2014
Carrier Corp. - Syracuse | Payne | PH1RPA/REA090-AA |  | HSP-A, Single-Package Heat Pum | Heat Pump | 460 | 3 |  |  |  | No Match |  | No Match | 86000 | 9555 | 9 | 8.9 |  | 9.3 | 78000 | 7620 | 3 | 3 | 36000 | 6433 | 1.6 | Federally-Regulated Commercial & Industrial Equipment | 12/14/1998 |  | 08/17/1999
Carrier Corp. - Syracuse | Comfortmaker | RHH072(H,L,S)******** |  | HSP-A, Single-Package Heat Pum | Heat Pump | 575 | 3 | False |  |  |  | True | Single-Speed | 72000 | 6000 | 12 | 10.8 |  |  | 70000 | 6033 | 3.4 | 3.3 |  |  |  | Federally-Regulated Commercial & Industrial Equipment | 10/28/2014 |  | 10/28/2014
Carrier Corp. - Syracuse | ICP Commercial | RHS(181,183)(H,L,S)******** |  | HSP-A, Single-Package Heat Pum | Heat Pump | 460 | 3 | False |  |  |  | True | Single-Speed | 172000 | 15925 | 10.8 | 10.4 |  |  | 220000 | 19538 | 3.3 | 3.2 |  |  |  | Federally-Regulated Commercial & Industrial Equipment | 11/30/2011 |  | 12/12/2012
Lennox Industries Inc. | Lennox | HP17-1353V-3G | CB17-135V-1 | HRCU-A-CB, Split System: Heat | Heat Pump | 460 | 3 |  |  |  | No Match |  | No Match | 119000 | 14512 | 8.2 |  |  |  | 119000 | 11499 |  |  | 69000 | 9406 |  | Non Federally-Regulated | 05/11/1988 |  | 03/15/1989
Rheem Sales Company, Inc. | Heil | NCHR20H001B | NEPR20M050A | HRCU-A-CB, Split System: Heat | Heat Pump | 208 | 3 |  |  |  | No Match |  | No Match | 234000 | 28540 | 8.2 |  |  |  | 234000 | 24490 | 2.8 | 2.5 | 119000 | 17430 | 2 | Non Federally-Regulated | 03/07/1988 |  | 07/27/1992
Trane U.S. Inc. | Trane Unitary Products Group | WSC120E3*0A |  | HSP-A, Single-Package Heat Pum | Heat Pump | 208 | 3 | False |  |  |  | True | Single-Speed | 118000 | 10535 | 11.2 | 10.8 |  |  | 111000 | 9036 | 3.6 | 3.3 |  |  |  | Federally-Regulated Commercial & Industrial Equipment | 01/09/2014 |  | 08/28/2014
Goettl | American Best | HP1201A |  | HSP-A, Single-Package Heat Pum | Heat Pump | 208 | 1 |  |  |  | No Match |  | No Match | 120000 | 13400 | 9 | 8.9 |  |  | 119000 | 11470 | 3 | 3 | 63000 | 9090 | 2 | Non Federally-Regulated | 03/02/1993 |  | 09/02/1995
York International | Coleman | BA-20(C00/E18/E36)** |  | HSP-A, Single-Package Heat Pum | Both Heat Pump and Electric Re | 460 | 3 |  |  |  |  | True | Single-Speed | 226000 | 21942 | 10.3 | 8.5 |  | 10.2 | 218000 | 18803 | 3.4 | 2.9 | 129000 | 18014 | 2.1 | Federally-Regulated Commercial & Industrial Equipment | 02/11/2008 |  | 02/24/2011
Carrier Corp. - Syracuse | Carrier Corp. | 50HCQ*07***(5,6,1)A* |  | HSP-A, Single-Package Heat Pum | Heat Pump | 575 | 3 | False |  |  |  | True | Single-Speed | 72000 | 6000 | 12 | 10.8 |  |  | 70000 | 6033 | 3.4 | 3.3 |  |  |  | Federally-Regulated Commercial & Industrial Equipment | 11/30/2011 |  | 10/28/2014
Carrier Corp. - Syracuse | Bryant Heating & Cooling Systems | 548J(P,E,T)17D000******A |  | HSP-A, Single-Package Heat Pum | Heat Pump | 460 | 3 | False |  |  |  | True | Single-Speed | 172000 | 15925 | 10.8 | 10.4 |  |  | 220000 | 19538 | 3.3 | 3.2 |  |  |  | Federally-Regulated Commercial & Industrial Equipment | 03/10/2011 |  | 12/12/2012
Goettl | American Best | ABHP 662AT-3 |  | HSP-A, Single-Package Heat Pum | Heat Pump | 230 | 3 |  |  |  | No Match |  | No Match | 66000 | 8000 | 8.3 |  |  |  | 66000 | 6670 |  |  | 35600 | 5795 |  | Non Federally-Regulated | 05/11/1988 |  | 03/15/1989
Carrier Corp. - Syracuse | Arcoaire | CHS240(H,L,S)D* | FHS240(S,H,L)**A2* | HRCU-A-CB, Split System: Heat | Heat Pump | 575 | 3 |  |  |  |  | True | Single-Speed | 222000 | 20747 | 10.7 | 10.4 |  |  | 214000 | 17919 | 3.5 | 3.2 |  |  |  | Federally-Regulated Commercial & Industrial Equipment | 07/18/2013 |  | 10/28/2014
Carrier Corp. - Syracuse | Day & Night | CHS091(H,L,S)A* | FHS091(M,S,K)A*A* | HRCU-A-CB, Split System: Heat | Heat Pump | 460 | 3 |  |  |  |  | True | Single-Speed | 89000 | 8090 | 11 | 10.8 |  |  | 87000 | 7727 | 3.3 | 3.3 |  |  |  | Federally-Regulated Commercial & Industrial Equipment | 03/10/2011 |  | 12/12/2012
Carrier Corp. - Syracuse | Tempstar | RHS072(H,L,S)******** |  | HSP-A, Single-Package Heat Pum | Heat Pump | 460 | 3 | False |  |  |  | False | Single-Speed | 70000 | 6306 | 11.1 | 10.8 |  |  | 67000 | 5950 | 3.3 | 3.3 |  |  |  | Federally-Regulated Commercial & Industrial Equipment | 10/28/2014 |  | 10/28/2014
Carrier Corp. - Syracuse | Tempstar | RHS(240)(H,L,S)******TA |  | HSP-A, Single-Package Heat Pum | Heat Pump | 575 | 3 | False |  |  |  | True | Single-Speed | 232000 | 21886 | 10.6 | 10.4 |  |  | 220000 | 19538 | 3.3 | 3.2 |  |  |  | Federally-Regulated Commercial & Industrial Equipment | 04/21/2014 |  | 10/28/2014
Carrier Corp. - Syracuse | Carrier | 50HJQ008--50/60 |  | HSP-A, Single-Package Heat Pum | Heat Pump | 460 | 3 |  |  |  | No Match |  | No Match | 88000 | 8543 | 10.3 | 8.9 |  | 10.5 | 85000 | 7546 | 3.3 | 3 | 48000 | 6392 | 2.2 | Federally-Regulated Commercial & Industrial Equipment | 07/31/2002 |  | 09/25/2002
Rheem Sales Company, Inc. | Ruud | UPWA-075CAS | UHPA-075G | HRCU-A-CB, Split System: Heat | Heat Pump | 230 | 3 |  |  |  | No Match |  | No Match | 90000 | 11250 | 8 | 8.2 |  |  | 90000 | 8790 |  |  | 51000 | 6890 |  | Non Federally-Regulated | 06/11/1985 |  | 05/11/1988
Carrier Corp. - Syracuse | Bryant Air Conditioning | 549BPX/BEX072 |  | HSP-A, Single-Package Heat Pum | Heat Pump | 230 | 3 |  |  |  | No Match |  | No Match | 68000 | 7157 | 9.5 | 8.9 |  |  | 72000 | 6204 | 3.4 | 3 | 36000 | 5551 | 1.9 | Federally-Regulated Commercial & Industrial Equipment | 07/31/2002 |  | 09/25/2002
Carrier Corp. - Syracuse | Bryant Heating & Cooling Systems | 548JP08*********(D,E)A |  | HSP-A, Single-Package Heat Pum | Heat Pump | 230 | 3 | False |  |  |  | False | Single-Speed | 88000 | 7857 | 11.2 | 10.8 |  |  | 86000 | 7413 | 3.4 | 3.3 |  |  |  | Federally-Regulated Commercial & Industrial Equipment | 12/12/2012 |  | 10/28/2014
Carrier Corp. - Syracuse | Day & Night | RHH(120,121)(H,L,S)******** |  | HSP-A, Single-Package Heat Pum | Heat Pump | 230 | 3 | False |  |  |  | True | Single-Speed | 119000 | 9674 | 12.3 | 10.8 |  |  | 116000 | 9713 | 3.5 | 3.3 |  |  |  | Federally-Regulated Commercial & Industrial Equipment | 11/30/2011 |  | 12/12/2012
Trane U.S. Inc. | American Standard, Inc. | BWA180C4OOM | BW(H,V)240B4OOD | HRCU-A-CB, Split System: Heat | Heat Pump | 460 | 3 |  |  |  | No Match |  | No Match | 190000 | 22300 | 8.5 |  |  |  | 172000 | 18300 |  |  | 101000 | 15200 |  | Non Federally-Regulated | 03/15/1989 |  | 10/10/1989
Rheem Sales Company, Inc. | Rheem | RPWB-100DAS | RHPA-100G | HRCU-A-CB, Split System: Heat | Heat Pump | 460 | 3 |  |  |  | No Match |  | No Match | 118000 | 14390 | 8.2 | 8.2 |  |  | 118000 | 12350 |  |  | 60000 | 8790 | 2 | Non Federally-Regulated | 06/11/1985 |  | 05/11/1988
Carrier Corp. - Syracuse | Keeprite | RHS090(L,S)******TA |  | HSP-A, Single-Package Heat Pum | Heat Pump | 575 | 3 | False |  |  |  | False | Single-Speed | 88000 | 7857 | 11.2 | 10.8 |  |  | 86000 | 7413 | 3.4 | 3.3 |  |  |  | Federally-Regulated Commercial & Industrial Equipment | 10/28/2014 |  | 10/28/2014
Carrier Corp. - Syracuse | Tempstar | RHS(181,183)(H,L,S)******AC |  | HSP-A, Single-Package Heat Pum | Heat Pump | 460 | 3 | False |  |  |  | True | Single-Speed | 172000 | 15925 | 10.8 | 10.4 |  |  | 220000 | 19538 | 3.3 | 3.2 |  |  |  | Federally-Regulated Commercial & Industrial Equipment | 10/28/2014 |  | 10/28/2014
Lennox Industries Inc. | Lennox | LHA120H* |  | HSP-A, Single-Package Heat Pum | Heat Pump | 575 | 3 |  |  |  | No Match |  | No Match | 118000 | 11456 | 10.3 | 8.9 |  |  | 120000 | 10654 | 3.3 | 3 | 72000 | 10045 | 2.1 | Federally-Regulated Commercial & Industrial Equipment | 07/19/2001 |  | 11/21/2001
Carrier Corp. - Syracuse | Tempstar | RHS090(L,S)******TA |  | HSP-A, Single-Package Heat Pum | Heat Pump | 460 | 3 | False |  |  |  | False | Single-Speed | 88000 | 7857 | 11.2 | 10.8 |  |  | 86000 | 7413 | 3.4 | 3.3 |  |  |  | Federally-Regulated Commercial & Industrial Equipment | 12/12/2012 |  | 10/28/2014
York International | Coleman | XA-06[C,E]***(T,W,X)***6 |  | HSP-A, Single-Package Heat Pum | Both Heat Pump and Electric Re | 575 | 3 | False |  |  |  | True | Single-Speed | 78000 | 6782 | 11.5 | 10.8 |  |  | 75000 | 6561 | 3.4 | 3.3 |  |  |  | Federally-Regulated Commercial & Industrial Equipment | 04/19/2013 |  | 01/09/2014
Trane U.S. Inc. | American Standard, Inc. | WSC120E3*0A |  | HSP-A, Single-Package Heat Pum | Heat Pump | 230 | 3 |  |  |  |  | True | Single-Speed | 118000 | 10536 | 11.2 | 8.9 |  |  | 111000 | 9042 | 3.6 | 3 |  |  |  | Federally-Regulated Commercial & Industrial Equipment | 11/25/2009 |  | 01/09/2014
Lennox Industries Inc. | Lennox | LHA240HN2* |  | HSP-A, Single-Package Heat Pum | Heat Pump | 460 | 3 |  |  |  | No Match |  | No Match | 220000 | 21568 | 10.2 | 8.5 |  | 11 | 220000 | 19533 | 3.3 | 2.9 | 118000 | 16463 | 2.1 | Federally-Regulated Commercial & Industrial Equipment | 02/05/2002 |  | 07/18/2002
Carrier Corp. - Syracuse | Carrier | 38AQ0125 | 40RR012 | HRCU-A-CB, Split System: Heat | Heat Pump | 208 | 3 |  |  |  | No Match |  | No Match | 117000 | 12814 | 9.1 | 7.5 |  |  | 117000 | 11427 |  |  | 69000 | 9189 |  | Non Federally-Regulated | 09/08/1982 |  | 05/16/1984
Rheem Sales Company, Inc. | Dayton | MPWC-075C | MHGF-100Z | HRCU-A-CB, Split System: Heat | Heat Pump | 208 | 3 |  |  |  | No Match |  | No Match | 92000 | 9583 | 9.6 | 8.9 |  |  | 88000 | 8057 | 3.2 | 3 | 48000 | 6697 | 2.1 | Federally-Regulated Commercial & Industrial Equipment | 05/22/2000 |  | 05/23/2000
York International | Fraser Johnston | XA-12[C,E]***(T,W,X)* |  | HSP-A, Single-Package Heat Pum | Both Heat Pump and Electric Re | 460 | 3 | False |  |  |  | True | Single-Speed | 150000 | 13636 | 11 | 10.4 |  | 11.9 | 135000 | 12364 | 3.2 | 3.2 | 90000 | 11997 | 2.2 | Federally-Regulated Commercial & Industrial Equipment | 01/24/2011 |  | 01/09/2014
Rheem Sales Company, Inc. | Whirlpool | NRHR10HP30A |  | HSP-A, Single-Package Heat Pum | Heat Pump | 230 | 3 |  |  |  | No Match |  | No Match | 119000 | 13985 | 8.5 |  |  |  | 127000 | 12195 | 3.1 |  | 68000 | 9665 | 2.1 | Non Federally-Regulated | 05/11/1988 |  | 03/15/1989
Carrier Corp. - Syracuse | Tempstar | RHH(120,121)(H,L,S)******** |  | HSP-A, Single-Package Heat Pum | Heat Pump | 208 | 3 | False |  |  |  | True | Single-Speed | 119000 | 9674 | 12.3 | 10.8 |  |  | 116000 | 9713 | 3.5 | 3.3 |  |  |  | Federally-Regulated Commercial & Industrial Equipment | 11/30/2011 |  | 12/12/2012
Carrier Corp. - Syracuse | Day & Night | RHS(240,243)(H,L,S)******** |  | HSP-A, Single-Package Heat Pum | Heat Pump | 575 | 3 | False |  |  |  | True | Single-Speed | 232000 | 21886 | 10.6 | 10.4 |  |  | 220000 | 19538 | 3.3 | 3.2 |  |  |  | Federally-Regulated Commercial & Industrial Equipment | 11/30/2011 |  | 12/12/2012
York International | Coleman | BA-15[E18,E36]***(T,W,X)* |  | HSP-A, Single-Package Heat Pum | Both Heat Pump and Electric Re | 460 | 3 |  |  |  |  | True | Single-Speed | 164000 | 16566 | 9.9 | 8.5 |  | 9.5 | 172000 | 15762 | 3.2 | 2.9 | 102000 | 14244 | 2.1 | Federally-Regulated Commercial & Industrial Equipment | 01/18/2008 |  | 02/24/2011
Carrier Corp. - Syracuse | Heil | CHS121(H,L,S)A* | FHS120(M,S)**A0* | HRCU-A-CB, Split System: Heat | Heat Pump | 230 | 3 |  |  |  |  | True | Single-Speed | 112000 | 10181 | 11 | 10.8 |  |  | 106000 | 9413 | 3.3 | 3.3 |  |  |  | Federally-Regulated Commercial & Industrial Equipment | 07/18/2013 |  | 04/20/2015
Rheem Sales Company, Inc. | Weatherking | WPWC-075C | WHGF-100Z | HRCU-A-CB, Split System: Heat | Heat Pump | 208 | 3 |  |  |  | No Match |  | No Match | 92000 | 9583 | 9.6 | 8.9 |  |  | 88000 | 8057 | 3.2 | 3 | 48000 | 6697 | 2.1 | Federally-Regulated Commercial & Industrial Equipment | 07/31/2002 |  | 01/18/2008
York International | York | EA120C***(2,4,5)* | FA120C***(6)* | HRCU-A-CB, Split System: Heat | Both Heat Pump and Electric Re | 208 | 3 |  |  |  |  | True | Single-Speed | 122000 | 11402 | 10.7 | 8.9 |  | 0 | 125000 | 11108 | 3.3 | 3 | 84000 | 9853 | 2.5 | Federally-Regulated Commercial & Industrial Equipment | 01/18/2008 |  | 08/27/2008
Carrier Corp. - Syracuse | Carrier | 50LJQ012511 |  | HSP-A, Single-Package Heat Pum | Heat Pump | 230 | 3 |  |  |  | No Match |  | No Match | 113000 | 12555 | 9 | 8.9 |  |  | 116000 | 10830 | 3.1 | 3 | 65000 | 9430 | 2 | Non Federally-Regulated | 07/31/1992 |  | 03/31/1998
Rheem Sales Company, Inc. | Square D | PH010-89-DB0000H1 |  | HSP-A, Single-Package Heat Pum | Heat Pump | 460 | 3 |  |  |  | No Match |  | No Match | 116000 | 14150 | 8.2 | 8.2 |  |  | 118000 | 12350 |  |  | 60000 | 8790 | 2 | Non Federally-Regulated | 06/11/1985 |  | 05/11/1988
Carrier Corp. - Syracuse | Tempstar | RHS(240)(H,L,S)******AA |  | HSP-A, Single-Package Heat Pum | Heat Pump | 460 | 3 | False |  |  |  | True | Single-Speed | 232000 | 21886 | 10.6 | 10.4 |  |  | 220000 | 19538 | 3.3 | 3.2 |  |  |  | Federally-Regulated Commercial & Industrial Equipment | 04/21/2014 |  | 10/28/2014
Trane U.S. Inc. | Trane | WCD240B40*F* |  | HSP-A, Single-Package Heat Pum | Heat Pump | 460 | 3 |  |  |  | No Match |  | No Match | 230000 | 23000 | 10 | 8.5 |  | 10.5 | 230000 | 21738 | 3.1 | 2.9 | 128000 | 18751 | 2 | Federally-Regulated Commercial & Industrial Equipment | 11/21/2001 |  | 03/21/2002
Carrier Corp. - Syracuse | Tempstar | CHS091(H,L,S)A* | FHS091(M,S,K)A*A* | HRCU-A-CB, Split System: Heat | Heat Pump | 208 | 3 |  |  |  |  | True | Single-Speed | 89000 | 8090 | 11 | 10.8 |  |  | 87000 | 7727 | 3.3 | 3.3 |  |  |  | Federally-Regulated Commercial & Industrial Equipment | 03/10/2011 |  | 12/12/2012
Rheem Sales Company, Inc. | Square D | HCS020JAR1H | A02-93-OOL-020US1G | HRCU-A-CB, Split System: Heat | Heat Pump | 208 | 3 |  |  |  | No Match |  | No Match | 234000 | 28540 | 8.2 |  |  |  | 234000 | 24490 |  |  | 119000 | 17430 |  | Non Federally-Regulated | 08/29/1986 |  | 05/11/1988
York International | York | BP120C00A2/4/5***1* |  | HSP-A, Single-Package Heat Pum | Heat Pump | 575 | 3 |  |  |  | No Match |  | No Match | 120000 | 11650 | 10.3 | 8.9 |  | 10 | 113000 | 10346 | 3.2 | 3 | 60000 | 7990 | 2.2 | Federally-Regulated Commercial & Industrial Equipment | 07/19/2001 |  | 02/05/2002
Borg Warner | Moncrief | BAHT-T120A |  | HSP-A, Single-Package Heat Pum | Heat Pump | 230 | 3 |  |  |  | No Match |  | No Match | 119000 | 12625 | 8.3 | 8.2 |  |  | 124000 | 10950 | 3.3 |  | 75000 | 7980 | 2.8 | Non Federally-Regulated | 05/16/1984 |  | 06/11/1985
Trane U.S. Inc. | American Standard, Inc. | TWA120A300A | TWE120A300A | HRCU-A-CB, Split System: Heat | Heat Pump | 208 | 3 |  |  |  | No Match |  | No Match | 119000 | 13680 | 8.7 | 8.2 |  |  | 120000 | 11720 |  |  | 64000 | 8530 |  | Non Federally-Regulated | 10/10/1989 |  | 02/22/1990
Trane U.S. Inc. | Trane | RPUB-B753-A*A | BPCB-B75*-A*A | HRCU-A-CB, Split System: Heat | Heat Pump | 230 | 3 |  |  |  | No Match |  | No Match | 90000 | 10200 | 8.8 | 8.2 |  |  | 87000 | 8790 |  |  | 51000 | 7150 |  | Non Federally-Regulated | 05/16/1984 |  | 06/11/1985
International Comfort Products | Airquest | PH*090N2HA* |  | HSP-A, Single-Package Heat Pum | Heat Pump | 230 | 3 |  |  |  | No Match |  | No Match | 91000 | 9784 | 9.3 | 8.9 |  | 10.4 | 90000 | 8506 | 3.1 | 3 | 48000 | 7031 | 2 | Federally-Regulated Commercial & Industrial Equipment | 11/18/1999 |  | 04/13/2000
Trane U.S. Inc. | Trane | TWA240B300C*(P) | TWE240B300C* | HRCU-A-CB, Split System: Heat | Heat Pump | 230 | 3 |  |  |  | No Match |  | No Match | 234000 | 27529 | 8.5 | 8.5 |  | 9.1 | 232000 | 22658 | 3 | 2.9 | 0 | 0 | 0 | Federally-Regulated Commercial & Industrial Equipment | 10/06/1999 |  | 11/18/1999
York International | Fraser Johnston | PJ240C00A*(2,4,5)***** | NJ240C00*(5,6)****** | HRCU-A-CB, Split System: Heat | Heat Pump | 575 | 3 |  |  |  |  | True | Single-Speed | 238000 | 22453 | 10.6 | 8.5 |  |  | 220000 | 18975 | 3.4 | 2.9 |  |  |  | Federally-Regulated Commercial & Industrial Equipment | 07/16/2009 |  | 01/24/2011
York International | Evcon | PH240C00A*(2,4,5)***** | NH240C00*(5,6)****** | HRCU-A-CB, Split System: Heat | Heat Pump | 460 | 3 |  |  |  |  | True | Single-Speed | 238000 | 22453 | 10.6 | 8.5 |  |  | 216000 | 19195 | 3.3 | 2.9 |  |  |  | Federally-Regulated Commercial & Industrial Equipment | 07/16/2009 |  | 01/24/2011
Rheem Sales Company, Inc. | Maratherm | NRHR92HP15A |  | HSP-A, Single-Package Heat Pum | Heat Pump | 208 | 3 |  |  |  | No Match |  | No Match | 92000 | 10500 | 8.8 |  |  |  | 94000 | 9160 | 2.9 | 2.5 | 52000 | 7190 | 2 | Non Federally-Regulated | 08/23/1990 |  | 07/27/1992
York International | Fraser Johnston | EAHP-T090A | FBHP-S090A | HRCU-A-CB, Split System: Heat | Heat Pump | 208 | 3 |  |  |  | No Match |  | No Match | 91000 | 10705 | 8.5 | 8.2 |  |  | 101000 | 9250 | 3.2 |  | 58000 | 6799 | 2.5 | Non Federally-Regulated | 03/15/1989 |  | 10/10/1989
McQuay International | McQuay International | DPS007AHHE2*C-4 |  | HSP-A, Single-Package Heat Pum | Heat Pump | 208 | 3 | False |  |  |  | True | Variable-Speed | 89000 | 7177 | 12.4 | 10.8 |  |  | 79000 | 6291 | 3.7 | 3.3 |  |  |  | Federally-Regulated Commercial & Industrial Equipment | 08/28/2012 |  | 04/19/2013
Carrier Corp. - Syracuse | Payne | 542EE120030 |  | HSP-A, Single-Package Heat Pum | Heat Pump | 460 | 3 |  |  |  | No Match |  | No Match | 120000 | 14700 | 8.2 |  |  |  | 120000 | 12200 |  |  | 65000 | 9200 |  | Non Federally-Regulated | 05/11/1988 |  | 03/15/1989
Carrier Corp. - Syracuse | Day & Night | RHS(181,183)(H,L,S)******TA |  | HSP-A, Single-Package Heat Pum | Heat Pump | 208 | 3 | False |  |  |  | True | Single-Speed | 172000 | 15925 | 10.8 | 10.4 |  |  | 220000 | 19538 | 3.3 | 3.2 |  |  |  | Federally-Regulated Commercial & Industrial Equipment | 05/09/2013 |  | 08/28/2014
Rheem Sales Company, Inc. | Ruud | UPWB-200CAS* | UHPA-200Z | HRCU-A-CB, Split System: Heat | Heat Pump | 208 | 3 |  |  |  | No Match |  | No Match | 234000 | 28540 | 8.2 |  |  |  | 234000 | 24490 |  |  | 119000 | 17430 |  | Non Federally-Regulated | 05/11/1988 |  | 10/10/1989
Trane U.S. Inc. | Trane | WCH180B40*F* |  | HSP-A, Single-Package Heat Pum | Heat Pump | 460 | 3 |  |  |  | No Match |  | No Match | 174000 | 18315 | 9.5 | 8.5 |  | 10 | 160000 | 15122 | 3.1 | 2.9 | 88000 | 12891 | 2 | Federally-Regulated Commercial & Industrial Equipment | 11/21/2001 |  | 07/18/2002
Rheem Sales Company, Inc. | Heil Quaker | NCHR15L001B | NEPR15M050A | HRCU-A-CB, Split System: Heat | Heat Pump | 460 | 3 |  |  |  | No Match |  | No Match | 177000 | 21900 | 8.1 |  |  |  | 177000 | 17280 |  |  | 93000 | 13620 |  | Non Federally-Regulated | 05/11/1988 |  | 10/10/1989
Compu-Aire | Compu-Aire | CASH-732 |  | HSP-A, Single-Package Heat Pum | Heat Pump | 208 | 3 |  |  |  | No Match |  | No Match | 83500 | 9350 | 8.9 | 8.9 |  |  | 81500 | 8050 | 3 | 3 | 50300 | 7360 | 2 | Non Federally-Regulated | 07/31/1992 |  | 08/10/1992
York International | Luxaire | BA-07C00*T/W/X***** |  | HSP-A, Single-Package Heat Pum | Heat Pump | 230 | 3 |  |  |  | No Match |  | No Match | 90000 | 8411 | 10.7 | 8.9 |  | 11 | 85000 | 7782 | 3.2 | 3 | 46000 | 6126 | 2.2 | Federally-Regulated Commercial & Industrial Equipment | 05/21/2002 |  | 07/18/2002
Carrier Corp. - Syracuse | Day & Night | RHS072(H,L,S)******** |  | HSP-A, Single-Package Heat Pum | Heat Pump | 230 | 3 | False |  |  |  | False | Single-Speed | 70000 | 6306 | 11.1 | 10.8 |  |  | 67000 | 5950 | 3.3 | 3.3 |  |  |  | Federally-Regulated Commercial & Industrial Equipment | 10/28/2014 |  | 10/28/2014
Compu-Aire | Maxi-Kool | MKH-1032 |  | HSP-A, Single-Package Heat Pum | Heat Pump | 230 | 3 |  |  |  | No Match |  | No Match | 124500 | 13830 | 9 | 8.9 |  |  | 97730 | 9210 | 3.1 | 3 | 55400 | 7340 | 2.2 | Non Federally-Regulated | 03/31/1993 |  | 04/07/1996
Carrier Corp. - Syracuse | Tempstar | RHS072(H,L,S)******A |  | HSP-A, Single-Package Heat Pum | Both Heat Pump and Electric Re | 208 | 3 |  |  |  |  | False | Single-Speed | 70000 | 6306 | 11.1 | 8.9 |  |  | 67000 | 5954 | 3.3 | 3 |  |  |  | Federally-Regulated Commercial & Industrial Equipment | 07/16/2009 |  | 12/12/2012
Rheem Sales Company, Inc. | Tempstar | NRHR10LP30B |  | HSP-A, Single-Package Heat Pum | Heat Pump | 460 | 3 |  |  |  | No Match |  | No Match | 120000 | 13483 | 8.9 | 8.9 |  | 10.3 | 126000 | 12309 | 3 | 3 | 67000 | 9350 | 2.1 | Federally-Regulated Commercial & Industrial Equipment | 12/14/1998 |  | 08/18/1999
Carrier Corp. - Syracuse | Keeprite | CHS091(H,L,S)A* | FHS091(M,S,K)A*A* | HRCU-A-CB, Split System: Heat | Heat Pump | 208 | 3 |  |  |  |  | True | Single-Speed | 89000 | 8090 | 11 | 10.8 |  |  | 87000 | 7727 | 3.3 | 3.3 |  |  |  | Federally-Regulated Commercial & Industrial Equipment | 03/10/2011 |  | 12/12/2012
Daikin Comfort Technologies Manufacturing, L.P. | Goodman | CPH120********A* |  | HSP-A, Single-Package Heat Pum | Both Heat Pump and Electric Re | 575 | 3 | False |  |  |  | False | Single-Speed | 115000 | 10360 | 11.1 | 11 |  |  | 116000 | 9999 | 3.4 | 3.3 | 56000 | 7135 | 2.3 | Federally-Regulated Commercial & Industrial Equipment | 04/21/2015 |  | 06/01/2015
Carrier Corp. - Syracuse | Arcoaire | RHH090(H,L,S)******TA |  | HSP-A, Single-Package Heat Pum | Heat Pump | 208 | 3 | False |  |  |  | True | Single-Speed | 90000 | 7438 | 12.1 | 10.8 |  |  | 84000 | 7033 | 3.5 | 3.3 |  |  |  | Federally-Regulated Commercial & Industrial Equipment | 12/12/2012 |  | 10/28/2014
Goettl | Goettl | HP901B-3 |  | HSP-A, Single-Package Heat Pum | Heat Pump | 208 | 3 |  |  |  | No Match |  | No Match | 94000 | 10500 | 9 | 8.9 |  |  | 96000 | 9340 | 3 | 3 | 50000 | 7150 | 2 | Non Federally-Regulated | 03/29/1993 |  | 09/02/1995
Lennox Industries Inc. | Lennox | CHP16-1353-3G |  | HSP-A, Single-Package Heat Pum | Heat Pump | 460 | 3 |  |  |  | No Match |  | No Match | 118000 | 14217 | 8.3 |  |  |  | 120000 | 12297 | 2.8 | 2.5 | 64000 | 9872 | 1.9 | Non Federally-Regulated | 03/01/1988 |  | 05/11/1988
Rheem Sales Company, Inc. | Square D | PH010-88-JB0000H1 |  | HSP-A, Single-Package Heat Pum | Heat Pump | 230 | 3 |  |  |  | No Match |  | No Match | 116000 | 14150 | 8.2 | 8.2 |  |  | 118000 | 12350 |  |  | 60000 | 8790 | 2 | Non Federally-Regulated | 06/11/1985 |  | 05/11/1988
Borg Warner | Luxaire | EAHP-T120A | FBHP-S120A | HRCU-A-CB, Split System: Heat | Heat Pump | 230 | 3 |  |  |  | No Match |  | No Match | 119000 | 13140 | 8.2 | 8.2 |  |  | 129000 | 11080 | 3.4 |  | 76000 | 8040 | 2.8 | Non Federally-Regulated | 05/16/1984 |  | 06/11/1985
York International | Coleman | BA-15[E54]***(T,W,X)* |  | HSP-A, Single-Package Heat Pum | Both Heat Pump and Electric Re | 208 | 3 |  |  |  |  | True | Single-Speed | 162000 | 16531 | 9.8 | 8.5 |  | 9.4 | 172000 | 15762 | 3.2 | 2.9 | 102000 | 9348 | 3.2 | Federally-Regulated Commercial & Industrial Equipment | 01/18/2008 |  | 02/24/2011
Carrier Corp. | Carrier | 50EQ028---5**** |  | HSP-A, Single-Package Heat Pum | Heat Pump | 208 | 3 |  |  |  | No Match |  | No Match | 248000 | 29100 | 8.5 |  |  | 7.8 | 268000 | 26200 | 3 |  | 130000 | 19500 | 2 | Voluntarily Certified | 03/22/1993 |  | 04/07/1996
Carrier Corp. - Syracuse | Carrier | 38AQ0166 * 38AQ166 | CB17-135V-1 | HRCU-A-CB, Split System: Heat | Heat Pump | 460 | 3 |  |  |  | No Match |  | No Match | 316512 | 40828 | 8.2 | 8.2 |  |  | 339600 | 34888 |  |  | 69000 | 9406 |  | Non Federally-Regulated | 02/22/1990 |  | 07/31/1992
Trane U.S. Inc. | Trane | BWC090F2D |  | HSP-A, Single-Package Heat Pum | Heat Pump | 200 | 3 |  |  |  | No Match |  | No Match | 94000 | 10800 | 8.7 |  |  |  | 88000 | 9500 | 2.7 |  | 48000 | 7500 | 1.9 | Non Federally-Regulated | 05/11/1988 |  | 03/15/1989
Trane U.S. Inc. | Trane | SPCC-C126-A |  | HSP-A, Single-Package Heat Pum | Heat Pump | 230 | 3 |  |  |  | No Match |  | No Match | 147000 | 17100 | 8.6 |  |  |  | 134000 | 14200 |  |  | 70000 | 10900 |  | Non Federally-Regulated | 06/11/1985 |  | 08/29/1986
Trane U.S. Inc. | American Standard, Inc. | 4A6C3048A4 | TWE090E3**A* | HRCU-A-CB, Split System: Heat | Heat Pump | 460 | 3 |  |  |  |  | True | Single-Speed | 90000 | 8181 | 11 | 10.8 |  |  | 90000 | 7992 | 3.3 | 3.3 |  |  |  | Federally-Regulated Commercial & Industrial Equipment | 08/24/2011 |  | 10/05/2011
Carrier Corp. - Syracuse | Keeprite | RHH072(H,L,S)0******A |  | HSP-A, Single-Package Heat Pum | Heat Pump | 460 | 3 | False |  |  |  | True | Single-Speed | 72000 | 6000 | 12 | 10.8 |  |  | 70000 | 6033 | 3.4 | 3.3 |  |  |  | Federally-Regulated Commercial & Industrial Equipment | 03/10/2011 |  | 04/19/2013
Carrier Corp. - Syracuse | Airquest | RHH(120,121)(H,L,S)******** |  | HSP-A, Single-Package Heat Pum | Heat Pump | 208 | 3 | False |  |  |  | True | Single-Speed | 119000 | 9674 | 12.3 | 10.8 |  |  | 116000 | 9713 | 3.5 | 3.3 |  |  |  | Federally-Regulated Commercial & Industrial Equipment | 11/30/2011 |  | 12/12/2012
Lennox Industries Inc. | Lennox | CHP16-1353-3Y |  | HSP-A, Single-Package Heat Pum | Heat Pump | 230 | 3 |  |  |  | No Match |  | No Match | 118000 | 14217 | 8.3 |  |  |  | 120000 | 12297 |  |  | 64000 | 9872 |  | Non Federally-Regulated | 05/11/1988 |  | 03/15/1989
Carrier Corp. - Syracuse | Comfortmaker | RHS(240)(H,L,S)******TA |  | HSP-A, Single-Package Heat Pum | Heat Pump | 575 | 3 | False |  |  |  | True | Single-Speed | 232000 | 21886 | 10.6 | 10.4 |  |  | 220000 | 19538 | 3.3 | 3.2 |  |  |  | Federally-Regulated Commercial & Industrial Equipment | 04/21/2014 |  | 10/28/2014
Carrier Corp. - Syracuse | Day & Night | RHS(181,183)(H,L,S)******AA |  | HSP-A, Single-Package Heat Pum | Heat Pump | 575 | 3 | False |  |  |  | True | Single-Speed | 172000 | 15925 | 10.8 | 10.4 |  |  | 220000 | 19538 | 3.3 | 3.2 |  |  |  | Federally-Regulated Commercial & Industrial Equipment | 12/12/2012 |  | 05/09/2013
Trane U.S. Inc. | American Standard, Inc. | WCD180B30*E* |  | HSP-A, Single-Package Heat Pum | Heat Pump | 208 | 3 |  |  |  | No Match |  | No Match | 174000 | 19333 | 9 | 8.5 |  | 9.3 | 160000 | 15631 | 3 | 2.9 | 84000 | 11723 | 2.1 | Federally-Regulated Commercial & Industrial Equipment | 12/14/1998 |  | 11/18/1999
Carrier Corp. - Syracuse | Bryant Heating & Cooling Systems | 548J(P,E,T)24*********(A,B)A-VERT |  | HSP-A, Single-Package Heat Pum | Heat Pump | 230 | 3 | False |  |  |  | True | Single-Speed | 232000 | 21886 | 10.6 | 10.4 |  |  | 220000 | 19538 | 3.3 | 3.2 |  |  |  | Federally-Regulated Commercial & Industrial Equipment | 10/28/2014 |  | 04/21/2015
Carrier Corp. - Syracuse | Carrier | 50QD,QH0086 |  | HSP-A, Single-Package Heat Pum | Heat Pump | 460 | 3 |  |  |  | No Match |  | No Match | 87000 | 10500 | 8.3 | 8.2 |  |  | 92000 | 8700 | 3.1 |  | 52000 | 6900 | 2.2 | Non Federally-Regulated | 06/11/1985 |  | 05/11/1988
Carrier Corp. - Syracuse | Airquest | RHS(120,121)(H,L,S)******TA |  | HSP-A, Single-Package Heat Pum | Heat Pump | 230 | 3 | False |  |  |  | False | Single-Speed | 116000 | 10545 | 11 | 10.8 |  |  | 116000 | 9999 | 3.4 | 3.3 |  |  |  | Federally-Regulated Commercial & Industrial Equipment | 12/12/2012 |  | 10/28/2014
Carrier Corp. - Syracuse | Bryant Heating & Cooling Systems | 575J(P,E,T)07A000* | 524J(J,E,T)07H000A** | HRCU-A-CB, Split System: Heat | Heat Pump | 575 | 3 |  |  |  |  | True | Single-Speed | 70000 | 6363 | 11 | 10.8 |  |  | 66000 | 5861 | 3.3 | 3.3 |  |  |  | Federally-Regulated Commercial & Industrial Equipment | 07/18/2013 |  | 04/20/2015
Trane U.S. Inc. | American Standard, Inc. | TWA240B400A | TWE240B400A | HRCU-A-CB, Split System: Heat | Heat Pump | 460 | 3 |  |  |  | No Match |  | No Match | 234000 | 27530 | 8.5 | 8.2 |  |  | 234000 | 22860 |  |  | 122000 | 17880 |  | Non Federally-Regulated | 02/22/1990 |  | 07/31/1992
Trane U.S. Inc. | American Standard, Inc. | BWC120C3OOJ |  | HSP-A, Single-Package Heat Pum | Heat Pump | 230 | 3 |  |  |  | No Match |  | No Match | 119000 | 14300 | 8.3 | 8.2 |  |  | 118000 | 11900 |  |  | 58000 | 8750 |  | Non Federally-Regulated | 03/15/1989 |  | 10/10/1989
Rheem Sales Company, Inc. | Heil Quaker | NRHR10(D/F)P00A |  | HSP-A, Single-Package Heat Pum | Heat Pump | 208 | 3 |  |  |  | No Match |  | No Match | 118000 | 14390 | 8.2 | 8.2 |  |  | 122000 | 13243 | 2.7 |  | 62000 | 18172 | 1 | Non Federally-Regulated | 05/16/1984 |  | 06/11/1985
GE Appliances, a Haier company | General Electric | BWC240A2 |  | HSP-A, Single-Package Heat Pum | Heat Pump | 200 | 3 |  |  |  | No Match |  | No Match | 234000 | 29000 | 8.1 | 7.5 |  |  | 240000 | 24800 |  |  | 116000 | 18400 |  | Non Federally-Regulated | 01/05/1982 |  | 09/03/2015
York International | Luxaire | BCCB-(T/W)120 |  | HSP-A, Single-Package Heat Pum | Heat Pump | 460 | 3 |  |  |  | No Match |  | No Match | 118000 | 13111 | 9 | 8.9 |  | 9.6 | 116000 | 11332 | 3 | 3 | 70000 | 10257 | 2 | Federally-Regulated Commercial & Industrial Equipment | 12/14/1998 |  | 08/17/1999
Trane U.S. Inc. | American Standard, Inc. | WCH120B30*D* |  | HSP-A, Single-Package Heat Pum | Heat Pump | 230 | 3 |  |  |  | No Match |  | No Match | 124000 | 12920 | 9.6 | 8.9 |  | 9.8 | 110000 | 10740 | 3 | 3 | 59000 | 8640 | 2 | Federally-Regulated Commercial & Industrial Equipment | 04/19/1994 |  | 09/02/1995
York International | Fraser Johnston | BAHT-T120A |  | HSP-A, Single-Package Heat Pum | Heat Pump | 208 | 3 |  |  |  | No Match |  | No Match | 121000 | 14578 | 8.3 | 8.2 |  |  | 126000 | 13189 |  |  | 76000 | 9685 |  | Non Federally-Regulated | 03/15/1989 |  | 10/10/1989
York International | Luxaire | EAHP-T120A | FBHP-S120A | HRCU-A-CB, Split System: Heat | Heat Pump | 208 | 3 |  |  |  | No Match |  | No Match | 116000 | 14146 | 8.2 |  |  |  | 127000 | 12407 |  |  | 75000 | 9158 |  | Non Federally-Regulated | 05/11/1988 |  | 03/15/1989
Carrier Corp. - Syracuse | ICP Commercial | RHS(181,183)(H,L,S)******AA |  | HSP-A, Single-Package Heat Pum | Heat Pump | 460 | 3 | False |  |  |  | True | Single-Speed | 172000 | 15925 | 10.8 | 10.4 |  |  | 220000 | 19538 | 3.3 | 3.2 |  |  |  | Federally-Regulated Commercial & Industrial Equipment | 12/12/2012 |  | 05/09/2013
York International | York | BP240[E72]***(2,4,5)* |  | HSP-A, Single-Package Heat Pum | Both Heat Pump and Electric Re | 230 | 3 |  |  |  |  | True | Single-Speed | 220000 | 21569 | 10.2 | 8.5 |  | 10.1 | 218000 | 18803 | 3.4 | 2.9 | 130000 | 18154 | 2.1 | Federally-Regulated Commercial & Industrial Equipment | 02/11/2008 |  | 02/24/2011
Carrier Corp. - Syracuse | Payne | PH1RPA/REA072-AA |  | HSP-A, Single-Package Heat Pum | Heat Pump | 460 | 3 |  |  |  | No Match |  | No Match | 70000 | 7734 | 9.1 | 8.9 |  |  | 72000 | 6594 | 3.2 | 3 | 38000 | 5740 | 1.9 | Federally-Regulated Commercial & Industrial Equipment | 03/31/1998 |  | 05/09/1998
Rheem Sales Company, Inc. | Rheem | RPWA-100CAS | RHPA-100E | HRCU-A-CB, Split System: Heat | Heat Pump | 208 | 3 |  |  |  | No Match |  | No Match | 119000 | 15050 | 7.8 | 8.2 |  |  | 118000 | 12805 | 2.7 |  | 61000 | 9930 | 1.8 | Non Federally-Regulated | 05/16/1984 |  | 06/11/1985
Carrier Corp. - Syracuse | Day & Night | RHS(243)(H,L,S)******AA |  | HSP-A, Single-Package Heat Pum | Heat Pump | 230 | 3 | False |  |  |  | True | Single-Speed | 232000 | 21886 | 10.6 | 10.4 |  |  | 220000 | 19538 | 3.3 | 3.2 |  |  |  | Federally-Regulated Commercial & Industrial Equipment | 10/28/2014 |  | 10/28/2014
York International | Luxaire | BCCB-T/-W090 |  | HSP-A, Single-Package Heat Pum | Heat Pump | 208 | 3 |  |  |  | No Match |  | No Match | 87000 | 9666 | 9 | 8.9 |  |  | 89000 | 8694 | 3 | 3 | 49000 | 7180 | 2 | Federally-Regulated Commercial & Industrial Equipment | 03/31/1998 |  | 05/09/1998
York International | Coleman | BA-06[C,E]***(T,W,X)* |  | HSP-A, Single-Package Heat Pum | Both Heat Pump and Electric Re | 575 | 3 |  |  |  |  | False | Single-Speed | 78000 | 7647 | 10.2 | 8.9 |  | 0 | 69000 | 6323 | 3.2 | 3 | 43000 | 5732 | 2.2 | Federally-Regulated Commercial & Industrial Equipment | 01/18/2008 |  | 02/24/2011
Carrier Corp. - Syracuse | Payne | 541AP090 | 517A090 | HRCU-A-CB, Split System: Heat | Heat Pump | 208 | 3 |  |  |  | No Match |  | No Match | 88000 | 10700 | 8.2 | 8.2 |  |  | 87000 | 9800 |  |  | 47000 | 7300 | 1.9 | Non Federally-Regulated | 08/29/1986 |  | 05/11/1988
York International | York | BQ240[C,E18,E36]***(2,4,5)* |  | HSP-A, Single-Package Heat Pum | Both Heat Pump and Electric Re | 208 | 3 |  |  |  |  | True | Single-Speed | 218000 | 22947 | 9.5 | 8.5 |  | 10.2 | 210000 | 19866 | 3.1 | 2.9 | 130000 | 19062 | 2 | Federally-Regulated Commercial & Industrial Equipment | 01/18/2008 |  | 01/24/2011
Carrier Corp. - Syracuse | Comfortmaker | RHH102(H,L,S)******** |  | HSP-A, Single-Package Heat Pum | Heat Pump | 575 | 3 | False |  |  |  | True | Single-Speed | 100000 | 8333 | 12 | 10.8 |  |  | 100000 | 8619 | 3.4 | 3.3 |  |  |  | Federally-Regulated Commercial & Industrial Equipment | 11/30/2011 |  | 04/19/2013
McQuay International | McQuay International | DPS010AHHY4**-6 |  | HSP-A, Single-Package Heat Pum | Heat Pump | 460 | 3 | False |  |  |  | True | Variable-Speed | 121000 | 9837 | 12.3 | 10.8 |  |  | 112000 | 9325 | 3.5 | 3.3 |  |  |  | Federally-Regulated Commercial & Industrial Equipment | 08/28/2012 |  | 04/19/2013
Carrier Corp. - Syracuse | Airquest | RHS150(H,L,S)******** |  | HSP-A, Single-Package Heat Pum | Heat Pump | 460 | 3 | False |  |  |  | False | Single-Speed | 142000 | 13396 | 10.6 | 10.4 |  |  | 142000 | 13005 | 3.2 | 3.2 |  |  |  | Federally-Regulated Commercial & Industrial Equipment | 11/30/2011 |  | 12/12/2012
Lennox Industries Inc. | Lennox | CHP11-1353-5G |  | HSP-A, Single-Package Heat Pum | Heat Pump | 460 | 3 |  |  |  | No Match |  | No Match | 122000 | 14920 | 8.2 | 7.5 |  |  | 125000 | 12550 |  |  | 64000 | 9880 |  | Non Federally-Regulated | 08/30/1983 |  | 05/16/1984
Rheem Sales Company, Inc. | Ruud | UPWB-150DAS* | UHPA-150Z | HRCU-A-CB, Split System: Heat | Heat Pump | 460 | 3 |  |  |  | No Match |  | No Match | 178000 | 21710 | 8.2 | 8.2 |  |  | 176000 | 17190 |  |  | 92000 | 13480 |  | Non Federally-Regulated | 02/22/1990 |  | 07/31/1992
Carrier Corp. - Syracuse | Tempstar | RHS(243)(H,L,S)******TA |  | HSP-A, Single-Package Heat Pum | Heat Pump | 230 | 3 | False |  |  |  | True | Single-Speed | 232000 | 21886 | 10.6 | 10.4 |  |  | 220000 | 19538 | 3.3 | 3.2 |  |  |  | Federally-Regulated Commercial & Industrial Equipment | 04/21/2014 |  | 10/28/2014
Daikin Comfort Technologies Manufacturing, L.P. | Goodman | CPH120****V***A* |  | HSP-A, Single-Package Heat Pum | Both Heat Pump and Electric Re | 208 | 3 | False |  |  |  | False | Single-Speed | 116000 | 10265 | 11.3 | 10.8 |  |  | 120000 | 10343 | 3.4 | 3.3 |  |  |  | Federally-Regulated Commercial & Industrial Equipment | 04/19/2013 |  | 01/09/2014
York International | Luxaire | BADF-(T/W)120N*** |  | HSP-A, Single-Package Heat Pum | Heat Pump | 208 | 3 |  |  |  | No Match |  | No Match | 118000 | 13111 | 9 | 8.9 |  |  | 116000 | 11329 | 3 | 3 | 70000 | 10254 | 2 | Federally-Regulated Commercial & Industrial Equipment | 11/18/1999 |  | 04/13/2000
McQuay International | McQuay International | DPS010AHHE2*C-4 |  | HSP-A, Single-Package Heat Pum | Heat Pump | 230 | 3 | False |  |  |  | True | Variable-Speed | 120000 | 10000 | 12 | 10.8 |  |  | 110000 | 9426 | 3.4 | 3.3 |  |  |  | Federally-Regulated Commercial & Industrial Equipment | 08/28/2012 |  | 04/19/2013
Carrier Corp. - Syracuse | Tempstar | RHS(243)(H,L,S)******TA |  | HSP-A, Single-Package Heat Pum | Heat Pump | 208 | 3 | False |  |  |  | True | Single-Speed | 232000 | 21886 | 10.6 | 10.4 |  |  | 220000 | 19538 | 3.3 | 3.2 |  |  |  | Federally-Regulated Commercial & Industrial Equipment | 10/28/2014 |  | 10/28/2014
Goettl | American Best | HPC1201E |  | HSP-A, Single-Package Heat Pum | Heat Pump | 230 | 1 |  |  |  | No Match |  | No Match | 120000 | 11428 | 10.5 | 8.9 |  |  | 119000 | 10565 | 3.3 | 3 | 70000 | 9766 | 2.1 | Federally-Regulated Commercial & Industrial Equipment | 11/18/1999 |  | 04/13/2000
Carrier Corp. - Syracuse | Carrier | 50QD,QH0085 |  | HSP-A, Single-Package Heat Pum | Heat Pump | 208 | 3 |  |  |  | No Match |  | No Match | 87000 | 10500 | 8.3 | 8.2 |  |  | 92000 | 8700 | 3.1 |  | 52000 | 6900 | 2.2 | Non Federally-Regulated | 03/15/1989 |  | 10/10/1989
Carrier Corp. - Syracuse | Keeprite | RHS(181,183)(H,L,S)******** |  | HSP-A, Single-Package Heat Pum | Heat Pump | 230 | 3 | False |  |  |  | True | Single-Speed | 172000 | 15925 | 10.8 | 10.4 |  |  | 166000 | 14742 | 3.3 | 3.2 |  |  |  | Federally-Regulated Commercial & Industrial Equipment | 11/30/2011 |  | 12/12/2012
York International | Fraser Johnston | EASE-T120A | FCHP-S120A | HRCU-A-CB, Split System: Heat | Heat Pump | 230 | 3 |  |  |  | No Match |  | No Match | 121000 | 13444 | 9 | 8.9 |  |  | 117000 | 11420 | 3 | 3 | 63000 | 8785 | 2.1 | Non Federally-Regulated | 04/02/1993 |  | 09/02/1995
Carrier Corp. - Syracuse | Bryant Heating & Cooling Systems | 548J(P,E,T)24*********(A,B)A |  | HSP-A, Single-Package Heat Pum | Heat Pump | 460 | 3 | False |  |  |  | True | Single-Speed | 232000 | 21886 | 10.6 | 10.4 |  |  | 220000 | 19538 | 3.3 | 3.2 |  |  |  | Federally-Regulated Commercial & Industrial Equipment | 12/12/2012 |  | 04/21/2014
Carrier Corp. - Syracuse | Airquest | RHS(120,121)(H,L,S)******AA |  | HSP-A, Single-Package Heat Pum | Heat Pump | 208 | 3 | False |  |  |  | False | Single-Speed | 116000 | 10545 | 11 | 10.8 |  |  | 116000 | 9999 | 3.4 | 3.3 |  |  |  | Federally-Regulated Commercial & Industrial Equipment | 12/12/2012 |  | 10/28/2014
York International | Evcon | BA-15[E18,E36]***(T,W,X)* |  | HSP-A, Single-Package Heat Pum | Both Heat Pump and Electric Re | 230 | 3 |  |  |  |  | True | Single-Speed | 164000 | 16566 | 9.9 | 8.5 |  | 9.5 | 172000 | 15762 | 3.2 | 2.9 | 102000 | 14244 | 2.1 | Federally-Regulated Commercial & Industrial Equipment | 01/18/2008 |  | 02/24/2011
Rheem Sales Company, Inc. | Amana | LHA100A004A |  | HSP-A, Single-Package Heat Pum | Heat Pump | 460 | 3 |  |  |  | No Match |  | No Match | 120000 | 13400 | 9 | 8.9 |  |  | 126000 | 11875 | 3.1 | 3 | 67000 | 9345 | 2.1 | Non Federally-Regulated | 01/26/1993 |  | 09/02/1995
Carrier Corp. - Syracuse | Carrier | 50HJQ012--52/62 |  | HSP-A, Single-Package Heat Pum | Heat Pump | 460 | 3 |  |  |  | No Match |  | No Match | 115000 | 11386 | 10.1 | 8.9 |  | 10.4 | 110000 | 9766 | 3.3 | 3 | 58000 | 8944 | 1.9 | Federally-Regulated Commercial & Industrial Equipment | 07/31/2002 |  | 09/25/2002
Carrier Corp. - Syracuse | Keeprite | RHS090(L,S)******AA |  | HSP-A, Single-Package Heat Pum | Heat Pump | 460 | 3 | False |  |  |  | False | Single-Speed | 88000 | 7857 | 11.2 | 10.8 |  |  | 86000 | 7413 | 3.4 | 3.3 |  |  |  | Federally-Regulated Commercial & Industrial Equipment | 10/28/2014 |  | 10/28/2014
Carrier Corp. - Syracuse | Arcoaire | RHS102H******TA |  | HSP-A, Single-Package Heat Pum | Heat Pump | 208 | 3 | False |  |  |  | False | Single-Speed | 98000 | 8521 | 11.5 | 10.8 |  |  | 94000 | 8348 | 3.3 | 3.3 |  |  |  | Federally-Regulated Commercial & Industrial Equipment | 12/12/2012 |  | 10/28/2014
Carrier Corp. - Syracuse | Carrier | 38AQS0085/6 | 40RMQ0085/6GC | HRCU-A-CB, Split System: Heat | Heat Pump | 208 | 3 |  |  |  | No Match |  | No Match | 86000 | 8775 | 9.8 | 8.9 |  |  | 83000 | 8108 | 3 | 3 | 46000 | 6740 | 2 | Federally-Regulated Commercial & Industrial Equipment | 08/21/1998 |  | 10/02/1998
Rheem Sales Company, Inc. | Ruud | UPWC-075CAS* | UHGF-100Z | HRCU-A-CB, Split System: Heat | Heat Pump | 208 | 3 |  |  |  | No Match |  | No Match | 92000 | 9570 | 9.6 | 8.9 |  |  | 88000 | 8000 | 3.2 | 3 | 48000 | 6750 | 2.1 | Non Federally-Regulated | 01/26/1993 |  | 09/02/1995
Carrier Corp. - Syracuse | Comfortmaker | RHH(120,121)(H,L,S)******TA |  | HSP-A, Single-Package Heat Pum | Heat Pump | 575 | 3 | False |  |  |  | True | Single-Speed | 119000 | 9674 | 12.3 | 10.8 |  |  | 116000 | 9713 | 3.5 | 3.3 |  |  |  | Federally-Regulated Commercial & Industrial Equipment | 12/12/2012 |  | 10/28/2014
Carrier Corp. - Syracuse | Keeprite | RHS18*(H,L,S)0******A |  | HSP-A, Single-Package Heat Pum | Heat Pump | 575 | 3 | False |  |  |  | True | Single-Speed | 172000 | 15925 | 10.8 | 10.4 |  |  | 220000 | 19538 | 3.3 | 3.2 |  |  |  | Federally-Regulated Commercial & Industrial Equipment | 03/10/2011 |  | 12/12/2012
Carrier Corp. - Syracuse | Comfortmaker | RHH102(H,L,S)******AA |  | HSP-A, Single-Package Heat Pum | Heat Pump | 230 | 3 | False |  |  |  | True | Single-Speed | 100000 | 8333 | 12 | 10.8 |  |  | 100000 | 8619 | 3.4 | 3.3 |  |  |  | Federally-Regulated Commercial & Industrial Equipment | 12/12/2012 |  | 10/28/2014
Carrier Corp. - Syracuse | Payne | 541AE090 | 517A090 | HRCU-A-CB, Split System: Heat | Heat Pump | 460 | 3 |  |  |  | No Match |  | No Match | 88000 | 10700 | 8.2 |  |  |  | 87000 | 9800 |  |  | 47000 | 7300 | 1.9 | Non Federally-Regulated | 05/11/1988 |  | 03/15/1989
Carrier Corp. - Syracuse | Comfortmaker | RHS090H******AA |  | HSP-A, Single-Package Heat Pum | Heat Pump | 230 | 3 | False |  |  |  | False | Single-Speed | 88000 | 7857 | 11.2 | 10.8 |  |  | 86000 | 7413 | 3.4 | 3.3 |  |  |  | Federally-Regulated Commercial & Industrial Equipment | 12/12/2012 |  | 10/28/2014
Trane U.S. Inc. | American Standard, Inc. | WCD075A300A |  | HSP-A, Single-Package Heat Pum | Heat Pump | 230 | 3 |  |  |  | No Match |  | No Match | 71000 | 8300 | 8.6 | 8.2 |  |  | 71000 | 7170 |  |  | 33000 | 5090 |  | Non Federally-Regulated | 10/10/1989 |  | 02/22/1990
Carrier Corp. - Syracuse | Airquest | RHS(120,121)(H,L,S)******TA |  | HSP-A, Single-Package Heat Pum | Heat Pump | 208 | 3 | False |  |  |  | False | Single-Speed | 116000 | 10545 | 11 | 10.8 |  |  | 116000 | 9999 | 3.4 | 3.3 |  |  |  | Federally-Regulated Commercial & Industrial Equipment | 12/12/2012 |  | 10/28/2014
York International | Evcon | XA-06[C,E]***(T,W,X)***6 |  | HSP-A, Single-Package Heat Pum | Both Heat Pump and Electric Re | 230 | 3 | False |  |  |  | True | Single-Speed | 78000 | 6782 | 11.5 | 10.8 |  |  | 75000 | 6561 | 3.4 | 3.3 |  |  |  | Federally-Regulated Commercial & Industrial Equipment | 04/19/2013 |  | 01/09/2014
International Comfort Products | Airquest | PH*120N2HA |  | HSP-A, Single-Package Heat Pum | Heat Pump | 208 | 3 |  |  |  | No Match |  | No Match | 123000 | 13516 | 9.1 | 8.9 |  | 9.5 | 123000 | 11628 | 3.1 | 3 | 71000 | 10404 | 2 | Federally-Regulated Commercial & Industrial Equipment | 02/03/1998 |  | 03/31/1998
York International | Coleman | EASE-T,W,X180 | FAHP-S180 | HRCU-A-CB, Split System: Heat | Heat Pump | 208 | 3 |  |  |  |  | True | Single-Speed | 166000 | 19080 | 8.7 | 8.5 |  | 9.5 | 184000 | 17986 | 3 | 2.9 | 121000 | 16129 | 2.2 | Federally-Regulated Commercial & Industrial Equipment | 01/18/2008 |  | 01/24/2011
Borg Warner | Fraser Johnston | BAHT-T120A |  | HSP-A, Single-Package Heat Pum | Heat Pump | 460 | 3 |  |  |  | No Match |  | No Match | 121000 | 13050 | 8.2 | 8.2 |  |  | 126000 | 11250 | 3.3 |  | 76000 | 7980 | 2.8 | Non Federally-Regulated | 05/16/1984 |  | 06/11/1985
Carrier Corp. - Syracuse | Carrier | 50TJQ00750/60 |  | HSP-A, Single-Package Heat Pum | Heat Pump | 208 | 3 |  |  |  | No Match |  | No Match | 70000 | 7734 | 9.1 | 8.9 |  |  | 72000 | 6594 | 3.2 | 3 | 38000 | 5740 | 1.9 | Federally-Regulated Commercial & Industrial Equipment | 03/31/1998 |  | 05/09/1998
Borg Warner | Fraser Johnston | BAHT-T120A |  | HSP-A, Single-Package Heat Pum | Heat Pump | 230 | 3 |  |  |  | No Match |  | No Match | 119000 | 12625 | 8.3 | 8.2 |  |  | 124000 | 10950 | 3.3 |  | 75000 | 7980 | 2.8 | Non Federally-Regulated | 05/16/1984 |  | 06/11/1985
Lennox Industries Inc. | Lennox | CHP16-1353-5Y |  | HSP-A, Single-Package Heat Pum | Heat Pump | 208 | 3 |  |  |  | No Match |  | No Match | 117000 | 13146 | 8.9 | 8.9 |  |  | 119000 | 11424 | 3 | 3 | 64000 | 9377 | 2 | Non Federally-Regulated | 07/31/1992 |  | 08/22/1994
Carrier Corp. - Syracuse | ICP Commercial | RHS(240,243)(H,L,S)******** |  | HSP-A, Single-Package Heat Pum | Heat Pump | 575 | 3 | False |  |  |  | True | Single-Speed | 232000 | 21886 | 10.6 | 10.4 |  |  | 220000 | 19538 | 3.3 | 3.2 |  |  |  | Federally-Regulated Commercial & Industrial Equipment | 11/30/2011 |  | 12/12/2012
Inter-City Products Corp. | Comfortmaker | YA100H* | DB100D3*** | HRCU-A-C, Split System: Heat P | Heat Pump | 230 | 3 |  |  |  | No Match |  | No Match | 118000 | 12967 | 9.1 | 8.9 |  |  | 120000 | 11719 | 3 | 3 | 70000 | 9766 | 2.1 | Federally-Regulated Commercial & Industrial Equipment | 04/20/1994 |  | 09/02/1995
York International | Fraser Johnston | PJ180C00A*(2,4,5)***** | NJ180C00*(5,6)****** | HRCU-A-CB, Split System: Heat | Heat Pump | 230 | 3 |  |  |  |  | True | Single-Speed | 180000 | 16981 | 10.6 | 8.5 |  |  | 168000 | 14490 | 3.4 | 2.9 |  |  |  | Federally-Regulated Commercial & Industrial Equipment | 07/16/2009 |  | 01/24/2011
York International | Fraser Johnston | BCCB-T/-W090 |  | HSP-A, Single-Package Heat Pum | Heat Pump | 208 | 3 |  |  |  | No Match |  | No Match | 87000 | 9666 | 9 | 8.9 |  | 9.6 | 89000 | 8694 | 3 | 3 | 49000 | 7180 | 2 | Federally-Regulated Commercial & Industrial Equipment | 10/02/1998 |  | 08/17/1999
Trane U.S. Inc. | Trane | TWA120A300C* | TWE120A300C* | HRCU-A-CB, Split System: Heat | Heat Pump | 208 | 3 |  |  |  | No Match |  | No Match | 117000 | 13146 | 8.9 | 8.9 |  |  | 119000 | 11622 | 3 | 3 | 64000 | 8929 | 2.1 | Federally-Regulated Commercial & Industrial Equipment | 11/18/1999 |  | 11/21/2000
Carrier Corp. | Carrier | 50EQ028---5**** |  | HSP-A, Single-Package Heat Pum | Heat Pump | 208 | 3 |  |  |  | No Match |  | No Match | 248000 | 29100 | 8.5 |  |  | 7.8 | 268000 | 26200 | 3 |  | 130000 | 19500 | 2 | Voluntarily Certified | 03/22/1993 |  | 04/07/1996
Lennox Industries Inc. | Lennox | DSSP1-260 | BWV180B | HSP-A, Single-Package Heat Pum | Heat Pump | 460 | 3 |  |  |  | No Match |  | No Match | 241000 | 30900 | 8.3 | 7.5 |  |  | 232600 | 23500 |  |  | 97000 | 15200 |  | Non Federally-Regulated | 01/05/1982 |  | 08/30/1983
Carrier Corp. - Syracuse | Airquest | RHH102(H,L,S)******AA |  | HSP-A, Single-Package Heat Pum | Heat Pump | 208 | 3 | False |  |  |  | True | Single-Speed | 100000 | 8333 | 12 | 10.8 |  |  | 100000 | 8619 | 3.4 | 3.3 |  |  |  | Federally-Regulated Commercial & Industrial Equipment | 10/28/2014 |  | 10/28/2014
Rheem Sales Company, Inc. | Century | HR100-3SZ | AHH100-Z | HRCU-A-CB, Split System: Heat | Heat Pump | 208 | 3 |  |  |  | No Match |  | No Match | 116000 | 13033 | 8.9 | 8.9 |  |  | 125000 | 11814 | 3.1 | 3 | 68000 | 9487 | 2.1 | Federally-Regulated Commercial & Industrial Equipment | 07/31/2002 |  | 01/18/2008
McQuay International | McQuay International | DPS012AHHW2*C-4 |  | HSP-A, Single-Package Heat Pum | Heat Pump | 230 | 3 | False |  |  |  | True | Variable-Speed | 144000 | 12307 | 11.7 | 10.4 |  |  | 138000 | 11392 | 3.6 | 3.2 |  |  |  | Federally-Regulated Commercial & Industrial Equipment | 03/02/2012 |  | 08/28/2012
Carrier Corp. - Syracuse | ICP Commercial | CHS180(H,L,S)D* | FHS180(M,S,H,L)A*A* | HRCU-A-CB, Split System: Heat | Heat Pump | 208 | 3 |  |  |  |  | True | Single-Speed | 178000 | 16792 | 10.6 | 10.4 |  |  | 178000 | 15343 | 3.4 | 3.2 |  |  |  | Federally-Regulated Commercial & Industrial Equipment | 03/10/2011 |  | 12/12/2012
Carrier Corp. - Syracuse | Keeprite | RHS(181,183)(H,L,S)******AA |  | HSP-A, Single-Package Heat Pum | Heat Pump | 230 | 3 | False |  |  |  | True | Single-Speed | 172000 | 15925 | 10.8 | 10.4 |  |  | 166000 | 14742 | 3.3 | 3.2 |  |  |  | Federally-Regulated Commercial & Industrial Equipment | 05/09/2013 |  | 08/28/2014
Trane U.S. Inc. | Trane | 2TWA0072A4 | TWE090A | HRCU-A-CB, Split System: Heat | Heat Pump | 460 | 3 |  |  |  | No Match |  | No Match | 70000 | 6603 | 10.6 | 8.9 |  |  | 64500 | 5558 | 3.4 | 3 | 41000 | 4805 | 2.5 | Federally-Regulated Commercial & Industrial Equipment | 11/19/2002 |  | 06/19/2003
York International | York | E2FB120A25,46 | F4EH120A33 | HRCU-A-CB, Split System: Heat | Heat Pump | 460 | 3 |  |  |  |  | True | Single-Speed | 118000 | 12553 | 9.4 | 8.9 |  | 0 | 111000 | 10500 | 3.1 | 3 | 71000 | 9053 | 2.3 | Federally-Regulated Commercial & Industrial Equipment | 01/18/2008 |  | 02/24/2011
Trane U.S. Inc. | Trane Unitary Products Group | 4TWB3048B1 (2) | TWE090E3**A* | HRCU-A-CB, Split System: Heat | Heat Pump | 200 | 1 |  |  |  |  | True | Single-Speed | 90000 | 8181 | 11 | 10.8 |  |  | 90000 | 7992 | 3.3 | 3.3 |  |  |  | Federally-Regulated Commercial & Industrial Equipment | 11/30/2011 |  | 08/28/2014
Carrier Corp. | Carrier | 38QP028 | 40RR034 | HRCU-A-CB, Split System: Heat | Heat Pump | 208 | 3 |  |  |  | No Match |  | No Match | 273000 | 31400 | 8.7 |  |  | 10.6 | 274000 | 27900 | 2.9 |  | 140000 | 18700 | 2.2 | Voluntarily Certified | 12/22/1992 |  | 03/08/1996
York International | Coleman | PH090C00A*(2,4,5)***** | NH090C00*(5,6)****** | HRCU-A-CB, Split System: Heat | Heat Pump | 230 | 3 |  |  |  |  | True | Single-Speed | 92000 | 8364 | 11 | 8.9 |  |  | 82000 | 7287 | 3.3 | 3 |  |  |  | Federally-Regulated Commercial & Industrial Equipment | 07/16/2009 |  | 01/09/2014
BDP Co. | Payne | 541AE090 | 517A090 | HRCU-A-CB, Split System: Heat | Heat Pump | 460 | 3 |  |  |  | No Match |  | No Match | 88000 | 10700 | 8.2 | 8.2 |  |  | 87000 | 9800 |  |  | 47000 | 7300 | 1.9 | Non Federally-Regulated | 06/11/1985 |  | 08/29/1986
York International | York | E1CH090A46 | FZEH090A33 | HRCU-A-CB, Split System: Heat | Heat Pump | 460 | 3 |  |  |  | No Match |  | No Match | 93000 | 10941 | 8.5 |  |  |  | 103000 | 9434 | 3.2 |  | 59000 | 6917 | 2.5 | Non Federally-Regulated | 05/11/1988 |  | 03/15/1989
Borg Warner | Moncrief | BAHT-T120A |  | HSP-A, Single-Package Heat Pum | Heat Pump | 460 | 3 |  |  |  | No Match |  | No Match | 121000 | 13050 | 8.2 | 8.2 |  |  | 126000 | 11250 | 3.3 |  | 76000 | 7980 | 2.8 | Non Federally-Regulated | 06/11/1985 |  | 05/11/1988
Carrier Corp. - Syracuse | ICP Commercial | RHH090(H,L,S)******TA |  | HSP-A, Single-Package Heat Pum | Heat Pump | 208 | 3 | False |  |  |  | True | Single-Speed | 90000 | 7438 | 12.1 | 10.8 |  |  | 84000 | 7033 | 3.5 | 3.3 |  |  |  | Federally-Regulated Commercial & Industrial Equipment | 12/12/2012 |  | 10/28/2014
Trane U.S. Inc. | American Standard, Inc. | TWA120A400A | TWE120A400A | HRCU-A-CB, Split System: Heat | Heat Pump | 460 | 3 |  |  |  | No Match |  | No Match | 119000 | 13680 | 8.7 | 8.2 |  |  | 120000 | 11720 |  |  | 64000 | 8530 |  | Non Federally-Regulated | 02/22/1990 |  | 07/31/1992
Trane U.S. Inc. | Trane | WCH180B30*F* |  | HSP-A, Single-Package Heat Pum | Heat Pump | 208 | 3 |  |  |  | No Match |  | No Match | 174000 | 18315 | 9.5 | 8.5 |  | 10 | 160000 | 15122 | 3.1 | 2.9 | 88000 | 12891 | 2 | Federally-Regulated Commercial & Industrial Equipment | 11/21/2001 |  | 07/18/2002
Trane U.S. Inc. | American Standard, Inc. | TWA090A400A | TWE090A400A | HRCU-A-CB, Split System: Heat | Heat Pump | 460 | 3 |  |  |  | No Match |  | No Match | 88000 | 10230 | 8.6 | 8.2 |  |  | 85000 | 8300 |  |  | 44000 | 6380 |  | Non Federally-Regulated | 02/22/1990 |  | 07/31/1992
International Comfort Products | Heil | NCHR10H001C | NEMR10M030A | HRCU-A-CB, Split System: Heat | Heat Pump | 208 | 3 |  |  |  | No Match |  | No Match | 122000 | 13555 | 9 | 8.9 |  |  | 123000 | 11628 | 3.1 | 3 | 68000 | 9490 | 2.1 | Federally-Regulated Commercial & Industrial Equipment | 02/03/1998 |  | 03/31/1998
Carrier Corp. - Syracuse | Tempstar | RHH090(H,L,S)******TA |  | HSP-A, Single-Package Heat Pum | Heat Pump | 230 | 3 | False |  |  |  | True | Single-Speed | 90000 | 7438 | 12.1 | 10.8 |  |  | 84000 | 7033 | 3.5 | 3.3 |  |  |  | Federally-Regulated Commercial & Industrial Equipment | 10/28/2014 |  | 10/28/2014
Trane U.S. Inc. | American Standard, Inc. | 4A6H3048B1 | TWE090E1**A* | HRCU-A-CB, Split System: Heat | Heat Pump | 200 | 1 |  |  |  |  | True | Single-Speed | 90000 | 7964 | 11.3 | 10.8 |  |  | 90000 | 7757 | 3.4 | 3.3 |  |  |  | Federally-Regulated Commercial & Industrial Equipment | 08/24/2011 |  | 10/05/2011
Carrier Corp. - Syracuse | Carrier | 50TJQ00950/60 |  | HSP-A, Single-Package Heat Pum | Heat Pump | 460 | 3 |  |  |  | No Match |  | No Match | 96000 | 10786 | 8.9 | 8.9 |  | 8.9 | 93000 | 8792 | 3.1 | 3 | 43000 | 7327 | 1.7 | Federally-Regulated Commercial & Industrial Equipment | 03/31/1998 |  | 05/09/1998
International Comfort Products | Heil | NRHR10LP30B |  | HSP-A, Single-Package Heat Pum | Heat Pump | 460 | 3 |  |  |  | No Match |  | No Match | 120000 | 13483 | 8.9 | 8.9 |  | 10.3 | 126000 | 12309 | 3 | 3 | 67000 | 9350 | 2.1 | Federally-Regulated Commercial & Industrial Equipment | 03/31/1998 |  | 05/09/1998
Carrier Corp. - Syracuse | Tempstar | RHS(240,243)(H,L,S)******TA |  | HSP-A, Single-Package Heat Pum | Heat Pump | 208 | 3 | False |  |  |  | True | Single-Speed | 232000 | 21886 | 10.6 | 10.4 |  |  | 220000 | 19538 | 3.3 | 3.2 |  |  |  | Federally-Regulated Commercial & Industrial Equipment | 12/12/2012 |  | 04/21/2014
Daikin Comfort Technologies Manufacturing, L.P. | Daikin U.S. Corp. | DCH120****B***A* |  | HSP-A, Single-Package Heat Pum | Both Heat Pump and Electric Re | 208 | 3 | False |  |  |  | False | Single-Speed | 118000 | 10260 | 11.5 | 10.8 |  |  | 120000 | 10343 | 3.4 | 3.3 |  |  |  | Federally-Regulated Commercial & Industrial Equipment | 07/18/2013 |  | 01/09/2014
McQuay International | McQuay International | DPS006AHHW2**-6 |  | HSP-A, Single-Package Heat Pum | Heat Pump | 208 | 3 | False |  |  |  | True | Variable-Speed | 70000 | 6194 | 11.3 | 10.8 |  |  | 72000 | 5197 | 4.1 | 3.3 |  |  |  | Federally-Regulated Commercial & Industrial Equipment | 03/02/2012 |  | 08/28/2012
Carrier Corp. - Syracuse | Payne | 542EP120031 |  | HSP-A, Single-Package Heat Pum | Heat Pump | 208 | 3 |  |  |  | No Match |  | No Match | 120000 | 14700 | 8.2 |  |  |  | 120000 | 12200 |  |  | 65000 | 9200 |  | Non Federally-Regulated | 05/11/1988 |  | 03/15/1989
Rheem Sales Company, Inc. | Rheem | UPWA-075DAS | UHPA-075GA | HRCU-A-CB, Split System: Heat | Heat Pump | 460 | 3 |  |  |  | No Match |  | No Match | 90000 | 11300 | 8 | 7.5 |  |  | 90000 | 8800 |  |  | 51000 | 6900 |  | Non Federally-Regulated | 09/08/1982 |  | 08/30/1983
York International | Coleman | PH120C00A*(2,4,5)***** | NH120C00*(5,6)****** | HRCU-A-CB, Split System: Heat | Heat Pump | 575 | 3 |  |  |  |  | True | Single-Speed | 124000 | 11273 | 11 | 8.9 |  |  | 109000 | 9686 | 3.3 | 3 |  |  |  | Federally-Regulated Commercial & Industrial Equipment | 07/16/2009 |  | 01/09/2014
Carrier Corp. - Syracuse | Arcoaire | RHS150(H,L,S)******TA |  | HSP-A, Single-Package Heat Pum | Heat Pump | 208 | 3 | False |  |  |  | False | Single-Speed | 142000 | 13396 | 10.6 | 10.4 |  |  | 142000 | 13005 | 3.2 | 3.2 |  |  |  | Federally-Regulated Commercial & Industrial Equipment | 12/12/2012 |  | 10/28/2014
York International | Fraser Johnston | BA-12[C,E]***(T,W,X)* |  | HSP-A, Single-Package Heat Pum | Both Heat Pump and Electric Re | 230 | 3 |  |  |  |  | False | Single-Speed | 144000 | 15484 | 9.3 | 8.5 |  | 9.7 | 142000 | 13433 | 3.1 | 2.9 | 91000 | 12708 | 2.1 | Federally-Regulated Commercial & Industrial Equipment | 01/18/2008 |  | 02/24/2011
Carrier Corp. - Syracuse | Bryant Heating & Cooling Systems | 548JP08*********(A,B)A |  | HSP-A, Single-Package Heat Pum | Heat Pump | 230 | 3 | False |  |  |  | False | Single-Speed | 88000 | 7857 | 11.2 | 10.8 |  |  | 86000 | 7413 | 3.4 | 3.3 |  |  |  | Federally-Regulated Commercial & Industrial Equipment | 10/28/2014 |  | 04/21/2015
Carrier Corp. - Syracuse | Tempstar | RHS(243)(H,L,S)******TA |  | HSP-A, Single-Package Heat Pum | Heat Pump | 575 | 3 | False |  |  |  | True | Single-Speed | 232000 | 21886 | 10.6 | 10.4 |  |  | 220000 | 19538 | 3.3 | 3.2 |  |  |  | Federally-Regulated Commercial & Industrial Equipment | 04/21/2014 |  | 10/28/2014
Carrier Corp. - Syracuse | ICP Commercial | RHH072(H,L,S)******** |  | HSP-A, Single-Package Heat Pum | Heat Pump | 460 | 3 | False |  |  |  | True | Single-Speed | 72000 | 6000 | 12 | 10.8 |  |  | 70000 | 6033 | 3.4 | 3.3 |  |  |  | Federally-Regulated Commercial & Industrial Equipment | 10/28/2014 |  | 10/28/2014
Trane U.S. Inc. | Trane | WCH120B40*E* |  | HSP-A, Single-Package Heat Pum | Heat Pump | 460 | 3 |  |  |  | No Match |  | No Match | 124000 | 12916 | 9.6 | 8.9 |  | 9.7 | 110000 | 10743 | 3 | 3 | 59000 | 8643 | 2 | Federally-Regulated Commercial & Industrial Equipment | 05/22/2000 |  | 07/18/2002
Rheem Sales Company, Inc. | Heil Quaker | NRHR92HP15A |  | HSP-A, Single-Package Heat Pum | Heat Pump | 208 | 3 |  |  |  | No Match |  | No Match | 92000 | 10500 | 8.8 |  |  |  | 94000 | 9160 |  |  | 52000 | 7190 |  | Non Federally-Regulated | 05/11/1988 |  | 03/15/1989
Rheem Sales Company, Inc. | Addison Products | RHB10T-3 | AH10T3/4K | HRCU-A-CB, Split System: Heat | Heat Pump | 208 | 3 |  |  |  | No Match |  | No Match | 118000 | 14390 | 8.2 |  |  |  | 118000 | 14390 | 2.4 |  | 60000 | 8790 | 2 | Non Federally-Regulated | 05/11/1988 |  | 03/15/1989
Trane U.S. Inc. | Trane | WCD120B30*E* |  | HSP-A, Single-Package Heat Pum | Heat Pump | 230 | 3 |  |  |  | No Match |  | No Match | 117000 | 12717 | 9.2 | 8.9 |  | 9.4 | 119000 | 11622 | 3 | 3 | 61000 | 8936 | 2 | Federally-Regulated Commercial & Industrial Equipment | 07/31/2002 |  | 09/25/2002
Carrier Corp. - Syracuse | Heil | RHH090(H,L,S)******** |  | HSP-A, Single-Package Heat Pum | Heat Pump | 460 | 3 | False |  |  |  | True | Single-Speed | 90000 | 7438 | 12.1 | 10.8 |  |  | 84000 | 7033 | 3.5 | 3.3 |  |  |  | Federally-Regulated Commercial & Industrial Equipment | 11/30/2011 |  | 12/12/2012
Carrier Corp. - Syracuse | Bryant Heating & Cooling Systems | 549J(P,E,T)12*********(A,B)A |  | HSP-A, Single-Package Heat Pum | Heat Pump | 230 | 3 | False |  |  |  | True | Single-Speed | 119000 | 9674 | 12.3 | 10.8 |  |  | 116000 | 9713 | 3.5 | 3.3 |  |  |  | Federally-Regulated Commercial & Industrial Equipment | 12/12/2012 |  | 04/21/2015
York International | Coleman | EBSE-T,W,X120 | FDHP-S120 | HRCU-A-CB, Split System: Heat | Heat Pump | 208 | 3 |  |  |  |  | True | Single-Speed | 118000 | 12553 | 9.4 | 8.9 |  | 0 | 111000 | 10500 | 3.1 | 3 | 71000 | 9053 | 2.3 | Federally-Regulated Commercial & Industrial Equipment | 01/18/2008 |  | 02/24/2011
Lennox Industries Inc. | Armstrong | LHA120H* |  | HSP-A, Single-Package Heat Pum | Heat Pump | 208 | 3 |  |  |  | No Match |  | No Match | 118000 | 11456 | 10.3 | 8.9 |  | 11.3 | 120000 | 10657 | 3.3 | 3 | 72000 | 10048 | 2.1 | Federally-Regulated Commercial & Industrial Equipment | 02/03/1998 |  | 03/31/1998
Carrier Corp. - Syracuse | Keeprite | RHS(181,183)(H,L,S)******AC |  | HSP-A, Single-Package Heat Pum | Heat Pump | 208 | 3 | False |  |  |  | True | Single-Speed | 172000 | 15925 | 10.8 | 10.4 |  |  | 220000 | 19538 | 3.3 | 3.2 |  |  |  | Federally-Regulated Commercial & Industrial Equipment | 10/28/2014 |  | 10/28/2014
Trane U.S. Inc. | American Standard, Inc. | WCD240B30*E* |  | HSP-A, Single-Package Heat Pum | Heat Pump | 208 | 3 |  |  |  | No Match |  | No Match | 230000 | 26744 | 8.6 | 8.5 |  | 8.7 | 236000 | 22312 | 3.1 | 2.9 | 128000 | 17864 | 2.1 | Federally-Regulated Commercial & Industrial Equipment | 03/31/1998 |  | 05/09/1998
Carrier Corp. - Syracuse | Carrier | 50QD,QH0086 |  | HSP-A, Single-Package Heat Pum | Heat Pump | 460 | 3 |  |  |  | No Match |  | No Match | 87000 | 10500 | 8.3 |  |  |  | 92000 | 8700 | 3.1 |  | 52000 | 6900 | 2.2 | Non Federally-Regulated | 05/11/1988 |  | 03/15/1989
Carrier Corp. - Syracuse | Carrier | 38AQ0166 + 38AQ0166 | 40RR034 | HRCU-A-CB, Split System: Heat | Heat Pump | 460 | 3 |  |  |  | No Match |  | No Match | 316512 | 40828 | 7.8 |  |  |  | 339600 | 34888 |  |  | 194998 | 27708 |  | Non Federally-Regulated | 06/11/1985 |  | 03/15/1989
Rheem Sales Company, Inc. | Heil Quaker | NCHR20H001B | NEPR20N020B | HRCU-A-CB, Split System: Heat | Heat Pump | 230 | 3 |  |  |  | No Match |  | No Match | 234000 | 28540 | 8.2 |  |  |  | 234000 | 24490 |  |  | 119000 | 17430 |  | Non Federally-Regulated | 08/29/1986 |  | 05/11/1988
Carrier Corp. - Syracuse | Comfortmaker | RHH102(H,L,S)******AA |  | HSP-A, Single-Package Heat Pum | Heat Pump | 575 | 3 | False |  |  |  | True | Single-Speed | 100000 | 8333 | 12 | 10.8 |  |  | 100000 | 8619 | 3.4 | 3.3 |  |  |  | Federally-Regulated Commercial & Industrial Equipment | 12/12/2012 |  | 10/28/2014
Rheem Sales Company, Inc. | Ruud | UJMB-A090D |  | HSP-A, Single-Package Heat Pum | Heat Pump | 460 | 3 |  |  |  | No Match |  | No Match | 92000 | 9108 | 10.1 | 8.9 |  | 11.5 | 92000 | 8423 | 3.2 | 3 | 52000 | 6925 | 2.2 | Federally-Regulated Commercial & Industrial Equipment | 11/21/2001 |  | 07/18/2002
Rheem Sales Company, Inc. | Weatherking | WPDC-101C |  | HSP-A, Single-Package Heat Pum | Heat Pump | 208 | 3 |  |  |  | No Match |  | No Match | 120000 | 13483 | 8.9 | 8.9 |  | 10.3 | 126000 | 12309 | 3 | 3 | 67000 | 9350 | 2.1 | Federally-Regulated Commercial & Industrial Equipment | 12/14/1998 |  | 08/18/1999
Daikin Comfort Technologies Manufacturing, L.P. | Goodman | CPH120****V***A* |  | HSP-A, Single-Package Heat Pum | Both Heat Pump and Electric Re | 460 | 3 | False |  |  |  | False | Single-Speed | 116000 | 10265 | 11.3 | 10.8 |  |  | 120000 | 10343 | 3.4 | 3.3 |  |  |  | Federally-Regulated Commercial & Industrial Equipment | 04/19/2013 |  | 01/09/2014
Lennox Industries Inc. | Lennox | CHP11-1353-3Q |  | HSP-A, Single-Package Heat Pum | Heat Pump | 230 | 3 |  |  |  | No Match |  | No Match | 122000 | 15200 | 8 | 7.5 |  |  | 125000 | 12600 | 2.9 |  | 64000 | 10400 |  | Non Federally-Regulated | 09/08/1982 |  | 08/30/1983
Carrier Corp. - Syracuse | Arcoaire | RHH090(H,L,S)******AA |  | HSP-A, Single-Package Heat Pum | Heat Pump | 208 | 3 | False |  |  |  | True | Single-Speed | 90000 | 7438 | 12.1 | 10.8 |  |  | 84000 | 7033 | 3.5 | 3.3 |  |  |  | Federally-Regulated Commercial & Industrial Equipment | 10/28/2014 |  | 10/28/2014
Carrier Corp. - Syracuse | Day & Night | RHS102(L,S)******** |  | HSP-A, Single-Package Heat Pum | Heat Pump | 575 | 3 | False |  |  |  | False | Single-Speed | 99000 | 8839 | 11.2 | 10.8 |  |  | 96000 | 8525 | 3.3 | 3.3 |  |  |  | Federally-Regulated Commercial & Industrial Equipment | 11/30/2011 |  | 12/12/2012
Lennox Industries Inc. | Lennox | CHP11-1853-2G |  | HSP-A, Single-Package Heat Pum | Heat Pump | 460 | 3 |  |  |  | No Match |  | No Match | 180000 | 22000 | 8.2 |  |  |  | 185000 | 19300 |  |  | 108000 | 15200 |  | Non Federally-Regulated | 06/11/1985 |  | 03/15/1989
GE Appliances, a Haier company | General Electric | BWA120C3 | BWE120C | HRCU-A-CB, Split System: Heat | Heat Pump | 230 | 3 |  |  |  | No Match |  | No Match | 117000 | 14700 | 8 | 7.5 |  |  | 120000 | 12300 |  |  | 58000 | 9300 |  | Non Federally-Regulated | 01/05/1982 |  | 09/03/2015
Trane U.S. Inc. | General Electric | BWC090F3F |  | HSP-A, Single-Package Heat Pum | Heat Pump | 200 | 3 |  |  |  | No Match |  | No Match | 90000 | 10100 | 8.9 | 8.2 |  |  | 85000 | 8600 |  |  | 44000 | 6800 |  | Non Federally-Regulated | 06/11/1985 |  | 05/11/1988
Carrier Corp. - Syracuse | Heil | RHS(181,183)(H,L,S)******TC |  | HSP-A, Single-Package Heat Pum | Heat Pump | 230 | 3 | False |  |  |  | True | Single-Speed | 172000 | 15925 | 10.8 | 10.4 |  |  | 166000 | 14742 | 3.3 | 3.2 |  |  |  | Federally-Regulated Commercial & Industrial Equipment | 01/09/2014 |  | 10/28/2014
Carrier Corp. - Syracuse | Arcoaire | RHS102(L,S)******** |  | HSP-A, Single-Package Heat Pum | Heat Pump | 460 | 3 | False |  |  |  | False | Single-Speed | 99000 | 8839 | 11.2 | 10.8 |  |  | 96000 | 8525 | 3.3 | 3.3 |  |  |  | Federally-Regulated Commercial & Industrial Equipment | 11/30/2011 |  | 12/12/2012
Trane U.S. Inc. | American Standard, Inc. | WCD240B400B |  | HSP-A, Single-Package Heat Pum | Heat Pump | 460 | 3 |  |  |  | No Match |  | No Match | 230000 | 26750 | 8.6 |  |  |  | 236000 | 22300 | 3 |  | 128000 | 17850 | 2.1 | Federally-Regulated Commercial & Industrial Equipment | 01/27/1992 |  | 07/22/1992
York International | Johnson Controls | J07EA0C***(2,4,5)* | J07FAC***(6)* | HRCU-A-CB, Split System: Heat | Both Heat Pump and Electric Re | 230 | 3 |  |  |  |  | True | Single-Speed | 90000 | 8443 | 10.7 | 8.9 |  |  | 88000 | 8065 | 3.2 | 3 |  |  |  | Federally-Regulated Commercial & Industrial Equipment | 08/27/2008 |  | 02/24/2011
Carrier Corp. - Syracuse | Carrier | 50TJQ01250/60 |  | HSP-A, Single-Package Heat Pum | Heat Pump | 460 | 3 |  |  |  | No Match |  | No Match | 112000 | 12444 | 9 | 8.9 |  | 9 | 105000 | 9926 | 3.1 | 3 | 53000 | 8726 | 1.8 | Federally-Regulated Commercial & Industrial Equipment | 03/31/1998 |  | 05/09/1998
Rheem Sales Company, Inc. | Ruud | UPDC-100D* |  | HSP-A, Single-Package Heat Pum | Heat Pump | 460 | 3 |  |  |  | No Match |  | No Match | 120000 | 13665 | 8.8 | 8.2 |  |  | 126000 | 11875 | 3.1 |  | 67000 | 9345 | 2.1 | Non Federally-Regulated | 03/15/1989 |  | 10/10/1989
Carrier Corp. - Syracuse | Airquest | CHS180(H,L,S)D* | FHS180(M,S,H,L)**A2* | HRCU-A-CB, Split System: Heat | Heat Pump | 208 | 3 |  |  |  |  | True | Single-Speed | 178000 | 16792 | 10.6 | 10.4 |  |  | 178000 | 15343 | 3.4 | 3.2 |  |  |  | Federally-Regulated Commercial & Industrial Equipment | 07/18/2013 |  | 10/28/2014
Carrier Corp. - Syracuse | Carrier | 38AQ0165 | 40RR016 | HRCU-A-CB, Split System: Heat | Heat Pump | 208 | 3 |  |  |  | No Match |  | No Match | 168000 | 21682 | 7.7 |  |  |  | 170000 | 16968 |  |  | 96000 | 13520 |  | Non Federally-Regulated | 05/16/1984 |  | 06/11/1985
Carrier Corp. - Syracuse | Keeprite | RHS(240,243)(H,L,S)******AA |  | HSP-A, Single-Package Heat Pum | Heat Pump | 460 | 3 | False |  |  |  | True | Single-Speed | 232000 | 21886 | 10.6 | 10.4 |  |  | 220000 | 19538 | 3.3 | 3.2 |  |  |  | Federally-Regulated Commercial & Industrial Equipment | 12/12/2012 |  | 04/21/2014
Trane U.S. Inc. | Trane | BWA180C3J | BWH180A | HRCU-A-CB, Split System: Heat | Heat Pump | 230 | 3 |  |  |  | No Match |  | No Match | 180000 | 23200 | 7.8 |  |  |  | 180000 | 20000 | 2.6 |  | 100000 | 16200 | 1.8 | Non Federally-Regulated | 06/11/1985 |  | 05/11/1988
York International | Fraser Johnston | BACB-T090A |  | HSP-A, Single-Package Heat Pum | Heat Pump | 208 | 3 |  |  |  | No Match |  | No Match | 87000 | 9886 | 8.8 |  |  |  | 88000 | 8597 | 2.9 | 2.5 | 47000 | 6888 | 2 | Non Federally-Regulated | 04/11/1988 |  | 05/11/1988
York International | Luxaire | ECSE-T,W090 | FCHP-S090 | HRCU-A-CB, Split System: Heat | Heat Pump | 208 | 3 |  |  |  |  | True | Single-Speed | 83000 | 9222 | 9 | 8.9 |  | 0 | 78000 | 7625 | 3 | 3 | 48000 | 6120 | 2.3 | Federally-Regulated Commercial & Industrial Equipment | 01/18/2008 |  | 02/24/2011
Carrier Corp. - Syracuse | Payne | PH1RPA/REA120-AA |  | HSP-A, Single-Package Heat Pum | Heat Pump | 208 | 3 |  |  |  | No Match |  | No Match | 112000 | 12444 | 9 | 8.9 |  | 9 | 105000 | 9924 | 3.1 | 3 | 53000 | 9134 | 1.7 | Federally-Regulated Commercial & Industrial Equipment | 11/18/1999 |  | 04/13/2000
Rheem Sales Company, Inc. | Addison Products | PHC10T-4K |  | HSP-A, Single-Package Heat Pum | Heat Pump | 460 | 3 |  |  |  | No Match |  | No Match | 120000 | 13665 | 8.8 |  |  |  | 126000 | 11875 | 3.1 |  | 67000 | 9345 | 2.1 | Non Federally-Regulated | 05/11/1988 |  | 03/15/1989
Carrier Corp. - Syracuse | Keeprite | RHH072(H,L,S)******** |  | HSP-A, Single-Package Heat Pum | Heat Pump | 460 | 3 | False |  |  |  | True | Single-Speed | 72000 | 6000 | 12 | 10.8 |  |  | 70000 | 6033 | 3.4 | 3.3 |  |  |  | Federally-Regulated Commercial & Industrial Equipment | 11/30/2011 |  | 10/28/2014
Lennox Industries Inc. | Lennox | KHA092S4M*1Y,G,J |  | HSP-A, Single-Package Heat Pum | Both Heat Pump and Electric Re | 230 | 3 | False |  |  |  | True | Single-Speed | 89000 | 8090 | 11 | 10.8 |  |  | 89000 | 7904 | 3.3 | 3.3 |  |  |  | Federally-Regulated Commercial & Industrial Equipment | 04/19/2013 |  | 10/28/2014
Trane U.S. Inc. | Trane | WCH180B40*E* |  | HSP-A, Single-Package Heat Pum | Heat Pump | 460 | 3 |  |  |  | No Match |  | No Match | 176000 | 18924 | 9.3 | 8.5 |  | 8.9 | 160000 | 15626 | 3 | 2.9 | 82000 | 12012 | 2 | Federally-Regulated Commercial & Industrial Equipment | 11/18/1999 |  | 11/21/2001
York International | Luxaire | BA-20[E54]***(T,W,X)* |  | HSP-A, Single-Package Heat Pum | Both Heat Pump and Electric Re | 575 | 3 |  |  |  |  | True | Single-Speed | 224000 | 21961 | 10.2 | 8.5 |  | 10.1 | 218000 | 18803 | 3.4 | 2.9 | 129000 | 18014 | 2.1 | Federally-Regulated Commercial & Industrial Equipment | 02/11/2008 |  | 02/24/2011
Carrier Corp. - Syracuse | Day & Night | RHS090(L,S)******TA |  | HSP-A, Single-Package Heat Pum | Heat Pump | 575 | 3 | False |  |  |  | False | Single-Speed | 88000 | 7857 | 11.2 | 10.8 |  |  | 86000 | 7413 | 3.4 | 3.3 |  |  |  | Federally-Regulated Commercial & Industrial Equipment | 12/12/2012 |  | 10/28/2014
International Comfort Products | Arcoaire | RYMA10H**** |  | HSP-A, Single-Package Heat Pum | Heat Pump | 230 | 3 |  |  |  | No Match |  | No Match | 123000 | 13516 | 9.1 | 8.9 |  | 9.5 | 123000 | 11625 | 3.1 | 3 | 71000 | 10401 | 2 | Federally-Regulated Commercial & Industrial Equipment | 05/22/2000 |  | 09/20/2001
York International | Evcon | PH240C00A*(2,4,5)***** | NH240C00*(5,6)****** | HRCU-A-CB, Split System: Heat | Heat Pump | 208 | 3 |  |  |  |  | True | Single-Speed | 238000 | 22453 | 10.6 | 8.5 |  |  | 216000 | 19195 | 3.3 | 2.9 |  |  |  | Federally-Regulated Commercial & Industrial Equipment | 07/16/2009 |  | 01/24/2011
Trane U.S. Inc. | Trane | BWA240C4J | BWH240A | HRCU-A-CB, Split System: Heat | Heat Pump | 460 | 3 |  |  |  | No Match |  | No Match | 234000 | 30100 | 7.8 |  |  |  | 224000 | 24700 | 2.7 |  | 116000 | 19700 | 1.7 | Non Federally-Regulated | 06/11/1985 |  | 05/11/1988
Carrier Corp. - Syracuse | Carrier Corp. | 50TCQ*09***5A* |  | HSP-A, Single-Package Heat Pum | Heat Pump | 208 | 3 | False |  |  |  | False | Single-Speed | 98000 | 8750 | 11.2 | 10.8 |  |  | 94000 | 8348 | 3.3 | 3.3 |  |  |  | Federally-Regulated Commercial & Industrial Equipment | 11/30/2011 |  | 12/12/2012
Carrier Corp. - Syracuse | Heil | RHH102(H,L,S)******AA |  | HSP-A, Single-Package Heat Pum | Heat Pump | 230 | 3 | False |  |  |  | True | Single-Speed | 100000 | 8333 | 12 | 10.8 |  |  | 100000 | 8619 | 3.4 | 3.3 |  |  |  | Federally-Regulated Commercial & Industrial Equipment | 12/12/2012 |  | 10/28/2014
Carrier Corp. - Syracuse | Airquest | CHS180(H,L,S)D* | FHS180(M,S,H,L)**A0* | HRCU-A-CB, Split System: Heat | Heat Pump | 208 | 3 |  |  |  |  | True | Single-Speed | 178000 | 16792 | 10.6 | 10.4 |  |  | 178000 | 15343 | 3.4 | 3.2 |  |  |  | Federally-Regulated Commercial & Industrial Equipment | 07/18/2013 |  | 10/28/2014
York International | York | E1FB240 | F1EH240 | HRCU-A-CB, Split System: Heat | Heat Pump | 208 | 3 |  |  |  | No Match |  | No Match | 214000 | 24883 | 8.6 | 8.5 |  | 9.6 | 218000 | 22025 | 2.9 | 2.9 | 138000 | 19254 | 2.1 | Federally-Regulated Commercial & Industrial Equipment | 07/31/2002 |  | 01/18/2008
Trane U.S. Inc. | Trane | BWA090C3K | BWE090C-D | HRCU-A-CB, Split System: Heat | Heat Pump | 200 | 3 |  |  |  | No Match |  | No Match | 90000 | 10200 | 8.8 |  |  |  | 87000 | 8790 |  |  | 51000 | 7150 |  | Non Federally-Regulated | 05/11/1988 |  | 03/15/1989
Carrier Corp. - Syracuse | Bryant Heating & Cooling Systems | 548J(P,E,T)17*********(A,B)A |  | HSP-A, Single-Package Heat Pum | Heat Pump | 460 | 3 | False |  |  |  | True | Single-Speed | 172000 | 15925 | 10.8 | 10.4 |  |  | 220000 | 19538 | 3.3 | 3.2 |  |  |  | Federally-Regulated Commercial & Industrial Equipment | 05/09/2013 |  | 08/28/2014
Daikin Comfort Technologies Manufacturing, L.P. | Daikin U.S. Corp. | DCH120****B***A* |  | HSP-A, Single-Package Heat Pum | Both Heat Pump and Electric Re | 230 | 3 | False |  |  |  | False | Single-Speed | 118000 | 10260 | 11.5 | 10.8 |  |  | 120000 | 10343 | 3.4 | 3.3 |  |  |  | Federally-Regulated Commercial & Industrial Equipment | 07/18/2013 |  | 01/09/2014
Carrier Corp. - Syracuse | Tempstar | CHS121(H,L,S)A* | FHS120(M,S)**A0* | HRCU-A-CB, Split System: Heat | Heat Pump | 575 | 3 |  |  |  |  | True | Single-Speed | 112000 | 10181 | 11 | 10.8 |  |  | 106000 | 9413 | 3.3 | 3.3 |  |  |  | Federally-Regulated Commercial & Industrial Equipment | 07/18/2013 |  | 10/28/2014
Trane U.S. Inc. | American Standard, Inc. | TWA180E4**A* | TWE180E3**A* | HRCU-A-CB, Split System: Heat | Heat Pump | 460 | 3 |  |  |  |  | True | Single-Speed | 180000 | 16981 | 10.6 | 10.4 |  |  | 174000 | 15935 | 3.2 | 3.2 |  |  |  | Federally-Regulated Commercial & Industrial Equipment | 01/09/2014 |  | 04/21/2014
Carrier Corp. - Syracuse | Heil | CHS180(H,L,S)D* | FHS180(M,S,H,L)**A0* | HRCU-A-CB, Split System: Heat | Heat Pump | 460 | 3 |  |  |  |  | True | Single-Speed | 178000 | 16792 | 10.6 | 10.4 |  |  | 178000 | 15343 | 3.4 | 3.2 |  |  |  | Federally-Regulated Commercial & Industrial Equipment | 07/18/2013 |  | 04/20/2015
York International | Evcon | EASE-T,W,X180 | FAHP-S180 | HRCU-A-CB, Split System: Heat | Heat Pump | 230 | 3 |  |  |  |  | True | Single-Speed | 166000 | 19080 | 8.7 | 8.5 |  | 9.5 | 184000 | 17986 | 3 | 2.9 | 121000 | 16129 | 2.2 | Federally-Regulated Commercial & Industrial Equipment | 01/18/2008 |  | 01/24/2011
Carrier Corp. - Syracuse | ICP Commercial | RHH102(H,L,S)******TA |  | HSP-A, Single-Package Heat Pum | Heat Pump | 460 | 3 | False |  |  |  | True | Single-Speed | 100000 | 8333 | 12 | 10.8 |  |  | 100000 | 8619 | 3.4 | 3.3 |  |  |  | Federally-Regulated Commercial & Industrial Equipment | 10/28/2014 |  | 10/28/2014
Carrier Corp. - Syracuse | ICP Commercial | RHS(181,183)(H,L,S)******TC |  | HSP-A, Single-Package Heat Pum | Heat Pump | 460 | 3 | False |  |  |  | True | Single-Speed | 172000 | 15925 | 10.8 | 10.4 |  |  | 220000 | 19538 | 3.3 | 3.2 |  |  |  | Federally-Regulated Commercial & Industrial Equipment | 10/28/2014 |  | 10/28/2014
Carrier Corp. - Syracuse | Keeprite | RHS(240)(H,L,S)******TA |  | HSP-A, Single-Package Heat Pum | Heat Pump | 230 | 3 | False |  |  |  | True | Single-Speed | 232000 | 21886 | 10.6 | 10.4 |  |  | 220000 | 19538 | 3.3 | 3.2 |  |  |  | Federally-Regulated Commercial & Industrial Equipment | 10/28/2014 |  | 10/28/2014
Carrier Corp. - Syracuse | Heil | CHS072(H,L,S)A* | FHS072(M,S,K)**A0* | HRCU-A-CB, Split System: Heat | Heat Pump | 208 | 3 |  |  |  |  | True | Single-Speed | 70000 | 6363 | 11 | 10.8 |  |  | 66000 | 5861 | 3.3 | 3.3 |  |  |  | Federally-Regulated Commercial & Industrial Equipment | 07/18/2013 |  | 04/20/2015
Carrier Corp. - Syracuse | Keeprite | RHS150(H,L,S)******AA |  | HSP-A, Single-Package Heat Pum | Heat Pump | 575 | 3 | False |  |  |  | False | Single-Speed | 142000 | 13396 | 10.6 | 10.4 |  |  | 142000 | 13005 | 3.2 | 3.2 |  |  |  | Federally-Regulated Commercial & Industrial Equipment | 12/12/2012 |  | 10/28/2014
Trane U.S. Inc. | Trane | TWA120A300A | TWE120A300A | HRCU-A-CB, Split System: Heat | Heat Pump | 208 | 3 |  |  |  | No Match |  | No Match | 119000 | 13680 | 8.7 |  |  |  | 120000 | 11720 | 3 | 2.5 | 64000 | 8530 | 2.2 | Non Federally-Regulated | 05/25/1989 |  | 02/22/1990
Airedale North America | School Unit | SCHP5 |  | HSP-A, Single-Package Heat Pum | Heat Pump | 460 | 3 |  |  |  | No Match |  | No Match | 66500 | 7920 | 8.4 | 8.2 |  |  | 65000 | 7054 | 2.7 |  | 40470 | 6590 | 1.8 | Non Federally-Regulated | 02/22/1990 |  | 07/31/1992
Carrier Corp. - Syracuse | Heil | RHH102(H,L,S)******** |  | HSP-A, Single-Package Heat Pum | Heat Pump | 230 | 3 | False |  |  |  | True | Single-Speed | 100000 | 8333 | 12 | 10.8 |  |  | 100000 | 8619 | 3.4 | 3.3 |  |  |  | Federally-Regulated Commercial & Industrial Equipment | 11/30/2011 |  | 04/19/2013
Carrier Corp. - Syracuse | Arcoaire | RHS(240,243)(H,L,S)******AA |  | HSP-A, Single-Package Heat Pum | Heat Pump | 575 | 3 | False |  |  |  | True | Single-Speed | 232000 | 21886 | 10.6 | 10.4 |  |  | 220000 | 19538 | 3.3 | 3.2 |  |  |  | Federally-Regulated Commercial & Industrial Equipment | 12/12/2012 |  | 04/21/2014
Rheem Sales Company, Inc. | Rheem | RJKB-A120D |  | HSP-A, Single-Package Heat Pum | Heat Pump | 460 | 3 |  |  |  | No Match |  | No Match | 117000 | 12717 | 9.2 | 8.9 |  | 9.1 | 118000 | 11524 | 3 | 3 | 63500 | 9302 | 2 | Federally-Regulated Commercial & Industrial Equipment | 07/31/2002 |  | 01/18/2008
Carrier Corp. - Syracuse | ICP Commercial | RHS072(H,L,S)******** |  | HSP-A, Single-Package Heat Pum | Heat Pump | 575 | 3 | False |  |  |  | False | Single-Speed | 70000 | 6306 | 11.1 | 10.8 |  |  | 67000 | 5950 | 3.3 | 3.3 |  |  |  | Federally-Regulated Commercial & Industrial Equipment | 11/30/2011 |  | 10/28/2014
Coolair Corp. | Coolair | BH5G3A | EH5G3A | HRCU-A-CB, Split System: Heat | Heat Pump | 230 | 3 |  |  |  | No Match |  | No Match | 67300 | 6988 | 9.6 | 8.9 |  |  | 64300 | 6011 | 3.1 | 3 | 34900 | 4333 | 2.4 | Federally-Regulated Commercial & Industrial Equipment | 03/31/1998 |  | 05/09/1998
Trane U.S. Inc. | Trane Unitary Products Group | WC(D,H)150E40*B |  | HSP-A, Single-Package Heat Pum | Both Heat Pump and Electric Re | 575 | 3 | False |  |  |  | False | Single-Speed | 146000 | 13272 | 11 | 10.4 |  |  | 146000 | 13371 | 3.2 | 3.2 |  |  |  | Federally-Regulated Commercial & Industrial Equipment | 03/02/2012 |  | 08/28/2012
Trane U.S. Inc. | American Standard, Inc. | TWA180B300B* | TWE180B300C* | HRCU-A-CB, Split System: Heat | Heat Pump | 208 | 3 |  |  |  | No Match |  | No Match | 180000 | 19148 | 9.4 | 8.5 |  | 10 | 172000 | 16256 | 3.1 | 2.9 | 0 | 0 | 0 | Federally-Regulated Commercial & Industrial Equipment | 10/06/1999 |  | 11/18/1999
Daikin Comfort Technologies Manufacturing, L.P. | Kenmore Heating & Cooling | (2)CPKE60-3 | AH120-XX | HRCU-A-CB, Split System: Heat | Heat Pump | 208 | 3 |  |  |  | No Match |  | No Match | 104000 | 11685 | 8.9 | 8.9 |  | 9.5 | 102000 | 9964 | 3 | 3 | 65000 | 9525 | 2 | Federally-Regulated Commercial & Industrial Equipment | 02/03/1998 |  | 03/31/1998
Carrier Corp. - Syracuse | ICP Commercial | RHH(120,121)(H,L,S)******AA |  | HSP-A, Single-Package Heat Pum | Heat Pump | 575 | 3 | False |  |  |  | True | Single-Speed | 119000 | 9674 | 12.3 | 10.8 |  |  | 116000 | 9713 | 3.5 | 3.3 |  |  |  | Federally-Regulated Commercial & Industrial Equipment | 12/12/2012 |  | 10/28/2014
Borg Warner | Luxaire | BAHT-T120A |  | HSP-A, Single-Package Heat Pum | Heat Pump | 208 | 3 |  |  |  | No Match |  | No Match | 121000 | 13050 | 8.2 | 8.2 |  |  | 126000 | 11250 | 3.3 |  | 76000 | 7980 | 2.8 | Non Federally-Regulated | 05/16/1984 |  | 06/11/1985
Coolair Corp. | Coolair | BH12G3B | EH12G3B | HRCU-A-CB, Split System: Heat | Heat Pump | 208 | 3 |  |  |  | No Match |  | No Match | 154000 | 15991 | 9.6 | 8.5 |  |  | 150825 | 13800 | 3.2 | 2.9 | 77510 | 10048 | 2.3 | Federally-Regulated Commercial & Industrial Equipment | 04/30/1997 |  | 03/31/1998
Compu-Aire | Compu-Aire | CASH-512 |  | HSP-A, Single-Package Heat Pum | Heat Pump | 208 | 1 |  |  |  | No Match |  | No Match | 66400 | 7060 | 9.4 | 8.9 |  |  | 61600 | 6080 | 3 | 3 | 39000 | 5440 | 2.1 | Non Federally-Regulated | 04/01/1993 |  | 04/07/1996
Carrier Corp. - Syracuse | ICP Commercial | RHS(243)(H,L,S)******TA |  | HSP-A, Single-Package Heat Pum | Heat Pump | 208 | 3 | False |  |  |  | True | Single-Speed | 232000 | 21886 | 10.6 | 10.4 |  |  | 220000 | 19538 | 3.3 | 3.2 |  |  |  | Federally-Regulated Commercial & Industrial Equipment | 04/21/2014 |  | 10/28/2014
Carrier Corp. - Syracuse | Day & Night | RHS102(L,S)******** |  | HSP-A, Single-Package Heat Pum | Heat Pump | 460 | 3 | False |  |  |  | False | Single-Speed | 99000 | 8839 | 11.2 | 10.8 |  |  | 96000 | 8525 | 3.3 | 3.3 |  |  |  | Federally-Regulated Commercial & Industrial Equipment | 11/30/2011 |  | 12/12/2012
Carrier Corp. | Day & Night | 549BP090000AA** |  | HSP-A, Single-Package Heat Pum | Heat Pump | 230 | 3 |  |  |  | No Match |  | No Match | 88000 | 8800 | 10 | 8.9 |  | 10.8 | 87000 | 7966 | 3.2 | 3 | 53000 | 7764 | 2 | Federally-Regulated Commercial & Industrial Equipment | 08/24/1995 |  | 04/07/1996
Carrier Corp. - Syracuse | Keeprite | RHS090(L,S)******** |  | HSP-A, Single-Package Heat Pum | Heat Pump | 460 | 3 | False |  |  |  | False | Single-Speed | 88000 | 7857 | 11.2 | 10.8 |  |  | 86000 | 7413 | 3.4 | 3.3 |  |  |  | Federally-Regulated Commercial & Industrial Equipment | 03/02/2012 |  | 12/12/2012
Carrier Corp. - Syracuse | Bryant Heating & Cooling Systems | 548J(P,E,T)14*********(D,E)A |  | HSP-A, Single-Package Heat Pum | Heat Pump | 230 | 3 | False |  |  |  | False | Single-Speed | 142000 | 13396 | 10.6 | 10.4 |  |  | 142000 | 13005 | 3.2 | 3.2 |  |  |  | Federally-Regulated Commercial & Industrial Equipment | 12/12/2012 |  | 10/28/2014
Carrier Corp. - Syracuse | Arcoaire | CHS240(H,L,S)D* | FHS240(S,H,L)**A2* | HRCU-A-CB, Split System: Heat | Heat Pump | 208 | 3 |  |  |  |  | True | Single-Speed | 222000 | 20747 | 10.7 | 10.4 |  |  | 214000 | 17919 | 3.5 | 3.2 |  |  |  | Federally-Regulated Commercial & Industrial Equipment | 07/18/2013 |  | 10/28/2014
Rheem Sales Company, Inc. | Rheem | RPWA-100CAS | RHPA-100E2 | HRCU-A-CB, Split System: Heat | Heat Pump | 208 | 3 |  |  |  | No Match |  | No Match | 119000 | 15300 | 7.8 | 7.5 |  |  | 118000 | 12800 | 2.7 |  | 61000 | 9900 | 1.8 | Non Federally-Regulated | 09/08/1982 |  | 05/16/1984
Carrier Corp. - Syracuse | Day & Night | 542EE120016 |  | HSP-A, Single-Package Heat Pum | Heat Pump | 460 | 3 |  |  |  | No Match |  | No Match | 120000 | 14700 | 8.2 | 8.2 |  |  | 120000 | 12200 |  |  | 65000 | 9200 |  | Non Federally-Regulated | 06/11/1985 |  | 05/11/1988
Trane U.S. Inc. | American Standard, Inc. | WCH090C30*B* |  | HSP-A, Single-Package Heat Pum | Heat Pump | 230 | 3 |  |  |  | No Match |  | No Match | 87000 | 9775 | 8.9 | 8.9 |  |  | 86000 | 8400 | 3 | 3 | 43000 | 6299 | 2 | Non Federally-Regulated | 05/27/1993 |  | 09/02/1995
York International | Luxaire | BACB-T/-W240A/E |  | HSP-A, Single-Package Heat Pum | Heat Pump | 208 | 3 |  |  |  | No Match |  | No Match | 222000 | 26117 | 8.5 | 8.5 |  | 8 | 226000 | 22078 | 3 | 2.9 | 120000 | 17584 | 2 | Federally-Regulated Commercial & Industrial Equipment | 05/09/1998 |  | 10/02/1998
Inter-City Products Corp. | Tempstar | NRHR92LP15B |  | HSP-A, Single-Package Heat Pum | Heat Pump | 460 | 3 |  |  |  | No Match |  | No Match | 93000 | 10333 | 9 | 8.9 |  | 9.9 | 93000 | 9085 | 3 | 3 | 51000 | 7117 | 2.1 | Federally-Regulated Commercial & Industrial Equipment | 06/11/1997 |  | 09/02/1997
York International | Fraser Johnston | BA-15[E54]***(T,W,X)* |  | HSP-A, Single-Package Heat Pum | Both Heat Pump and Electric Re | 230 | 3 |  |  |  |  | True | Single-Speed | 162000 | 16531 | 9.8 | 8.5 |  | 9.4 | 172000 | 15762 | 3.2 | 2.9 | 102000 | 14244 | 2.1 | Federally-Regulated Commercial & Industrial Equipment | 01/18/2008 |  | 02/24/2011
Carrier Corp. - Syracuse | Bryant Heating & Cooling Systems | 548J(P,E,T)14**********A |  | HSP-A, Single-Package Heat Pum | Heat Pump | 208 | 3 | False |  |  |  | False | Single-Speed | 142000 | 13396 | 10.6 | 10.4 |  |  | 142000 | 13005 | 3.2 | 3.2 |  |  |  | Federally-Regulated Commercial & Industrial Equipment | 11/30/2011 |  | 12/12/2012
McQuay International | McQuay International | DPS007AHHY2**-3 |  | HSP-A, Single-Package Heat Pum | Heat Pump | 208 | 3 | False |  |  |  | True | Variable-Speed | 88000 | 7096 | 12.4 | 10.8 |  |  | 88000 | 6039 | 4.3 | 3.3 |  |  |  | Federally-Regulated Commercial & Industrial Equipment | 03/02/2012 |  | 08/28/2012
Lennox Industries Inc. | Lennox | HP17-953V-5G | CB17-95V-1 | HRCU-A-CB, Split System: Heat | Heat Pump | 460 | 3 |  |  |  | No Match |  | No Match | 89000 | 10114 | 8.8 | 8.2 |  |  | 87000 | 8373 |  |  | 49000 | 6527 |  | Non Federally-Regulated | 10/10/1989 |  | 07/31/1992
Carrier Corp. - Syracuse | Keeprite | CHS240(H,L,S)D* | FHS240(S,H,L)**A2* | HRCU-A-CB, Split System: Heat | Heat Pump | 575 | 3 |  |  |  |  | True | Single-Speed | 222000 | 20747 | 10.7 | 10.4 |  |  | 214000 | 17919 | 3.5 | 3.2 |  |  |  | Federally-Regulated Commercial & Industrial Equipment | 07/18/2013 |  | 10/28/2014
Rheem Sales Company, Inc. | Weatherking | WPWC-100CAZ | WHGF-100Z | HRCU-A-CB, Split System: Heat | Heat Pump | 230 | 3 |  |  |  | No Match |  | No Match | 118000 | 12826 | 9.2 | 8.9 |  |  | 125000 | 11814 | 3.1 | 3 | 68000 | 9487 | 2.1 | Federally-Regulated Commercial & Industrial Equipment | 11/18/1999 |  | 04/13/2000
Carrier Corp. - Syracuse | Bryant Heating & Cooling Systems | 548JP09*********(A,B)A |  | HSP-A, Single-Package Heat Pum | Heat Pump | 230 | 3 | False |  |  |  | False | Single-Speed | 99000 | 8608 | 11.5 | 10.8 |  |  | 96000 | 8525 | 3.3 | 3.3 |  |  |  | Federally-Regulated Commercial & Industrial Equipment | 12/12/2012 |  | 04/21/2015
Lennox Industries Inc. | Lennox | CHP11-1853-1W | BW(H,V)240B4OOD | HSP-A, Single-Package Heat Pum | Heat Pump | 460 | 3 |  |  |  | No Match |  | No Match | 240000 | 29200 | 8.2 |  |  |  | 236000 | 24200 |  |  | 138000 | 20100 |  | Non Federally-Regulated | 06/11/1985 |  | 03/15/1989
Carrier Corp. - Syracuse | Heil | CHS240(H,L,S)D* | FHS240(S,H,L)A*A* | HRCU-A-CB, Split System: Heat | Heat Pump | 230 | 3 |  |  |  |  | True | Single-Speed | 222000 | 20747 | 10.7 | 10.4 |  |  | 214000 | 17919 | 3.5 | 3.2 |  |  |  | Federally-Regulated Commercial & Industrial Equipment | 03/10/2011 |  | 12/12/2012
Trane U.S. Inc. | Trane | WCD075C40*B* |  | HSP-A, Single-Package Heat Pum | Heat Pump | 460 | 3 |  |  |  | No Match |  | No Match | 71000 | 7977 | 8.9 | 8.9 |  |  | 71000 | 6934 | 3 | 3 | 35000 | 5127 | 2 | Federally-Regulated Commercial & Industrial Equipment | 11/18/1999 |  | 04/13/2000
Coolair Corp. | Coolair | BH6G4A | EH6G4A | HRCU-A-CB, Split System: Heat | Heat Pump | 460 | 3 |  |  |  | No Match |  | No Match | 78300 | 8198 | 9.6 | 8.9 |  |  | 75400 | 6876 | 3.2 | 3 | 37300 | 4895 | 2.2 | Federally-Regulated Commercial & Industrial Equipment | 04/30/1997 |  | 03/31/1998
York International | Fraser Johnston | XA-07[C,E]***(T,W,X)* |  | HSP-A, Single-Package Heat Pum | Both Heat Pump and Electric Re | 575 | 3 |  |  |  |  | True | Single-Speed | 92000 | 8364 | 11 | 8.9 |  | 12.4 | 92000 | 7708 | 3.5 | 3 | 55000 | 7013 | 2.3 | Federally-Regulated Commercial & Industrial Equipment | 01/18/2008 |  | 07/16/2009
Carrier Corp. - Syracuse | Tempstar | RHS150(H,L,S)******AA |  | HSP-A, Single-Package Heat Pum | Heat Pump | 230 | 3 | False |  |  |  | False | Single-Speed | 142000 | 13396 | 10.6 | 10.4 |  |  | 142000 | 13005 | 3.2 | 3.2 |  |  |  | Federally-Regulated Commercial & Industrial Equipment | 10/28/2014 |  | 10/28/2014
Carrier Corp. - Syracuse | Carrier | 50HJQ008--52/62 |  | HSP-A, Single-Package Heat Pum | Heat Pump | 230 | 3 |  |  |  | No Match |  | No Match | 88000 | 8543 | 10.3 | 8.9 |  |  | 85000 | 7546 | 3.3 | 3 | 48000 | 6392 | 2.2 | Federally-Regulated Commercial & Industrial Equipment | 02/06/2002 |  | 03/21/2002
Carrier Corp. - Syracuse | Day & Night | RHS090(L,S)******** |  | HSP-A, Single-Package Heat Pum | Heat Pump | 575 | 3 | False |  |  |  | False | Single-Speed | 88000 | 7857 | 11.2 | 10.8 |  |  | 86000 | 7413 | 3.4 | 3.3 |  |  |  | Federally-Regulated Commercial & Industrial Equipment | 11/30/2011 |  | 03/02/2012
York International | Fraser Johnston | BA-20[E72]***(T,W,X)* |  | HSP-A, Single-Package Heat Pum | Both Heat Pump and Electric Re | 230 | 3 |  |  |  |  | True | Single-Speed | 220000 | 21569 | 10.2 | 8.5 |  | 10.1 | 218000 | 18803 | 3.4 | 2.9 | 130000 | 18154 | 2.1 | Federally-Regulated Commercial & Industrial Equipment | 02/11/2008 |  | 02/24/2011
Carrier Corp. - Syracuse | ICP Commercial | CHS091(H,L,S)A* | FHS091(M,S,K)A*A* | HRCU-A-CB, Split System: Heat | Heat Pump | 460 | 3 |  |  |  |  | True | Single-Speed | 89000 | 8090 | 11 | 10.8 |  |  | 87000 | 7727 | 3.3 | 3.3 |  |  |  | Federally-Regulated Commercial & Industrial Equipment | 03/10/2011 |  | 12/12/2012
Carrier Corp. - Syracuse | Day & Night | CHS180(H,L,S)D* | FHS180(M,S,H,L)**A0* | HRCU-A-CB, Split System: Heat | Heat Pump | 208 | 3 |  |  |  |  | True | Single-Speed | 178000 | 16792 | 10.6 | 10.4 |  |  | 178000 | 15343 | 3.4 | 3.2 |  |  |  | Federally-Regulated Commercial & Industrial Equipment | 07/18/2013 |  | 10/28/2014
Carrier Corp. - Syracuse | Carrier | 50HJQ016501/601 |  | HSP-A, Single-Package Heat Pum | Heat Pump | 230 | 3 |  |  |  | No Match |  | No Match | 240000 | 28800 | 9.3 | 8.5 |  | 9.7 | 240000 | 24700 | 3.3 | 2.9 | 94000 | 20900 | 2.2 | Federally-Regulated Commercial & Industrial Equipment | 10/24/1997 |  | 03/31/1998
Carrier Corp. - Syracuse | Tempstar | RHS(243)(H,L,S)******AA |  | HSP-A, Single-Package Heat Pum | Heat Pump | 230 | 3 | False |  |  |  | True | Single-Speed | 232000 | 21886 | 10.6 | 10.4 |  |  | 220000 | 19538 | 3.3 | 3.2 |  |  |  | Federally-Regulated Commercial & Industrial Equipment | 04/21/2014 |  | 10/28/2014
Goettl | Goettl | HP662A-3 |  | HSP-A, Single-Package Heat Pum | Heat Pump | 230 | 3 |  |  |  | No Match |  | No Match | 67000 | 7865 | 8.5 | 8.3 |  |  | 67000 | 6675 | 2.9 | 2.8 | 35600 | 5795 | 1.8 | Non Federally-Regulated | 08/28/1991 |  | 07/27/1992
York International | York | B3CH120A25/46 |  | HSP-A, Single-Package Heat Pum | Heat Pump | 460 | 3 |  |  |  | No Match |  | No Match | 118000 | 13111 | 9 | 8.9 |  |  | 116000 | 11329 | 3 | 3 | 70000 | 10254 | 2 | Federally-Regulated Commercial & Industrial Equipment | 05/22/2000 |  | 01/18/2008
Trane U.S. Inc. | American Standard, Inc. | WSC072A3*0A00000000000 |  | HSP-A, Single-Package Heat Pum | Heat Pump | 230 | 3 |  |  |  | No Match |  | No Match | 68000 | 6732 | 10.1 | 8.9 |  |  | 66000 | 6043 | 3.2 | 3 | 39000 | 5194 | 2.2 | Federally-Regulated Commercial & Industrial Equipment | 11/21/2001 |  | 09/25/2002
Rheem Sales Company, Inc. | Heat Controller | HRG-180A-4 |  | HSP-A, Single-Package Heat Pum | Both Heat Pump and Electric Re | 460 | 3 | False |  |  |  | True | Single-Speed | 176000 | 16448 | 10.7 | 10.4 |  |  | 170000 | 13839 | 3.6 | 3.2 |  |  |  | Federally-Regulated Commercial & Industrial Equipment | 12/12/2012 |  | 01/09/2014
York International | York | B1CH180A/E***25/46 |  | HSP-A, Single-Package Heat Pum | Heat Pump | 230 | 3 |  |  |  | No Match |  | No Match | 164000 | 18636 | 8.8 | 8.5 |  | 8.5 | 174000 | 16998 | 3 | 2.9 | 90000 | 13188 | 2 | Federally-Regulated Commercial & Industrial Equipment | 03/31/1998 |  | 05/09/1998
Trane U.S. Inc. | Trane | BWC120F3-G |  | HSP-A, Single-Package Heat Pum | Heat Pump | 230 | 3 |  |  |  | No Match |  | No Match | 118000 | 14300 | 8.3 | 8.2 |  |  | 118000 | 11900 |  |  | 62500 | 8750 |  | Non Federally-Regulated | 08/29/1986 |  | 05/11/1988
Carrier Corp. - Syracuse | Carrier Corp. | 50TCQ*24***(5,6,1)A***(A,C,D,F)* |  | HSP-A, Single-Package Heat Pum | Heat Pump | 208 | 3 | False |  |  |  | True | Single-Speed | 232000 | 21886 | 10.6 | 10.4 |  |  | 220000 | 19538 | 3.3 | 3.2 |  |  |  | Federally-Regulated Commercial & Industrial Equipment | 12/12/2012 |  | 04/21/2014
Carrier Corp. - Syracuse | Carrier Corp. | 50TCQ*24***(5,6,1)A***(A,C,D,F)*-VERT |  | HSP-A, Single-Package Heat Pum | Heat Pump | 230 | 3 | False |  |  |  | True | Single-Speed | 232000 | 21886 | 10.6 | 10.4 |  |  | 220000 | 19538 | 3.3 | 3.2 |  |  |  | Federally-Regulated Commercial & Industrial Equipment | 04/21/2014 |  | 10/28/2014
Carrier Corp. - Syracuse | Heil | RHS(240,243)(H,L,S)******** |  | HSP-A, Single-Package Heat Pum | Heat Pump | 460 | 3 | False |  |  |  | True | Single-Speed | 232000 | 21886 | 10.6 | 10.4 |  |  | 220000 | 19538 | 3.3 | 3.2 |  |  |  | Federally-Regulated Commercial & Industrial Equipment | 11/30/2011 |  | 12/12/2012
International Comfort Products | Kenmore | PH*090N2HA* |  | HSP-A, Single-Package Heat Pum | Heat Pump | 230 | 3 |  |  |  | No Match |  | No Match | 91000 | 9784 | 9.3 | 8.9 |  | 10.4 | 90000 | 8506 | 3.1 | 3 | 48000 | 7031 | 2 | Federally-Regulated Commercial & Industrial Equipment | 11/18/1999 |  | 04/13/2000
Carrier Corp. - Syracuse | Carrier | 50QD,QH0085 |  | HSP-A, Single-Package Heat Pum | Heat Pump | 230 | 3 |  |  |  | No Match |  | No Match | 87000 | 10500 | 8.3 |  |  |  | 92000 | 8700 | 3.1 |  | 52000 | 6900 | 2.2 | Non Federally-Regulated | 05/11/1988 |  | 03/15/1989
Trane U.S. Inc. | Trane | WCD180B30*E* |  | HSP-A, Single-Package Heat Pum | Heat Pump | 208 | 3 |  |  |  | No Match |  | No Match | 174000 | 19333 | 9 | 8.5 |  | 9.3 | 160000 | 15631 | 3 | 2.9 | 84000 | 11723 | 2.1 | Federally-Regulated Commercial & Industrial Equipment | 10/24/1997 |  | 03/31/1998
York International | Luxaire | BA-07C00*T/W/X***1* |  | HSP-A, Single-Package Heat Pum | Heat Pump | 575 | 3 |  |  |  | No Match |  | No Match | 90000 | 8411 | 10.7 | 8.9 |  | 11 | 85000 | 7782 | 3.2 | 3 | 46000 | 6126 | 2.2 | Federally-Regulated Commercial & Industrial Equipment | 07/19/2001 |  | 02/05/2002
Carrier Corp. - Syracuse | ICP Commercial | CHS240(H,L,S)D* | FHS240(S,H,L)A*A* | HRCU-A-CB, Split System: Heat | Heat Pump | 575 | 3 |  |  |  |  | True | Single-Speed | 222000 | 20747 | 10.7 | 10.4 |  |  | 214000 | 17919 | 3.5 | 3.2 |  |  |  | Federally-Regulated Commercial & Industrial Equipment | 03/10/2011 |  | 12/12/2012
York International | York | B1CH240A/E***25/46 |  | HSP-A, Single-Package Heat Pum | Heat Pump | 208 | 3 |  |  |  | No Match |  | No Match | 222000 | 26117 | 8.5 | 8.5 |  | 8 | 226000 | 22078 | 3 | 2.9 | 120000 | 17584 | 2 | Federally-Regulated Commercial & Industrial Equipment | 12/01/1997 |  | 03/31/1998
Carrier Corp. - Syracuse | Keeprite | RHS(240)(H,L,S)******TA |  | HSP-A, Single-Package Heat Pum | Heat Pump | 208 | 3 | False |  |  |  | True | Single-Speed | 232000 | 21886 | 10.6 | 10.4 |  |  | 220000 | 19538 | 3.3 | 3.2 |  |  |  | Federally-Regulated Commercial & Industrial Equipment | 04/21/2014 |  | 10/28/2014
Rheem Sales Company, Inc. | Rheem | RPWA-075DAS | RHPA-075G | HRCU-A-CB, Split System: Heat | Heat Pump | 460 | 3 |  |  |  | No Match |  | No Match | 90000 | 11250 | 8 | 8.2 |  |  | 90000 | 8790 |  |  | 51000 | 6890 |  | Non Federally-Regulated | 06/11/1985 |  | 05/11/1988
Trane U.S. Inc. | General Electric | BWA180C4K | BWV180B | HRCU-A-CB, Split System: Heat | Heat Pump | 460 | 3 |  |  |  | No Match |  | No Match | 182000 | 22000 | 8.3 |  |  |  | 172000 | 18300 |  |  | 101000 | 15200 |  | Non Federally-Regulated | 05/16/1984 |  | 06/11/1985
Carrier Corp. - Syracuse | Carrier Corp. | 38AUQA25A0*(5,6,1)A* | 40RUQA25A*A(5,6,1)A* | HRCU-A-CB, Split System: Heat | Heat Pump | 460 | 3 |  |  |  |  | True | Single-Speed | 222000 | 20747 | 10.7 | 10.4 |  |  | 214000 | 17919 | 3.5 | 3.2 |  |  |  | Federally-Regulated Commercial & Industrial Equipment | 06/17/2013 |  | 04/20/2015
Carrier Corp. - Syracuse | Day & Night | RHS(181,183)(H,L,S)******TC |  | HSP-A, Single-Package Heat Pum | Heat Pump | 230 | 3 | False |  |  |  | True | Single-Speed | 172000 | 15925 | 10.8 | 10.4 |  |  | 166000 | 14742 | 3.3 | 3.2 |  |  |  | Federally-Regulated Commercial & Industrial Equipment | 10/28/2014 |  | 10/28/2014
Trane U.S. Inc. | Trane | SPCC-B754-A |  | HSP-A, Single-Package Heat Pum | Heat Pump | 460 | 3 |  |  |  | No Match |  | No Match | 88000 | 10700 | 8.2 | 8.2 |  |  | 76200 | 9000 | 2.5 |  | 35900 | 6900 | 1.5 | Non Federally-Regulated | 06/11/1985 |  | 08/29/1986
Carrier Corp. - Syracuse | Payne | 542EE120 |  | HSP-A, Single-Package Heat Pum | Heat Pump | 460 | 3 |  |  |  | No Match |  | No Match | 119000 | 14600 | 8.2 | 8.2 |  |  | 119000 | 12300 |  |  | 64000 | 9200 |  | Non Federally-Regulated | 03/15/1989 |  | 10/10/1989
Trane U.S. Inc. | Trane | TWA180B300E* | TWE180B300C* | HRCU-A-CB, Split System: Heat | Heat Pump | 208 | 3 |  |  |  | No Match |  | No Match | 176000 | 17425 | 10.1 | 8.5 |  | 11.6 | 168000 | 15878 | 3.1 | 2.9 | 106000 | 14117 | 2.2 | Federally-Regulated Commercial & Industrial Equipment | 07/31/2002 |  | 06/19/2003
BDP Co. | Day & Night | 542DP090 |  | HSP-A, Single-Package Heat Pum | Heat Pump | 208 | 3 |  |  |  | No Match |  | No Match | 87000 | 10200 | 8.5 | 8.2 |  |  | 89000 | 8800 |  |  | 49000 | 7300 |  | Non Federally-Regulated | 05/16/1984 |  | 06/11/1985
York International | York | B3CH120A25/46 |  | HSP-A, Single-Package Heat Pum | Heat Pump | 208 | 3 |  |  |  | No Match |  | No Match | 118000 | 13111 | 9 | 8.9 |  |  | 116000 | 11332 | 3 | 3 | 70000 | 10257 | 2 | Federally-Regulated Commercial & Industrial Equipment | 03/31/1998 |  | 05/09/1998
Carrier Corp. - Syracuse | Carrier Corp. | 50HCQ*09***(5,6,1)A***(G,J,K,M)* |  | HSP-A, Single-Package Heat Pum | Heat Pump | 460 | 3 | False |  |  |  | True | Single-Speed | 100000 | 8333 | 12 | 10.8 |  |  | 100000 | 8619 | 3.4 | 3.3 |  |  |  | Federally-Regulated Commercial & Industrial Equipment | 12/12/2012 |  | 10/28/2014
Carrier Corp. - Syracuse | Keeprite | RHS(240,243)(H,L,S)******** |  | HSP-A, Single-Package Heat Pum | Heat Pump | 460 | 3 | False |  |  |  | True | Single-Speed | 232000 | 21886 | 10.6 | 10.4 |  |  | 220000 | 19538 | 3.3 | 3.2 |  |  |  | Federally-Regulated Commercial & Industrial Equipment | 11/30/2011 |  | 12/12/2012
McQuay International | McQuay International | DPS012AHHE2**-4 |  | HSP-A, Single-Package Heat Pum | Heat Pump | 208 | 3 | False |  |  |  | True | Variable-Speed | 144000 | 12307 | 11.7 | 10.4 |  |  | 138000 | 11392 | 3.6 | 3.2 |  |  |  | Federally-Regulated Commercial & Industrial Equipment | 03/02/2012 |  | 08/28/2012
Rheem Sales Company, Inc. | Addison Products | PHC10T-3L |  | HSP-A, Single-Package Heat Pum | Heat Pump | 208 | 3 |  |  |  | No Match |  | No Match | 119000 | 13985 | 8.5 |  |  |  | 127000 | 12195 | 3.1 |  | 68000 | 9665 | 2.1 | Non Federally-Regulated | 05/11/1988 |  | 03/15/1989
Trane U.S. Inc. | American Standard, Inc. | 4A6C3048A3 (2) | TWE120E1**A* | HRCU-A-CB, Split System: Heat | Heat Pump | 208 | 3 |  |  |  |  | True | Single-Speed | 101000 | 8326 | 12.1 | 10.8 |  |  | 95000 | 7524 | 3.7 | 3.3 |  |  |  | Federally-Regulated Commercial & Industrial Equipment | 03/02/2012 |  | 05/02/2012
Goettl | American Best | HP902E |  | HSP-A, Single-Package Heat Pum | Heat Pump | 230 | 1 |  |  |  | No Match |  | No Match | 94000 | 9894 | 9.5 | 8.9 |  |  | 96000 | 9375 | 3 | 3 | 50000 | 7324 | 2 | Federally-Regulated Commercial & Industrial Equipment | 11/18/1999 |  | 04/13/2000
Trane U.S. Inc. | American Standard, Inc. | WCH240B30*E* |  | HSP-A, Single-Package Heat Pum | Heat Pump | 230 | 3 |  |  |  | No Match |  | No Match | 236000 | 27441 | 8.6 | 8.5 |  | 8.8 | 230000 | 21744 | 3.1 | 2.9 | 114000 | 16705 | 2 | Federally-Regulated Commercial & Industrial Equipment | 05/09/1998 |  | 10/02/1998
Lennox Industries Inc. | Lennox | GHP16-1353-2Y |  | HSP-A, Single-Package Heat Pum | Heat Pump | 230 | 3 |  |  |  | No Match |  | No Match | 117000 | 13146 | 8.9 | 8.9 |  |  | 119000 | 11424 | 3.1 | 3 | 64000 | 9377 | 2 | Non Federally-Regulated | 01/17/1992 |  | 07/31/1992
Lennox Industries Inc. | Lennox | CHP11-1853-2W |  | HSP-A, Single-Package Heat Pum | Heat Pump | 200 | 3 |  |  |  | No Match |  | No Match | 180000 | 22000 | 8.2 |  |  |  | 185000 | 19300 |  |  | 108000 | 15200 |  | Non Federally-Regulated | 06/11/1985 |  | 03/15/1989
York International | Luxaire | BA-20[E54]***(T,W,X)* |  | HSP-A, Single-Package Heat Pum | Both Heat Pump and Electric Re | 230 | 3 |  |  |  |  | True | Single-Speed | 224000 | 21961 | 10.2 | 8.5 |  | 10.1 | 218000 | 18803 | 3.4 | 2.9 | 129000 | 18014 | 2.1 | Federally-Regulated Commercial & Industrial Equipment | 02/11/2008 |  | 02/24/2011
York International | Luxaire | BACB-T/-W180A/E |  | HSP-A, Single-Package Heat Pum | Heat Pump | 230 | 3 |  |  |  | No Match |  | No Match | 164000 | 18636 | 8.8 | 8.5 |  | 8.5 | 174000 | 16998 | 3 | 2.9 | 90000 | 13188 | 2 | Federally-Regulated Commercial & Industrial Equipment | 05/09/1998 |  | 10/02/1998
Carrier Corp. - Syracuse | Day & Night | RHS(181,183)(H,L,S)******TA |  | HSP-A, Single-Package Heat Pum | Heat Pump | 460 | 3 | False |  |  |  | True | Single-Speed | 172000 | 15925 | 10.8 | 10.4 |  |  | 220000 | 19538 | 3.3 | 3.2 |  |  |  | Federally-Regulated Commercial & Industrial Equipment | 05/09/2013 |  | 08/28/2014
Carrier Corp. - Syracuse | Tempstar | RHS(181,183)(H,L,S)******TC |  | HSP-A, Single-Package Heat Pum | Heat Pump | 460 | 3 | False |  |  |  | True | Single-Speed | 172000 | 15925 | 10.8 | 10.4 |  |  | 220000 | 19538 | 3.3 | 3.2 |  |  |  | Federally-Regulated Commercial & Industrial Equipment | 01/09/2014 |  | 10/28/2014
Rheem Sales Company, Inc. | Weatherking | WJKB-A090C |  | HSP-A, Single-Package Heat Pum | Heat Pump | 208 | 3 |  |  |  | No Match |  | No Match | 89000 | 9673 | 9.2 | 8.9 |  | 10.6 | 90000 | 8789 | 3 | 3 | 52500 | 7691 | 2 | Federally-Regulated Commercial & Industrial Equipment | 11/21/2001 |  | 07/18/2002
Carrier Corp. - Syracuse | Carrier Corp. | 50TCQ*07***(5,6,1)A* |  | HSP-A, Single-Package Heat Pum | Heat Pump | 208 | 3 | False |  |  |  | False | Single-Speed | 70000 | 6306 | 11.1 | 10.8 |  |  | 67000 | 5950 | 3.3 | 3.3 |  |  |  | Federally-Regulated Commercial & Industrial Equipment | 11/30/2011 |  | 10/28/2014
Carrier Corp. - Syracuse | Bryant Heating & Cooling Systems | 549J(P,E,T)07**********A |  | HSP-A, Single-Package Heat Pum | Heat Pump | 460 | 3 | False |  |  |  | True | Single-Speed | 72000 | 6000 | 12 | 10.8 |  |  | 70000 | 6033 | 3.4 | 3.3 |  |  |  | Federally-Regulated Commercial & Industrial Equipment | 10/28/2014 |  | 04/21/2015
Carrier Corp. - Syracuse | Carrier | 38AQ0165 | 40RR028 | HRCU-A-CB, Split System: Heat | Heat Pump | 460 | 3 |  |  |  | No Match |  | No Match | 267375 | 32903 | 8.3 |  |  |  | 259800 | 27023 |  |  | 95926 | 22873 |  | Non Federally-Regulated | 05/16/1984 |  | 06/11/1985
Carrier Corp. - Syracuse | Bryant Air Conditioning | 548FPX/FEX090-AA |  | HSP-A, Single-Package Heat Pum | Heat Pump | 208 | 3 |  |  |  | No Match |  | No Match | 86000 | 9555 | 9 | 8.9 |  | 9.3 | 78000 | 7617 | 3 | 3 | 36000 | 6592 | 1.6 | Federally-Regulated Commercial & Industrial Equipment | 09/21/2000 |  | 07/18/2002
Carrier Corp. - Syracuse | Bryant Heating & Cooling Systems | 548J(P,E,T)24*********(D,E)A-HORZ |  | HSP-A, Single-Package Heat Pum | Heat Pump | 575 | 3 | False |  |  |  | True | Single-Speed | 232000 | 21886 | 10.6 | 10.4 |  |  | 220000 | 19538 | 3.3 | 3.2 |  |  |  | Federally-Regulated Commercial & Industrial Equipment | 04/21/2014 |  | 10/28/2014
Carrier Corp. - Syracuse | Heil | RHS090H******AA |  | HSP-A, Single-Package Heat Pum | Heat Pump | 230 | 3 | False |  |  |  | False | Single-Speed | 88000 | 7857 | 11.2 | 10.8 |  |  | 86000 | 7413 | 3.4 | 3.3 |  |  |  | Federally-Regulated Commercial & Industrial Equipment | 12/12/2012 |  | 10/28/2014
York International | York | XP120[C,E]***(2,4,5)***6 |  | HSP-A, Single-Package Heat Pum | Both Heat Pump and Electric Re | 460 | 3 | False |  |  |  | True | Single-Speed | 118000 | 10727 | 11 | 10.8 |  |  | 110000 | 9481 | 3.4 | 3.3 |  |  |  | Federally-Regulated Commercial & Industrial Equipment | 01/09/2014 |  | 01/05/2015
Rheem Sales Company, Inc. | Ruud | UPWC-100C | UHGF-100Z | HRCU-A-CB, Split System: Heat | Heat Pump | 230 | 3 |  |  |  | No Match |  | No Match | 118000 | 12826 | 9.2 | 8.9 |  |  | 125000 | 11814 | 3.1 | 3 | 68000 | 9487 | 2.1 | Federally-Regulated Commercial & Industrial Equipment | 05/22/2000 |  | 05/23/2000
McQuay International | McQuay International | DPS012AHHY2*C-6 |  | HSP-A, Single-Package Heat Pum | Heat Pump | 230 | 3 | False |  |  |  | True | Variable-Speed | 144000 | 12000 | 12 | 10.4 |  |  | 135000 | 11636 | 3.4 | 3.2 |  |  |  | Federally-Regulated Commercial & Industrial Equipment | 08/28/2012 |  | 04/19/2013
Rheem Sales Company, Inc. | Square D | HCS020JAR1H | A02-94-00M-020US1G | HRCU-A-CB, Split System: Heat | Heat Pump | 230 | 3 |  |  |  | No Match |  | No Match | 234000 | 28540 | 8.2 |  |  |  | 234000 | 24490 |  |  | 119000 | 17430 |  | Non Federally-Regulated | 06/11/1985 |  | 08/29/1986
Carrier Corp. - Syracuse | Tempstar | RHH072(H,L,S)******** |  | HSP-A, Single-Package Heat Pum | Heat Pump | 575 | 3 | False |  |  |  | True | Single-Speed | 72000 | 6000 | 12 | 10.8 |  |  | 70000 | 6033 | 3.4 | 3.3 |  |  |  | Federally-Regulated Commercial & Industrial Equipment | 10/28/2014 |  | 10/28/2014
Carrier Corp. - Syracuse | Arcoaire | RHS(243)(H,L,S)******TA |  | HSP-A, Single-Package Heat Pum | Heat Pump | 208 | 3 | False |  |  |  | True | Single-Speed | 232000 | 21886 | 10.6 | 10.4 |  |  | 220000 | 19538 | 3.3 | 3.2 |  |  |  | Federally-Regulated Commercial & Industrial Equipment | 04/21/2014 |  | 10/28/2014
Trane U.S. Inc. | Trane | WCH120B30*E* |  | HSP-A, Single-Package Heat Pum | Heat Pump | 230 | 3 |  |  |  | No Match |  | No Match | 124000 | 12916 | 9.6 | 8.9 |  |  | 110000 | 10743 | 3 | 3 | 59000 | 8643 | 2 | Federally-Regulated Commercial & Industrial Equipment | 05/22/2000 |  | 09/25/2002
Carrier Corp. - Syracuse | Day & Night | 542EE,FE090 |  | HSP-A, Single-Package Heat Pum | Heat Pump | 460 | 3 |  |  |  | No Match |  | No Match | 86000 | 10238 | 8.4 |  |  |  | 87000 | 8792 |  |  | 50000 | 7327 |  | Non Federally-Regulated | 05/11/1988 |  | 03/15/1989
McQuay International | McQuay International | DPS010AHHE2*C-6 |  | HSP-A, Single-Package Heat Pum | Heat Pump | 208 | 3 | False |  |  |  | True | Variable-Speed | 121000 | 10000 | 12.1 | 10.8 |  |  | 119000 | 9105 | 3.8 | 3.3 |  |  |  | Federally-Regulated Commercial & Industrial Equipment | 03/02/2012 |  | 08/28/2012
Carrier Corp. - Syracuse | Day & Night | RHH072(H,L,S)******** |  | HSP-A, Single-Package Heat Pum | Heat Pump | 230 | 3 | False |  |  |  | True | Single-Speed | 72000 | 6000 | 12 | 10.8 |  |  | 70000 | 6033 | 3.4 | 3.3 |  |  |  | Federally-Regulated Commercial & Industrial Equipment | 11/30/2011 |  | 10/28/2014
Carrier Corp. - Syracuse | Arcoaire | RHH090(H,L,S)******TA |  | HSP-A, Single-Package Heat Pum | Heat Pump | 575 | 3 | False |  |  |  | True | Single-Speed | 90000 | 7438 | 12.1 | 10.8 |  |  | 84000 | 7033 | 3.5 | 3.3 |  |  |  | Federally-Regulated Commercial & Industrial Equipment | 12/12/2012 |  | 10/28/2014
Carrier Corp. - Syracuse | Carrier | 38AQ0166 | 40RR016 | HRCU-A-CB, Split System: Heat | Heat Pump | 460 | 3 |  |  |  | No Match |  | No Match | 168000 | 21682 | 7.7 | 7.5 |  |  | 170000 | 16968 |  |  | 96000 | 13520 |  | Non Federally-Regulated | 09/08/1982 |  | 05/16/1984
Carrier Corp. - Syracuse | Bryant Heating & Cooling Systems | 549J(P,E,T)07**********A |  | HSP-A, Single-Package Heat Pum | Heat Pump | 575 | 3 | False |  |  |  | True | Single-Speed | 72000 | 6000 | 12 | 10.8 |  |  | 70000 | 6033 | 3.4 | 3.3 |  |  |  | Federally-Regulated Commercial & Industrial Equipment | 10/28/2014 |  | 04/21/2015
Lennox Industries Inc. | Lennox | CHP11-1353-3G |  | HSP-A, Single-Package Heat Pum | Heat Pump | 460 | 3 |  |  |  | No Match |  | No Match | 122000 | 15300 | 8 | 7.5 |  |  | 125000 | 12600 | 2.9 |  | 64000 | 10400 |  | Non Federally-Regulated | 01/05/1982 |  | 09/08/1982
York International | Coleman | BB-20[E72]***(T,W,X)* |  | HSP-A, Single-Package Heat Pum | Both Heat Pump and Electric Re | 575 | 3 |  |  |  |  | True | Single-Speed | 214000 | 22526 | 9.5 | 8.5 |  | 10.1 | 210000 | 19866 | 3.1 | 2.9 | 130000 | 19062 | 2 | Federally-Regulated Commercial & Industrial Equipment | 01/18/2008 |  | 01/24/2011
Goettl | American Best | HP1202E |  | HSP-A, Single-Package Heat Pum | Heat Pump | 230 | 1 |  |  |  | No Match |  | No Match | 120000 | 12371 | 9.7 | 8.9 |  |  | 118000 | 11524 | 3 | 3 | 63000 | 9229 | 2 | Federally-Regulated Commercial & Industrial Equipment | 11/18/1999 |  | 04/13/2000
Carrier Corp. - Syracuse | Heil | RHH072(H,L,S)0******A |  | HSP-A, Single-Package Heat Pum | Heat Pump | 460 | 3 | False |  |  |  | True | Single-Speed | 72000 | 6000 | 12 | 10.8 |  |  | 70000 | 6033 | 3.4 | 3.3 |  |  |  | Federally-Regulated Commercial & Industrial Equipment | 03/10/2011 |  | 04/19/2013
Carrier Corp. - Syracuse | Keeprite | RHH090(H,L,S)******AA |  | HSP-A, Single-Package Heat Pum | Heat Pump | 460 | 3 | False |  |  |  | True | Single-Speed | 90000 | 7438 | 12.1 | 10.8 |  |  | 84000 | 7033 | 3.5 | 3.3 |  |  |  | Federally-Regulated Commercial & Industrial Equipment | 10/28/2014 |  | 10/28/2014
Rheem Sales Company, Inc. | Weatherking | WPWC-100CAZ | WHGF-100Z | HRCU-A-CB, Split System: Heat | Heat Pump | 208 | 3 |  |  |  | No Match |  | No Match | 118000 | 12826 | 9.2 | 8.9 |  |  | 125000 | 11814 | 3.1 | 3 | 68000 | 9487 | 2.1 | Federally-Regulated Commercial & Industrial Equipment | 11/18/1999 |  | 04/13/2000
Carrier Corp. | Carrier | 38AQ0346 | 40RR034 | HRCU-A-CB, Split System: Heat | Heat Pump | 460 | 3 |  |  |  | No Match |  | No Match | 307028 | 36991 | 8.3 |  |  | 8.9 | 327000 | 34208 | 2.8 |  | 183000 | 25525 | 2.1 | Voluntarily Certified | 01/23/1988 |  | 03/08/1996
Carrier Corp. - Syracuse | Bryant Heating & Cooling Systems | 548J(P,E,T)14*********(A,B)A |  | HSP-A, Single-Package Heat Pum | Heat Pump | 575 | 3 | False |  |  |  | False | Single-Speed | 142000 | 13396 | 10.6 | 10.4 |  |  | 142000 | 13005 | 3.2 | 3.2 |  |  |  | Federally-Regulated Commercial & Industrial Equipment | 10/28/2014 |  | 04/21/2015
Carrier Corp. - Syracuse | Tempstar | CHS072(H,L,S)A* | FHS072(M,S,K)**A0* | HRCU-A-CB, Split System: Heat | Heat Pump | 230 | 3 |  |  |  |  | True | Single-Speed | 70000 | 6363 | 11 | 10.8 |  |  | 66000 | 5861 | 3.3 | 3.3 |  |  |  | Federally-Regulated Commercial & Industrial Equipment | 07/18/2013 |  | 10/28/2014
Carrier Corp. - Syracuse | Tempstar | CHS091(H,L,S)A* | FHS091(M,S,K)**A0* | HRCU-A-CB, Split System: Heat | Heat Pump | 460 | 3 |  |  |  |  | True | Single-Speed | 89000 | 8090 | 11 | 10.8 |  |  | 87000 | 7726 | 3.3 | 3.3 |  |  |  | Federally-Regulated Commercial & Industrial Equipment | 07/18/2013 |  | 10/28/2014
Trane U.S. Inc. | American Standard, Inc. | WCD180B40*E* |  | HSP-A, Single-Package Heat Pum | Heat Pump | 460 | 3 |  |  |  | No Match |  | No Match | 174000 | 19333 | 9 | 8.5 |  | 9.3 | 160000 | 15631 | 3 | 2.9 | 84000 | 11723 | 2.1 | Federally-Regulated Commercial & Industrial Equipment | 12/14/1998 |  | 11/18/1999
Carrier Corp. - Syracuse | Airquest | RHS(243)(H,L,S)******AA |  | HSP-A, Single-Package Heat Pum | Heat Pump | 208 | 3 | False |  |  |  | True | Single-Speed | 232000 | 21886 | 10.6 | 10.4 |  |  | 220000 | 19538 | 3.3 | 3.2 |  |  |  | Federally-Regulated Commercial & Industrial Equipment | 04/21/2014 |  | 10/28/2014
McQuay International | McQuay International | DPS006AHHG4*C-6 |  | HSP-A, Single-Package Heat Pum | Heat Pump | 460 | 3 | False |  |  |  | True | Variable-Speed | 70000 | 6194 | 11.3 | 10.8 |  |  | 72000 | 5197 | 4.1 | 3.3 |  |  |  | Federally-Regulated Commercial & Industrial Equipment | 03/02/2012 |  | 08/28/2012
BDP Co. | Payne | 542DP090 |  | HSP-A, Single-Package Heat Pum | Heat Pump | 208 | 3 |  |  |  | No Match |  | No Match | 87000 | 10200 | 8.5 | 8.2 |  |  | 89000 | 8800 |  |  | 49000 | 7300 |  | Non Federally-Regulated | 06/11/1985 |  | 08/29/1986
Carrier Corp. - Syracuse | Carrier | 38AQS0165/6 | 40RMQ0165/6GC | HRCU-A-CB, Split System: Heat | Heat Pump | 208 | 3 |  |  |  | No Match |  | No Match | 172000 | 19545 | 8.8 | 8.5 |  | 9.9 | 164000 | 16021 | 3 | 2.9 | 94000 | 12522 | 2.2 | Federally-Regulated Commercial & Industrial Equipment | 03/31/1998 |  | 05/09/1998
Carrier Corp. - Syracuse | ICP Commercial | RHS(120,121)(H,L,S)******AA |  | HSP-A, Single-Package Heat Pum | Heat Pump | 460 | 3 | False |  |  |  | False | Single-Speed | 116000 | 10545 | 11 | 10.8 |  |  | 116000 | 9999 | 3.4 | 3.3 |  |  |  | Federally-Regulated Commercial & Industrial Equipment | 12/12/2012 |  | 10/28/2014
Trane U.S. Inc. | American Standard, Inc. | WCD240B30*E* |  | HSP-A, Single-Package Heat Pum | Heat Pump | 208 | 3 |  |  |  | No Match |  | No Match | 230000 | 26744 | 8.6 | 8.5 |  | 8.7 | 230000 | 21738 | 3.1 | 2.9 | 128000 | 17858 | 2.1 | Federally-Regulated Commercial & Industrial Equipment | 07/19/2001 |  | 11/21/2001
Carrier Corp. - Syracuse | Heil | RHS(181,183)(H,L,S)******AA |  | HSP-A, Single-Package Heat Pum | Heat Pump | 460 | 3 | False |  |  |  | True | Single-Speed | 172000 | 15925 | 10.8 | 10.4 |  |  | 220000 | 19538 | 3.3 | 3.2 |  |  |  | Federally-Regulated Commercial & Industrial Equipment | 05/09/2013 |  | 08/28/2014
Lennox Industries Inc. | Armstrong | PRTC178BH-1,L-1 |  | HSP-A, Single-Package Heat Pum | Heat Pump | 230 | 3 |  |  |  | No Match |  | No Match | 178000 | 20000 | 8.9 |  |  |  | 178000 | 17585 | 2.9 |  | 96000 | 14065 | 2 | Federally-Regulated Commercial & Industrial Equipment | 01/08/1991 |  | 07/27/1992
Inter-City Products Corp. | Sears | PH*120N2HA** |  | HSP-A, Single-Package Heat Pum | Heat Pump | 230 | 3 |  |  |  | No Match |  | No Match | 123000 | 13501 | 9.1 | 8.9 |  |  | 123000 | 11663 | 3.1 | 3 | 71000 | 10401 | 2 | Federally-Regulated Commercial & Industrial Equipment | 03/22/1994 |  | 09/02/1995
Carrier Corp. - Syracuse | Comfortmaker | RHS072(H,L,S)******** |  | HSP-A, Single-Package Heat Pum | Heat Pump | 575 | 3 | False |  |  |  | False | Single-Speed | 70000 | 6306 | 11.1 | 10.8 |  |  | 67000 | 5950 | 3.3 | 3.3 |  |  |  | Federally-Regulated Commercial & Industrial Equipment | 10/28/2014 |  | 10/28/2014
York International | Luxaire | BACB-T090A |  | HSP-A, Single-Package Heat Pum | Heat Pump | 208 | 3 |  |  |  | No Match |  | No Match | 87000 | 9886 | 8.8 | 8.2 |  |  | 88000 | 8597 |  |  | 47000 | 6888 |  | Non Federally-Regulated | 02/22/1990 |  | 07/31/1992
York International | Fraser Johnston | EAHP-T120A | FBHP-S120A | HRCU-A-CB, Split System: Heat | Heat Pump | 230 | 3 |  |  |  | No Match |  | No Match | 118000 | 14390 | 8.2 | 8.2 |  |  | 129000 | 12602 |  |  | 76000 | 9281 |  | Non Federally-Regulated | 03/15/1989 |  | 10/10/1989
Trane U.S. Inc. | Trane | BWC090F3F |  | HSP-A, Single-Package Heat Pum | Heat Pump | 230 | 3 |  |  |  | No Match |  | No Match | 90000 | 10100 | 8.9 |  |  |  | 85000 | 8600 |  |  | 44000 | 6800 |  | Non Federally-Regulated | 05/11/1988 |  | 03/15/1989
Carrier Corp. - Syracuse | Day & Night | RHS(240,243)(H,L,S)******TA |  | HSP-A, Single-Package Heat Pum | Heat Pump | 575 | 3 | False |  |  |  | True | Single-Speed | 232000 | 21886 | 10.6 | 10.4 |  |  | 220000 | 19538 | 3.3 | 3.2 |  |  |  | Federally-Regulated Commercial & Industrial Equipment | 12/12/2012 |  | 04/21/2014
Trane U.S. Inc. | American Standard, Inc. | WC(D,H)180E4A*B |  | HSP-A, Single-Package Heat Pum | Both Heat Pump and Electric Re | 575 | 3 | False |  |  |  | False | Single-Speed | 170000 | 15454 | 11 | 10.4 |  |  | 176000 | 16119 | 3.2 | 3.2 |  |  |  | Federally-Regulated Commercial & Industrial Equipment | 03/02/2012 |  | 08/28/2012
Carrier Corp. - Syracuse | Tempstar | RHS150(H,L,S)******AA |  | HSP-A, Single-Package Heat Pum | Heat Pump | 460 | 3 | False |  |  |  | False | Single-Speed | 142000 | 13396 | 10.6 | 10.4 |  |  | 142000 | 13005 | 3.2 | 3.2 |  |  |  | Federally-Regulated Commercial & Industrial Equipment | 10/28/2014 |  | 10/28/2014
Trane U.S. Inc. | American Standard, Inc. | WCD120B30*E* |  | HSP-A, Single-Package Heat Pum | Heat Pump | 208 | 3 |  |  |  | No Match |  | No Match | 117000 | 12717 | 9.2 | 8.9 |  | 9.4 | 119000 | 11622 | 3 | 3 | 61000 | 8936 | 2 | Federally-Regulated Commercial & Industrial Equipment | 07/31/2002 |  | 09/25/2002
Carrier Corp. - Syracuse | Carrier Corp. | 50HCQ*12***(5,6,1)A***(A,C,D,F)* |  | HSP-A, Single-Package Heat Pum | Heat Pump | 230 | 3 | False |  |  |  | True | Single-Speed | 119000 | 9674 | 12.3 | 10.8 |  |  | 116000 | 9713 | 3.5 | 3.3 |  |  |  | Federally-Regulated Commercial & Industrial Equipment | 12/12/2012 |  | 04/21/2015
Trane U.S. Inc. | Trane | TWA072C300A* | TWE090A100** | HRCU-A-CB, Split System: Heat | Heat Pump | 208 | 3 |  |  |  | No Match |  | No Match | 69000 | 7615 | 9.1 | 8.9 |  |  | 62500 | 6105 | 3 | 3 | 37800 | 4694 | 2.4 | Non Federally-Regulated | 09/02/1992 |  | 09/02/1995
Carrier Corp. - Syracuse | Day & Night | RHH(120,121)(H,L,S)******** |  | HSP-A, Single-Package Heat Pum | Heat Pump | 208 | 3 | False |  |  |  | True | Single-Speed | 119000 | 9674 | 12.3 | 10.8 |  |  | 116000 | 9713 | 3.5 | 3.3 |  |  |  | Federally-Regulated Commercial & Industrial Equipment | 11/30/2011 |  | 12/12/2012
Trane U.S. Inc. | Trane Unitary Products Group | TWA180E4**A* | TWE180E3**A* | HRCU-A-CB, Split System: Heat | Heat Pump | 460 | 3 |  |  |  |  | True | Single-Speed | 180000 | 16981 | 10.6 | 8.5 |  |  | 174000 | 15946 | 3.2 | 2.9 |  |  |  | Federally-Regulated Commercial & Industrial Equipment | 11/25/2009 |  | 01/09/2014
York International | Fraser Johnston | BCCB-T/-W120* |  | HSP-A, Single-Package Heat Pum | Heat Pump | 460 | 3 |  |  |  | No Match |  | No Match | 118000 | 13111 | 9 | 8.9 |  |  | 116000 | 11332 | 3 | 3 | 70000 | 10257 | 2 | Federally-Regulated Commercial & Industrial Equipment | 07/29/1998 |  | 08/07/1998
Trane U.S. Inc. | Trane | BWA090C3OOM | BWE090C3OOG | HRCU-A-CB, Split System: Heat | Heat Pump | 230 | 3 |  |  |  | No Match |  | No Match | 90000 | 10200 | 8.8 | 8.2 |  |  | 86000 | 8790 |  |  | 44500 | 7150 |  | Non Federally-Regulated | 03/15/1989 |  | 10/10/1989
Carrier Corp. - Syracuse | Day & Night | RHH102(H,L,S)******TA |  | HSP-A, Single-Package Heat Pum | Heat Pump | 230 | 3 | False |  |  |  | True | Single-Speed | 100000 | 8333 | 12 | 10.8 |  |  | 100000 | 8619 | 3.4 | 3.3 |  |  |  | Federally-Regulated Commercial & Industrial Equipment | 10/28/2014 |  | 10/28/2014
Carrier Corp. - Syracuse | Heil | RHS150(H,L,S)******AA |  | HSP-A, Single-Package Heat Pum | Heat Pump | 575 | 3 | False |  |  |  | False | Single-Speed | 142000 | 13396 | 10.6 | 10.4 |  |  | 142000 | 13005 | 3.2 | 3.2 |  |  |  | Federally-Regulated Commercial & Industrial Equipment | 12/12/2012 |  | 10/28/2014
Lennox Industries Inc. | Lennox | HP17-1353V-4G | CB17-135V-1 | HRCU-A-CB, Split System: Heat | Heat Pump | 460 | 3 |  |  |  | No Match |  | No Match | 119000 | 14512 | 8.2 | 8.2 |  |  | 119000 | 11499 |  |  | 69000 | 9406 |  | Non Federally-Regulated | 02/22/1990 |  | 07/31/1992
Rheem Sales Company, Inc. | Heat Controller | HR100-3SZ | AHH100-Z | HRCU-A-CB, Split System: Heat | Heat Pump | 230 | 3 |  |  |  | No Match |  | No Match | 118000 | 12826 | 9.2 | 8.9 |  |  | 125000 | 11814 | 3.1 | 3 | 68000 | 9487 | 2.1 | Federally-Regulated Commercial & Industrial Equipment | 07/25/2000 |  | 02/06/2002
York International | Coleman | PH120C00A*(2,4,5)***** | NH120C00*(5,6)****** | HRCU-A-CB, Split System: Heat | Heat Pump | 230 | 3 |  |  |  |  | True | Single-Speed | 124000 | 11273 | 11 | 8.9 |  |  | 109000 | 9686 | 3.3 | 3 |  |  |  | Federally-Regulated Commercial & Industrial Equipment | 07/16/2009 |  | 01/09/2014
Carrier Corp. - Syracuse | Comfortmaker | RHS072(H,L,S)******** |  | HSP-A, Single-Package Heat Pum | Heat Pump | 575 | 3 | False |  |  |  | False | Single-Speed | 70000 | 6306 | 11.1 | 10.8 |  |  | 67000 | 5950 | 3.3 | 3.3 |  |  |  | Federally-Regulated Commercial & Industrial Equipment | 11/30/2011 |  | 10/28/2014
Trane U.S. Inc. | American Standard, Inc. | 4A6C3048A3 | TWE090E3**A* | HRCU-A-CB, Split System: Heat | Heat Pump | 230 | 3 |  |  |  |  | True | Single-Speed | 90000 | 8181 | 11 | 10.8 |  |  | 90000 | 7992 | 3.3 | 3.3 |  |  |  | Federally-Regulated Commercial & Industrial Equipment | 08/24/2011 |  | 10/05/2011
Trane U.S. Inc. | Trane Unitary Products Group | WSC090E3*0A |  | HSP-A, Single-Package Heat Pum | Heat Pump | 230 | 3 |  |  |  |  | True | Single-Speed | 89000 | 8018 | 11.1 | 8.9 |  |  | 86000 | 7418 | 3.4 | 3 |  |  |  | Federally-Regulated Commercial & Industrial Equipment | 11/25/2009 |  | 12/12/2012
Carrier Corp. - Syracuse | Tempstar | RHS(243)(H,L,S)******TA |  | HSP-A, Single-Package Heat Pum | Heat Pump | 575 | 3 | False |  |  |  | True | Single-Speed | 232000 | 21886 | 10.6 | 10.4 |  |  | 220000 | 19538 | 3.3 | 3.2 |  |  |  | Federally-Regulated Commercial & Industrial Equipment | 10/28/2014 |  | 10/28/2014
Trane U.S. Inc. | American Standard, Inc. | 4A6C3042A4 (2) | TWE090E1**A* | HRCU-A-CB, Split System: Heat | Heat Pump | 460 | 3 |  |  |  |  | True | Single-Speed | 84000 | 7046 | 11.9 | 10.8 |  |  | 80000 | 6604 | 3.6 | 3.3 |  |  |  | Federally-Regulated Commercial & Industrial Equipment | 11/30/2011 |  | 05/02/2012
Carrier Corp. - Syracuse | Day & Night | 542DP090 |  | HSP-A, Single-Package Heat Pum | Heat Pump | 208 | 3 |  |  |  | No Match |  | No Match | 87000 | 10200 | 8.5 | 8.2 |  |  | 89000 | 8800 |  |  | 49000 | 7300 |  | Non Federally-Regulated | 03/15/1989 |  | 10/10/1989
Lennox Industries Inc. | Armstrong | PRTC118BH-1,L-1 |  | HSP-A, Single-Package Heat Pum | Heat Pump | 230 | 3 |  |  |  | No Match |  | No Match | 118000 | 14217 | 8.3 | 8.3 |  |  | 120000 | 12297 | 2.8 | 2.8 | 64000 | 9872 | 1.9 | Non Federally-Regulated | 01/08/1991 |  | 07/27/1992
Carrier Corp. - Syracuse | Day & Night | RHS102(L,S)******TA |  | HSP-A, Single-Package Heat Pum | Heat Pump | 460 | 3 | False |  |  |  | False | Single-Speed | 99000 | 8608 | 11.5 | 10.8 |  |  | 96000 | 8525 | 3.3 | 3.3 |  |  |  | Federally-Regulated Commercial & Industrial Equipment | 12/12/2012 |  | 10/28/2014
Rheem Sales Company, Inc. | Century | HR100-3SZ | AHH100-Z | HRCU-A-CB, Split System: Heat | Heat Pump | 208 | 3 |  |  |  | No Match |  | No Match | 120000 | 13043 | 9.2 | 8.9 |  |  | 125000 | 11817 | 3.1 | 3 | 84000 | 11190 | 2.2 | Federally-Regulated Commercial & Industrial Equipment | 05/10/1998 |  | 10/02/1998
Trane U.S. Inc. | Trane Unitary Products Group | WS(D,H)180E(3,4,W)R(G,N,P,R)****0 |  | HSP-A, Single-Package Heat Pum | Both Heat Pump and Electric Re | 208 | 3 | False |  |  |  | False | Single-Speed | 170000 | 16037 | 10.6 | 10.4 |  |  | 170000 | 15569 | 3.2 | 3.2 |  |  |  | Federally-Regulated Commercial & Industrial Equipment | 12/12/2012 |  | 08/28/2014
McQuay International | McQuay International | DPS006AHHY4**-4 |  | HSP-A, Single-Package Heat Pum | Heat Pump | 460 | 3 | False |  |  |  | True | Variable-Speed | 69000 | 6052 | 11.4 | 10.8 |  |  | 71000 | 5075 | 4.1 | 3.3 |  |  |  | Federally-Regulated Commercial & Industrial Equipment | 03/02/2012 |  | 08/28/2012
York International | York | XP150[C,E]***(2,4,5)* |  | HSP-A, Single-Package Heat Pum | Both Heat Pump and Electric Re | 575 | 3 | False |  |  |  | True | Single-Speed | 150000 | 13636 | 11 | 10.4 |  | 11.9 | 135000 | 12364 | 3.2 | 3.2 | 90000 | 11997 | 2.2 | Federally-Regulated Commercial & Industrial Equipment | 01/24/2011 |  | 01/09/2014
Lennox Industries Inc. | Lennox | LHA120H* |  | HSP-A, Single-Package Heat Pum | Heat Pump | 460 | 3 |  |  |  | No Match |  | No Match | 118000 | 11456 | 10.3 | 8.9 |  |  | 120000 | 10654 | 3.3 | 3 | 72000 | 10045 | 2.1 | Federally-Regulated Commercial & Industrial Equipment | 05/22/2000 |  | 03/22/2001
Lennox Industries Inc. | Lennox | CHP11-1853-1G |  | HSP-A, Single-Package Heat Pum | Heat Pump | 460 | 3 |  |  |  | No Match |  | No Match | 180000 | 22000 | 8.2 |  |  |  | 174000 | 17810 |  |  | 90000 | 13880 |  | Non Federally-Regulated | 03/15/1989 |  | 10/10/1989
Carrier Corp. - Syracuse | Keeprite | RHS(120,121)(H,L,S)******TA |  | HSP-A, Single-Package Heat Pum | Heat Pump | 230 | 3 | False |  |  |  | False | Single-Speed | 116000 | 10545 | 11 | 10.8 |  |  | 116000 | 9999 | 3.4 | 3.3 |  |  |  | Federally-Regulated Commercial & Industrial Equipment | 12/12/2012 |  | 10/28/2014
York International | Fraser Johnston | XA-12[C,E]***(T,W,X)* |  | HSP-A, Single-Package Heat Pum | Both Heat Pump and Electric Re | 575 | 3 | False |  |  |  | True | Single-Speed | 150000 | 13636 | 11 | 10.4 |  | 11.9 | 135000 | 12364 | 3.2 | 3.2 | 90000 | 11997 | 2.2 | Federally-Regulated Commercial & Industrial Equipment | 01/24/2011 |  | 01/09/2014
Carrier Corp. - Syracuse | Carrier | 38AQ0345 + 38AQ0165 | 40RR054 | HRCU-A-CB, Split System: Heat | Heat Pump | 208 | 3 |  |  |  | No Match |  | No Match | 480915 | 59372 | 8.1 | 7.5 |  |  | 486000 | 52724 |  |  | 270000 | 41624 |  | Non Federally-Regulated | 09/08/1982 |  | 08/30/1983
York International | York | B1CH090A46 |  | HSP-A, Single-Package Heat Pum | Heat Pump | 460 | 3 |  |  |  | No Match |  | No Match | 87000 | 9886 | 8.8 |  |  |  | 88000 | 8597 | 2.9 | 2.5 | 47000 | 6888 | 2 | Non Federally-Regulated | 04/11/1988 |  | 05/11/1988
Carrier Corp. - Syracuse | Arcoaire | RHS(181,183)(H,L,S)******AC |  | HSP-A, Single-Package Heat Pum | Heat Pump | 208 | 3 | False |  |  |  | True | Single-Speed | 172000 | 15925 | 10.8 | 10.4 |  |  | 220000 | 19538 | 3.3 | 3.2 |  |  |  | Federally-Regulated Commercial & Industrial Equipment | 10/28/2014 |  | 10/28/2014
Carrier Corp. - Syracuse | Airquest | RHS150(H,L,S)******TA |  | HSP-A, Single-Package Heat Pum | Heat Pump | 230 | 3 | False |  |  |  | False | Single-Speed | 142000 | 13396 | 10.6 | 10.4 |  |  | 142000 | 13005 | 3.2 | 3.2 |  |  |  | Federally-Regulated Commercial & Industrial Equipment | 10/28/2014 |  | 10/28/2014
Trane U.S. Inc. | Trane | WCD180B30*E* |  | HSP-A, Single-Package Heat Pum | Heat Pump | 208 | 3 |  |  |  | No Match |  | No Match | 174000 | 19333 | 9 | 8.5 |  | 9.3 | 160000 | 15631 | 3 | 2.9 | 84000 | 11723 | 2.1 | Federally-Regulated Commercial & Industrial Equipment | 12/14/1998 |  | 11/18/1999
Rheem Sales Company, Inc. | Rheem | RPWA-200DAS | RHPA-200G | HRCU-A-CB, Split System: Heat | Heat Pump | 460 | 3 |  |  |  | No Match |  | No Match | 237600 | 28600 | 8.3 |  |  |  | 230250 | 24085 |  |  | 141700 | 21850 |  | Non Federally-Regulated | 06/11/1985 |  | 05/11/1988
Trane U.S. Inc. | American Standard, Inc. | TWA180B300D* | TWE180B300C* | HRCU-A-CB, Split System: Heat | Heat Pump | 230 | 3 |  |  |  | No Match |  | No Match | 176000 | 17425 | 10.1 | 8.5 |  | 12 | 168000 | 16407 | 3 | 2.9 | 107000 | 13630 | 2.3 | Federally-Regulated Commercial & Industrial Equipment | 06/01/2001 |  | 09/21/2001
Carrier Corp. - Syracuse | Carrier | 38AQ0345 + 38AQ0165 | 40RR054 | HRCU-A-CB, Split System: Heat | Heat Pump | 230 | 3 |  |  |  | No Match |  | No Match | 480915 | 59372 | 8.1 |  |  |  | 486000 | 52724 |  |  | 270000 | 41624 |  | Non Federally-Regulated | 05/11/1988 |  | 03/15/1989
Carrier Corp. - Syracuse | Heil | RHH102(H,L,S)******AA |  | HSP-A, Single-Package Heat Pum | Heat Pump | 208 | 3 | False |  |  |  | True | Single-Speed | 100000 | 8333 | 12 | 10.8 |  |  | 100000 | 8619 | 3.4 | 3.3 |  |  |  | Federally-Regulated Commercial & Industrial Equipment | 12/12/2012 |  | 10/28/2014
Lennox Industries Inc. | Armstrong | LHA240HN2* |  | HSP-A, Single-Package Heat Pum | Heat Pump | 575 | 3 |  |  |  | No Match |  | No Match | 220000 | 21568 | 10.2 | 8.5 |  | 11 | 220000 | 19533 | 3.3 | 2.9 | 118000 | 16463 | 2.1 | Federally-Regulated Commercial & Industrial Equipment | 07/31/2002 |  | 01/18/2008
Inter-City Products Corp. | Tempstar | PH*120N2LA** |  | HSP-A, Single-Package Heat Pum | Heat Pump | 460 | 3 |  |  |  | No Match |  | No Match | 123000 | 13501 | 9.1 | 8.9 |  |  | 123000 | 11663 | 3.1 | 3 | 71000 | 10401 | 2 | Federally-Regulated Commercial & Industrial Equipment | 03/22/1994 |  | 09/02/1995
Trane U.S. Inc. | Trane | WCH120B40*E* |  | HSP-A, Single-Package Heat Pum | Heat Pump | 460 | 3 |  |  |  | No Match |  | No Match | 124000 | 12916 | 9.6 | 8.9 |  | 9.7 | 110000 | 10743 | 3 | 3 | 59000 | 8643 | 2 | Federally-Regulated Commercial & Industrial Equipment | 11/18/1999 |  | 04/13/2000
Trane U.S. Inc. | American Standard, Inc. | TWA120A300B | TWE120A300B | HRCU-A-CB, Split System: Heat | Heat Pump | 230 | 3 |  |  |  | No Match |  | No Match | 117000 | 13150 | 8.9 | 8.9 |  |  | 119000 | 11630 | 3 | 3 | 64000 | 8930 | 2.1 | Non Federally-Regulated | 07/31/1992 |  | 03/31/1998
York International | York | B3CH120A46* |  | HSP-A, Single-Package Heat Pum | Heat Pump | 460 | 3 |  |  |  | No Match |  | No Match | 118000 | 13111 | 9 | 8.9 |  |  | 116000 | 11332 | 3 | 3 | 70000 | 10257 | 2 | Federally-Regulated Commercial & Industrial Equipment | 08/21/1998 |  | 10/02/1998
Rheem Sales Company, Inc. | Rheem | UPWA-100CAS | UHPA-100G2 | HRCU-A-CB, Split System: Heat | Heat Pump | 230 | 3 |  |  |  | No Match |  | No Match | 119000 | 14900 | 8 | 7.5 |  |  | 118000 | 12400 |  |  | 61000 | 9500 |  | Non Federally-Regulated | 09/08/1982 |  | 08/30/1983
Carrier Corp. - Syracuse | Heil | RHS072(H,L,S)******A |  | HSP-A, Single-Package Heat Pum | Both Heat Pump and Electric Re | 208 | 3 |  |  |  |  | False | Single-Speed | 70000 | 6306 | 11.1 | 8.9 |  |  | 67000 | 5954 | 3.3 | 3 |  |  |  | Federally-Regulated Commercial & Industrial Equipment | 07/16/2009 |  | 12/12/2012
Carrier Corp. - Syracuse | Carrier | 50HJQ008--50/60 |  | HSP-A, Single-Package Heat Pum | Heat Pump | 460 | 3 |  |  |  | No Match |  | No Match | 88000 | 8543 | 10.3 | 8.9 |  | 10.5 | 85000 | 7546 | 3.3 | 3 | 48000 | 6392 | 2.2 | Federally-Regulated Commercial & Industrial Equipment | 11/21/2001 |  | 03/21/2002
Lennox Industries Inc. | Lennox | CHP16-953-4Y |  | HSP-A, Single-Package Heat Pum | Heat Pump | 208 | 3 |  |  |  | No Match |  | No Match | 88000 | 9778 | 9 | 8.9 |  |  | 90000 | 8307 | 3.1 | 3 | 46000 | 6740 | 2 | Non Federally-Regulated | 04/22/1992 |  | 07/31/1992
York International | Fraser Johnston | BA-20(C00/E18/E36)** |  | HSP-A, Single-Package Heat Pum | Both Heat Pump and Electric Re | 208 | 3 |  |  |  |  | True | Single-Speed | 226000 | 21942 | 10.3 | 8.5 |  | 10.2 | 218000 | 18803 | 3.4 | 2.9 | 129000 | 18014 | 2.1 | Federally-Regulated Commercial & Industrial Equipment | 02/11/2008 |  | 02/24/2011
Carrier Corp. - Syracuse | ICP Commercial | CHS240(H,L,S)D* | FHS240(S,H,L)A*A* | HRCU-A-CB, Split System: Heat | Heat Pump | 230 | 3 |  |  |  |  | True | Single-Speed | 222000 | 20747 | 10.7 | 10.4 |  |  | 214000 | 17919 | 3.5 | 3.2 |  |  |  | Federally-Regulated Commercial & Industrial Equipment | 03/10/2011 |  | 12/12/2012
Rheem Sales Company, Inc. | Ruud | UPWB-200CAS | UHPA-200G 1 | HRCU-A-CB, Split System: Heat | Heat Pump | 230 | 3 |  |  |  | No Match |  | No Match | 234000 | 28540 | 8.2 |  |  |  | 234000 | 24490 |  |  | 119000 | 17430 |  | Non Federally-Regulated | 06/11/1985 |  | 05/11/1988
Carrier Corp. - Syracuse | Airquest | RHS150(H,L,S)******TA |  | HSP-A, Single-Package Heat Pum | Heat Pump | 208 | 3 | False |  |  |  | False | Single-Speed | 142000 | 13396 | 10.6 | 10.4 |  |  | 142000 | 13005 | 3.2 | 3.2 |  |  |  | Federally-Regulated Commercial & Industrial Equipment | 10/28/2014 |  | 10/28/2014
Rheem Sales Company, Inc. | Ruud | UPWA-100CAS | UHPA-100E | HRCU-A-CB, Split System: Heat | Heat Pump | 208 | 3 |  |  |  | No Match |  | No Match | 119000 | 15050 | 7.8 | 8.2 |  |  | 118000 | 12805 | 2.7 |  | 61000 | 9930 | 1.8 | Non Federally-Regulated | 05/16/1984 |  | 06/11/1985
Trane U.S. Inc. | General Electric | BWA120C3K | BWE120C-D | HRCU-A-CB, Split System: Heat | Heat Pump | 200 | 3 |  |  |  | No Match |  | No Match | 118000 | 14300 | 8.3 | 8.2 |  |  | 120000 | 11550 |  |  | 70000 | 9550 |  | Non Federally-Regulated | 06/11/1985 |  | 05/11/1988
Rheem Sales Company, Inc. | Weatherking | WJKB-A120C |  | HSP-A, Single-Package Heat Pum | Heat Pump | 230 | 3 |  |  |  | No Match |  | No Match | 117000 | 12580 | 9.3 | 8.9 |  | 9.2 | 118000 | 11524 | 3 | 3 | 63500 | 9302 | 2 | Federally-Regulated Commercial & Industrial Equipment | 11/18/1999 |  | 04/13/2000
York International | Fraser Johnston | XA-08[C,E]***(T,W,X)* |  | HSP-A, Single-Package Heat Pum | Both Heat Pump and Electric Re | 575 | 3 |  |  |  |  | True | Single-Speed | 100000 | 9091 | 11 | 8.9 |  | 12.4 | 94000 | 7876 | 3.5 | 3 | 57000 | 7268 | 2.3 | Federally-Regulated Commercial & Industrial Equipment | 01/18/2008 |  | 01/09/2014
Rheem Sales Company, Inc. | Ruud | UPWA-150CAS | UHPA-150E | HRCU-A-CB, Split System: Heat | Heat Pump | 208 | 3 |  |  |  | No Match |  | No Match | 176400 | 22030 | 8 |  |  |  | 177800 | 19600 | 2.7 |  | 93800 | 17800 | 1.5 | Non Federally-Regulated | 06/11/1985 |  | 05/11/1988
York International | Fraser Johnston | EAHP-W090A | FBHP-S090A | HRCU-A-CB, Split System: Heat | Heat Pump | 460 | 3 |  |  |  | No Match |  | No Match | 93000 | 10941 | 8.5 | 8.2 |  |  | 103000 | 9434 | 3.2 |  | 59000 | 6917 | 2.5 | Non Federally-Regulated | 03/15/1989 |  | 10/10/1989
York International | Luxaire | BA-20[E72]***(T,W,X)* |  | HSP-A, Single-Package Heat Pum | Both Heat Pump and Electric Re | 208 | 3 |  |  |  |  | True | Single-Speed | 220000 | 21569 | 10.2 | 8.5 |  | 10.1 | 218000 | 18803 | 3.4 | 2.9 | 130000 | 18154 | 2.1 | Federally-Regulated Commercial & Industrial Equipment | 02/11/2008 |  | 02/24/2011
Lennox Industries Inc. | Armstrong | LHA120H* |  | HSP-A, Single-Package Heat Pum | Heat Pump | 208 | 3 |  |  |  | No Match |  | No Match | 118000 | 11456 | 10.3 | 8.9 |  | 11.3 | 120000 | 10657 | 3.3 | 3 | 72000 | 10048 | 2.1 | Federally-Regulated Commercial & Industrial Equipment | 03/31/1998 |  | 05/09/1998
McQuay International | McQuay International | DPS007AHHY2*C-4 |  | HSP-A, Single-Package Heat Pum | Heat Pump | 230 | 3 | False |  |  |  | True | Variable-Speed | 89000 | 7120 | 12.5 | 10.8 |  |  | 89000 | 6051 | 4.3 | 3.3 |  |  |  | Federally-Regulated Commercial & Industrial Equipment | 03/02/2012 |  | 08/28/2012
Carrier Corp. - Syracuse | ICP Commercial | RHS090H******** |  | HSP-A, Single-Package Heat Pum | Heat Pump | 208 | 3 | False |  |  |  | False | Single-Speed | 87000 | 7767 | 11.2 | 10.8 |  |  | 86000 | 7413 | 3.4 | 3.3 |  |  |  | Federally-Regulated Commercial & Industrial Equipment | 03/02/2012 |  | 12/12/2012
Trane U.S. Inc. | Trane | BWA180C3K | BWV180B | HRCU-A-CB, Split System: Heat | Heat Pump | 200 | 3 |  |  |  | No Match |  | No Match | 182000 | 22000 | 8.3 |  |  |  | 172000 | 18300 |  |  | 101000 | 15200 |  | Non Federally-Regulated | 06/11/1985 |  | 05/11/1988
Trane U.S. Inc. | American Standard, Inc. | WC(D,H)180EW0*B |  | HSP-A, Single-Package Heat Pum | Both Heat Pump and Electric Re | 208 | 3 | False |  |  |  | False | Single-Speed | 170000 | 15454 | 11 | 10.4 |  |  | 176000 | 16119 | 3.2 | 3.2 |  |  |  | Federally-Regulated Commercial & Industrial Equipment | 03/02/2012 |  | 08/28/2012
York International | Evcon | BA-12C00*T/W/X***** |  | HSP-A, Single-Package Heat Pum | Heat Pump | 230 | 3 |  |  |  | No Match |  | No Match | 144000 | 15483 | 9.3 | 8.5 |  | 11 | 142000 | 13421 | 3.1 | 2.9 | 91000 | 12696 | 2.1 | Federally-Regulated Commercial & Industrial Equipment | 05/21/2002 |  | 07/18/2002
York International | Evcon | PJ240C00A*(2,4,5)***** | NJ240C00*(5,6)****** | HRCU-A-CB, Split System: Heat | Heat Pump | 230 | 3 |  |  |  |  | True | Single-Speed | 238000 | 22453 | 10.6 | 8.5 |  |  | 220000 | 18975 | 3.4 | 2.9 |  |  |  | Federally-Regulated Commercial & Industrial Equipment | 07/16/2009 |  | 01/24/2011
Carrier Corp. - Syracuse | ICP Commercial | RHS(240)(H,L,S)******AA |  | HSP-A, Single-Package Heat Pum | Heat Pump | 230 | 3 | False |  |  |  | True | Single-Speed | 232000 | 21886 | 10.6 | 10.4 |  |  | 220000 | 19538 | 3.3 | 3.2 |  |  |  | Federally-Regulated Commercial & Industrial Equipment | 04/21/2014 |  | 10/28/2014
Carrier Corp. - Syracuse | Keeprite | RHH(120,121)(H,L,S)******AA |  | HSP-A, Single-Package Heat Pum | Heat Pump | 460 | 3 | False |  |  |  | True | Single-Speed | 119000 | 9674 | 12.3 | 10.8 |  |  | 116000 | 9713 | 3.5 | 3.3 |  |  |  | Federally-Regulated Commercial & Industrial Equipment | 12/12/2012 |  | 10/28/2014
Rheem Sales Company, Inc. | Tempstar | NRHR10LP30A |  | HSP-A, Single-Package Heat Pum | Heat Pump | 460 | 3 |  |  |  | No Match |  | No Match | 119000 | 13985 | 8.5 | 8.2 |  |  | 127000 | 12195 | 3.1 |  | 68000 | 9665 | 2.1 | Non Federally-Regulated | 02/22/1990 |  | 09/17/1991
Carrier Corp. - Syracuse | Carrier Corp. | 50TCQ*09***5A***(A,C,D,F)* |  | HSP-A, Single-Package Heat Pum | Heat Pump | 208 | 3 | False |  |  |  | False | Single-Speed | 98000 | 8521 | 11.5 | 10.8 |  |  | 94000 | 8348 | 3.3 | 3.3 |  |  |  | Federally-Regulated Commercial & Industrial Equipment | 12/12/2012 |  | 04/21/2015
Carrier Corp. - Syracuse | Bryant Heating & Cooling Systems | 548JP08**********A |  | HSP-A, Single-Package Heat Pum | Heat Pump | 230 | 3 | False |  |  |  | False | Single-Speed | 88000 | 7857 | 11.2 | 10.8 |  |  | 86000 | 7413 | 3.4 | 3.3 |  |  |  | Federally-Regulated Commercial & Industrial Equipment | 03/02/2012 |  | 12/12/2012
York International | York | B1HN090N***25/46/58 |  | HSP-A, Single-Package Heat Pum | Heat Pump | 230 | 3 |  |  |  | No Match |  | No Match | 87000 | 9666 | 9 | 8.9 |  |  | 89000 | 8692 | 3 | 3 | 49000 | 7178 | 2 | Federally-Regulated Commercial & Industrial Equipment | 11/18/1999 |  | 04/13/2000
Carrier Corp. - Syracuse | Comfortmaker | CHS180(H,L,S)D* | FHS180(M,S,H,L)**A0* | HRCU-A-CB, Split System: Heat | Heat Pump | 230 | 3 |  |  |  |  | True | Single-Speed | 178000 | 16792 | 10.6 | 10.4 |  |  | 178000 | 15343 | 3.4 | 3.2 |  |  |  | Federally-Regulated Commercial & Industrial Equipment | 07/18/2013 |  | 10/28/2014
Carrier Corp. - Syracuse | Day & Night | CHS072(H,L,S)A* | FHS072(M,S,K)A*A* | HRCU-A-CB, Split System: Heat | Heat Pump | 575 | 3 |  |  |  |  | True | Single-Speed | 70000 | 6363 | 11 | 10.8 |  |  | 66000 | 5861 | 3.3 | 3.3 |  |  |  | Federally-Regulated Commercial & Industrial Equipment | 03/10/2011 |  | 12/12/2012
Borg Warner | Fraser Johnston | EAHP-W120A | FBHP-S120A | HRCU-A-CB, Split System: Heat | Heat Pump | 460 | 3 |  |  |  | No Match |  | No Match | 119000 | 13140 | 8.2 | 8.2 |  |  | 129000 | 11080 | 3.4 |  | 76000 | 8040 | 2.8 | Non Federally-Regulated | 05/16/1984 |  | 06/11/1985
Carrier Corp. - Syracuse | ICP Commercial | RHS18*(H,L,S)0******A |  | HSP-A, Single-Package Heat Pum | Heat Pump | 460 | 3 | False |  |  |  | True | Single-Speed | 172000 | 15925 | 10.8 | 10.4 |  |  | 220000 | 19538 | 3.3 | 3.2 |  |  |  | Federally-Regulated Commercial & Industrial Equipment | 03/10/2011 |  | 12/12/2012
Daikin Comfort Technologies Manufacturing, L.P. | Goodman | CPH090********A* |  | HSP-A, Single-Package Heat Pum | Both Heat Pump and Electric Re | 208 | 3 | False |  |  |  | False | Single-Speed | 90000 | 7826 | 11.5 | 10.8 |  |  | 90000 | 7757 | 3.4 | 3.3 |  |  |  | Federally-Regulated Commercial & Industrial Equipment | 03/02/2012 |  | 04/20/2015
Phoenix Manufacturing, Inc. | Phoenix Manufacturing, Inc. | PHR 90 3 |  | HSP-A, Single-Package Heat Pum | Heat Pump | 208 | 3 |  |  |  | No Match |  | No Match | 95000 | 12460 | 7.6 | 8.2 |  |  | 102000 | 10990 | 2.7 |  | 49000 | 8230 | 1.7 | Non Federally-Regulated | 05/16/1984 |  | 06/11/1985
Trane U.S. Inc. | Trane | BWA090C400M | BWE090C400G | HRCU-A-CB, Split System: Heat | Heat Pump | 460 | 3 |  |  |  | No Match |  | No Match | 90000 | 10200 | 8.8 | 8.2 |  |  | 86000 | 8790 |  |  | 44500 | 7150 |  | Non Federally-Regulated | 02/22/1990 |  | 07/31/1992
Carrier Corp. - Syracuse | Carrier | 50TJQ00850/60 |  | HSP-A, Single-Package Heat Pum | Heat Pump | 208 | 3 |  |  |  | No Match |  | No Match | 86000 | 9555 | 9 | 8.9 |  | 9.3 | 78000 | 7620 | 3 | 3 | 36000 | 6433 | 1.6 | Federally-Regulated Commercial & Industrial Equipment | 03/31/1998 |  | 05/09/1998
Carrier Corp. - Syracuse | Arcoaire | RHH072(H,L,S)0******A |  | HSP-A, Single-Package Heat Pum | Heat Pump | 460 | 3 | False |  |  |  | True | Single-Speed | 72000 | 6000 | 12 | 10.8 |  |  | 70000 | 6033 | 3.4 | 3.3 |  |  |  | Federally-Regulated Commercial & Industrial Equipment | 03/10/2011 |  | 04/19/2013
Carrier Corp. - Syracuse | Payne | 541AP090 | 517A090 | HRCU-A-CB, Split System: Heat | Heat Pump | 230 | 3 |  |  |  | No Match |  | No Match | 88000 | 10700 | 8.2 | 8.2 |  |  | 87000 | 9800 |  |  | 47000 | 7300 | 1.9 | Non Federally-Regulated | 08/29/1986 |  | 05/11/1988
Carrier Corp. - Syracuse | Carrier | 38AQ0245+0245+0165 | BPCB-B75*-A*A | HRCU-A-CB, Split System: Heat | Heat Pump | 230 | 3 |  |  |  | No Match |  | No Match | 90000 | 72014 | 8.8 | 8.2 |  |  | 87000 | 8790 |  |  | 51000 | 7150 |  | Non Federally-Regulated | 09/08/1982 |  | 06/11/1985
York International | York | B3CH120A25/46 |  | HSP-A, Single-Package Heat Pum | Heat Pump | 208 | 3 |  |  |  | No Match |  | No Match | 118000 | 13111 | 9 | 8.9 |  |  | 116000 | 11329 | 3 | 3 | 70000 | 10254 | 2 | Federally-Regulated Commercial & Industrial Equipment | 05/22/2000 |  | 01/18/2008
Trane U.S. Inc. | American Standard, Inc. | TWA120A300C* | TWE120A300C* | HRCU-A-CB, Split System: Heat | Heat Pump | 208 | 3 |  |  |  | No Match |  | No Match | 117000 | 13146 | 8.9 | 8.9 |  |  | 119000 | 11622 | 3 | 3 | 64000 | 8929 | 2.1 | Federally-Regulated Commercial & Industrial Equipment | 11/18/1999 |  | 11/21/2000
Trane U.S. Inc. | Trane | WC(D,H)075C400A |  | HSP-A, Single-Package Heat Pum | Heat Pump | 460 | 3 |  |  |  | No Match |  | No Match | 71000 | 7978 | 8.9 | 8.9 |  |  | 71000 | 6935 | 3 | 3 | 35000 | 5127 | 2 | Non Federally-Regulated | 01/31/1992 |  | 07/31/1992
Carrier Corp. - Syracuse | Airquest | RHS150(H,L,S)******AA |  | HSP-A, Single-Package Heat Pum | Heat Pump | 230 | 3 | False |  |  |  | False | Single-Speed | 142000 | 13396 | 10.6 | 10.4 |  |  | 142000 | 13005 | 3.2 | 3.2 |  |  |  | Federally-Regulated Commercial & Industrial Equipment | 10/28/2014 |  | 10/28/2014
McQuay International | McQuay International | DPS006AHHY4*C-6 |  | HSP-A, Single-Package Heat Pum | Heat Pump | 460 | 3 | False |  |  |  | True | Variable-Speed | 70000 | 6034 | 11.6 | 10.8 |  |  | 65000 | 5053 | 3.8 | 3.3 |  |  |  | Federally-Regulated Commercial & Industrial Equipment | 08/28/2012 |  | 04/19/2013
McQuay International | McQuay International | DPS012AHHW4**-4 |  | HSP-A, Single-Package Heat Pum | Heat Pump | 460 | 3 | False |  |  |  | True | Variable-Speed | 144000 | 12307 | 11.7 | 10.4 |  |  | 134000 | 11793 | 3.3 | 3.2 |  |  |  | Federally-Regulated Commercial & Industrial Equipment | 08/28/2012 |  | 04/19/2013
Compu-Aire | Maxi-Kool | MKH-534 |  | HSP-A, Single-Package Heat Pum | Heat Pump | 460 | 3 |  |  |  | No Match |  | No Match | 66400 | 7060 | 9.4 | 8.9 |  |  | 59300 | 5430 | 3.2 | 3 | 36000 | 4980 | 2.1 | Non Federally-Regulated | 03/31/1993 |  | 04/01/1993
Carrier Corp. | Carrier | 38AQ0125 (2 UNITS) | 40RR024 | HRCU-A-CB, Split System: Heat | Heat Pump | 208 | 3 |  |  |  | No Match |  | No Match | 219150 | 25290 | 8.7 |  |  | 9.3 | 237068 | 23010 | 2.9 | 2.5 | 133440 | 18650 | 2.1 | Non Federally-Regulated | 01/23/1988 |  | 03/08/1996
Carrier Corp. - Syracuse | Airquest | CHS072(H,L,S)A* | FHS072(M,S,K)A*A* | HRCU-A-CB, Split System: Heat | Heat Pump | 575 | 3 |  |  |  |  | True | Single-Speed | 70000 | 6363 | 11 | 10.8 |  |  | 66000 | 5861 | 3.3 | 3.3 |  |  |  | Federally-Regulated Commercial & Industrial Equipment | 03/10/2011 |  | 12/12/2012
Carrier Corp. - Syracuse | Bryant Heating & Cooling Systems | 549J(P,E,T)08*********(A,B)A |  | HSP-A, Single-Package Heat Pum | Heat Pump | 208 | 3 | False |  |  |  | True | Single-Speed | 90000 | 7438 | 12.1 | 10.8 |  |  | 84000 | 7033 | 3.5 | 3.3 |  |  |  | Federally-Regulated Commercial & Industrial Equipment | 10/28/2014 |  | 04/21/2015
Carrier Corp. - Syracuse | Bryant Air Conditioning | 549BPX/BEX120 |  | HSP-A, Single-Package Heat Pum | Heat Pump | 460 | 3 |  |  |  | No Match |  | No Match | 115000 | 11500 | 10 | 8.9 |  | 10.4 | 110000 | 9766 | 3.3 | 3 | 58000 | 8944 | 1.9 | Federally-Regulated Commercial & Industrial Equipment | 11/18/1999 |  | 04/13/2000
York International | York | B3CH120A25* |  | HSP-A, Single-Package Heat Pum | Heat Pump | 208 | 3 |  |  |  | No Match |  | No Match | 118000 | 13111 | 9 | 8.9 |  |  | 116000 | 11332 | 3 | 3 | 70000 | 10257 | 2 | Federally-Regulated Commercial & Industrial Equipment | 08/21/1998 |  | 10/02/1998
Carrier Corp. - Syracuse | Bryant Heating & Cooling Systems | 549J(P,E,T)08*********(A,B)A |  | HSP-A, Single-Package Heat Pum | Heat Pump | 460 | 3 | False |  |  |  | True | Single-Speed | 90000 | 7438 | 12.1 | 10.8 |  |  | 84000 | 7033 | 3.5 | 3.3 |  |  |  | Federally-Regulated Commercial & Industrial Equipment | 12/12/2012 |  | 10/28/2014
Lennox Industries Inc. | Lennox | CHP11-1853-1G |  | HSP-A, Single-Package Heat Pum | Heat Pump | 460 | 3 |  |  |  | No Match |  | No Match | 180000 | 22000 | 8.2 |  |  |  | 185000 | 19300 |  |  | 108000 | 15200 |  | Non Federally-Regulated | 05/16/1984 |  | 06/11/1985
Carrier Corp. | Day & Night | 575AEX090 | 517J100 | HRCU-A-CB, Split System: Heat | Heat Pump | 460 | 3 |  |  |  | No Match |  | No Match | 82000 | 8720 | 9.4 | 8.9 |  |  | 86000 | 8130 | 3.1 | 3 | 52000 | 6920 | 2.2 | Federally-Regulated Commercial & Industrial Equipment | 06/09/1994 |  | 03/08/1996
Carrier Corp. - Syracuse | Keeprite | RHS150(H,L,S)******AA |  | HSP-A, Single-Package Heat Pum | Heat Pump | 575 | 3 | False |  |  |  | False | Single-Speed | 142000 | 13396 | 10.6 | 10.4 |  |  | 142000 | 13005 | 3.2 | 3.2 |  |  |  | Federally-Regulated Commercial & Industrial Equipment | 10/28/2014 |  | 10/28/2014
Carrier Corp. - Syracuse | Arcoaire | RHS(240)(H,L,S)******AA |  | HSP-A, Single-Package Heat Pum | Heat Pump | 460 | 3 | False |  |  |  | True | Single-Speed | 232000 | 21886 | 10.6 | 10.4 |  |  | 220000 | 19538 | 3.3 | 3.2 |  |  |  | Federally-Regulated Commercial & Industrial Equipment | 04/21/2014 |  | 10/28/2014
Carrier Corp. - Syracuse | Tempstar | RHS(243)(H,L,S)******TA |  | HSP-A, Single-Package Heat Pum | Heat Pump | 460 | 3 | False |  |  |  | True | Single-Speed | 232000 | 21886 | 10.6 | 10.4 |  |  | 220000 | 19538 | 3.3 | 3.2 |  |  |  | Federally-Regulated Commercial & Industrial Equipment | 04/21/2014 |  | 10/28/2014
Carrier Corp. - Syracuse | Arcoaire | RHS(243)(H,L,S)******AA |  | HSP-A, Single-Package Heat Pum | Heat Pump | 575 | 3 | False |  |  |  | True | Single-Speed | 232000 | 21886 | 10.6 | 10.4 |  |  | 220000 | 19538 | 3.3 | 3.2 |  |  |  | Federally-Regulated Commercial & Industrial Equipment | 10/28/2014 |  | 10/28/2014
Carrier Corp. - Syracuse | Keeprite | RHH102(H,L,S)******TA |  | HSP-A, Single-Package Heat Pum | Heat Pump | 208 | 3 | False |  |  |  | True | Single-Speed | 100000 | 8333 | 12 | 10.8 |  |  | 100000 | 8619 | 3.4 | 3.3 |  |  |  | Federally-Regulated Commercial & Industrial Equipment | 10/28/2014 |  | 10/28/2014
Trane U.S. Inc. | American Standard, Inc. | WS(D,H)180E(3,4,W)R0****0 |  | HSP-A, Single-Package Heat Pum | Heat Pump | 575 | 3 | False |  |  |  | False | Single-Speed | 170000 | 16037 | 10.6 | 10.4 |  |  | 170000 | 15569 | 3.2 | 3.2 |  |  |  | Federally-Regulated Commercial & Industrial Equipment | 12/12/2012 |  | 08/28/2014
Trane U.S. Inc. | Trane | WSC072A4*0A**000000000 |  | HSP-A, Single-Package Heat Pum | Heat Pump | 460 | 3 |  |  |  | No Match |  | No Match | 68000 | 6732 | 10.1 | 8.9 |  |  | 66000 | 6043 | 3.2 | 3 | 39000 | 5194 | 2.2 | Federally-Regulated Commercial & Industrial Equipment | 11/21/2001 |  | 09/25/2002
Lennox Industries Inc. | Lennox | CHP11-2753-1G |  | HSP-A, Single-Package Heat Pum | Heat Pump | 460 | 3 |  |  |  | No Match |  | No Match | 240000 | 28800 | 8.3 |  |  |  | 240000 | 24700 | 2.8 |  | 134000 | 18700 | 2.1 | Voluntarily Certified | 01/22/1990 |  | 02/22/1990
Trane U.S. Inc. | American Standard, Inc. | WC(D,H)180E4F*B |  | HSP-A, Single-Package Heat Pum | Both Heat Pump and Electric Re | 575 | 3 | False |  |  |  | False | Single-Speed | 170000 | 15454 | 11 | 10.4 |  |  | 176000 | 16119 | 3.2 | 3.2 |  |  |  | Federally-Regulated Commercial & Industrial Equipment | 03/02/2012 |  | 08/28/2012
Carrier Corp. - Syracuse | Carrier | 38AQ0165 + 38AQ0165 | 40RR034 | HSP-A, Single-Package Heat Pum | Heat Pump | 208 | 3 |  |  |  | No Match |  | No Match | 316512 | 40828 | 8.3 | 8.2 |  |  | 339600 | 34888 |  |  | 62500 | 8750 |  | Non Federally-Regulated | 09/08/1982 |  | 08/30/1983
York International | York | XP078[C,E]***(2,4,5)***6 |  | HSP-A, Single-Package Heat Pum | Both Heat Pump and Electric Re | 575 | 3 | False |  |  |  | True | Single-Speed | 78000 | 6782 | 11.5 | 10.8 |  |  | 75000 | 6561 | 3.4 | 3.3 |  |  |  | Federally-Regulated Commercial & Industrial Equipment | 04/19/2013 |  | 01/09/2014
Rheem Sales Company, Inc. | Weatherking | PHC-101C |  | HSP-A, Single-Package Heat Pum | Heat Pump | 208 | 3 |  |  |  | No Match |  | No Match | 120000 | 13483 | 8.9 | 8.9 |  | 10.3 | 126000 | 12309 | 3 | 3 | 67000 | 9350 | 2.1 | Federally-Regulated Commercial & Industrial Equipment | 02/03/1998 |  | 03/31/1998
Carrier Corp. - Syracuse | ICP Commercial | RHS(243)(H,L,S)******AA |  | HSP-A, Single-Package Heat Pum | Heat Pump | 208 | 3 | False |  |  |  | True | Single-Speed | 232000 | 21886 | 10.6 | 10.4 |  |  | 220000 | 19538 | 3.3 | 3.2 |  |  |  | Federally-Regulated Commercial & Industrial Equipment | 10/28/2014 |  | 10/28/2014
Rheem Sales Company, Inc. | Rheem | RPDA-100D |  | HSP-A, Single-Package Heat Pum | Heat Pump | 460 | 3 |  |  |  | No Match |  | No Match | 118000 | 14390 | 8.2 | 8.2 |  |  | 122000 | 13243 | 2.7 |  | 62000 | 18172 | 1 | Non Federally-Regulated | 06/11/1985 |  | 05/11/1988
York International | Johnson Controls | J07PCC00A*(2,4,5)***** | J07NCC00*(5,6)****** | HRCU-A-CB, Split System: Heat | Heat Pump | 460 | 3 |  |  |  |  | True | Single-Speed | 92000 | 8364 | 11 | 8.9 |  |  | 82000 | 7287 | 3.3 | 3 |  |  |  | Federally-Regulated Commercial & Industrial Equipment | 07/16/2009 |  | 01/09/2014
Trane U.S. Inc. | Trane | WCH240B30*F* |  | HSP-A, Single-Package Heat Pum | Heat Pump | 208 | 3 |  |  |  | No Match |  | No Match | 224000 | 21333 | 10.5 | 8.5 |  | 10.3 | 204000 | 19281 | 3.1 | 2.9 | 118000 | 17286 | 2 | Federally-Regulated Commercial & Industrial Equipment | 07/31/2002 |  | 06/19/2003
Trane U.S. Inc. | Trane | WCH180B30*E* |  | HSP-A, Single-Package Heat Pum | Heat Pump | 230 | 3 |  |  |  | No Match |  | No Match | 176000 | 18924 | 9.3 | 8.5 |  | 9.5 | 160000 | 16169 | 2.9 | 2.9 | 82000 | 12016 | 2 | Federally-Regulated Commercial & Industrial Equipment | 12/14/1998 |  | 11/18/1999
Carrier Corp. - Syracuse | Airquest | RHS102(L,S)******TA |  | HSP-A, Single-Package Heat Pum | Heat Pump | 575 | 3 | False |  |  |  | False | Single-Speed | 99000 | 8608 | 11.5 | 10.8 |  |  | 96000 | 8525 | 3.3 | 3.3 |  |  |  | Federally-Regulated Commercial & Industrial Equipment | 12/12/2012 |  | 10/28/2014
Trane U.S. Inc. | American Standard, Inc. | WS(D,H)180E(3,4,W)R0****0 |  | HSP-A, Single-Package Heat Pum | Heat Pump | 208 | 3 | False |  |  |  | False | Single-Speed | 170000 | 16037 | 10.6 | 10.4 |  |  | 170000 | 15569 | 3.2 | 3.2 |  |  |  | Federally-Regulated Commercial & Industrial Equipment | 12/12/2012 |  | 08/28/2014
Carrier Corp. - Syracuse | Keeprite | RHS(120,121)(H,L,S)******** |  | HSP-A, Single-Package Heat Pum | Heat Pump | 575 | 3 | False |  |  |  | False | Single-Speed | 116000 | 10545 | 11 | 10.8 |  |  | 116000 | 9999 | 3.4 | 3.3 |  |  |  | Federally-Regulated Commercial & Industrial Equipment | 11/30/2011 |  | 12/12/2012
Carrier Corp. - Syracuse | Tempstar | RHS090H******TA |  | HSP-A, Single-Package Heat Pum | Heat Pump | 230 | 3 | False |  |  |  | False | Single-Speed | 88000 | 7857 | 11.2 | 10.8 |  |  | 86000 | 7413 | 3.4 | 3.3 |  |  |  | Federally-Regulated Commercial & Industrial Equipment | 10/28/2014 |  | 10/28/2014
York International | Luxaire | BACB-(T/W/X)240(A/E) |  | HSP-A, Single-Package Heat Pum | Heat Pump | 208 | 3 |  |  |  | No Match |  | No Match | 222000 | 26117 | 8.5 | 8.5 |  | 8 | 226000 | 22072 | 3 | 2.9 | 120000 | 17579 | 2 | Federally-Regulated Commercial & Industrial Equipment | 11/18/1999 |  | 07/18/2002
Rheem Sales Company, Inc. | Ruud | UPDC-101D* |  | HSP-A, Single-Package Heat Pum | Heat Pump | 460 | 3 |  |  |  | No Match |  | No Match | 120000 | 13400 | 9 | 8.9 |  | 10.3 | 126000 | 11875 | 3.1 | 3 | 67000 | 9345 | 2.1 | Non Federally-Regulated | 01/26/1993 |  | 09/02/1995
Carrier Corp. - Syracuse | Carrier | 50PQ0085 |  | HSP-A, Single-Package Heat Pum | Heat Pump | 208 | 3 |  |  |  | No Match |  | No Match | 87000 | 11500 | 7.6 | 8.2 |  |  | 92000 | 9800 |  |  | 52000 | 7800 |  | Non Federally-Regulated | 05/16/1984 |  | 06/11/1985
Carrier Corp. - Syracuse | Carrier | 38BQ0085 | 40BA009 | HRCU-A-CB, Split System: Heat | Heat Pump | 208 | 3 |  |  |  | No Match |  | No Match | 86000 | 9500 | 9.1 | 7.5 |  |  | 86000 | 8000 | 3.2 |  | 47000 | 6600 | 2.1 | Non Federally-Regulated | 09/08/1982 |  | 05/16/1984
Trane U.S. Inc. | American Standard, Inc. | WCH150B400B |  | HSP-A, Single-Package Heat Pum | Heat Pump | 460 | 3 |  |  |  | No Match |  | No Match | 146000 | 15550 | 9.4 |  |  |  | 132000 | 13330 | 2.9 |  | 70000 | 10250 | 2 | Non Federally-Regulated | 07/31/1992 |  | 03/31/1998
York International | Luxaire | BACB-W120A |  | HSP-A, Single-Package Heat Pum | Heat Pump | 460 | 3 |  |  |  | No Match |  | No Match | 117000 | 13765 | 8.5 | 8.2 |  |  | 117500 | 11630 |  |  | 65000 | 9717 |  | Non Federally-Regulated | 10/10/1989 |  | 07/31/1992
York International | York | BP180[E18,E36]***(2,4,5)* |  | HSP-A, Single-Package Heat Pum | Both Heat Pump and Electric Re | 230 | 3 |  |  |  |  | True | Single-Speed | 164000 | 16566 | 9.9 | 8.5 |  | 9.5 | 172000 | 15762 | 3.2 | 2.9 | 102000 | 14244 | 2.1 | Federally-Regulated Commercial & Industrial Equipment | 01/18/2008 |  | 02/24/2011
Trane U.S. Inc. | American Standard, Inc. | TWA240B300D* | TWE240B300C* | HRCU-A-CB, Split System: Heat | Heat Pump | 208 | 3 |  |  |  | No Match |  | No Match | 232000 | 24946 | 9.3 | 8.5 |  | 11.2 | 232000 | 22658 | 3 | 2.9 | 154000 | 19618 | 2.3 | Federally-Regulated Commercial & Industrial Equipment | 05/22/2000 |  | 09/21/2001
York International | York | E1CH120A25 | F2EH120A33 | HRCU-A-CB, Split System: Heat | Heat Pump | 208 | 3 |  |  |  | No Match |  | No Match | 116000 | 14146 | 8.2 | 8.2 |  |  | 127000 | 12407 |  |  | 75000 | 9158 |  | Non Federally-Regulated | 03/15/1989 |  | 10/10/1989
Carrier Corp. - Syracuse | ICP Commercial | RHH102(H,L,S)******** |  | HSP-A, Single-Package Heat Pum | Heat Pump | 460 | 3 | False |  |  |  | True | Single-Speed | 100000 | 8333 | 12 | 10.8 |  |  | 100000 | 8619 | 3.4 | 3.3 |  |  |  | Federally-Regulated Commercial & Industrial Equipment | 11/30/2011 |  | 04/19/2013
Carrier Corp. - Syracuse | Bryant Heating & Cooling Systems | 548J(P,E,T)24*********(D,E)A-HORZ |  | HSP-A, Single-Package Heat Pum | Heat Pump | 230 | 3 | False |  |  |  | True | Single-Speed | 232000 | 21886 | 10.6 | 10.4 |  |  | 220000 | 19538 | 3.3 | 3.2 |  |  |  | Federally-Regulated Commercial & Industrial Equipment | 10/28/2014 |  | 04/21/2015
Carrier Corp. - Syracuse | Carrier | 50PQ0125 |  | HSP-A, Single-Package Heat Pum | Heat Pump | 230 | 3 |  |  |  | No Match |  | No Match | 120000 | 14700 | 8.2 | 8.2 |  |  | 120000 | 12200 |  |  | 65000 | 9200 |  | Non Federally-Regulated | 06/11/1985 |  | 05/11/1988
Carrier Corp. - Syracuse | Day & Night | 542JP/EX180 |  | HSP-A, Single-Package Heat Pum | Heat Pump | 230 | 3 |  |  |  | No Match |  | No Match | 172000 | 18494 | 9.3 | 8.5 |  | 9.7 | 172000 | 15275 | 3.3 | 2.9 | 94000 | 12522 | 2.2 | Federally-Regulated Commercial & Industrial Equipment | 03/31/1998 |  | 05/09/1998
Carrier Corp. - Syracuse | Day & Night | RHS(181,183)(H,L,S)******TC |  | HSP-A, Single-Package Heat Pum | Heat Pump | 230 | 3 | False |  |  |  | True | Single-Speed | 172000 | 15925 | 10.8 | 10.4 |  |  | 166000 | 14742 | 3.3 | 3.2 |  |  |  | Federally-Regulated Commercial & Industrial Equipment | 01/09/2014 |  | 10/28/2014
Carrier Corp. - Syracuse | Payne | 542JP/EX150 |  | HSP-A, Single-Package Heat Pum | Heat Pump | 230 | 3 |  |  |  | No Match |  | No Match | 140000 | 14285 | 9.8 | 8.5 |  | 12.4 | 136000 | 12456 | 3.2 | 2.9 | 72000 | 10048 | 2.1 | Federally-Regulated Commercial & Industrial Equipment | 03/31/1998 |  | 05/09/1998
Rheem Sales Company, Inc. | Ruud | UJKB-A090D |  | HSP-A, Single-Package Heat Pum | Heat Pump | 460 | 3 |  |  |  | No Match |  | No Match | 89000 | 9673 | 9.2 | 8.9 |  | 10.6 | 90000 | 8789 | 3 | 3 | 52500 | 7691 | 2 | Federally-Regulated Commercial & Industrial Equipment | 07/31/2002 |  | 01/18/2008
Trane U.S. Inc. | Trane | WCD120B30*E* |  | HSP-A, Single-Package Heat Pum | Heat Pump | 208 | 3 |  |  |  | No Match |  | No Match | 117000 | 12717 | 9.2 | 8.9 |  | 9.2 | 119000 | 11472 | 3 | 3 | 61000 | 8850 | 2 | Federally-Regulated Commercial & Industrial Equipment | 12/14/1998 |  | 08/17/1999
Carrier Corp. - Syracuse | ICP Commercial | RHS(243)(H,L,S)******TA |  | HSP-A, Single-Package Heat Pum | Heat Pump | 460 | 3 | False |  |  |  | True | Single-Speed | 232000 | 21886 | 10.6 | 10.4 |  |  | 220000 | 19538 | 3.3 | 3.2 |  |  |  | Federally-Regulated Commercial & Industrial Equipment | 10/28/2014 |  | 10/28/2014
McQuay International | McQuay International | DPS010AHHY5**-4* |  | HSP-A, Single-Package Heat Pum | Heat Pump | 575 | 3 | False |  |  |  | True | Variable-Speed | 120000 | 9917 | 12.1 | 10.8 |  |  | 118000 | 10082 | 3.4 | 3.3 |  |  |  | Federally-Regulated Commercial & Industrial Equipment | 04/19/2013 |  | 01/09/2014
Carrier Corp. - Syracuse | Airquest | RHH072(H,L,S)******** |  | HSP-A, Single-Package Heat Pum | Heat Pump | 460 | 3 | False |  |  |  | True | Single-Speed | 72000 | 6000 | 12 | 10.8 |  |  | 70000 | 6033 | 3.4 | 3.3 |  |  |  | Federally-Regulated Commercial & Industrial Equipment | 10/28/2014 |  | 10/28/2014
Trane U.S. Inc. | Trane | BWC180L400A |  | HSP-A, Single-Package Heat Pum | Heat Pump | 460 | 3 |  |  |  | No Match |  | No Match | 172000 | 21000 | 8.2 | 8.2 |  |  | 158000 | 17160 | 2.7 |  | 82000 | 13360 | 1.8 | Non Federally-Regulated | 02/22/1990 |  | 07/31/1992
Carrier Corp. - Syracuse | Comfortmaker | RHS(243)(H,L,S)******TA |  | HSP-A, Single-Package Heat Pum | Heat Pump | 460 | 3 | False |  |  |  | True | Single-Speed | 232000 | 21886 | 10.6 | 10.4 |  |  | 220000 | 19538 | 3.3 | 3.2 |  |  |  | Federally-Regulated Commercial & Industrial Equipment | 10/28/2014 |  | 10/28/2014
McQuay International | McQuay International | DPS010AHHE5*C-6* |  | HSP-A, Single-Package Heat Pum | Heat Pump | 575 | 3 | False |  |  |  | True | Variable-Speed | 121000 | 10083 | 12 | 10.8 |  |  | 119000 | 10138 | 3.4 | 3.3 |  |  |  | Federally-Regulated Commercial & Industrial Equipment | 04/19/2013 |  | 01/09/2014
Daikin Comfort Technologies Manufacturing, L.P. | Daikin U.S. Corp. | DCH150********A* |  | HSP-A, Single-Package Heat Pum | Both Heat Pump and Electric Re | 575 | 3 | False |  |  |  | False | Single-Speed | 140000 | 13207 | 10.6 | 10.4 |  |  | 142000 | 13005 | 3.2 | 3.2 |  |  |  | Federally-Regulated Commercial & Industrial Equipment | 07/18/2013 |  | 06/02/2015
Trane U.S. Inc. | Trane | BWC180L400A |  | HSP-A, Single-Package Heat Pum | Heat Pump | 460 | 3 |  |  |  | No Match |  | No Match | 172000 | 21000 | 8.2 |  |  |  | 158000 | 17160 | 2.7 |  | 82000 | 13360 | 1.8 | Non Federally-Regulated | 07/31/1992 |  | 03/31/1998
Carrier Corp. - Syracuse | Payne | PH1RPA/REA090-AA |  | HSP-A, Single-Package Heat Pum | Heat Pump | 460 | 3 |  |  |  | No Match |  | No Match | 86000 | 9555 | 9 | 8.9 |  | 9.3 | 78000 | 7617 | 3 | 3 | 36000 | 6592 | 1.6 | Federally-Regulated Commercial & Industrial Equipment | 11/18/1999 |  | 04/13/2000
Rheem Sales Company, Inc. | Ruud | UPDC-100C* |  | HSP-A, Single-Package Heat Pum | Heat Pump | 208 | 3 |  |  |  | No Match |  | No Match | 120000 | 13665 | 8.8 |  |  |  | 126000 | 11875 | 3.1 |  | 67000 | 9345 | 2.1 | Non Federally-Regulated | 05/11/1988 |  | 03/15/1989
McQuay International | McQuay International | DPS010AHHY2*C-6 |  | HSP-A, Single-Package Heat Pum | Heat Pump | 208 | 3 | False |  |  |  | True | Variable-Speed | 121000 | 9837 | 12.3 | 10.8 |  |  | 112000 | 9325 | 3.5 | 3.3 |  |  |  | Federally-Regulated Commercial & Industrial Equipment | 08/28/2012 |  | 04/19/2013
Carrier Corp. - Syracuse | Keeprite | CHS240(H,L,S)D* | FHS240(S,H,L)**A2* | HRCU-A-CB, Split System: Heat | Heat Pump | 460 | 3 |  |  |  |  | True | Single-Speed | 222000 | 20747 | 10.7 | 10.4 |  |  | 214000 | 17919 | 3.5 | 3.2 |  |  |  | Federally-Regulated Commercial & Industrial Equipment | 07/18/2013 |  | 10/28/2014
McQuay International | McQuay International | DPS012AHHY2*C-4 |  | HSP-A, Single-Package Heat Pum | Heat Pump | 230 | 3 | False |  |  |  | True | Variable-Speed | 144000 | 12100 | 11.9 | 10.4 |  |  | 138000 | 11234 | 3.6 | 3.2 |  |  |  | Federally-Regulated Commercial & Industrial Equipment | 03/02/2012 |  | 08/28/2012
Carrier Corp. - Syracuse | ICP Commercial | RHS(240)(H,L,S)******TA |  | HSP-A, Single-Package Heat Pum | Heat Pump | 575 | 3 | False |  |  |  | True | Single-Speed | 232000 | 21886 | 10.6 | 10.4 |  |  | 220000 | 19538 | 3.3 | 3.2 |  |  |  | Federally-Regulated Commercial & Industrial Equipment | 04/21/2014 |  | 10/28/2014
Carrier Corp. - Syracuse | Carrier | 38AQ0165 + 0165 + 0165 | 40RR054 | HRCU-A-CB, Split System: Heat | Heat Pump | 230 | 3 |  |  |  | No Match |  | No Match | 485102 | 64045 | 7.6 | 7.5 |  |  | 554117 | 52915 |  |  | 337211 | 43555 |  | Non Federally-Regulated | 08/30/1983 |  | 06/11/1985
Trane U.S. Inc. | Trane | WCD240B30*E* |  | HSP-A, Single-Package Heat Pum | Heat Pump | 230 | 3 |  |  |  | No Match |  | No Match | 230000 | 26744 | 8.6 | 8.5 |  | 8.7 | 236000 | 22312 | 3.1 | 2.9 | 128000 | 17864 | 2.1 | Federally-Regulated Commercial & Industrial Equipment | 03/31/1998 |  | 05/09/1998
Addison Products | Addison Products | DFH414*3E**** | 40RR034 | HSP-A, Single-Package Heat Pum | Heat Pump | 208 | 3 |  |  |  | No Match |  | No Match | 357900 | 38100 | 9.4 | 7.5 |  | 9.8 | 379400 | 34700 | 3.2 |  | 240100 | 27600 | 2.5 | Voluntarily Certified | 11/03/1994 |  | 04/07/1996
York International | Luxaire | BBCB-W120A |  | HSP-A, Single-Package Heat Pum | Heat Pump | 460 | 3 |  |  |  | No Match |  | No Match | 118000 | 13111 | 9 | 8.9 |  |  | 116000 | 11329 | 3 | 3 | 70000 | 10254 | 2 | Non Federally-Regulated | 03/31/1993 |  | 09/02/1995
International Comfort Products | Airquest | PH*120N2HA* |  | HSP-A, Single-Package Heat Pum | Heat Pump | 230 | 3 |  |  |  | No Match |  | No Match | 123000 | 13516 | 9.1 | 8.9 |  | 9.5 | 123000 | 11625 | 3.1 | 3 | 71000 | 10401 | 2 | Federally-Regulated Commercial & Industrial Equipment | 11/18/1999 |  | 04/13/2000
McQuay International | McQuay International | DPS010AHHW2*C-6* |  | HSP-A, Single-Package Heat Pum | Heat Pump | 208 | 3 | False |  |  |  | True | Variable-Speed | 121000 | 10000 | 12.1 | 10.8 |  |  | 112000 | 9432 | 3.5 | 3.3 |  |  |  | Federally-Regulated Commercial & Industrial Equipment | 04/19/2013 |  | 01/09/2014
Carrier Corp. - Syracuse | Carrier | 50TJQ00750/60 |  | HSP-A, Single-Package Heat Pum | Heat Pump | 460 | 3 |  |  |  | No Match |  | No Match | 70000 | 7734 | 9.1 | 8.9 |  |  | 72000 | 6594 | 3.2 | 3 | 38000 | 5740 | 1.9 | Federally-Regulated Commercial & Industrial Equipment | 03/31/1998 |  | 05/09/1998
Carrier Corp. - Syracuse | Carrier | 50HJQ008--51/61 |  | HSP-A, Single-Package Heat Pum | Heat Pump | 460 | 3 |  |  |  | No Match |  | No Match | 87000 | 8613 | 10.1 | 8.9 |  | 10.5 | 87000 | 7965 | 3.2 | 3 | 48000 | 6392 | 2.2 | Federally-Regulated Commercial & Industrial Equipment | 11/21/2001 |  | 07/18/2002
Trane U.S. Inc. | American Standard, Inc. | TWA072A3 | BWE090C-F | HRCU-A-CB, Split System: Heat | Heat Pump | 230 | 3 |  |  |  | No Match |  | No Match | 70500 | 7880 | 8.9 | 8.9 |  |  | 67000 | 6250 | 3 | 3 | 36400 | 4710 | 2.3 | Non Federally-Regulated | 07/31/1992 |  | 03/31/1998
Trane U.S. Inc. | Trane | BWA240C400M | BW(H,V)240B400D | HRCU-A-CB, Split System: Heat | Heat Pump | 460 | 3 |  |  |  | No Match |  | No Match | 240000 | 29200 | 8.2 |  |  |  | 236000 | 24200 |  |  | 138000 | 20100 |  | Non Federally-Regulated | 05/11/1988 |  | 03/15/1989
Carrier Corp. - Syracuse | Tempstar | CHS072(H,L,S)A* | FHS072(M,S,K)**A0* | HRCU-A-CB, Split System: Heat | Heat Pump | 460 | 3 |  |  |  |  | True | Single-Speed | 70000 | 6363 | 11 | 10.8 |  |  | 66000 | 5861 | 3.3 | 3.3 |  |  |  | Federally-Regulated Commercial & Industrial Equipment | 07/18/2013 |  | 10/28/2014
Carrier Corp. - Syracuse | Day & Night | RHS(181,183)(H,L,S)******AC |  | HSP-A, Single-Package Heat Pum | Heat Pump | 230 | 3 | False |  |  |  | True | Single-Speed | 172000 | 15925 | 10.8 | 10.4 |  |  | 166000 | 14742 | 3.3 | 3.2 |  |  |  | Federally-Regulated Commercial & Industrial Equipment | 10/28/2014 |  | 10/28/2014
International Comfort Products | Heil | PH*090N2HA* |  | HSP-A, Single-Package Heat Pum | Heat Pump | 230 | 3 |  |  |  | No Match |  | No Match | 91000 | 9784 | 9.3 | 8.9 |  | 10.4 | 90000 | 8506 | 3.1 | 3 | 48000 | 7031 | 2 | Federally-Regulated Commercial & Industrial Equipment | 11/18/1999 |  | 04/13/2000
Carrier Corp. - Syracuse | Payne | PH1RPA/REA072-AB |  | HSP-A, Single-Package Heat Pum | Heat Pump | 230 | 3 |  |  |  | No Match |  | No Match | 70000 | 7777 | 9 | 8.9 |  |  | 72000 | 6592 | 3.2 | 3 | 38000 | 5859 | 1.9 | Federally-Regulated Commercial & Industrial Equipment | 05/22/2000 |  | 07/25/2000
Rheem Sales Company, Inc. | Ruud | UPWC-100CAS* | UHGF-100Z | HRCU-A-CB, Split System: Heat | Heat Pump | 208 | 3 |  |  |  | No Match |  | No Match | 122000 | 13562 | 9 | 8.9 |  |  | 123000 | 11541 | 3.1 | 3 | 68000 | 9360 | 2.1 | Non Federally-Regulated | 01/26/1993 |  | 09/02/1995
Carrier Corp. - Syracuse | Bryant Heating & Cooling Systems | 575J(P,E,T)12A000* | 524J(E,T)12H000A** | HRCU-A-CB, Split System: Heat | Heat Pump | 575 | 3 |  |  |  |  | True | Single-Speed | 112000 | 10181 | 11 | 10.8 |  |  | 106000 | 9413 | 3.3 | 3.3 |  |  |  | Federally-Regulated Commercial & Industrial Equipment | 07/18/2013 |  | 04/20/2015
McQuay International | McQuay International | DPS010AHHW2**-6 |  | HSP-A, Single-Package Heat Pum | Heat Pump | 208 | 3 | False |  |  |  | True | Variable-Speed | 121000 | 10000 | 12.1 | 10.8 |  |  | 119000 | 9105 | 3.8 | 3.3 |  |  |  | Federally-Regulated Commercial & Industrial Equipment | 03/02/2012 |  | 08/28/2012
Lennox Industries Inc. | Lennox | HP17-953V-6Y | CB17-95V-1 | HRCU-A-CB, Split System: Heat | Heat Pump | 230 | 3 |  |  |  | No Match |  | No Match | 89000 | 10114 | 8.8 | 8.3 |  |  | 87000 | 8373 | 3 | 2.8 | 49000 | 6527 | 2.2 | Non Federally-Regulated | 08/12/1991 |  | 07/27/1992
Carrier Corp. - Syracuse | Arcoaire | RHS(243)(H,L,S)******AA |  | HSP-A, Single-Package Heat Pum | Heat Pump | 208 | 3 | False |  |  |  | True | Single-Speed | 232000 | 21886 | 10.6 | 10.4 |  |  | 220000 | 19538 | 3.3 | 3.2 |  |  |  | Federally-Regulated Commercial & Industrial Equipment | 04/21/2014 |  | 10/28/2014
Carrier Corp. - Syracuse | Carrier | 50HJQ008--50/60 |  | HSP-A, Single-Package Heat Pum | Heat Pump | 460 | 3 |  |  |  | No Match |  | No Match | 88000 | 8543 | 10.3 | 8.9 |  | 10.5 | 85000 | 7546 | 3.3 | 3 | 48000 | 6392 | 2.2 | Federally-Regulated Commercial & Industrial Equipment | 05/21/2002 |  | 07/18/2002
York International | Coleman | BA-15[E72]***(T,W,X)* |  | HSP-A, Single-Package Heat Pum | Both Heat Pump and Electric Re | 208 | 3 |  |  |  |  | True | Single-Speed | 160000 | 16327 | 9.8 | 8.5 |  | 9.4 | 172000 | 15762 | 3.2 | 2.9 | 102000 | 14244 | 2.1 | Federally-Regulated Commercial & Industrial Equipment | 01/18/2008 |  | 02/24/2011
Carrier Corp. - Syracuse | Keeprite | RHH072(H,L,S)******** |  | HSP-A, Single-Package Heat Pum | Heat Pump | 230 | 3 | False |  |  |  | True | Single-Speed | 72000 | 6000 | 12 | 10.8 |  |  | 70000 | 6033 | 3.4 | 3.3 |  |  |  | Federally-Regulated Commercial & Industrial Equipment | 10/28/2014 |  | 10/28/2014
Carrier Corp. - Syracuse | Bryant Air Conditioning | 549BPX/BEX090 |  | HSP-A, Single-Package Heat Pum | Heat Pump | 460 | 3 |  |  |  | No Match |  | No Match | 88000 | 8800 | 10 | 8.9 |  | 10.8 | 87000 | 7965 | 3.2 | 3 | 48000 | 7031 | 2 | Federally-Regulated Commercial & Industrial Equipment | 05/22/2000 |  | 07/18/2002
Rheem Sales Company, Inc. | Weatherking | PHC10T-3K |  | HSP-A, Single-Package Heat Pum | Heat Pump | 208 | 3 |  |  |  | No Match |  | No Match | 120000 | 13665 | 8.8 |  |  |  | 126000 | 11875 | 3 | 2.5 | 67000 | 9345 | 2.1 | Non Federally-Regulated | 02/07/1988 |  | 02/22/1990
McQuay International | McQuay International | DPS006AHHY4*C-4 |  | HSP-A, Single-Package Heat Pum | Heat Pump | 460 | 3 | False |  |  |  | True | Variable-Speed | 69000 | 6052 | 11.4 | 10.8 |  |  | 64000 | 5015 | 3.7 | 3.3 |  |  |  | Federally-Regulated Commercial & Industrial Equipment | 08/28/2012 |  | 04/19/2013
Carrier Corp. - Syracuse | Carrier | 38AQ0346 | 40RR028 | HRCU-A-CB, Split System: Heat | Heat Pump | 460 | 3 |  |  |  | No Match |  | No Match | 279345 | 31383 | 8.2 |  |  |  | 316000 | 33057 |  |  | 176000 | 24549 |  | Non Federally-Regulated | 08/29/1986 |  | 05/11/1988
GE Appliances, a Haier company | General Electric | BWA180C3 | BWV180A | HRCU-A-CB, Split System: Heat | Heat Pump | 230 | 3 |  |  |  | No Match |  | No Match | 180000 | 23200 | 7.8 | 7.5 |  |  | 180000 | 20000 | 2.6 |  | 100000 | 16200 | 1.8 | Non Federally-Regulated | 01/05/1982 |  | 09/03/2015
Trane U.S. Inc. | Trane Unitary Products Group | 4TWA3048A3 | TWE090E1**A* | HRCU-A-CB, Split System: Heat | Heat Pump | 208 | 3 |  |  |  |  | True | Single-Speed | 90000 | 8181 | 11 | 10.8 |  |  | 90000 | 7992 | 3.3 | 3.3 |  |  |  | Federally-Regulated Commercial & Industrial Equipment | 08/24/2011 |  | 10/05/2011
Carrier Corp. - Syracuse | Carrier Corp. | 50TCQ*12***(5,6,1)A* |  | HSP-A, Single-Package Heat Pum | Heat Pump | 575 | 3 | False |  |  |  | False | Single-Speed | 116000 | 10545 | 11 | 10.8 |  |  | 116000 | 9999 | 3.4 | 3.3 |  |  |  | Federally-Regulated Commercial & Industrial Equipment | 11/30/2011 |  | 12/12/2012
Carrier Corp. - Syracuse | Airquest | CHS072(H,L,S)A* | FHS072(M,S,K)A*A* | HRCU-A-CB, Split System: Heat | Heat Pump | 208 | 3 |  |  |  |  | True | Single-Speed | 70000 | 6363 | 11 | 10.8 |  |  | 66000 | 5861 | 3.3 | 3.3 |  |  |  | Federally-Regulated Commercial & Industrial Equipment | 03/10/2011 |  | 12/12/2012
International Comfort Products | Airquest | PH*090N2HA* |  | HSP-A, Single-Package Heat Pum | Heat Pump | 208 | 3 |  |  |  | No Match |  | No Match | 91000 | 9784 | 9.3 | 8.9 |  | 10.4 | 90000 | 8506 | 3.1 | 3 | 48000 | 7031 | 2 | Federally-Regulated Commercial & Industrial Equipment | 11/18/1999 |  | 04/13/2000
Carrier Corp. - Syracuse | Bryant Heating & Cooling Systems | 548J(P,E,T)12**********A |  | HSP-A, Single-Package Heat Pum | Heat Pump | 230 | 3 | False |  |  |  | False | Single-Speed | 116000 | 10545 | 11 | 10.8 |  |  | 116000 | 9999 | 3.4 | 3.3 |  |  |  | Federally-Regulated Commercial & Industrial Equipment | 11/30/2011 |  | 12/12/2012
York International | York | E1FB240 | F1EH240 | HRCU-A-CB, Split System: Heat | Heat Pump | 208 | 3 |  |  |  | No Match |  | No Match | 214000 | 24883 | 8.6 | 8.5 |  |  | 218000 | 22025 | 2.9 | 2.9 | 138000 | 19254 | 2.1 | Federally-Regulated Commercial & Industrial Equipment | 05/22/2000 |  | 05/21/2002
Carrier Corp. - Syracuse | Airquest | RHS090H******** |  | HSP-A, Single-Package Heat Pum | Heat Pump | 230 | 3 | False |  |  |  | False | Single-Speed | 88000 | 7857 | 11.2 | 10.8 |  |  | 86000 | 7413 | 3.4 | 3.3 |  |  |  | Federally-Regulated Commercial & Industrial Equipment | 03/02/2012 |  | 12/12/2012
Carrier Corp. - Syracuse | Keeprite | RHS(181,183)(H,L,S)******AC |  | HSP-A, Single-Package Heat Pum | Heat Pump | 230 | 3 | False |  |  |  | True | Single-Speed | 172000 | 15925 | 10.8 | 10.4 |  |  | 166000 | 14742 | 3.3 | 3.2 |  |  |  | Federally-Regulated Commercial & Industrial Equipment | 10/28/2014 |  | 10/28/2014
Coolair Corp. | Coolair | BH15G3B | EH15G3B | HRCU-A-CB, Split System: Heat | Heat Pump | 208 | 3 |  |  |  | No Match |  | No Match | 196100 | 20469 | 9.6 | 8.5 |  |  | 185000 | 17300 | 3.1 | 2.9 | 95730 | 13041 | 2.2 | Federally-Regulated Commercial & Industrial Equipment | 04/30/1997 |  | 03/31/1998
Trane U.S. Inc. | Trane Unitary Products Group | WS(D,H)150E(3,4,W)R0****(6,7) |  | HSP-A, Single-Package Heat Pum | Heat Pump | 575 | 3 | False |  |  |  | False | Single-Speed | 146000 | 13773 | 10.6 | 10.4 |  |  | 136000 | 12455 | 3.2 | 3.2 |  |  |  | Federally-Regulated Commercial & Industrial Equipment | 12/12/2012 |  | 04/21/2014
Carrier Corp. - Syracuse | Bryant Air Conditioning | 549BPX/BEX072 |  | HSP-A, Single-Package Heat Pum | Heat Pump | 208 | 3 |  |  |  | No Match |  | No Match | 68000 | 7157 | 9.5 | 8.9 |  |  | 72000 | 6204 | 3.4 | 3 | 36000 | 5551 | 1.9 | Federally-Regulated Commercial & Industrial Equipment | 11/18/1999 |  | 04/13/2000
Carrier Corp. - Syracuse | ICP Commercial | RHH102(H,L,S)******AA |  | HSP-A, Single-Package Heat Pum | Heat Pump | 460 | 3 | False |  |  |  | True | Single-Speed | 100000 | 8333 | 12 | 10.8 |  |  | 100000 | 8619 | 3.4 | 3.3 |  |  |  | Federally-Regulated Commercial & Industrial Equipment | 10/28/2014 |  | 10/28/2014
Carrier Corp. - Syracuse | Arcoaire | CHS121(H,L,S)A* | FHS120(M,S)A*A* | HRCU-A-CB, Split System: Heat | Heat Pump | 230 | 3 |  |  |  |  | True | Single-Speed | 112000 | 10181 | 11 | 10.8 |  |  | 106000 | 9414 | 3.3 | 3.3 |  |  |  | Federally-Regulated Commercial & Industrial Equipment | 03/10/2011 |  | 12/12/2012
Carrier Corp. - Syracuse | Carrier | 50PQ0145 |  | HSP-A, Single-Package Heat Pum | Heat Pump | 230 | 3 |  |  |  | No Match |  | No Match | 145000 | 18100 | 8 |  |  |  | 143500 | 15200 |  |  | 81400 | 11700 |  | Non Federally-Regulated | 05/16/1984 |  | 06/11/1985
Lennox Industries Inc. | Lennox | LHA090H* |  | HSP-A, Single-Package Heat Pum | Heat Pump | 460 | 3 |  |  |  | No Match |  | No Match | 89000 | 7739 | 11.5 | 8.9 |  | 12 | 90000 | 7990 | 3.3 | 3 | 52000 | 7255 | 2.1 | Federally-Regulated Commercial & Industrial Equipment | 11/21/2001 |  | 07/18/2002
York International | York | B1HN120N***25/46/58 |  | HSP-A, Single-Package Heat Pum | Heat Pump | 460 | 3 |  |  |  | No Match |  | No Match | 118000 | 13111 | 9 | 8.9 |  |  | 116000 | 11329 | 3 | 3 | 70000 | 10254 | 2 | Federally-Regulated Commercial & Industrial Equipment | 05/22/2000 |  | 01/18/2008
Lennox Industries Inc. | Lennox | CHP11-2753-6Q | BWH180A | HSP-A, Single-Package Heat Pum | Heat Pump | 460 | 3 |  |  |  | No Match |  | No Match | 240000 | 28800 | 8.3 |  |  |  | 240000 | 24700 | 2.8 |  | 134000 | 18700 | 2.1 | Voluntarily Certified | 01/31/1990 |  | 02/22/1990
Carrier Corp. - Syracuse | Day & Night | RHS(240,243)(H,L,S)******** |  | HSP-A, Single-Package Heat Pum | Heat Pump | 208 | 3 | False |  |  |  | True | Single-Speed | 232000 | 21886 | 10.6 | 10.4 |  |  | 220000 | 19538 | 3.3 | 3.2 |  |  |  | Federally-Regulated Commercial & Industrial Equipment | 11/30/2011 |  | 12/12/2012
Trane U.S. Inc. | American Standard, Inc. | WCD075A3OOA |  | HSP-A, Single-Package Heat Pum | Heat Pump | 230 | 3 |  |  |  | No Match |  | No Match | 71000 | 8550 | 8.3 | 8.2 |  |  | 71000 | 7170 |  |  | 33000 | 5090 |  | Non Federally-Regulated | 03/15/1989 |  | 10/10/1989
York International | York | B1HN090N130/16525/46 |  | HSP-A, Single-Package Heat Pum | Heat Pump | 460 | 3 |  |  |  | No Match |  | No Match | 87000 | 9666 | 9 | 8.9 |  |  | 89000 | 8694 | 3 | 3 | 49000 | 7180 | 2 | Federally-Regulated Commercial & Industrial Equipment | 02/03/1998 |  | 03/31/1998
Trane U.S. Inc. | American Standard, Inc. | WCH090A4OOA |  | HSP-A, Single-Package Heat Pum | Heat Pump | 460 | 3 |  |  |  | No Match |  | No Match | 85000 | 10240 | 8.3 | 8.2 |  |  | 82000 | 8580 |  |  | 39000 | 6010 |  | Non Federally-Regulated | 03/15/1989 |  | 10/10/1989
Trane U.S. Inc. | American Standard, Inc. | WCH150B30*E* |  | HSP-A, Single-Package Heat Pum | Heat Pump | 230 | 3 |  |  |  | No Match |  | No Match | 146000 | 15531 | 9.4 | 8.5 |  | 9.5 | 132000 | 12891 | 3 | 2.9 | 72000 | 10547 | 2 | Federally-Regulated Commercial & Industrial Equipment | 11/18/1999 |  | 11/21/2001
Lennox Industries Inc. | Lennox | HP17-1353V-5G | CB17-135V-1 | HRCU-A-CB, Split System: Heat | Heat Pump | 460 | 3 |  |  |  | No Match |  | No Match | 119000 | 14512 | 8.2 | 8.2 |  |  | 113000 | 10913 |  |  | 65000 | 8658 |  | Non Federally-Regulated | 02/22/1990 |  | 07/31/1992
Trane U.S. Inc. | Trane | WCD180B300B |  | HSP-A, Single-Package Heat Pum | Heat Pump | 230 | 3 |  |  |  | No Match |  | No Match | 174000 | 19350 | 9 |  |  |  | 160000 | 15620 | 3 |  | 84000 | 11710 | 2.1 | Federally-Regulated Commercial & Industrial Equipment | 01/27/1992 |  | 07/22/1992
York International | Evcon | BA-20[E54]***(T,W,X)* |  | HSP-A, Single-Package Heat Pum | Both Heat Pump and Electric Re | 460 | 3 |  |  |  |  | True | Single-Speed | 224000 | 21961 | 10.2 | 8.5 |  | 10.1 | 218000 | 18803 | 3.4 | 2.9 | 129000 | 18014 | 2.1 | Federally-Regulated Commercial & Industrial Equipment | 02/11/2008 |  | 02/24/2011
Carrier Corp. - Syracuse | Carrier | 38AQ0125 (2 UNITS) | 40RR034 | HRCU-A-CB, Split System: Heat | Heat Pump | 208 | 3 |  |  |  | No Match |  | No Match | 273512 | 34828 | 8.7 |  |  |  | 283599 | 28848 |  |  | 173199 | 24128 |  | Non Federally-Regulated | 06/11/1985 |  | 10/10/1989
Carrier Corp. - Syracuse | Comfortmaker | RHS(181,183)(H,L,S)******TA |  | HSP-A, Single-Package Heat Pum | Heat Pump | 575 | 3 | False |  |  |  | True | Single-Speed | 172000 | 15925 | 10.8 | 10.4 |  |  | 220000 | 19538 | 3.3 | 3.2 |  |  |  | Federally-Regulated Commercial & Industrial Equipment | 12/12/2012 |  | 05/09/2013
Carrier Corp. - Syracuse | Carrier | 38AQS0165/6 | 40RMQ0165/6GC | HRCU-A-CB, Split System: Heat | Heat Pump | 208 | 3 |  |  |  | No Match |  | No Match | 172000 | 19545 | 8.8 | 8.5 |  | 9.9 | 164000 | 16021 | 3 | 2.9 | 94000 | 12522 | 2.2 | Federally-Regulated Commercial & Industrial Equipment | 10/24/1997 |  | 03/31/1998
Carrier Corp. - Syracuse | Day & Night | RHS(243)(H,L,S)******AA |  | HSP-A, Single-Package Heat Pum | Heat Pump | 208 | 3 | False |  |  |  | True | Single-Speed | 232000 | 21886 | 10.6 | 10.4 |  |  | 220000 | 19538 | 3.3 | 3.2 |  |  |  | Federally-Regulated Commercial & Industrial Equipment | 04/21/2014 |  | 10/28/2014
Carrier Corp. - Syracuse | Arcoaire | RHS(120,121)(H,L,S)******AA |  | HSP-A, Single-Package Heat Pum | Heat Pump | 208 | 3 | False |  |  |  | False | Single-Speed | 116000 | 10545 | 11 | 10.8 |  |  | 116000 | 9999 | 3.4 | 3.3 |  |  |  | Federally-Regulated Commercial & Industrial Equipment | 12/12/2012 |  | 10/28/2014
Addison Products | Addison Products | DFH414*4E**** |  | HSP-A, Single-Package Heat Pum | Heat Pump | 460 | 3 |  |  |  | No Match |  | No Match | 357900 | 38100 | 9.4 |  |  | 9.8 | 379400 | 34700 | 3.2 |  | 240100 | 27600 | 2.5 | Voluntarily Certified | 11/03/1994 |  | 04/07/1996
Trane U.S. Inc. | General Electric | BWC180A4 |  | HSP-A, Single-Package Heat Pum | Heat Pump | 460 | 3 |  |  |  | No Match |  | No Match | 180000 | 22600 | 8 |  |  |  | 180000 | 20300 | 2.6 |  | 100000 | 16400 | 1.8 | Non Federally-Regulated | 06/11/1985 |  | 05/11/1988
Addison Products | Addison Products | DFH194*4E**** |  | HSP-A, Single-Package Heat Pum | Heat Pump | 460 | 3 |  |  |  | No Match |  | No Match | 187500 | 19900 | 9.4 | 8.5 |  | 9.8 | 200400 | 17300 | 3.4 | 2.9 | 115100 | 14100 | 2.4 | Federally-Regulated Commercial & Industrial Equipment | 11/03/1994 |  | 04/07/1996
Carrier Corp. - Syracuse | Airquest | RHS(240)(H,L,S)******TA |  | HSP-A, Single-Package Heat Pum | Heat Pump | 230 | 3 | False |  |  |  | True | Single-Speed | 232000 | 21886 | 10.6 | 10.4 |  |  | 220000 | 19538 | 3.3 | 3.2 |  |  |  | Federally-Regulated Commercial & Industrial Equipment | 04/21/2014 |  | 10/28/2014
Trane U.S. Inc. | Trane | BWC240A3 |  | HSP-A, Single-Package Heat Pum | Heat Pump | 230 | 3 |  |  |  | No Match |  | No Match | 234000 | 29000 | 8.1 |  |  |  | 224000 | 24000 | 2.7 |  | 116000 | 18400 | 1.8 | Non Federally-Regulated | 06/11/1985 |  | 05/11/1988
Carrier Corp. | Carrier | 38AQ0166 + 0166 + 0166 | 40RR054 | HSP-A, Single-Package Heat Pum | Heat Pump | 460 | 3 |  |  |  | No Match |  | No Match | 485102 | 64045 | 8.3 | 8.2 |  | 8.2 | 554117 | 52915 | 3 |  | 62500 | 8750 | 2.2 | Voluntarily Certified | 01/23/1988 |  | 03/08/1996
York International | York | BP240(C00/E18/E36)* |  | HSP-A, Single-Package Heat Pum | Both Heat Pump and Electric Re | 575 | 3 |  |  |  |  | True | Single-Speed | 226000 | 21942 | 10.3 | 8.5 |  | 10.2 | 218000 | 18803 | 3.4 | 2.9 | 129000 | 18014 | 2.1 | Federally-Regulated Commercial & Industrial Equipment | 02/11/2008 |  | 02/24/2011
Carrier Corp. - Syracuse | Day & Night | 549BP/E090 |  | HSP-A, Single-Package Heat Pum | Heat Pump | 460 | 3 |  |  |  | No Match |  | No Match | 88000 | 8800 | 10 | 8.9 |  | 10.8 | 87000 | 7968 | 3.2 | 3 | 48000 | 6964 | 2 | Federally-Regulated Commercial & Industrial Equipment | 02/03/1998 |  | 03/31/1998
Carrier Corp. - Syracuse | Bryant Heating & Cooling Systems | 548JP08**********A |  | HSP-A, Single-Package Heat Pum | Heat Pump | 208 | 3 | False |  |  |  | False | Single-Speed | 87000 | 7767 | 11.2 | 10.8 |  |  | 86000 | 7413 | 3.4 | 3.3 |  |  |  | Federally-Regulated Commercial & Industrial Equipment | 11/30/2011 |  | 03/02/2012
McQuay International | McQuay International | DPS010AHHW2**-4 |  | HSP-A, Single-Package Heat Pum | Heat Pump | 208 | 3 | False |  |  |  | True | Variable-Speed | 120000 | 10000 | 12 | 10.8 |  |  | 118000 | 9124 | 3.8 | 3.3 |  |  |  | Federally-Regulated Commercial & Industrial Equipment | 03/02/2012 |  | 08/28/2012
Trane U.S. Inc. | American Standard, Inc. | TWA180B400A | TWE180B400A | HRCU-A-CB, Split System: Heat | Heat Pump | 460 | 3 |  |  |  | No Match |  | No Match | 176000 | 19550 | 9 | 8.2 |  |  | 172000 | 16160 | 3.1 |  | 90000 | 11880 | 2.2 | Non Federally-Regulated | 02/22/1990 |  | 07/31/1992
Carrier Corp. - Syracuse | Carrier | 50TJQ00850/60 | BWV240B | HSP-A, Single-Package Heat Pum | Heat Pump | 460 | 3 |  |  |  | No Match |  | No Match | 86000 | 9555 | 9 | 8.9 |  | 9.3 | 78000 | 7620 | 3 | 3 | 36000 | 6433 | 1.6 | Federally-Regulated Commercial & Industrial Equipment | 02/03/1998 |  | 03/31/1998
Carrier Corp. - Syracuse | Carrier | 38AQ0166 + 0166 + 0166 | 40RR054 | HRCU-A-CB, Split System: Heat | Heat Pump | 460 | 3 |  |  |  | No Match |  | No Match | 485102 | 64045 | 7.6 |  |  |  | 554117 | 52915 | 3 |  | 337211 | 43555 | 2.2 | Non Federally-Regulated | 07/31/1992 |  | 12/22/1992
Trane U.S. Inc. | American Standard, Inc. | 4A6H3048B1 | TWE090E3**A* | HRCU-A-CB, Split System: Heat | Heat Pump | 200 | 1 |  |  |  |  | True | Single-Speed | 90000 | 7964 | 11.3 | 10.8 |  |  | 90000 | 7757 | 3.4 | 3.3 |  |  |  | Federally-Regulated Commercial & Industrial Equipment | 08/24/2011 |  | 10/05/2011
Lennox Industries Inc. | Lennox | CHP11-2753-5Q |  | HSP-A, Single-Package Heat Pum | Heat Pump | 230 | 3 |  |  |  | No Match |  | No Match | 240000 | 28800 | 8.3 |  |  |  | 240000 | 24700 | 2.8 |  | 134000 | 18700 | 2.1 | Voluntarily Certified | 01/31/1990 |  | 02/22/1990
Rheem Sales Company, Inc. | Addison Products | RHB7.5T-3 | AH7.5T3/4K | HRCU-A-CB, Split System: Heat | Heat Pump | 230 | 3 |  |  |  | No Match |  | No Match | 90000 | 11000 | 8.2 |  |  |  | 88000 | 8595 |  |  | 46000 | 6740 |  | Non Federally-Regulated | 05/11/1988 |  | 03/15/1989
Carrier Corp. - Syracuse | Arcoaire | RHH102(H,L,S)******AA |  | HSP-A, Single-Package Heat Pum | Heat Pump | 460 | 3 | False |  |  |  | True | Single-Speed | 100000 | 8333 | 12 | 10.8 |  |  | 100000 | 8619 | 3.4 | 3.3 |  |  |  | Federally-Regulated Commercial & Industrial Equipment | 12/12/2012 |  | 10/28/2014
Trane U.S. Inc. | Trane Unitary Products Group | 4TWB3048B1 (2) | TWE090E3**A* | HRCU-A-CB, Split System: Heat | Heat Pump | 230 | 1 |  |  |  |  | True | Single-Speed | 90000 | 8181 | 11 | 10.8 |  |  | 90000 | 7992 | 3.3 | 3.3 |  |  |  | Federally-Regulated Commercial & Industrial Equipment | 11/30/2011 |  | 08/28/2014
Carrier Corp. - Syracuse | Tempstar | RHS090(L,S)******** |  | HSP-A, Single-Package Heat Pum | Heat Pump | 575 | 3 | False |  |  |  | False | Single-Speed | 88000 | 7857 | 11.2 | 10.8 |  |  | 86000 | 7413 | 3.4 | 3.3 |  |  |  | Federally-Regulated Commercial & Industrial Equipment | 11/30/2011 |  | 03/02/2012
Carrier Corp. - Syracuse | Comfortmaker | RHS072(H,L,S)******A |  | HSP-A, Single-Package Heat Pum | Both Heat Pump and Electric Re | 460 | 3 |  |  |  |  | False | Single-Speed | 70000 | 6306 | 11.1 | 8.9 |  |  | 67000 | 5954 | 3.3 | 3 |  |  |  | Federally-Regulated Commercial & Industrial Equipment | 07/16/2009 |  | 12/12/2012
Carrier Corp. - Syracuse | Bryant Heating & Cooling Systems | 549J(P,E,T)12*********(A,B)A |  | HSP-A, Single-Package Heat Pum | Heat Pump | 575 | 3 | False |  |  |  | True | Single-Speed | 119000 | 9674 | 12.3 | 10.8 |  |  | 116000 | 9713 | 3.5 | 3.3 |  |  |  | Federally-Regulated Commercial & Industrial Equipment | 12/12/2012 |  | 04/21/2015
Carrier Corp. - Syracuse | Tempstar | RHH(120,121)(H,L,S)******TA |  | HSP-A, Single-Package Heat Pum | Heat Pump | 208 | 3 | False |  |  |  | True | Single-Speed | 119000 | 9674 | 12.3 | 10.8 |  |  | 116000 | 9713 | 3.5 | 3.3 |  |  |  | Federally-Regulated Commercial & Industrial Equipment | 12/12/2012 |  | 10/28/2014
Trane U.S. Inc. | American Standard, Inc. | WSC072E3*0A |  | HSP-A, Single-Package Heat Pum | Heat Pump | 230 | 3 |  |  |  |  | True | Single-Speed | 75000 | 6579 | 11.4 | 8.9 |  |  | 71000 | 5949 | 3.5 | 3 |  |  |  | Federally-Regulated Commercial & Industrial Equipment | 11/25/2009 |  | 12/12/2012
Trane U.S. Inc. | Trane | BWC120F300J |  | HSP-A, Single-Package Heat Pum | Heat Pump | 230 | 3 |  |  |  | No Match |  | No Match | 119000 | 14300 | 8.3 | 8.2 |  |  | 118000 | 11900 |  |  | 58000 | 8750 |  | Non Federally-Regulated | 02/22/1990 |  | 07/31/1992
Rheem Sales Company, Inc. | Rheem | RPWE-120C | RHGG-120Z | HRCU-A-CB, Split System: Heat | Heat Pump | 208 | 3 |  |  |  | No Match |  | No Match | 120000 | 11881 | 10.1 | 8.9 |  |  | 119000 | 10895 | 3.2 | 3 | 69000 | 9189 | 2.2 | Federally-Regulated Commercial & Industrial Equipment | 01/22/2003 |  | 01/18/2008
York International | York | EA120C***(2,4,5)* | FA120C***(6)* | HRCU-A-CB, Split System: Heat | Both Heat Pump and Electric Re | 460 | 3 |  |  |  |  | True | Single-Speed | 122000 | 11402 | 10.7 | 8.9 |  | 0 | 125000 | 11108 | 3.3 | 3 | 84000 | 9853 | 2.5 | Federally-Regulated Commercial & Industrial Equipment | 08/27/2008 |  | 02/24/2011
Rheem Sales Company, Inc. | Whirlpool | NCHR20L001B | NEPR20N020B | HRCU-A-CB, Split System: Heat | Heat Pump | 460 | 3 |  |  |  | No Match |  | No Match | 234000 | 28540 | 8.2 |  |  |  | 234000 | 24490 |  |  | 119000 | 17430 |  | Non Federally-Regulated | 06/11/1985 |  | 05/11/1988
Carrier Corp. - Syracuse | Carrier Corp. | 50HCQ*12***(5,6,1)A* |  | HSP-A, Single-Package Heat Pum | Heat Pump | 575 | 3 | False |  |  |  | True | Single-Speed | 119000 | 9674 | 12.3 | 10.8 |  |  | 116000 | 9713 | 3.5 | 3.3 |  |  |  | Federally-Regulated Commercial & Industrial Equipment | 11/30/2011 |  | 12/12/2012
Carrier Corp. - Syracuse | Carrier | 50TFQ00851/61 |  | HSP-A, Single-Package Heat Pum | Heat Pump | 208 | 3 |  |  |  | No Match |  | No Match | 86000 | 9555 | 9 | 8.9 |  | 9.3 | 78000 | 7617 | 3 | 3 | 36000 | 6592 | 1.6 | Federally-Regulated Commercial & Industrial Equipment | 02/06/2002 |  | 07/18/2002
Carrier Corp. | Carrier | 50EQ0285 |  | HSP-A, Single-Package Heat Pum | Heat Pump | 460 | 3 |  |  |  | No Match | True | Single-Speed | 89000 | 8018 | 8.1 | 8.9 |  |  | 86000 | 7418 | 3.4 | 3 | 163000 | 23000 | 2.1 | Voluntarily Certified | 02/07/1988 |  | 07/27/1992
Inter-City Products Corp. | Arcoaire | YA075H* | DB080E3*** | HRCU-A-C, Split System: Heat P | Heat Pump | 230 | 3 |  |  |  | No Match |  | No Match | 90000 | 9890 | 9.1 | 8.9 |  |  | 90000 | 8789 | 3 | 3 | 50000 | 6967 | 2.1 | Federally-Regulated Commercial & Industrial Equipment | 07/07/1994 |  | 09/02/1995
Carrier Corp. - Syracuse | Day & Night | 542DE090 |  | HSP-A, Single-Package Heat Pum | Heat Pump | 460 | 3 |  |  |  | No Match |  | No Match | 87000 | 10200 | 8.5 | 8.2 |  |  | 89000 | 8800 |  |  | 49000 | 7300 |  | Non Federally-Regulated | 08/29/1986 |  | 05/11/1988
Lennox Industries Inc. | Armstrong | PRTC118BH-2 |  | HSP-A, Single-Package Heat Pum | Heat Pump | 230 | 3 |  |  |  | No Match |  | No Match | 117000 | 13146 | 8.9 | 8.9 |  |  | 119000 | 11424 | 3 | 3 | 64000 | 9377 | 2 | Non Federally-Regulated | 07/31/1992 |  | 03/31/1998
International Comfort Products | Heil | NCHR10H001C | NEMR10M030A | HRCU-A-CB, Split System: Heat | Heat Pump | 208 | 3 |  |  |  | No Match |  | No Match | 122000 | 13555 | 9 | 8.9 |  |  | 123000 | 11628 | 3.1 | 3 | 68000 | 9490 | 2.1 | Federally-Regulated Commercial & Industrial Equipment | 12/14/1998 |  | 08/18/1999
Carrier Corp. - Syracuse | Day & Night | CHS180(H,L,S)D* | FHS180(M,S,H,L)**A0* | HRCU-A-CB, Split System: Heat | Heat Pump | 460 | 3 |  |  |  |  | True | Single-Speed | 178000 | 16792 | 10.6 | 10.4 |  |  | 178000 | 15343 | 3.4 | 3.2 |  |  |  | Federally-Regulated Commercial & Industrial Equipment | 07/18/2013 |  | 10/28/2014
Trane U.S. Inc. | American Standard, Inc. | BWA180C3OOM | BW(H,V)240B3OOD | HRCU-A-CB, Split System: Heat | Heat Pump | 230 | 3 |  |  |  | No Match |  | No Match | 190000 | 22300 | 8.5 |  |  |  | 172000 | 18300 |  |  | 101000 | 15200 |  | Non Federally-Regulated | 03/15/1989 |  | 10/10/1989
Carrier Corp. - Syracuse | Bryant Heating & Cooling Systems | 549J(P,E,T)08**********A |  | HSP-A, Single-Package Heat Pum | Heat Pump | 575 | 3 | False |  |  |  | True | Single-Speed | 90000 | 7438 | 12.1 | 10.8 |  |  | 84000 | 7033 | 3.5 | 3.3 |  |  |  | Federally-Regulated Commercial & Industrial Equipment | 11/30/2011 |  | 12/12/2012
Carrier Corp. - Syracuse | Carrier | 50HJQ00850/60 |  | HSP-A, Single-Package Heat Pum | Heat Pump | 208 | 3 |  |  |  | No Match |  | No Match | 88000 | 8800 | 10 | 8.9 |  | 10.8 | 87000 | 7965 | 3.2 | 3 | 48000 | 7031 | 2 | Federally-Regulated Commercial & Industrial Equipment | 07/31/2002 |  | 09/25/2002
Trane U.S. Inc. | Trane | BWC180A4 |  | HSP-A, Single-Package Heat Pum | Heat Pump | 460 | 3 |  |  |  | No Match |  | No Match | 180000 | 22600 | 8 |  |  |  | 180000 | 20300 | 2.6 |  | 100000 | 16400 | 1.8 | Non Federally-Regulated | 05/11/1988 |  | 03/15/1989
Trane U.S. Inc. | Trane | WCD150B300B |  | HSP-A, Single-Package Heat Pum | Heat Pump | 230 | 3 |  |  |  | No Match |  | No Match | 146000 | 16040 | 9.1 |  |  |  | 136000 | 13280 | 3 |  | 72000 | 10040 | 2.1 | Federally-Regulated Commercial & Industrial Equipment | 01/27/1992 |  | 07/22/1992
Lennox Industries Inc. | Lennox | CHP11-953-2G |  | HSP-A, Single-Package Heat Pum | Heat Pump | 460 | 3 |  |  |  | No Match |  | No Match | 89000 | 11300 | 7.9 | 7.5 |  |  | 89000 | 9300 |  |  | 43000 | 7000 |  | Non Federally-Regulated | 01/05/1982 |  | 08/30/1983
Carrier Corp. - Syracuse | Airquest | RHS(181,183)(H,L,S)******AC |  | HSP-A, Single-Package Heat Pum | Heat Pump | 230 | 3 | False |  |  |  | True | Single-Speed | 172000 | 15925 | 10.8 | 10.4 |  |  | 166000 | 14742 | 3.3 | 3.2 |  |  |  | Federally-Regulated Commercial & Industrial Equipment | 01/09/2014 |  | 10/28/2014
Carrier Corp. - Syracuse | Bryant Heating & Cooling Systems | 548J(P,E,T)07**********A |  | HSP-A, Single-Package Heat Pum | Heat Pump | 230 | 3 | False |  |  |  | False | Single-Speed | 70000 | 6306 | 11.1 | 10.8 |  |  | 67000 | 5950 | 3.3 | 3.3 |  |  |  | Federally-Regulated Commercial & Industrial Equipment | 11/30/2011 |  | 10/28/2014
Trane U.S. Inc. | Trane | TWA072C400A* | TWE090A-BA | HRCU-A-CB, Split System: Heat | Heat Pump | 460 | 3 |  |  |  | No Match |  | No Match | 69000 | 7624 | 9.1 | 8.9 |  |  | 62500 | 6105 | 3 | 3 | 37800 | 4694 | 2.4 | Federally-Regulated Commercial & Industrial Equipment | 03/31/1998 |  | 05/09/1998
BDP Co. | Payne | 541AP090 | 517A090 | HRCU-A-CB, Split System: Heat | Heat Pump | 230 | 3 |  |  |  | No Match |  | No Match | 88000 | 10700 | 8.2 | 8.2 |  |  | 87000 | 9800 |  |  | 47000 | 7300 | 1.9 | Non Federally-Regulated | 05/16/1984 |  | 06/11/1985
Trane U.S. Inc. | Trane Unitary Products Group | WS(D,H)180E(3,4,W)R(G,N,P,R)****(6,7) |  | HSP-A, Single-Package Heat Pum | Both Heat Pump and Electric Re | 575 | 3 | False |  |  |  | False | Single-Speed | 170000 | 16037 | 10.6 | 10.4 |  |  | 170000 | 15569 | 3.2 | 3.2 |  |  |  | Federally-Regulated Commercial & Industrial Equipment | 12/12/2012 |  | 04/21/2014
Carrier Corp. - Syracuse | ICP Commercial | RHS(181,183)(H,L,S)******AC |  | HSP-A, Single-Package Heat Pum | Heat Pump | 230 | 3 | False |  |  |  | True | Single-Speed | 172000 | 15925 | 10.8 | 10.4 |  |  | 166000 | 14742 | 3.3 | 3.2 |  |  |  | Federally-Regulated Commercial & Industrial Equipment | 10/28/2014 |  | 10/28/2014
Trane U.S. Inc. | American Standard, Inc. | WCD180B300B |  | HSP-A, Single-Package Heat Pum | Heat Pump | 230 | 3 |  |  |  | No Match |  | No Match | 174000 | 19350 | 9 |  |  |  | 160000 | 15620 | 3 |  | 84000 | 11710 | 2.1 | Non Federally-Regulated | 07/31/1992 |  | 03/31/1998
Carrier Corp. - Syracuse | Payne | 541APX/AEX180 | 524APH/AEH180GC | HRCU-A-CB, Split System: Heat | Heat Pump | 460 | 3 |  |  |  | No Match |  | No Match | 172000 | 19545 | 8.8 | 8.5 |  | 9.9 | 164000 | 16021 | 3 | 2.9 | 94000 | 12522 | 2.2 | Federally-Regulated Commercial & Industrial Equipment | 10/24/1997 |  | 03/31/1998
Trane U.S. Inc. | Trane | WCH120B40*E* |  | HSP-A, Single-Package Heat Pum | Heat Pump | 460 | 3 |  |  |  | No Match |  | No Match | 124000 | 12916 | 9.6 | 8.9 |  | 9.7 | 110000 | 10743 | 3 | 3 | 59000 | 8643 | 2 | Federally-Regulated Commercial & Industrial Equipment | 07/31/2002 |  | 09/25/2002
York International | York | E1CH120A25 | F2EH120A33 | HRCU-A-CB, Split System: Heat | Heat Pump | 208 | 3 |  |  |  | No Match |  | No Match | 116000 | 14146 | 8.2 |  |  |  | 127000 | 12407 |  |  | 75000 | 9158 |  | Non Federally-Regulated | 05/11/1988 |  | 03/15/1989
Trane U.S. Inc. | American Standard, Inc. | 4A6C3042A3 (2) | TWE090E1**A* | HRCU-A-CB, Split System: Heat | Heat Pump | 208 | 3 |  |  |  |  | True | Single-Speed | 84000 | 7046 | 11.9 | 10.8 |  |  | 80000 | 6604 | 3.6 | 3.3 |  |  |  | Federally-Regulated Commercial & Industrial Equipment | 11/30/2011 |  | 05/02/2012
York International | Johnson Controls | J10EA0C***(2,4,5)* | J10Dx***(6)* | HRCU-A-CB, Split System: Heat | Both Heat Pump and Electric Re | 230 | 3 |  |  |  |  | True | Single-Speed | 122000 | 11402 | 10.7 | 8.9 |  |  | 125000 | 11108 | 3.3 | 3 |  |  |  | Federally-Regulated Commercial & Industrial Equipment | 08/27/2008 |  | 02/24/2011
Trane U.S. Inc. | American Standard, Inc. | BWC120F3OOJ |  | HSP-A, Single-Package Heat Pum | Heat Pump | 230 | 3 |  |  |  | No Match |  | No Match | 119000 | 14300 | 8.3 | 8.2 |  |  | 118000 | 11900 |  |  | 58000 | 8750 |  | Non Federally-Regulated | 03/15/1989 |  | 10/10/1989
Daikin Comfort Technologies Manufacturing, L.P. | Goodman | CPH072********B* |  | HSP-A, Single-Package Heat Pum | Both Heat Pump and Electric Re | 230 | 3 | False |  |  |  | False | No Match | 70000 | 6306 | 11.1 | 10.8 |  |  | 70000 | 5698 | 3.6 | 3.3 |  |  |  | No Match | 05/02/2012 |  | 05/08/2012
York International | Luxaire | BA-07C00*T/W/X***1* |  | HSP-A, Single-Package Heat Pum | Heat Pump | 230 | 3 |  |  |  | No Match |  | No Match | 90000 | 8411 | 10.7 | 8.9 |  | 11 | 85000 | 7782 | 3.2 | 3 | 46000 | 6126 | 2.2 | Federally-Regulated Commercial & Industrial Equipment | 07/19/2001 |  | 02/05/2002
McQuay International | McQuay International | DPS006AHHE4*C-4 |  | HSP-A, Single-Package Heat Pum | Heat Pump | 460 | 3 | False |  |  |  | True | Variable-Speed | 69000 | 6216 | 11.1 | 10.8 |  |  | 64000 | 5083 | 3.7 | 3.3 |  |  |  | Federally-Regulated Commercial & Industrial Equipment | 08/28/2012 |  | 04/19/2013
Carrier Corp. - Syracuse | Airquest | RHS(240)(H,L,S)******TA |  | HSP-A, Single-Package Heat Pum | Heat Pump | 575 | 3 | False |  |  |  | True | Single-Speed | 232000 | 21886 | 10.6 | 10.4 |  |  | 220000 | 19538 | 3.3 | 3.2 |  |  |  | Federally-Regulated Commercial & Industrial Equipment | 10/28/2014 |  | 10/28/2014
Carrier Corp. - Syracuse | Keeprite | RHS150(H,L,S)******TA |  | HSP-A, Single-Package Heat Pum | Heat Pump | 460 | 3 | False |  |  |  | False | Single-Speed | 142000 | 13396 | 10.6 | 10.4 |  |  | 142000 | 13005 | 3.2 | 3.2 |  |  |  | Federally-Regulated Commercial & Industrial Equipment | 12/12/2012 |  | 10/28/2014
Carrier Corp. - Syracuse | Bryant Heating & Cooling Systems | 548J(P,E,T)24*********(A,B)A-HORZ |  | HSP-A, Single-Package Heat Pum | Heat Pump | 208 | 3 | False |  |  |  | True | Single-Speed | 232000 | 21886 | 10.6 | 10.4 |  |  | 220000 | 19538 | 3.3 | 3.2 |  |  |  | Federally-Regulated Commercial & Industrial Equipment | 04/21/2014 |  | 10/28/2014
Carrier Corp. - Syracuse | Day & Night | RHS(240,243)(H,L,S)******** |  | HSP-A, Single-Package Heat Pum | Heat Pump | 460 | 3 | False |  |  |  | True | Single-Speed | 232000 | 21886 | 10.6 | 10.4 |  |  | 220000 | 19538 | 3.3 | 3.2 |  |  |  | Federally-Regulated Commercial & Industrial Equipment | 11/30/2011 |  | 12/12/2012
Carrier Corp. - Syracuse | Airquest | CHS240(H,L,S)D* | FHS240(S,H,L)**A0* | HRCU-A-CB, Split System: Heat | Heat Pump | 208 | 3 |  |  |  |  | True | Single-Speed | 222000 | 20747 | 10.7 | 10.4 |  |  | 214000 | 17919 | 3.5 | 3.2 |  |  |  | Federally-Regulated Commercial & Industrial Equipment | 07/18/2013 |  | 10/28/2014
Carrier Corp. - Syracuse | Day & Night | RHH090(H,L,S)******** |  | HSP-A, Single-Package Heat Pum | Heat Pump | 460 | 3 | False |  |  |  | True | Single-Speed | 90000 | 7438 | 12.1 | 10.8 |  |  | 84000 | 7033 | 3.5 | 3.3 |  |  |  | Federally-Regulated Commercial & Industrial Equipment | 11/30/2011 |  | 12/12/2012
Rheem Sales Company, Inc. | Ruud | UPWB-075DAS* | UHPA-075Z | HRCU-A-CB, Split System: Heat | Heat Pump | 460 | 3 |  |  |  | No Match |  | No Match | 90000 | 11000 | 8.2 | 8.3 |  |  | 88000 | 8595 | 3 | 2.8 | 46000 | 6740 | 2 | Non Federally-Regulated | 09/17/1991 |  | 07/27/1992
Carrier Corp. - Syracuse | Tempstar | CHS240(H,L,S)D* | FHS240(S,H,L)**A0* | HRCU-A-CB, Split System: Heat | Heat Pump | 460 | 3 |  |  |  |  | True | Single-Speed | 222000 | 20747 | 10.7 | 10.4 |  |  | 214000 | 17919 | 3.5 | 3.2 |  |  |  | Federally-Regulated Commercial & Industrial Equipment | 07/18/2013 |  | 10/28/2014
Carrier Corp. - Syracuse | Carrier | 38AQ0165 | 40RR016 | HRCU-A-CB, Split System: Heat | Heat Pump | 230 | 3 |  |  |  | No Match |  | No Match | 168000 | 21682 | 7.7 | 7.5 |  |  | 170000 | 16968 |  |  | 96000 | 13520 |  | Non Federally-Regulated | 09/08/1982 |  | 05/16/1984
Trane U.S. Inc. | American Standard, Inc. | WCH150B30*E* |  | HSP-A, Single-Package Heat Pum | Heat Pump | 230 | 3 |  |  |  | No Match |  | No Match | 146000 | 15531 | 9.4 | 8.5 |  | 9.7 | 132000 | 13340 | 2.9 | 2.9 | 72000 | 10550 | 2 | Federally-Regulated Commercial & Industrial Equipment | 12/14/1998 |  | 11/18/1999
Daikin Comfort Technologies Manufacturing, L.P. | Daikin U.S. Corp. | DCH090********A* |  | HSP-A, Single-Package Heat Pum | Both Heat Pump and Electric Re | 460 | 3 | False |  |  |  | False | Single-Speed | 90000 | 7826 | 11.5 | 10.8 |  |  | 90000 | 7757 | 3.4 | 3.3 |  |  |  | Federally-Regulated Commercial & Industrial Equipment | 07/18/2013 |  | 04/20/2015
Trane U.S. Inc. | Trane | TWA120A300B | TWE120A300B | HRCU-A-CB, Split System: Heat | Heat Pump | 208 | 3 |  |  |  | No Match |  | No Match | 117000 | 13150 | 8.9 | 8.9 |  |  | 119000 | 11630 | 3 | 3 | 64000 | 8930 | 2.1 | Non Federally-Regulated | 07/31/1992 |  | 03/31/1998
Trane U.S. Inc. | American Standard, Inc. | WCH150B30*E* |  | HSP-A, Single-Package Heat Pum | Heat Pump | 208 | 3 |  |  |  | No Match |  | No Match | 146000 | 15531 | 9.4 | 8.5 |  | 9.5 | 132000 | 12891 | 3 | 2.9 | 72000 | 10547 | 2 | Federally-Regulated Commercial & Industrial Equipment | 11/18/1999 |  | 11/21/2001
York International | Coleman | BB-20[C,E18,E36]***(T,W,X)* |  | HSP-A, Single-Package Heat Pum | Both Heat Pump and Electric Re | 575 | 3 |  |  |  |  | True | Single-Speed | 218000 | 22947 | 9.5 | 8.5 |  | 10.2 | 210000 | 19866 | 3.1 | 2.9 | 130000 | 19062 | 2 | Federally-Regulated Commercial & Industrial Equipment | 01/18/2008 |  | 01/24/2011
Lennox Industries Inc. | Lennox | CHP11-2753-6Q | CB17-135V-1 | HSP-A, Single-Package Heat Pum | Heat Pump | 230 | 3 |  |  |  | No Match |  | No Match | 240000 | 28800 | 8.3 | 8.2 |  |  | 240000 | 24700 |  |  | 69000 | 9406 |  | Non Federally-Regulated | 02/22/1990 |  | 07/31/1992
York International | York | B1CH180A/E***46* |  | HSP-A, Single-Package Heat Pum | Heat Pump | 460 | 3 |  |  |  | No Match |  | No Match | 164000 | 18636 | 8.8 | 8.5 |  | 8.5 | 174000 | 16998 | 3 | 2.9 | 90000 | 13188 | 2 | Federally-Regulated Commercial & Industrial Equipment | 07/28/1998 |  | 08/10/1998
Trane U.S. Inc. | General Electric | BWC090F2D |  | HSP-A, Single-Package Heat Pum | Heat Pump | 200 | 3 |  |  |  | No Match |  | No Match | 94000 | 10800 | 8.7 | 8.2 |  |  | 88000 | 9500 | 2.7 |  | 48000 | 7500 | 1.9 | Non Federally-Regulated | 06/11/1985 |  | 05/11/1988
Carrier Corp. - Syracuse | ICP Commercial | RHS(181,183)(H,L,S)******AA |  | HSP-A, Single-Package Heat Pum | Heat Pump | 575 | 3 | False |  |  |  | True | Single-Speed | 172000 | 15925 | 10.8 | 10.4 |  |  | 220000 | 19538 | 3.3 | 3.2 |  |  |  | Federally-Regulated Commercial & Industrial Equipment | 12/12/2012 |  | 05/09/2013
York International | York | E1FB180 | F1EH180 | HRCU-A-CB, Split System: Heat | Heat Pump | 460 | 3 |  |  |  | No Match |  | No Match | 166000 | 19080 | 8.7 | 8.5 |  | 9.5 | 184000 | 17970 | 3 | 2.9 | 121000 | 16114 | 2.2 | Federally-Regulated Commercial & Industrial Equipment | 05/21/2002 |  | 07/18/2002
Daikin Comfort Technologies Manufacturing, L.P. | Goodman | CPH102********A* |  | HSP-A, Single-Package Heat Pum | Both Heat Pump and Electric Re | 208 | 3 | False |  |  |  | False | Single-Speed | 102000 | 9189 | 11.1 | 10.8 |  |  | 102000 | 8792 | 3.4 | 3.3 |  |  |  | Federally-Regulated Commercial & Industrial Equipment | 03/02/2012 |  | 05/02/2012
Carrier Corp. - Syracuse | Airquest | RHH102(H,L,S)******TA |  | HSP-A, Single-Package Heat Pum | Heat Pump | 575 | 3 | False |  |  |  | True | Single-Speed | 100000 | 8333 | 12 | 10.8 |  |  | 100000 | 8619 | 3.4 | 3.3 |  |  |  | Federally-Regulated Commercial & Industrial Equipment | 10/28/2014 |  | 10/28/2014
York International | Fraser Johnston | ECSE-T/W090 | FCHP-S090 | HRCU-A-CB, Split System: Heat | Heat Pump | 208 | 3 |  |  |  | No Match |  | No Match | 83000 | 9222 | 9 | 8.9 |  |  | 78000 | 7617 | 3 | 3 | 51000 | 6496 | 2.3 | Federally-Regulated Commercial & Industrial Equipment | 07/31/2002 |  | 06/19/2003
Trane U.S. Inc. | Trane | BWA180C2J | BWH180A | HRCU-A-CB, Split System: Heat | Heat Pump | 200 | 3 |  |  |  | No Match |  | No Match | 180000 | 23200 | 7.8 |  |  |  | 180000 | 20000 | 2.6 |  | 100000 | 16200 | 1.8 | Non Federally-Regulated | 05/16/1984 |  | 06/11/1985
Lennox Industries Inc. | Lennox | GHP16-1353-2G |  | HSP-A, Single-Package Heat Pum | Heat Pump | 460 | 3 |  |  |  | No Match |  | No Match | 117000 | 13146 | 8.9 | 8.9 |  |  | 119000 | 11424 | 3.1 | 3 | 64000 | 9377 | 2 | Non Federally-Regulated | 08/14/1992 |  | 09/02/1995
McQuay International | McQuay International | DPS006AHHW4*C-6 |  | HSP-A, Single-Package Heat Pum | Heat Pump | 460 | 3 | False |  |  |  | True | Variable-Speed | 70000 | 6194 | 11.3 | 10.8 |  |  | 72000 | 5197 | 4.1 | 3.3 |  |  |  | Federally-Regulated Commercial & Industrial Equipment | 03/02/2012 |  | 08/28/2012
Carrier Corp. - Syracuse | Keeprite | RHS(181,183)(H,L,S)******** |  | HSP-A, Single-Package Heat Pum | Heat Pump | 208 | 3 | False |  |  |  | True | Single-Speed | 172000 | 15925 | 10.8 | 10.4 |  |  | 220000 | 19538 | 3.3 | 3.2 |  |  |  | Federally-Regulated Commercial & Industrial Equipment | 11/30/2011 |  | 12/12/2012
York International | Fraser Johnston | BA-12C00*T/W/X***** |  | HSP-A, Single-Package Heat Pum | Heat Pump | 230 | 3 |  |  |  | No Match |  | No Match | 144000 | 15483 | 9.3 | 8.5 |  | 11 | 142000 | 13421 | 3.1 | 2.9 | 91000 | 12696 | 2.1 | Federally-Regulated Commercial & Industrial Equipment | 07/31/2002 |  | 01/18/2008
York International | Luxaire | BCCB-T/-W090 |  | HSP-A, Single-Package Heat Pum | Heat Pump | 460 | 3 |  |  |  | No Match |  | No Match | 87000 | 9666 | 9 | 8.9 |  | 9.6 | 89000 | 8694 | 3 | 3 | 49000 | 7180 | 2 | Federally-Regulated Commercial & Industrial Equipment | 10/02/1998 |  | 12/14/1998
McQuay International | McQuay International | DPS012AHHW2**-4 |  | HSP-A, Single-Package Heat Pum | Heat Pump | 230 | 3 | False |  |  |  | True | Variable-Speed | 144000 | 12307 | 11.7 | 10.4 |  |  | 138000 | 11392 | 3.6 | 3.2 |  |  |  | Federally-Regulated Commercial & Industrial Equipment | 03/02/2012 |  | 08/28/2012
York International | Fraser Johnston | EAHP-W120A | FBHP-S120A | HRCU-A-CB, Split System: Heat | Heat Pump | 460 | 3 |  |  |  | No Match |  | No Match | 118000 | 14390 | 8.2 | 8.2 |  |  | 129000 | 12602 |  |  | 76000 | 9281 |  | Non Federally-Regulated | 02/22/1990 |  | 07/31/1992
Rheem Sales Company, Inc. | Weatherking | WPWRC-075DA | WHGMF-100Z | HRCU-A-CB, Split System: Heat | Heat Pump | 460 | 3 |  |  |  | No Match |  | No Match | 92000 | 9570 | 9.6 | 8.9 |  |  | 88000 | 8000 | 3.2 | 3 | 48000 | 6750 | 2.1 | Non Federally-Regulated | 01/26/1993 |  | 09/02/1995
Compu-Aire | Compu-Aire | CASH-632 |  | HSP-A, Single-Package Heat Pum | Heat Pump | 208 | 3 |  |  |  | No Match |  | No Match | 73500 | 8550 | 8.6 | 8.9 |  |  | 72000 | 7360 | 2.9 | 3 | 46500 | 7150 | 1.9 | Non Federally-Regulated | 07/31/1992 |  | 03/31/1993
Rheem Sales Company, Inc. | Rheem | RPDC-101D* |  | HSP-A, Single-Package Heat Pum | Heat Pump | 460 | 3 |  |  |  | No Match |  | No Match | 120000 | 13400 | 9 | 8.9 |  | 10.3 | 126000 | 11875 | 3.1 | 3 | 67000 | 9345 | 2.1 | Non Federally-Regulated | 01/26/1993 |  | 09/02/1995
Carrier Corp. - Syracuse | Comfortmaker | RHS(181,183)(H,L,S)******AA |  | HSP-A, Single-Package Heat Pum | Heat Pump | 230 | 3 | False |  |  |  | True | Single-Speed | 172000 | 15925 | 10.8 | 10.4 |  |  | 166000 | 14742 | 3.3 | 3.2 |  |  |  | Federally-Regulated Commercial & Industrial Equipment | 12/12/2012 |  | 05/09/2013
Carrier Corp. - Syracuse | Comfortmaker | RHS150(H,L,S)******TA |  | HSP-A, Single-Package Heat Pum | Heat Pump | 460 | 3 | False |  |  |  | False | Single-Speed | 142000 | 13396 | 10.6 | 10.4 |  |  | 142000 | 13005 | 3.2 | 3.2 |  |  |  | Federally-Regulated Commercial & Industrial Equipment | 10/28/2014 |  | 10/28/2014
Trane U.S. Inc. | American Standard, Inc. | BWA180C400M | BW(H,V)240B400D | HRCU-A-CB, Split System: Heat | Heat Pump | 460 | 3 |  |  |  | No Match |  | No Match | 190000 | 22300 | 8.5 | 8.2 |  |  | 172000 | 18300 |  |  | 101000 | 15200 |  | Non Federally-Regulated | 02/22/1990 |  | 07/31/1992
York International | York | BP240(C00/E18/E36)* |  | HSP-A, Single-Package Heat Pum | Both Heat Pump and Electric Re | 208 | 3 |  |  |  |  | True | Single-Speed | 226000 | 21942 | 10.3 | 8.5 |  | 10.2 | 218000 | 18803 | 3.4 | 2.9 | 129000 | 18014 | 2.1 | Federally-Regulated Commercial & Industrial Equipment | 02/11/2008 |  | 02/24/2011
York International | Fraser Johnston | BCCB-W090A |  | HSP-A, Single-Package Heat Pum | Heat Pump | 460 | 3 |  |  |  | No Match |  | No Match | 87000 | 9667 | 9 | 8.9 |  |  | 89000 | 8692 | 3 | 3 | 49000 | 7178 | 2 | Non Federally-Regulated | 02/17/1993 |  | 09/02/1995
York International | York | B3CH090A46 |  | HSP-A, Single-Package Heat Pum | Heat Pump | 460 | 3 |  |  |  | No Match |  | No Match | 87000 | 9667 | 9 | 8.9 |  |  | 89000 | 8692 | 3 | 3 | 49000 | 7178 | 2 | Non Federally-Regulated | 02/17/1993 |  | 09/02/1995
York International | Fraser Johnston | BA-10C00*T/W/X***** |  | HSP-A, Single-Package Heat Pum | Heat Pump | 230 | 3 |  |  |  | No Match |  | No Match | 120000 | 11650 | 10.3 | 8.9 |  | 10 | 113000 | 10346 | 3.2 | 3 | 60000 | 7990 | 2.2 | Federally-Regulated Commercial & Industrial Equipment | 07/31/2002 |  | 01/18/2008
Trane U.S. Inc. | Trane | WCH075A300A |  | HSP-A, Single-Package Heat Pum | Heat Pump | 230 | 3 |  |  |  | No Match |  | No Match | 71000 | 8300 | 8.6 | 8.9 |  |  | 71000 | 7170 | 2.9 | 3 | 33000 | 5090 | 1.9 | Non Federally-Regulated | 07/31/1992 |  | 03/31/1998
McQuay International | McQuay International | DPS006AHHE2**-4 |  | HSP-A, Single-Package Heat Pum | Heat Pump | 208 | 3 | False |  |  |  | True | Variable-Speed | 69000 | 6216 | 11.1 | 10.8 |  |  | 64000 | 5083 | 3.7 | 3.3 |  |  |  | Federally-Regulated Commercial & Industrial Equipment | 08/28/2012 |  | 04/19/2013
Carrier Corp. - Syracuse | Day & Night | RHS150(H,L,S)******TA |  | HSP-A, Single-Package Heat Pum | Heat Pump | 230 | 3 | False |  |  |  | False | Single-Speed | 142000 | 13396 | 10.6 | 10.4 |  |  | 142000 | 13005 | 3.2 | 3.2 |  |  |  | Federally-Regulated Commercial & Industrial Equipment | 12/12/2012 |  | 10/28/2014
Carrier Corp. - Syracuse | Keeprite | RHH(120,121)(H,L,S)******** |  | HSP-A, Single-Package Heat Pum | Heat Pump | 460 | 3 | False |  |  |  | True | Single-Speed | 119000 | 9674 | 12.3 | 10.8 |  |  | 116000 | 9713 | 3.5 | 3.3 |  |  |  | Federally-Regulated Commercial & Industrial Equipment | 11/30/2011 |  | 12/12/2012
Carrier Corp. - Syracuse | Bryant Heating & Cooling Systems | 548J(P,E,T)17*********(D,E)A |  | HSP-A, Single-Package Heat Pum | Heat Pump | 230 | 3 | False |  |  |  | True | Single-Speed | 172000 | 15925 | 10.8 | 10.4 |  |  | 166000 | 14742 | 3.3 | 3.2 |  |  |  | Federally-Regulated Commercial & Industrial Equipment | 12/12/2012 |  | 05/09/2013
Carrier Corp. - Syracuse | Heil | CHS240(H,L,S)D* | FHS240(S,H,L)**A2* | HRCU-A-CB, Split System: Heat | Heat Pump | 230 | 3 |  |  |  |  | True | Single-Speed | 222000 | 20747 | 10.7 | 10.4 |  |  | 214000 | 17919 | 3.5 | 3.2 |  |  |  | Federally-Regulated Commercial & Industrial Equipment | 07/18/2013 |  | 04/20/2015
Rheem Sales Company, Inc. | Square D | HCS7.5JAR1H | A08-61-00L-7.5US1G | HRCU-A-CB, Split System: Heat | Heat Pump | 208 | 3 |  |  |  | No Match |  | No Match | 90000 | 11000 | 8.2 | 8.2 |  |  | 88000 | 8595 |  |  | 46000 | 6740 |  | Non Federally-Regulated | 06/11/1985 |  | 08/29/1986
Carrier Corp. - Syracuse | Arcoaire | RHS090H******** |  | HSP-A, Single-Package Heat Pum | Heat Pump | 208 | 3 | False |  |  |  | False | Single-Speed | 87000 | 7767 | 11.2 | 10.8 |  |  | 86000 | 7413 | 3.4 | 3.3 |  |  |  | Federally-Regulated Commercial & Industrial Equipment | 11/30/2011 |  | 03/02/2012
Trane U.S. Inc. | American Standard, Inc. | TWA120A300D* | TWE120A300C* | HRCU-A-CB, Split System: Heat | Heat Pump | 208 | 3 |  |  |  | No Match |  | No Match | 118000 | 12553 | 9.4 | 8.9 |  |  | 119000 | 11622 | 3 | 3 | 79000 | 10063 | 2.3 | Federally-Regulated Commercial & Industrial Equipment | 05/22/2000 |  | 09/21/2001
Trane U.S. Inc. | Trane Unitary Products Group | WS(D,H)150E(3,4,W)R(G,N,P,R)****0 |  | HSP-A, Single-Package Heat Pum | Both Heat Pump and Electric Re | 208 | 3 | False |  |  |  | False | Single-Speed | 146000 | 13773 | 10.6 | 10.4 |  |  | 136000 | 12455 | 3.2 | 3.2 |  |  |  | Federally-Regulated Commercial & Industrial Equipment | 12/12/2012 |  | 08/28/2014
Carrier Corp. - Syracuse | ICP Commercial | RHS150(H,L,S)******TA |  | HSP-A, Single-Package Heat Pum | Heat Pump | 208 | 3 | False |  |  |  | False | Single-Speed | 142000 | 13396 | 10.6 | 10.4 |  |  | 142000 | 13005 | 3.2 | 3.2 |  |  |  | Federally-Regulated Commercial & Industrial Equipment | 12/12/2012 |  | 10/28/2014
York International | York | E1FB240 | F1EH240 | HRCU-A-CB, Split System: Heat | Heat Pump | 230 | 3 |  |  |  | No Match |  | No Match | 214000 | 24883 | 8.6 | 8.5 |  | 9.6 | 218000 | 22025 | 2.9 | 2.9 | 138000 | 19254 | 2.1 | Federally-Regulated Commercial & Industrial Equipment | 05/21/2002 |  | 07/18/2002
Carrier Corp. - Syracuse | ICP Commercial | CHS180(H,L,S)D* | FHS180(M,S,H,L)**A2* | HRCU-A-CB, Split System: Heat | Heat Pump | 575 | 3 |  |  |  |  | True | Single-Speed | 178000 | 16792 | 10.6 | 10.4 |  |  | 178000 | 15343 | 3.4 | 3.2 |  |  |  | Federally-Regulated Commercial & Industrial Equipment | 07/18/2013 |  | 10/28/2014
Rheem Sales Company, Inc. | Weatherking | PHC11T-4 |  | HSP-A, Single-Package Heat Pum | Heat Pump | 460 | 3 |  |  |  | No Match |  | No Match | 120000 | 13400 | 9 | 8.9 |  | 10.3 | 126000 | 11875 | 3.1 | 3 | 67000 | 9345 | 2.1 | Non Federally-Regulated | 01/26/1993 |  | 09/02/1995
Trane U.S. Inc. | Trane | WCH150B3*E* |  | HSP-A, Single-Package Heat Pum | Heat Pump | 460 | 3 |  |  |  | No Match |  | No Match | 146000 | 15698 | 9.3 | 8.5 |  | 9.7 | 132000 | 13340 | 2.9 | 2.9 | 70000 | 10257 | 2 | Federally-Regulated Commercial & Industrial Equipment | 12/14/1998 |  | 08/19/1999
Carrier Corp. - Syracuse | Carrier | 50RQ0105 |  | HSP-A, Single-Package Heat Pum | Heat Pump | 208 | 3 |  |  |  | No Match |  | No Match | 108000 | 14062 | 7.7 | 8.2 |  |  | 112000 | 11820 |  |  | 61000 | 9000 |  | Non Federally-Regulated | 06/11/1985 |  | 08/29/1986
International Comfort Products | Heil | NRHR10LP30B |  | HSP-A, Single-Package Heat Pum | Heat Pump | 460 | 3 |  |  |  | No Match |  | No Match | 120000 | 13483 | 8.9 | 8.9 |  | 10.3 | 126000 | 12309 | 3 | 3 | 67000 | 9350 | 2.1 | Federally-Regulated Commercial & Industrial Equipment | 02/03/1998 |  | 03/31/1998
Trane U.S. Inc. | Trane | WCD090C40*B* |  | HSP-A, Single-Package Heat Pum | Heat Pump | 460 | 3 |  |  |  | No Match |  | No Match | 87000 | 9775 | 8.9 | 8.9 |  |  | 86000 | 8399 | 3 | 3 | 43000 | 6299 | 2 | Federally-Regulated Commercial & Industrial Equipment | 11/18/1999 |  | 04/13/2000
Carrier Corp. - Syracuse | Carrier | 38AQS0126 | 40RMQ0125/6GC | HRCU-A-CB, Split System: Heat | Heat Pump | 460 | 3 |  |  |  | No Match |  | No Match | 108000 | 12130 | 8.9 | 8.9 |  |  | 111000 | 10550 | 3.1 | 3 | 62000 | 9085 | 2 | Federally-Regulated Commercial & Industrial Equipment | 06/30/1998 |  | 07/29/1998
Carrier Corp. - Syracuse | Carrier Corp. | 50TCQ*08***(6,1)A* |  | HSP-A, Single-Package Heat Pum | Heat Pump | 575 | 3 | False |  |  |  | False | Single-Speed | 88000 | 7857 | 11.2 | 10.8 |  |  | 86000 | 7413 | 3.4 | 3.3 |  |  |  | Federally-Regulated Commercial & Industrial Equipment | 11/30/2011 |  | 03/02/2012
Carrier Corp. | Carrier | 50PQ016---6**** | 40RR054 | HSP-A, Single-Package Heat Pum | Heat Pump | 460 | 3 |  |  |  | No Match |  | No Match | 485102 | 64045 | 8.5 |  |  | 8.7 | 554117 | 52915 | 3 |  | 337211 | 43555 | 2.1 | Federally-Regulated Commercial & Industrial Equipment | 04/14/1993 |  | 04/07/1996
Carrier Corp. - Syracuse | Bryant Heating & Cooling Systems | 549J(P,E,T)08*********(D,E)A |  | HSP-A, Single-Package Heat Pum | Heat Pump | 460 | 3 | False |  |  |  | True | Single-Speed | 90000 | 7438 | 12.1 | 10.8 |  |  | 84000 | 7033 | 3.5 | 3.3 |  |  |  | Federally-Regulated Commercial & Industrial Equipment | 10/28/2014 |  | 04/21/2015
Carrier Corp. - Syracuse | Airquest | CHS072(H,L,S)A* | FHS072(M,S,K)**A0* | HRCU-A-CB, Split System: Heat | Heat Pump | 208 | 3 |  |  |  |  | True | Single-Speed | 70000 | 6363 | 11 | 10.8 |  |  | 66000 | 5861 | 3.3 | 3.3 |  |  |  | Federally-Regulated Commercial & Industrial Equipment | 07/18/2013 |  | 10/28/2014
Daikin Comfort Technologies Manufacturing, L.P. | Goodman | CPH150********A* |  | HSP-A, Single-Package Heat Pum | Both Heat Pump and Electric Re | 575 | 3 | False |  |  |  | False | Single-Speed | 140000 | 13207 | 10.6 | 10.4 |  |  | 142000 | 13005 | 3.2 | 3.2 |  |  |  | Federally-Regulated Commercial & Industrial Equipment | 12/12/2012 |  | 06/02/2015
York International | Evcon | XA-12[C,E]***(T,W,X)* |  | HSP-A, Single-Package Heat Pum | Both Heat Pump and Electric Re | 230 | 3 |  |  |  |  | True | Single-Speed | 150000 | 13636 | 11 | 8.5 |  | 11.9 | 144000 | 13196 | 3.2 | 2.9 | 90000 | 11997 | 2.2 | Federally-Regulated Commercial & Industrial Equipment | 01/18/2008 |  | 01/24/2011
Carrier Corp. - Syracuse | ICP Commercial | CHS091(H,L,S)A* | FHS091(M,S,K)**A0* | HRCU-A-CB, Split System: Heat | Heat Pump | 575 | 3 |  |  |  |  | True | Single-Speed | 89000 | 8090 | 11 | 10.8 |  |  | 87000 | 7726 | 3.3 | 3.3 |  |  |  | Federally-Regulated Commercial & Industrial Equipment | 07/18/2013 |  | 10/28/2014
Carrier Corp. | Carrier | 38AQ0246 | 40RR024 | HRCU-A-CB, Split System: Heat | Heat Pump | 460 | 3 |  |  |  | No Match |  | No Match | 202771 | 25346 | 8 |  |  | 8.6 | 230000 | 24060 | 2.8 | 2.5 | 129000 | 19024 | 2 | Non Federally-Regulated | 01/23/1988 |  | 03/08/1996
Daikin Comfort Technologies Manufacturing, L.P. | Goodman | CPH090********A* |  | HSP-A, Single-Package Heat Pum | Both Heat Pump and Electric Re | 575 | 3 | False |  |  |  | False | Single-Speed | 90000 | 7826 | 11.5 | 10.8 |  |  | 90000 | 7757 | 3.4 | 3.3 |  |  |  | Federally-Regulated Commercial & Industrial Equipment | 03/02/2012 |  | 04/20/2015
Carrier Corp. - Syracuse | Keeprite | RHS(243)(H,L,S)******TA |  | HSP-A, Single-Package Heat Pum | Heat Pump | 230 | 3 | False |  |  |  | True | Single-Speed | 232000 | 21886 | 10.6 | 10.4 |  |  | 220000 | 19538 | 3.3 | 3.2 |  |  |  | Federally-Regulated Commercial & Industrial Equipment | 10/28/2014 |  | 10/28/2014
Lennox Industries Inc. | Armstrong | LHA180HN2* |  | HSP-A, Single-Package Heat Pum | Heat Pump | 575 | 3 |  |  |  | No Match |  | No Match | 182000 | 16545 | 11 | 8.5 |  | 12 | 192000 | 17047 | 3.3 | 2.9 | 106000 | 15528 | 2 | Federally-Regulated Commercial & Industrial Equipment | 07/31/2002 |  | 01/18/2008
Rheem Sales Company, Inc. | Rheem | RJMB-A090C |  | HSP-A, Single-Package Heat Pum | Heat Pump | 208 | 3 |  |  |  | No Match |  | No Match | 92000 | 9108 | 10.1 | 8.9 |  | 11.5 | 92000 | 8423 | 3.2 | 3 | 52000 | 6925 | 2.2 | Federally-Regulated Commercial & Industrial Equipment | 11/21/2001 |  | 07/18/2002
Carrier Corp. - Syracuse | Carrier | 50HJQ008--51/61 |  | HSP-A, Single-Package Heat Pum | Heat Pump | 230 | 3 |  |  |  | No Match |  | No Match | 88000 | 8543 | 10.3 | 8.9 |  | 10.5 | 85000 | 7546 | 3.3 | 3 | 48000 | 6392 | 2.2 | Federally-Regulated Commercial & Industrial Equipment | 07/31/2002 |  | 09/25/2002
Carrier Corp. - Syracuse | Comfortmaker | RHS090(L,S)******TA |  | HSP-A, Single-Package Heat Pum | Heat Pump | 460 | 3 | False |  |  |  | False | Single-Speed | 88000 | 7857 | 11.2 | 10.8 |  |  | 86000 | 7413 | 3.4 | 3.3 |  |  |  | Federally-Regulated Commercial & Industrial Equipment | 10/28/2014 |  | 10/28/2014
Trane U.S. Inc. | Trane | WCD120B30*E* |  | HSP-A, Single-Package Heat Pum | Heat Pump | 208 | 3 |  |  |  | No Match |  | No Match | 117000 | 12717 | 9.2 | 8.9 |  | 9.4 | 119000 | 11622 | 3 | 3 | 61000 | 8936 | 2 | Federally-Regulated Commercial & Industrial Equipment | 11/18/1999 |  | 04/13/2000
Carrier Corp. - Syracuse | Bryant Heating & Cooling Systems | 548J(P,E,T)17*********(A,B)C |  | HSP-A, Single-Package Heat Pum | Heat Pump | 460 | 3 | False |  |  |  | True | Single-Speed | 172000 | 15925 | 10.8 | 10.4 |  |  | 220000 | 19538 | 3.3 | 3.2 |  |  |  | Federally-Regulated Commercial & Industrial Equipment | 01/09/2014 |  | 10/28/2014
Trane U.S. Inc. | Trane | BWC120C4OOJ |  | HSP-A, Single-Package Heat Pum | Heat Pump | 460 | 3 |  |  |  | No Match |  | No Match | 119000 | 14300 | 8.3 | 8.2 |  |  | 118000 | 11900 |  |  | 58000 | 8750 |  | Non Federally-Regulated | 03/15/1989 |  | 10/10/1989
York International | York | E1CH120A46 | F2EH120A33 | HRCU-A-CB, Split System: Heat | Heat Pump | 460 | 3 |  |  |  | No Match |  | No Match | 118000 | 14390 | 8.2 | 8.2 |  |  | 129000 | 12602 |  |  | 76000 | 9281 |  | Non Federally-Regulated | 02/22/1990 |  | 07/31/1992
Trane U.S. Inc. | Trane | WCD240B40*E* |  | HSP-A, Single-Package Heat Pum | Heat Pump | 460 | 3 |  |  |  | No Match |  | No Match | 236000 | 27441 | 8.6 | 8.5 |  | 8.7 | 230000 | 21744 | 3.1 | 2.9 | 128000 | 17864 | 2.1 | Federally-Regulated Commercial & Industrial Equipment | 05/09/1998 |  | 10/02/1998
Lennox Industries Inc. | Lennox | CHP11-1353-3G |  | HSP-A, Single-Package Heat Pum | Heat Pump | 460 | 3 |  |  |  | No Match |  | No Match | 122000 | 15200 | 8 | 7.5 |  |  | 125000 | 12600 | 2.9 |  | 64000 | 10400 |  | Non Federally-Regulated | 09/08/1982 |  | 08/30/1983
Lennox Industries Inc. | Lennox | CHP11-2753-2Q |  | HSP-A, Single-Package Heat Pum | Heat Pump | 230 | 3 |  |  |  | No Match |  | No Match | 240000 | 28800 | 8.3 |  |  |  | 240000 | 24700 |  |  | 150000 | 20900 |  | Non Federally-Regulated | 06/11/1985 |  | 05/11/1988
Trane U.S. Inc. | Trane | WCD180B30*E* |  | HSP-A, Single-Package Heat Pum | Heat Pump | 230 | 3 |  |  |  | No Match |  | No Match | 174000 | 19333 | 9 | 8.5 |  | 9.3 | 160000 | 15631 | 3 | 2.9 | 84000 | 11723 | 2.1 | Federally-Regulated Commercial & Industrial Equipment | 10/24/1997 |  | 03/31/1998
Lennox Industries Inc. | Lennox | LHA240HN2* |  | HSP-A, Single-Package Heat Pum | Heat Pump | 575 | 3 |  |  |  | No Match |  | No Match | 220000 | 21568 | 10.2 | 8.5 |  | 11 | 220000 | 19533 | 3.3 | 2.9 | 118000 | 16463 | 2.1 | Federally-Regulated Commercial & Industrial Equipment | 02/05/2002 |  | 07/18/2002
Carrier Corp. - Syracuse | Bryant Heating & Cooling Systems | 548J(E,T)08**********A |  | HSP-A, Single-Package Heat Pum | Heat Pump | 460 | 3 | False |  |  |  | False | Single-Speed | 88000 | 7857 | 11.2 | 10.8 |  |  | 86000 | 7413 | 3.4 | 3.3 |  |  |  | Federally-Regulated Commercial & Industrial Equipment | 03/02/2012 |  | 12/12/2012
Rheem Sales Company, Inc. | Whirlpool | NCHR15L001B | NEPR15M050A | HRCU-A-CB, Split System: Heat | Heat Pump | 460 | 3 |  |  |  | No Match |  | No Match | 177000 | 21900 | 8.1 |  |  |  | 177000 | 17280 |  |  | 93000 | 13620 |  | Non Federally-Regulated | 05/11/1988 |  | 10/10/1989
Carrier Corp. - Syracuse | Bryant Air Conditioning | 549BPX/BEX090 |  | HSP-A, Single-Package Heat Pum | Heat Pump | 208 | 3 |  |  |  | No Match |  | No Match | 88000 | 8800 | 10 | 8.9 |  | 10.8 | 87000 | 7965 | 3.2 | 3 | 48000 | 7031 | 2 | Federally-Regulated Commercial & Industrial Equipment | 07/31/2002 |  | 09/25/2002
Rheem Sales Company, Inc. | Whirlpool | NRHR92HP00B |  | HSP-A, Single-Package Heat Pum | Heat Pump | 208 | 3 |  |  |  | No Match |  | No Match | 88000 | 10730 | 8.2 | 8.2 |  |  | 88000 | 8595 |  |  | 46000 | 6740 |  | Non Federally-Regulated | 06/11/1985 |  | 05/11/1988
Goettl | Goettl | HP1202E |  | HSP-A, Single-Package Heat Pum | Heat Pump | 230 | 1 |  |  |  | No Match |  | No Match | 120000 | 12380 | 9.7 | 8.9 |  |  | 118000 | 11500 | 3 | 3 | 63000 | 9090 | 2 | Federally-Regulated Commercial & Industrial Equipment | 07/24/1995 |  | 09/02/1995
York International | Luxaire | BCCB-T/-W120 |  | HSP-A, Single-Package Heat Pum | Heat Pump | 208 | 3 |  |  |  | No Match |  | No Match | 118000 | 13111 | 9 | 8.9 |  | 9.6 | 116000 | 11332 | 3 | 3 | 70000 | 10257 | 2 | Federally-Regulated Commercial & Industrial Equipment | 10/02/1998 |  | 12/14/1998
York International | Coleman | BA-20[E72]***(T,W,X)* |  | HSP-A, Single-Package Heat Pum | Both Heat Pump and Electric Re | 460 | 3 |  |  |  |  | True | Single-Speed | 220000 | 21569 | 10.2 | 8.5 |  | 10.1 | 218000 | 18803 | 3.4 | 2.9 | 130000 | 18154 | 2.1 | Federally-Regulated Commercial & Industrial Equipment | 02/11/2008 |  | 02/24/2011
Carrier Corp. - Syracuse | Day & Night | 548CPX090 |  | HSP-A, Single-Package Heat Pum | Heat Pump | 230 | 3 |  |  |  | No Match |  | No Match | 90000 | 10300 | 8.7 | 8.9 |  |  | 92000 | 8200 | 3.3 | 3 | 49000 | 7100 | 2 | Non Federally-Regulated | 07/31/1992 |  | 03/31/1998
York International | Fraser Johnston | BCCB-T/-W120 |  | HSP-A, Single-Package Heat Pum | Heat Pump | 460 | 3 |  |  |  | No Match |  | No Match | 118000 | 13111 | 9 | 8.9 |  |  | 116000 | 11329 | 3 | 3 | 70000 | 10254 | 2 | Federally-Regulated Commercial & Industrial Equipment | 05/22/2000 |  | 01/18/2008
Carrier Corp. - Syracuse | ICP Commercial | CHS121(H,L,S)A* | FHS120(M,S)A*A* | HRCU-A-CB, Split System: Heat | Heat Pump | 575 | 3 |  |  |  |  | True | Single-Speed | 112000 | 10181 | 11 | 10.8 |  |  | 106000 | 9414 | 3.3 | 3.3 |  |  |  | Federally-Regulated Commercial & Industrial Equipment | 03/10/2011 |  | 12/12/2012
McQuay International | McQuay International | DPS010AHHW4**-6 |  | HSP-A, Single-Package Heat Pum | Heat Pump | 460 | 3 | False |  |  |  | True | Variable-Speed | 121000 | 10000 | 12.1 | 10.8 |  |  | 119000 | 9105 | 3.8 | 3.3 |  |  |  | Federally-Regulated Commercial & Industrial Equipment | 03/02/2012 |  | 08/28/2012
York International | Luxaire | PH180C00A*(2,4,5)***** | NH180C00*(5,6)****** | HRCU-A-CB, Split System: Heat | Heat Pump | 575 | 3 |  |  |  |  | True | Single-Speed | 180000 | 16981 | 10.6 | 8.5 |  |  | 168000 | 14929 | 3.3 | 2.9 |  |  |  | Federally-Regulated Commercial & Industrial Equipment | 07/16/2009 |  | 01/24/2011
Rheem Sales Company, Inc. | Rheem | RPDC-075D |  | HSP-A, Single-Package Heat Pum | Heat Pump | 460 | 3 |  |  |  | No Match |  | No Match | 93000 | 10333 | 9 | 8.9 |  | 9.9 | 93000 | 9085 | 3 | 3 | 51000 | 7117 | 2.1 | Federally-Regulated Commercial & Industrial Equipment | 02/03/1998 |  | 03/31/1998
Carrier Corp. - Syracuse | Airquest | RHS(240)(H,L,S)******TA |  | HSP-A, Single-Package Heat Pum | Heat Pump | 208 | 3 | False |  |  |  | True | Single-Speed | 232000 | 21886 | 10.6 | 10.4 |  |  | 220000 | 19538 | 3.3 | 3.2 |  |  |  | Federally-Regulated Commercial & Industrial Equipment | 10/28/2014 |  | 10/28/2014
Borg Warner | York | B1SP120A46 |  | HSP-A, Single-Package Heat Pum | Heat Pump | 460 | 3 |  |  |  | No Match |  | No Match | 121000 | 13050 | 8.2 | 8.2 |  |  | 126000 | 11250 | 3.3 |  | 76000 | 7980 | 2.8 | Non Federally-Regulated | 06/11/1985 |  | 05/11/1988
Carrier Corp. - Syracuse | Comfortmaker | CHS240(H,L,S)D* | FHS240(S,H,L)**A2* | HRCU-A-CB, Split System: Heat | Heat Pump | 230 | 3 |  |  |  |  | True | Single-Speed | 222000 | 20747 | 10.7 | 10.4 |  |  | 214000 | 17919 | 3.5 | 3.2 |  |  |  | Federally-Regulated Commercial & Industrial Equipment | 07/18/2013 |  | 10/28/2014
Carrier Corp. - Syracuse | Arcoaire | RHS(243)(H,L,S)******TA |  | HSP-A, Single-Package Heat Pum | Heat Pump | 208 | 3 | False |  |  |  | True | Single-Speed | 232000 | 21886 | 10.6 | 10.4 |  |  | 220000 | 19538 | 3.3 | 3.2 |  |  |  | Federally-Regulated Commercial & Industrial Equipment | 10/28/2014 |  | 10/28/2014
Lennox Industries Inc. | Lennox | CHP16-1353-5Y |  | HSP-A, Single-Package Heat Pum | Heat Pump | 230 | 3 |  |  |  | No Match |  | No Match | 117000 | 13146 | 8.9 | 8.9 |  |  | 119000 | 11424 | 3.1 | 3 | 64000 | 9377 | 2 | Non Federally-Regulated | 01/17/1992 |  | 07/31/1992
Carrier Corp. - Syracuse | Day & Night | CHS180(H,L,S)D* | FHS180(M,S,H,L)**A0* | HRCU-A-CB, Split System: Heat | Heat Pump | 575 | 3 |  |  |  |  | True | Single-Speed | 178000 | 16792 | 10.6 | 10.4 |  |  | 178000 | 15343 | 3.4 | 3.2 |  |  |  | Federally-Regulated Commercial & Industrial Equipment | 07/18/2013 |  | 10/28/2014
Rheem Sales Company, Inc. | Rheem | RPWC-100C | RHGF-100Z | HRCU-A-CB, Split System: Heat | Heat Pump | 230 | 3 |  |  |  | No Match |  | No Match | 118000 | 12826 | 9.2 | 8.9 |  |  | 125000 | 11814 | 3.1 | 3 | 68000 | 9487 | 2.1 | Federally-Regulated Commercial & Industrial Equipment | 05/22/2000 |  | 05/23/2000
Carrier Corp. - Syracuse | Tempstar | CHS180(H,L,S)D* | FHS180(M,S,H,L)**A0* | HRCU-A-CB, Split System: Heat | Heat Pump | 575 | 3 |  |  |  |  | True | Single-Speed | 178000 | 16792 | 10.6 | 10.4 |  |  | 178000 | 15343 | 3.4 | 3.2 |  |  |  | Federally-Regulated Commercial & Industrial Equipment | 07/18/2013 |  | 10/28/2014
Lennox Industries Inc. | Ducane | LHA180HN2* |  | HSP-A, Single-Package Heat Pum | Heat Pump | 208 | 3 |  |  |  | No Match |  | No Match | 182000 | 16545 | 11 | 8.5 |  | 12 | 192000 | 17047 | 3.3 | 2.9 | 106000 | 15528 | 2 | Federally-Regulated Commercial & Industrial Equipment | 11/21/2001 |  | 07/18/2002
Rheem Sales Company, Inc. | Rheem | RPWB-200DAS | RHPA-200G 1 | HRCU-A-CB, Split System: Heat | Heat Pump | 460 | 3 |  |  |  | No Match |  | No Match | 234000 | 28540 | 8.2 |  |  |  | 234000 | 24490 |  |  | 119000 | 17430 |  | Non Federally-Regulated | 06/11/1985 |  | 08/29/1986
Trane U.S. Inc. | American Standard, Inc. | WCD120B30*E* |  | HSP-A, Single-Package Heat Pum | Heat Pump | 208 | 3 |  |  |  | No Match |  | No Match | 117000 | 12717 | 9.2 | 8.9 |  | 9.4 | 119000 | 11622 | 3 | 3 | 61000 | 8936 | 2 | Federally-Regulated Commercial & Industrial Equipment | 11/18/1999 |  | 04/13/2000
Carrier Corp. - Syracuse | Day & Night | RHS090H******AA |  | HSP-A, Single-Package Heat Pum | Heat Pump | 230 | 3 | False |  |  |  | False | Single-Speed | 88000 | 7857 | 11.2 | 10.8 |  |  | 86000 | 7413 | 3.4 | 3.3 |  |  |  | Federally-Regulated Commercial & Industrial Equipment | 10/28/2014 |  | 10/28/2014
York International | Fraser Johnston | BA-12C00*T/W/X***** |  | HSP-A, Single-Package Heat Pum | Heat Pump | 575 | 3 |  |  |  | No Match |  | No Match | 144000 | 15483 | 9.3 | 8.5 |  | 11 | 142000 | 13421 | 3.1 | 2.9 | 91000 | 12696 | 2.1 | Federally-Regulated Commercial & Industrial Equipment | 07/31/2002 |  | 01/18/2008
Carrier Corp. - Syracuse | Airquest | CHS072(H,L,S)A* | FHS072(M,S,K)**A0* | HRCU-A-CB, Split System: Heat | Heat Pump | 230 | 3 |  |  |  |  | True | Single-Speed | 70000 | 6363 | 11 | 10.8 |  |  | 66000 | 5861 | 3.3 | 3.3 |  |  |  | Federally-Regulated Commercial & Industrial Equipment | 07/18/2013 |  | 10/28/2014
Carrier Corp. - Syracuse | Day & Night | RHS150(H,L,S)******TA |  | HSP-A, Single-Package Heat Pum | Heat Pump | 460 | 3 | False |  |  |  | False | Single-Speed | 142000 | 13396 | 10.6 | 10.4 |  |  | 142000 | 13005 | 3.2 | 3.2 |  |  |  | Federally-Regulated Commercial & Industrial Equipment | 12/12/2012 |  | 10/28/2014
Rheem Sales Company, Inc. | Heat Controller | HR100-3SZ | AHH100-Z | HRCU-A-CB, Split System: Heat | Heat Pump | 208 | 3 |  |  |  | No Match |  | No Match | 118000 | 12826 | 9.2 | 8.9 |  |  | 125000 | 11814 | 3.1 | 3 | 68000 | 9487 | 2.1 | Federally-Regulated Commercial & Industrial Equipment | 07/25/2000 |  | 02/06/2002
Carrier Corp. | Carrier | 50HJQ008*6*1** |  | HSP-A, Single-Package Heat Pum | Heat Pump | 460 | 3 |  |  |  | No Match |  | No Match | 88000 | 8800 | 10 | 8.9 |  | 10.8 | 87000 | 7966 | 3.2 | 3 | 53000 | 7764 | 2 | Federally-Regulated Commercial & Industrial Equipment | 08/24/1995 |  | 04/07/1996
Goettl | Goettl | HP662A |  | HSP-A, Single-Package Heat Pum | Heat Pump | 230 | 1 |  |  |  | No Match |  | No Match | 67000 | 7865 | 8.5 | 8.3 |  |  | 67000 | 6675 | 2.9 | 2.8 | 35600 | 5795 | 1.8 | Non Federally-Regulated | 08/28/1991 |  | 07/27/1992
Carrier Corp. - Syracuse | Payne | 542DP090 |  | HSP-A, Single-Package Heat Pum | Heat Pump | 208 | 3 |  |  |  | No Match |  | No Match | 87000 | 10200 | 8.5 | 8.2 |  |  | 89000 | 8800 |  |  | 49000 | 7300 |  | Non Federally-Regulated | 03/15/1989 |  | 10/10/1989
Carrier Corp. - Syracuse | Comfortmaker | RHS(240)(H,L,S)******TA |  | HSP-A, Single-Package Heat Pum | Heat Pump | 575 | 3 | False |  |  |  | True | Single-Speed | 232000 | 21886 | 10.6 | 10.4 |  |  | 220000 | 19538 | 3.3 | 3.2 |  |  |  | Federally-Regulated Commercial & Industrial Equipment | 10/28/2014 |  | 10/28/2014
Carrier Corp. - Syracuse | Bryant Heating & Cooling Systems | 548J(P,E,T)07A*********A |  | HSP-A, Single-Package Heat Pum | Both Heat Pump and Electric Re | 230 | 3 |  |  |  |  | False | Single-Speed | 70000 | 6306 | 11.1 | 8.9 |  |  | 67000 | 5954 | 3.3 | 3 |  |  |  | Federally-Regulated Commercial & Industrial Equipment | 07/16/2009 |  | 12/12/2012
York International | Evcon | EASE-T,W,X240 | FAHP-N240 | HRCU-A-CB, Split System: Heat | Heat Pump | 460 | 3 |  |  |  |  | True | Single-Speed | 214000 | 24884 | 8.6 | 8.5 |  | 9.6 | 218000 | 22045 | 2.9 | 2.9 | 138000 | 19271 | 2.1 | Federally-Regulated Commercial & Industrial Equipment | 01/18/2008 |  | 02/24/2011
Carrier Corp. - Syracuse | Keeprite | CHS240(H,L,S)D* | FHS240(S,H,L)**A0* | HRCU-A-CB, Split System: Heat | Heat Pump | 208 | 3 |  |  |  |  | True | Single-Speed | 222000 | 20747 | 10.7 | 10.4 |  |  | 214000 | 17919 | 3.5 | 3.2 |  |  |  | Federally-Regulated Commercial & Industrial Equipment | 07/18/2013 |  | 10/28/2014
York International | Coleman | BA-A6[C,E]***(T,W,X)* |  | HSP-A, Single-Package Heat Pum | Both Heat Pump and Electric Re | 230 | 3 |  |  |  |  | True | Single-Speed | 68000 | 6667 | 10.2 | 8.9 |  | 0 | 69000 | 6323 | 3.2 | 3 | 43000 | 5732 | 2.2 | Federally-Regulated Commercial & Industrial Equipment | 01/18/2008 |  | 01/24/2011
Rheem Sales Company, Inc. | Ruud | UPWB-200CAS* | UHPA-200Z | HRCU-A-CB, Split System: Heat | Heat Pump | 230 | 3 |  |  |  | No Match |  | No Match | 234000 | 28540 | 8.2 |  |  |  | 234000 | 24490 |  |  | 119000 | 17430 |  | Non Federally-Regulated | 05/11/1988 |  | 03/15/1989
Carrier Corp. - Syracuse | Airquest | RHS(181,183)(H,L,S)******TC |  | HSP-A, Single-Package Heat Pum | Heat Pump | 208 | 3 | False |  |  |  | True | Single-Speed | 172000 | 15925 | 10.8 | 10.4 |  |  | 220000 | 19538 | 3.3 | 3.2 |  |  |  | Federally-Regulated Commercial & Industrial Equipment | 10/28/2014 |  | 10/28/2014
Carrier Corp. - Syracuse | Arcoaire | CHS180(H,L,S)D* | FHS180(M,S,H,L)**A0* | HRCU-A-CB, Split System: Heat | Heat Pump | 230 | 3 |  |  |  |  | True | Single-Speed | 178000 | 16792 | 10.6 | 10.4 |  |  | 178000 | 15343 | 3.4 | 3.2 |  |  |  | Federally-Regulated Commercial & Industrial Equipment | 07/18/2013 |  | 10/28/2014
York International | Luxaire | BACB-T/-W180A/E |  | HSP-A, Single-Package Heat Pum | Heat Pump | 460 | 3 |  |  |  | No Match |  | No Match | 164000 | 18636 | 8.8 | 8.5 |  | 8.5 | 174000 | 16998 | 3 | 2.9 | 90000 | 13188 | 2 | Federally-Regulated Commercial & Industrial Equipment | 05/09/1998 |  | 10/02/1998
Carrier Corp. - Syracuse | Comfortmaker | RHS072(H,L,S)******** |  | HSP-A, Single-Package Heat Pum | Heat Pump | 208 | 3 | False |  |  |  | False | Single-Speed | 70000 | 6306 | 11.1 | 10.8 |  |  | 67000 | 5950 | 3.3 | 3.3 |  |  |  | Federally-Regulated Commercial & Industrial Equipment | 11/30/2011 |  | 10/28/2014
Carrier Corp. - Syracuse | Keeprite | RHS(243)(H,L,S)******TA |  | HSP-A, Single-Package Heat Pum | Heat Pump | 460 | 3 | False |  |  |  | True | Single-Speed | 232000 | 21886 | 10.6 | 10.4 |  |  | 220000 | 19538 | 3.3 | 3.2 |  |  |  | Federally-Regulated Commercial & Industrial Equipment | 10/28/2014 |  | 10/28/2014
Carrier Corp. - Syracuse | Day & Night | RHH(120,121)(H,L,S)******** |  | HSP-A, Single-Package Heat Pum | Heat Pump | 460 | 3 | False |  |  |  | True | Single-Speed | 119000 | 9674 | 12.3 | 10.8 |  |  | 116000 | 9713 | 3.5 | 3.3 |  |  |  | Federally-Regulated Commercial & Industrial Equipment | 11/30/2011 |  | 12/12/2012
Carrier Corp. - Syracuse | Day & Night | 549BP/E072 |  | HSP-A, Single-Package Heat Pum | Heat Pump | 208 | 3 |  |  |  | No Match |  | No Match | 68000 | 7157 | 9.5 | 8.9 |  |  | 72000 | 6206 | 3.4 | 3 | 36000 | 5495 | 1.9 | Federally-Regulated Commercial & Industrial Equipment | 03/31/1998 |  | 05/09/1998
Trane U.S. Inc. | American Standard, Inc. | WCH090C30*B* |  | HSP-A, Single-Package Heat Pum | Heat Pump | 208 | 3 |  |  |  | No Match |  | No Match | 87000 | 9775 | 8.9 | 8.9 |  |  | 86000 | 8399 | 3 | 3 | 43000 | 6299 | 2 | Federally-Regulated Commercial & Industrial Equipment | 05/22/2000 |  | 07/18/2002
Trane U.S. Inc. | Trane | WCD075C30*A* |  | HSP-A, Single-Package Heat Pum | Heat Pump | 230 | 3 |  |  |  | No Match |  | No Match | 71000 | 7978 | 8.9 | 8.9 |  |  | 71000 | 6935 | 3 | 3 | 35000 | 5127 | 2 | Non Federally-Regulated | 04/14/1993 |  | 09/02/1995
York International | Luxaire | EAHP-T090A | FBHP-S090A | HRCU-A-CB, Split System: Heat | Heat Pump | 208 | 3 |  |  |  | No Match |  | No Match | 91000 | 10705 | 8.5 |  |  |  | 101000 | 9250 | 3.2 |  | 58000 | 6799 | 2.5 | Non Federally-Regulated | 05/11/1988 |  | 03/15/1989
Carrier Corp. - Syracuse | Comfortmaker | CHS240(H,L,S)D* | FHS240(S,H,L)A*A* | HRCU-A-CB, Split System: Heat | Heat Pump | 575 | 3 |  |  |  |  | True | Single-Speed | 222000 | 20747 | 10.7 | 10.4 |  |  | 214000 | 17919 | 3.5 | 3.2 |  |  |  | Federally-Regulated Commercial & Industrial Equipment | 03/10/2011 |  | 12/12/2012
Carrier Corp. - Syracuse | Arcoaire | RHH102(H,L,S)******TA |  | HSP-A, Single-Package Heat Pum | Heat Pump | 208 | 3 | False |  |  |  | True | Single-Speed | 100000 | 8333 | 12 | 10.8 |  |  | 100000 | 8619 | 3.4 | 3.3 |  |  |  | Federally-Regulated Commercial & Industrial Equipment | 12/12/2012 |  | 10/28/2014
Carrier Corp. - Syracuse | Carrier Corp. | 50HCQA07***(5,6,1)A* |  | HSP-A, Single-Package Heat Pum | Heat Pump | 460 | 3 | False |  |  |  | True | Single-Speed | 72000 | 6000 | 12 | 10.8 |  |  | 70000 | 6033 | 3.4 | 3.3 |  |  |  | Federally-Regulated Commercial & Industrial Equipment | 03/10/2011 |  | 04/19/2013
Carrier Corp. - Syracuse | Heil | RHS(240,243)(H,L,S)******TA |  | HSP-A, Single-Package Heat Pum | Heat Pump | 460 | 3 | False |  |  |  | True | Single-Speed | 232000 | 21886 | 10.6 | 10.4 |  |  | 220000 | 19538 | 3.3 | 3.2 |  |  |  | Federally-Regulated Commercial & Industrial Equipment | 12/12/2012 |  | 04/21/2014
York International | York | B1CH090A25 |  | HSP-A, Single-Package Heat Pum | Heat Pump | 230 | 3 |  |  |  | No Match |  | No Match | 87000 | 9886 | 8.8 |  |  |  | 88000 | 8597 |  |  | 47000 | 6888 |  | Non Federally-Regulated | 05/11/1988 |  | 03/15/1989
Carrier Corp. - Syracuse | Payne | 541AP090 | 517A090 | HRCU-A-CB, Split System: Heat | Heat Pump | 208 | 3 |  |  |  | No Match |  | No Match | 88000 | 10700 | 8.2 | 8.2 |  |  | 87000 | 9800 |  |  | 47000 | 7300 | 1.9 | Non Federally-Regulated | 03/15/1989 |  | 10/10/1989
Rheem Sales Company, Inc. | Ruud | UPWB-075CAS* | UHPA-075Z | HRCU-A-CB, Split System: Heat | Heat Pump | 208 | 3 |  |  |  | No Match |  | No Match | 90000 | 11000 | 8.2 |  |  |  | 88000 | 8595 |  |  | 46000 | 6740 |  | Non Federally-Regulated | 05/11/1988 |  | 03/15/1989
Lennox Industries Inc. | Lennox | LHA088S* |  | HSP-A, Single-Package Heat Pum | Heat Pump | 460 | 3 |  |  |  | No Match |  | No Match | 86000 | 9555 | 9 | 8.9 |  |  | 86000 | 8399 | 3 | 3 | 48000 | 7031 | 2 | Federally-Regulated Commercial & Industrial Equipment | 11/18/1999 |  | 04/13/2000
Carrier Corp. - Syracuse | Carrier | 50RQ0085 |  | HSP-A, Single-Package Heat Pum | Heat Pump | 230 | 3 |  |  |  | No Match |  | No Match | 88000 | 11300 | 7.8 | 8.2 |  |  | 91000 | 9600 |  |  | 51000 | 7600 |  | Non Federally-Regulated | 05/16/1984 |  | 06/11/1985
Carrier Corp. - Syracuse | Airquest | RHS(120,121)(H,L,S)******TA |  | HSP-A, Single-Package Heat Pum | Heat Pump | 460 | 3 | False |  |  |  | False | Single-Speed | 116000 | 10545 | 11 | 10.8 |  |  | 116000 | 9999 | 3.4 | 3.3 |  |  |  | Federally-Regulated Commercial & Industrial Equipment | 12/12/2012 |  | 10/28/2014
Inter-City Products Corp. | Heil | PH*090N2HA* |  | HSP-A, Single-Package Heat Pum | Heat Pump | 208 | 3 |  |  |  | No Match |  | No Match | 91000 | 9784 | 9.3 | 8.9 |  | 10.4 | 90000 | 8508 | 3.1 | 3 | 48000 | 6862 | 2.1 | Federally-Regulated Commercial & Industrial Equipment | 06/11/1997 |  | 09/02/1997
Carrier Corp. - Syracuse | Day & Night | 542JP/EX150 | BWV240B | HSP-A, Single-Package Heat Pum | Heat Pump | 460 | 3 |  |  |  | No Match |  | No Match | 240000 | 29200 | 9.8 | 8.5 |  | 12.4 | 236000 | 24200 | 3.2 | 2.9 | 72000 | 20100 | 2.1 | Federally-Regulated Commercial & Industrial Equipment | 10/24/1997 |  | 03/31/1998
Rheem Sales Company, Inc. | Addison Products | RHB15T-3 | AH15T3/4K | HRCU-A-CB, Split System: Heat | Heat Pump | 230 | 3 |  |  |  | No Match |  | No Match | 178000 | 21710 | 8.2 |  |  |  | 176000 | 17190 |  |  | 92000 | 13480 |  | Non Federally-Regulated | 05/11/1988 |  | 03/15/1989
Carrier Corp. - Syracuse | Carrier | 38AQS0125/6 | 40RMQ0125/6GC | HRCU-A-CB, Split System: Heat | Heat Pump | 208 | 3 |  |  |  | No Match |  | No Match | 108000 | 12134 | 8.9 | 8.9 |  |  | 111000 | 10840 | 3 | 3 | 62000 | 9082 | 2 | Federally-Regulated Commercial & Industrial Equipment | 11/18/1999 |  | 07/18/2002
Trane U.S. Inc. | American Standard, Inc. | WCD120B300B |  | HSP-A, Single-Package Heat Pum | Heat Pump | 230 | 3 |  |  |  | No Match |  | No Match | 117000 | 12720 | 9.2 | 8.9 |  |  | 119000 | 11460 | 3 | 3 | 61000 | 8840 | 2 | Non Federally-Regulated | 07/31/1992 |  | 03/31/1998
Carrier Corp. - Syracuse | ICP Commercial | RHS(120,121)(H,L,S)******AA |  | HSP-A, Single-Package Heat Pum | Heat Pump | 230 | 3 | False |  |  |  | False | Single-Speed | 116000 | 10545 | 11 | 10.8 |  |  | 116000 | 9999 | 3.4 | 3.3 |  |  |  | Federally-Regulated Commercial & Industrial Equipment | 12/12/2012 |  | 10/28/2014
Trane U.S. Inc. | Trane | WCH240A400A |  | HSP-A, Single-Package Heat Pum | Heat Pump | 460 | 3 |  |  |  | No Match |  | No Match | 236000 | 27760 | 8.5 |  |  |  | 230000 | 22450 | 3 |  | 114000 | 17570 | 1.9 | Non Federally-Regulated | 07/31/1992 |  | 03/31/1998
Carrier Corp. - Syracuse | Bryant Heating & Cooling Systems | 549J(P,E,T)08*********(D,E)A |  | HSP-A, Single-Package Heat Pum | Heat Pump | 208 | 3 | False |  |  |  | True | Single-Speed | 90000 | 7438 | 12.1 | 10.8 |  |  | 84000 | 7033 | 3.5 | 3.3 |  |  |  | Federally-Regulated Commercial & Industrial Equipment | 12/12/2012 |  | 10/28/2014
Trane U.S. Inc. | American Standard, Inc. | WCD240A400A |  | HSP-A, Single-Package Heat Pum | Heat Pump | 460 | 3 |  |  |  | No Match |  | No Match | 230000 | 27710 | 8.3 |  |  |  | 236000 | 23040 | 3 |  | 128000 | 17850 | 2.1 | Non Federally-Regulated | 07/31/1992 |  | 03/31/1998
Carrier Corp. - Syracuse | Carrier | 50QJ008531 |  | HSP-A, Single-Package Heat Pum | Heat Pump | 230 | 3 |  |  |  | No Match |  | No Match | 92000 | 10110 | 9.1 | 8.9 |  |  | 96000 | 9380 | 3 | 3 | 55000 | 8060 | 2 | Non Federally-Regulated | 07/31/1992 |  | 03/31/1998
Carrier Corp. - Syracuse | Comfortmaker | RHS(181,183)(H,L,S)******AA |  | HSP-A, Single-Package Heat Pum | Heat Pump | 575 | 3 | False |  |  |  | True | Single-Speed | 172000 | 15925 | 10.8 | 10.4 |  |  | 220000 | 19538 | 3.3 | 3.2 |  |  |  | Federally-Regulated Commercial & Industrial Equipment | 12/12/2012 |  | 05/09/2013
Trane U.S. Inc. | Trane | WCH240B40*E* |  | HSP-A, Single-Package Heat Pum | Heat Pump | 230 | 3 |  |  |  | No Match |  | No Match | 236000 | 27441 | 8.6 | 8.5 |  | 8.9 | 230000 | 21738 | 3.1 | 2.9 | 114000 | 16700 | 2 | Federally-Regulated Commercial & Industrial Equipment | 11/18/1999 |  | 11/21/2001
Rheem Sales Company, Inc. | Weatherking | RHB20T-4 | AH20T3/4K | HRCU-A-CB, Split System: Heat | Heat Pump | 460 | 3 |  |  |  | No Match |  | No Match | 234000 | 28540 | 8.2 | 8.2 |  |  | 234000 | 24490 |  |  | 119000 | 17430 |  | Non Federally-Regulated | 02/22/1990 |  | 07/31/1992
Carrier Corp. - Syracuse | Day & Night | RHH102(H,L,S)******AA |  | HSP-A, Single-Package Heat Pum | Heat Pump | 575 | 3 | False |  |  |  | True | Single-Speed | 100000 | 8333 | 12 | 10.8 |  |  | 100000 | 8619 | 3.4 | 3.3 |  |  |  | Federally-Regulated Commercial & Industrial Equipment | 10/28/2014 |  | 10/28/2014
Carrier Corp. | Carrier | 38QP028 | 40RR034 | HRCU-A-CB, Split System: Heat | Heat Pump | 208 | 3 |  |  |  | No Match |  | No Match | 273000 | 31400 | 8.7 |  |  | 10.6 | 274000 | 27900 | 2.9 |  | 140000 | 18700 | 2.2 | Voluntarily Certified | 12/22/1992 |  | 03/08/1996
Carrier Corp. - Syracuse | Tempstar | RHS090H******AA |  | HSP-A, Single-Package Heat Pum | Heat Pump | 208 | 3 | False |  |  |  | False | Single-Speed | 87000 | 7767 | 11.2 | 10.8 |  |  | 86000 | 7413 | 3.4 | 3.3 |  |  |  | Federally-Regulated Commercial & Industrial Equipment | 10/28/2014 |  | 10/28/2014
York International | Evcon | XA-07[C,E]***(T,W,X)* |  | HSP-A, Single-Package Heat Pum | Both Heat Pump and Electric Re | 460 | 3 |  |  |  |  | True | Single-Speed | 92000 | 8364 | 11 | 8.9 |  | 12.4 | 92000 | 7708 | 3.5 | 3 | 55000 | 7013 | 2.3 | Federally-Regulated Commercial & Industrial Equipment | 01/18/2008 |  | 07/16/2009
Rheem Sales Company, Inc. | Ruud | UPWC-100C | UHGF-100Z | HRCU-A-CB, Split System: Heat | Heat Pump | 208 | 3 |  |  |  | No Match |  | No Match | 116000 | 13033 | 8.9 | 8.9 |  |  | 125000 | 11814 | 3.1 | 3 | 68000 | 9487 | 2.1 | Federally-Regulated Commercial & Industrial Equipment | 02/06/2002 |  | 07/18/2002
McQuay International | McQuay International | DPS007AHHY2*C-4 |  | HSP-A, Single-Package Heat Pum | Heat Pump | 208 | 3 | False |  |  |  | True | Variable-Speed | 89000 | 7120 | 12.5 | 10.8 |  |  | 79000 | 6223 | 3.7 | 3.3 |  |  |  | Federally-Regulated Commercial & Industrial Equipment | 08/28/2012 |  | 04/19/2013
Carrier Corp. - Syracuse | Airquest | RHH072(H,L,S)******** |  | HSP-A, Single-Package Heat Pum | Heat Pump | 208 | 3 | False |  |  |  | True | Single-Speed | 72000 | 6000 | 12 | 10.8 |  |  | 70000 | 6033 | 3.4 | 3.3 |  |  |  | Federally-Regulated Commercial & Industrial Equipment | 10/28/2014 |  | 10/28/2014
Carrier Corp. - Syracuse | Arcoaire | RHH090(H,L,S)******TA |  | HSP-A, Single-Package Heat Pum | Heat Pump | 208 | 3 | False |  |  |  | True | Single-Speed | 90000 | 7438 | 12.1 | 10.8 |  |  | 84000 | 7033 | 3.5 | 3.3 |  |  |  | Federally-Regulated Commercial & Industrial Equipment | 10/28/2014 |  | 10/28/2014
McQuay International | McQuay International | DPS012AHHE2**-4 |  | HSP-A, Single-Package Heat Pum | Heat Pump | 230 | 3 | False |  |  |  | True | Variable-Speed | 144000 | 12307 | 11.7 | 10.4 |  |  | 138000 | 11392 | 3.6 | 3.2 |  |  |  | Federally-Regulated Commercial & Industrial Equipment | 03/02/2012 |  | 08/28/2012
Daikin Comfort Technologies Manufacturing, L.P. | Daikin U.S. Corp. | DCH120****B***A* |  | HSP-A, Single-Package Heat Pum | Both Heat Pump and Electric Re | 208 | 3 | False |  |  |  | False | Single-Speed | 115000 | 10360 | 11.1 | 11 |  |  | 116000 | 9999 | 3.4 | 3.3 | 56000 | 7135 | 2.3 | Federally-Regulated Commercial & Industrial Equipment | 04/21/2015 |  | 06/01/2015
Carrier Corp. - Syracuse | Airquest | RHH072(H,L,S)******** |  | HSP-A, Single-Package Heat Pum | Heat Pump | 230 | 3 | False |  |  |  | True | Single-Speed | 72000 | 6000 | 12 | 10.8 |  |  | 70000 | 6033 | 3.4 | 3.3 |  |  |  | Federally-Regulated Commercial & Industrial Equipment | 10/28/2014 |  | 10/28/2014
Trane U.S. Inc. | Trane Unitary Products Group | 4TWB3048B1 | TWE090E1**A* | HRCU-A-CB, Split System: Heat | Heat Pump | 230 | 1 |  |  |  |  | True | Single-Speed | 90000 | 8181 | 11 | 10.8 |  |  | 90000 | 7992 | 3.3 | 3.3 |  |  |  | Federally-Regulated Commercial & Industrial Equipment | 08/24/2011 |  | 10/05/2011
Carrier Corp. - Syracuse | ICP Commercial | RHS090(L,S)******AA |  | HSP-A, Single-Package Heat Pum | Heat Pump | 460 | 3 | False |  |  |  | False | Single-Speed | 88000 | 7857 | 11.2 | 10.8 |  |  | 86000 | 7413 | 3.4 | 3.3 |  |  |  | Federally-Regulated Commercial & Industrial Equipment | 12/12/2012 |  | 10/28/2014
York International | Luxaire | PH120C00A*(2,4,5)***** | NH120C00*(5,6)****** | HRCU-A-CB, Split System: Heat | Heat Pump | 230 | 3 |  |  |  |  | True | Single-Speed | 124000 | 11273 | 11 | 8.9 |  |  | 109000 | 9686 | 3.3 | 3 |  |  |  | Federally-Regulated Commercial & Industrial Equipment | 07/16/2009 |  | 01/24/2011
Carrier Corp. - Syracuse | Arcoaire | RHS150(H,L,S)******** |  | HSP-A, Single-Package Heat Pum | Heat Pump | 230 | 3 | False |  |  |  | False | Single-Speed | 142000 | 13396 | 10.6 | 10.4 |  |  | 142000 | 13005 | 3.2 | 3.2 |  |  |  | Federally-Regulated Commercial & Industrial Equipment | 11/30/2011 |  | 12/12/2012
Borg Warner | Luxaire | EAHP-T090A | FBHP-S090A | HRCU-A-CB, Split System: Heat | Heat Pump | 208 | 3 |  |  |  | No Match |  | No Match | 93000 | 10134 | 8.5 | 8.2 |  |  | 103000 | 8710 | 3.5 |  | 59000 | 6263 | 2.8 | Non Federally-Regulated | 06/11/1985 |  | 05/11/1988
McQuay International | McQuay | LHA090H* |  | HSP-A, Single-Package Heat Pum | Heat Pump | 208 | 3 |  |  |  | No Match |  | No Match | 89000 | 7739 | 11.5 | 8.9 |  | 12 | 90000 | 7992 | 3.3 | 3 | 52000 | 7257 | 2.1 | Federally-Regulated Commercial & Industrial Equipment | 03/31/1998 |  | 05/09/1998
Lennox Industries Inc. | Lennox | CHP11-953-5G |  | HSP-A, Single-Package Heat Pum | Heat Pump | 460 | 3 |  |  |  | No Match |  | No Match | 89000 | 10840 | 8.2 | 7.5 |  |  | 90000 | 9450 |  |  | 46000 | 7570 |  | Non Federally-Regulated | 08/30/1983 |  | 05/16/1984
York International | Luxaire | BADF-(T/W)090N*** |  | HSP-A, Single-Package Heat Pum | Heat Pump | 208 | 3 |  |  |  | No Match |  | No Match | 87000 | 9666 | 9 | 8.9 |  |  | 89000 | 8692 | 3 | 3 | 49000 | 7178 | 2 | Federally-Regulated Commercial & Industrial Equipment | 05/22/2000 |  | 01/18/2008
Lennox Industries Inc. | Armstrong | LHA120H* |  | HSP-A, Single-Package Heat Pum | Heat Pump | 460 | 3 |  |  |  | No Match |  | No Match | 118000 | 11456 | 10.3 | 8.9 |  | 11.3 | 120000 | 10654 | 3.3 | 3 | 72000 | 10045 | 2.1 | Federally-Regulated Commercial & Industrial Equipment | 07/31/2002 |  | 01/18/2008
Lennox Industries Inc. | Lennox | HP17-1353V-3Y | CB17-135V-1 | HRCU-A-CB, Split System: Heat | Heat Pump | 230 | 3 |  |  |  | No Match |  | No Match | 119000 | 14512 | 8.2 |  |  |  | 119000 | 11499 |  |  | 69000 | 9406 |  | Non Federally-Regulated | 05/11/1988 |  | 03/15/1989
York International | Fraser Johnston | BADF-T/W090N165/205 |  | HSP-A, Single-Package Heat Pum | Heat Pump | 208 | 3 |  |  |  | No Match |  | No Match | 87000 | 9666 | 9 | 8.9 |  |  | 89000 | 8694 | 3 | 3 | 49000 | 7180 | 2 | Federally-Regulated Commercial & Industrial Equipment | 12/14/1998 |  | 08/17/1999
McQuay International | McQuay International | DPS006AHHE2**-4 |  | HSP-A, Single-Package Heat Pum | Heat Pump | 230 | 3 | False |  |  |  | True | Variable-Speed | 69000 | 6216 | 11.1 | 10.8 |  |  | 64000 | 5083 | 3.7 | 3.3 |  |  |  | Federally-Regulated Commercial & Industrial Equipment | 08/28/2012 |  | 04/19/2013
Carrier Corp. - Syracuse | Comfortmaker | CHS072(H,L,S)A* | FHS072(M,S,K)A*A* | HRCU-A-CB, Split System: Heat | Heat Pump | 230 | 3 |  |  |  |  | True | Single-Speed | 70000 | 6363 | 11 | 10.8 |  |  | 66000 | 5861 | 3.3 | 3.3 |  |  |  | Federally-Regulated Commercial & Industrial Equipment | 03/10/2011 |  | 12/12/2012
Carrier Corp. - Syracuse | Comfortmaker | RHS090(L,S)******TA |  | HSP-A, Single-Package Heat Pum | Heat Pump | 575 | 3 | False |  |  |  | False | Single-Speed | 88000 | 7857 | 11.2 | 10.8 |  |  | 86000 | 7413 | 3.4 | 3.3 |  |  |  | Federally-Regulated Commercial & Industrial Equipment | 10/28/2014 |  | 10/28/2014
Lennox Industries Inc. | Armstrong | LHA180HN2* |  | HSP-A, Single-Package Heat Pum | Heat Pump | 460 | 3 |  |  |  | No Match |  | No Match | 182000 | 16545 | 11 | 8.5 |  | 12 | 192000 | 17047 | 3.3 | 2.9 | 106000 | 15528 | 2 | Federally-Regulated Commercial & Industrial Equipment | 07/31/2002 |  | 01/18/2008
Carrier Corp. - Syracuse | Keeprite | CHS180(H,L,S)D* | FHS180(M,S,H,L)**A2* | HRCU-A-CB, Split System: Heat | Heat Pump | 208 | 3 |  |  |  |  | True | Single-Speed | 178000 | 16792 | 10.6 | 10.4 |  |  | 178000 | 15343 | 3.4 | 3.2 |  |  |  | Federally-Regulated Commercial & Industrial Equipment | 07/18/2013 |  | 10/28/2014
Trane U.S. Inc. | American Standard, Inc. | 2A6C0072A3 | TWE090A | HRCU-A-CB, Split System: Heat | Heat Pump | 200 | 3 |  |  |  | No Match |  | No Match | 70000 | 6603 | 10.6 | 8.9 |  |  | 64500 | 5558 | 3.4 | 3 | 41000 | 4805 | 2.5 | Federally-Regulated Commercial & Industrial Equipment | 06/19/2003 |  | 01/24/2011
Lennox Industries Inc. | Armstrong | PRTC118BH-2 |  | HSP-A, Single-Package Heat Pum | Heat Pump | 230 | 3 |  |  |  | No Match |  | No Match | 117000 | 13146 | 8.9 | 8.9 |  |  | 119000 | 11424 | 3 | 3 | 64000 | 9377 | 2 | Non Federally-Regulated | 01/17/1992 |  | 07/31/1992
York International | Luxaire | EASE-T,W120 | FCHP-S120 | HRCU-A-CB, Split System: Heat | Heat Pump | 460 | 3 |  |  |  |  | True | Single-Speed | 121000 | 13444 | 9 | 8.9 |  | 0 | 117000 | 11437 | 3 | 3 | 63000 | 8798 | 2.1 | Federally-Regulated Commercial & Industrial Equipment | 01/18/2008 |  | 07/16/2009
Carrier Corp. - Syracuse | Airquest | CHS240(H,L,S)D* | FHS240(S,H,L)A*A* | HRCU-A-CB, Split System: Heat | Heat Pump | 460 | 3 |  |  |  |  | True | Single-Speed | 222000 | 20747 | 10.7 | 10.4 |  |  | 214000 | 17919 | 3.5 | 3.2 |  |  |  | Federally-Regulated Commercial & Industrial Equipment | 03/10/2011 |  | 12/12/2012
Carrier Corp. - Syracuse | Keeprite | RHH090(H,L,S)******** |  | HSP-A, Single-Package Heat Pum | Heat Pump | 575 | 3 | False |  |  |  | True | Single-Speed | 90000 | 7438 | 12.1 | 10.8 |  |  | 84000 | 7033 | 3.5 | 3.3 |  |  |  | Federally-Regulated Commercial & Industrial Equipment | 11/30/2011 |  | 12/12/2012
York International | Luxaire | BA-20[E54]***(T,W,X)* |  | HSP-A, Single-Package Heat Pum | Both Heat Pump and Electric Re | 460 | 3 |  |  |  |  | True | Single-Speed | 224000 | 21961 | 10.2 | 8.5 |  | 10.1 | 218000 | 18803 | 3.4 | 2.9 | 129000 | 18014 | 2.1 | Federally-Regulated Commercial & Industrial Equipment | 02/11/2008 |  | 02/24/2011
York International | York | B3CH120A25/46 |  | HSP-A, Single-Package Heat Pum | Heat Pump | 460 | 3 |  |  |  | No Match |  | No Match | 118000 | 13111 | 9 | 8.9 |  |  | 116000 | 11329 | 3 | 3 | 70000 | 10254 | 2 | Federally-Regulated Commercial & Industrial Equipment | 11/18/1999 |  | 04/13/2000
Carrier Corp. - Syracuse | Day & Night | 549BP/E090 |  | HSP-A, Single-Package Heat Pum | Heat Pump | 208 | 3 |  |  |  | No Match |  | No Match | 88000 | 8800 | 10 | 8.9 |  | 10.8 | 87000 | 7968 | 3.2 | 3 | 48000 | 6964 | 2 | Federally-Regulated Commercial & Industrial Equipment | 02/03/1998 |  | 03/31/1998
Carrier Corp. - Syracuse | Carrier | 50TJQ00950/60 |  | HSP-A, Single-Package Heat Pum | Heat Pump | 460 | 3 |  |  |  | No Match |  | No Match | 96000 | 10786 | 8.9 | 8.9 |  | 8.9 | 93000 | 8789 | 3.1 | 3 | 43000 | 7411 | 1.7 | Federally-Regulated Commercial & Industrial Equipment | 05/22/2000 |  | 11/20/2000
Trane U.S. Inc. | American Standard, Inc. | WCD240B30*E* |  | HSP-A, Single-Package Heat Pum | Heat Pump | 230 | 3 |  |  |  | No Match |  | No Match | 230000 | 26744 | 8.6 | 8.5 |  | 8.7 | 236000 | 22312 | 3.1 | 2.9 | 128000 | 17864 | 2.1 | Federally-Regulated Commercial & Industrial Equipment | 12/14/1998 |  | 11/18/1999
International Comfort Products | Kenmore | PH*120N2LA |  | HSP-A, Single-Package Heat Pum | Heat Pump | 460 | 3 |  |  |  | No Match |  | No Match | 123000 | 13516 | 9.1 | 8.9 |  | 9.5 | 123000 | 11628 | 3.1 | 3 | 71000 | 10404 | 2 | Federally-Regulated Commercial & Industrial Equipment | 03/31/1998 |  | 05/09/1998
York International | Luxaire | BA-06[C,E]***(T,W,X)* |  | HSP-A, Single-Package Heat Pum | Both Heat Pump and Electric Re | 230 | 3 |  |  |  |  | False | Single-Speed | 78000 | 7647 | 10.2 | 8.9 |  | 0 | 69000 | 6323 | 3.2 | 3 | 43000 | 5732 | 2.2 | Federally-Regulated Commercial & Industrial Equipment | 01/18/2008 |  | 02/24/2011
Goettl | Goettl | HPC901E |  | HSP-A, Single-Package Heat Pum | Heat Pump | 230 | 1 |  |  |  | No Match |  | No Match | 96000 | 9142 | 10.5 | 8.9 |  |  | 97000 | 9473 | 3 | 3 | 55000 | 8057 | 2 | Federally-Regulated Commercial & Industrial Equipment | 11/18/1999 |  | 04/13/2000
Carrier Corp. - Syracuse | Comfortmaker | RHS090(L,S)******AA |  | HSP-A, Single-Package Heat Pum | Heat Pump | 460 | 3 | False |  |  |  | False | Single-Speed | 88000 | 7857 | 11.2 | 10.8 |  |  | 86000 | 7413 | 3.4 | 3.3 |  |  |  | Federally-Regulated Commercial & Industrial Equipment | 10/28/2014 |  | 10/28/2014
International Comfort Products | Airquest | NCHR91H001C | NEMR10M030A | HRCU-A-CB, Split System: Heat | Heat Pump | 208 | 3 |  |  |  | No Match |  | No Match | 92000 | 9583 | 9.6 | 8.9 |  |  | 88000 | 8059 | 3.2 | 3 | 48000 | 6699 | 2.1 | Federally-Regulated Commercial & Industrial Equipment | 03/31/1998 |  | 05/09/1998
McQuay International | McQuay International | DPS007AHHW4**-3 |  | HSP-A, Single-Package Heat Pum | Heat Pump | 460 | 3 | False |  |  |  | True | Variable-Speed | 88000 | 7154 | 12.3 | 10.8 |  |  | 88000 | 6097 | 4.2 | 3.3 |  |  |  | Federally-Regulated Commercial & Industrial Equipment | 03/02/2012 |  | 08/28/2012
Carrier Corp. - Syracuse | ICP Commercial | RHS102H******AA |  | HSP-A, Single-Package Heat Pum | Heat Pump | 208 | 3 | False |  |  |  | False | Single-Speed | 98000 | 8521 | 11.5 | 10.8 |  |  | 94000 | 8348 | 3.3 | 3.3 |  |  |  | Federally-Regulated Commercial & Industrial Equipment | 12/12/2012 |  | 10/28/2014
York International | Coleman | PH240C00A*(2,4,5)***** | NH240C00*(5,6)****** | HRCU-A-CB, Split System: Heat | Heat Pump | 230 | 3 |  |  |  |  | True | Single-Speed | 238000 | 22453 | 10.6 | 8.5 |  |  | 216000 | 19195 | 3.3 | 2.9 |  |  |  | Federally-Regulated Commercial & Industrial Equipment | 07/16/2009 |  | 06/14/2011
Lennox Industries Inc. | Lennox | LHA090H* |  | HSP-A, Single-Package Heat Pum | Heat Pump | 208 | 3 |  |  |  | No Match |  | No Match | 89000 | 7739 | 11.5 | 8.9 |  | 12 | 90000 | 7992 | 3.3 | 3 | 52000 | 7257 | 2.1 | Federally-Regulated Commercial & Industrial Equipment | 12/14/1998 |  | 08/17/1999
Lennox Industries Inc. | Lennox | DSSP1-260 | BWH240A | HSP-A, Single-Package Heat Pum | Heat Pump | 460 | 3 |  |  |  | No Match |  | No Match | 241000 | 30900 | 7.8 | 7.5 |  |  | 232600 | 24700 | 2.7 |  | 97000 | 19700 | 1.7 | Non Federally-Regulated | 01/05/1982 |  | 08/30/1983
Carrier Corp. - Syracuse | Bryant Heating & Cooling Systems | 549J(P,E,T)08*********(D,E)A |  | HSP-A, Single-Package Heat Pum | Heat Pump | 208 | 3 | False |  |  |  | True | Single-Speed | 90000 | 7438 | 12.1 | 10.8 |  |  | 84000 | 7033 | 3.5 | 3.3 |  |  |  | Federally-Regulated Commercial & Industrial Equipment | 10/28/2014 |  | 04/21/2015
Rheem Sales Company, Inc. | Weatherking | WPWC-100CAZ | WHGF-100Z | HRCU-A-CB, Split System: Heat | Heat Pump | 208 | 3 |  |  |  | No Match |  | No Match | 121000 | 12872 | 9.4 | 8.9 |  |  | 125000 | 11817 | 3.1 | 3 | 84000 | 11190 | 2.2 | Federally-Regulated Commercial & Industrial Equipment | 02/03/1998 |  | 03/04/1998
Carrier Corp. - Syracuse | Bryant Air Conditioning | 549BPX/BEX120 |  | HSP-A, Single-Package Heat Pum | Heat Pump | 460 | 3 |  |  |  | No Match |  | No Match | 115000 | 11500 | 10 | 8.9 |  | 10.4 | 110000 | 9766 | 3.3 | 3 | 58000 | 8944 | 1.9 | Federally-Regulated Commercial & Industrial Equipment | 07/31/2002 |  | 09/25/2002
Lennox Industries Inc. | Lennox | HP17-953V-5Y | CB17-95V-1 | HRCU-A-CB, Split System: Heat | Heat Pump | 230 | 3 |  |  |  | No Match |  | No Match | 89000 | 10114 | 8.8 | 8.2 |  |  | 87000 | 8373 |  |  | 49000 | 6527 |  | Non Federally-Regulated | 10/10/1989 |  | 07/31/1992
Carrier Corp. - Syracuse | Day & Night | RHH072(H,L,S)******** |  | HSP-A, Single-Package Heat Pum | Heat Pump | 208 | 3 | False |  |  |  | True | Single-Speed | 72000 | 6000 | 12 | 10.8 |  |  | 70000 | 6033 | 3.4 | 3.3 |  |  |  | Federally-Regulated Commercial & Industrial Equipment | 10/28/2014 |  | 10/28/2014
Carrier Corp. - Syracuse | Tempstar | RHS(243)(H,L,S)******TA |  | HSP-A, Single-Package Heat Pum | Heat Pump | 460 | 3 | False |  |  |  | True | Single-Speed | 232000 | 21886 | 10.6 | 10.4 |  |  | 220000 | 19538 | 3.3 | 3.2 |  |  |  | Federally-Regulated Commercial & Industrial Equipment | 10/28/2014 |  | 10/28/2014
McQuay International | McQuay International | DPS012AHHG2**-6 |  | HSP-A, Single-Package Heat Pum | Heat Pump | 208 | 3 | False |  |  |  | True | Variable-Speed | 144000 | 12203 | 11.8 | 10.4 |  |  | 140000 | 11429 | 3.6 | 3.2 |  |  |  | Federally-Regulated Commercial & Industrial Equipment | 03/02/2012 |  | 08/28/2012
York International | York | B1CH240A/E***46* |  | HSP-A, Single-Package Heat Pum | Heat Pump | 460 | 3 |  |  |  | No Match |  | No Match | 222000 | 26117 | 8.5 | 8.5 |  | 8 | 226000 | 22078 | 3 | 2.9 | 120000 | 17584 | 2 | Federally-Regulated Commercial & Industrial Equipment | 07/28/1998 |  | 08/10/1998
Trane U.S. Inc. | Trane | WCD150B400B |  | HSP-A, Single-Package Heat Pum | Heat Pump | 460 | 3 |  |  |  | No Match |  | No Match | 146000 | 16040 | 9.1 |  |  |  | 136000 | 13280 | 3 |  | 72000 | 10040 | 2.1 | Federally-Regulated Commercial & Industrial Equipment | 01/27/1992 |  | 07/22/1992
McQuay International | McQuay International | DPS006AHHG2*C-6 |  | HSP-A, Single-Package Heat Pum | Heat Pump | 230 | 3 | False |  |  |  | True | Variable-Speed | 70000 | 6194 | 11.3 | 10.8 |  |  | 72000 | 5197 | 4.1 | 3.3 |  |  |  | Federally-Regulated Commercial & Industrial Equipment | 03/02/2012 |  | 08/28/2012
York International | Fraser Johnston | BA-20[E72]***(T,W,X)* |  | HSP-A, Single-Package Heat Pum | Both Heat Pump and Electric Re | 575 | 3 |  |  |  |  | True | Single-Speed | 220000 | 21569 | 10.2 | 8.5 |  | 10.1 | 218000 | 18803 | 3.4 | 2.9 | 130000 | 18154 | 2.1 | Federally-Regulated Commercial & Industrial Equipment | 02/11/2008 |  | 02/24/2011
McQuay International | McQuay International | DPS006AHHW2**-4 |  | HSP-A, Single-Package Heat Pum | Heat Pump | 208 | 3 | False |  |  |  | True | Variable-Speed | 69000 | 6216 | 11.1 | 10.8 |  |  | 71000 | 5176 | 4 | 3.3 |  |  |  | Federally-Regulated Commercial & Industrial Equipment | 03/02/2012 |  | 08/28/2012
Carrier Corp. - Syracuse | Keeprite | RHS(120,121)(H,L,S)******AA |  | HSP-A, Single-Package Heat Pum | Heat Pump | 208 | 3 | False |  |  |  | False | Single-Speed | 116000 | 10545 | 11 | 10.8 |  |  | 116000 | 9999 | 3.4 | 3.3 |  |  |  | Federally-Regulated Commercial & Industrial Equipment | 12/12/2012 |  | 10/28/2014
Trane U.S. Inc. | American Standard, Inc. | WCH180A400A |  | HSP-A, Single-Package Heat Pum | Heat Pump | 460 | 3 |  |  |  | No Match |  | No Match | 176000 | 19560 | 9 |  |  |  | 160000 | 16160 | 2.9 |  | 82000 | 12640 | 1.9 | Non Federally-Regulated | 07/31/1992 |  | 03/31/1998
Inter-City Products Corp. | Airquest | YA075F* | DB080E3*** | HRCU-A-C, Split System: Heat P | Heat Pump | 460 | 3 |  |  |  | No Match |  | No Match | 90000 | 9890 | 9.1 | 8.9 |  |  | 90000 | 8789 | 3 | 3 | 50000 | 6967 | 2.1 | Federally-Regulated Commercial & Industrial Equipment | 04/20/1994 |  | 09/02/1995
Carrier Corp. - Syracuse | Heil | RHS090H******** |  | HSP-A, Single-Package Heat Pum | Heat Pump | 208 | 3 | False |  |  |  | False | Single-Speed | 87000 | 7767 | 11.2 | 10.8 |  |  | 86000 | 7413 | 3.4 | 3.3 |  |  |  | Federally-Regulated Commercial & Industrial Equipment | 11/30/2011 |  | 03/02/2012
Trane U.S. Inc. | Trane | WCH150A400A |  | HSP-A, Single-Package Heat Pum | Heat Pump | 460 | 3 |  |  |  | No Match |  | No Match | 150000 | 16130 | 9.3 |  |  |  | 132000 | 13300 | 2.9 |  | 70000 | 10790 | 1.9 | Non Federally-Regulated | 07/31/1992 |  | 03/31/1998
Rheem Sales Company, Inc. | Ruud | UPWC-100C | UHGF-100Z | HRCU-A-CB, Split System: Heat | Heat Pump | 230 | 3 |  |  |  | No Match |  | No Match | 116000 | 13033 | 8.9 | 8.9 |  |  | 125000 | 11814 | 3.1 | 3 | 68000 | 9487 | 2.1 | Federally-Regulated Commercial & Industrial Equipment | 02/06/2002 |  | 07/18/2002
Trane U.S. Inc. | Trane | WCD120B30*B* |  | HSP-A, Single-Package Heat Pum | Heat Pump | 230 | 3 |  |  |  | No Match |  | No Match | 117000 | 12720 | 9.2 | 8.9 |  | 9.2 | 119000 | 11460 | 3 | 3 | 61000 | 8840 | 2 | Non Federally-Regulated | 04/14/1993 |  | 09/02/1995
Trane U.S. Inc. | American Standard, Inc. | TWA072C300A* | TWE090A100** | HRCU-A-CB, Split System: Heat | Heat Pump | 208 | 3 |  |  |  | No Match |  | No Match | 69000 | 7615 | 9.1 | 8.9 |  |  | 62500 | 6105 | 3 | 3 | 37800 | 4694 | 2.4 | Non Federally-Regulated | 09/02/1992 |  | 09/02/1995
Trane U.S. Inc. | American Standard, Inc. | WCD120B30*E* |  | HSP-A, Single-Package Heat Pum | Heat Pump | 230 | 3 |  |  |  | No Match |  | No Match | 117000 | 12717 | 9.2 | 8.9 |  | 9.4 | 119000 | 11622 | 3 | 3 | 61000 | 8936 | 2 | Federally-Regulated Commercial & Industrial Equipment | 07/31/2002 |  | 09/25/2002
York International | York | BP090C00A2/4/5***1* |  | HSP-A, Single-Package Heat Pum | Heat Pump | 230 | 3 |  |  |  | No Match |  | No Match | 90000 | 8411 | 10.7 | 8.9 |  | 11 | 85000 | 7782 | 3.2 | 3 | 46000 | 6126 | 2.2 | Federally-Regulated Commercial & Industrial Equipment | 07/19/2001 |  | 02/05/2002
Trane U.S. Inc. | General Electric | BWA240C4K | BWV240B | HRCU-A-CB, Split System: Heat | Heat Pump | 460 | 3 |  |  |  | No Match |  | No Match | 240000 | 29200 | 8.2 | 7.5 |  |  | 236000 | 24200 |  |  | 138000 | 20100 |  | Non Federally-Regulated | 05/16/1984 |  | 06/11/1985
York International | Evcon | BA-15[E54]***(T,W,X)* |  | HSP-A, Single-Package Heat Pum | Both Heat Pump and Electric Re | 460 | 3 |  |  |  |  | True | Single-Speed | 162000 | 16531 | 9.8 | 8.5 |  | 9.4 | 172000 | 15762 | 3.2 | 2.9 | 102000 | 9348 | 3.2 | Federally-Regulated Commercial & Industrial Equipment | 01/18/2008 |  | 02/24/2011
Carrier Corp. - Syracuse | Carrier | 50EWQ024511/611 |  | HSP-A, Single-Package Heat Pum | Heat Pump | 208 | 3 |  |  |  | No Match |  | No Match | 230000 | 23469 | 9.8 | 8.5 |  | 10 | 228000 | 20249 | 3.3 | 2.9 | 116000 | 16998 | 2 | Federally-Regulated Commercial & Industrial Equipment | 03/31/1998 |  | 05/09/1998
Goettl | Goettl | HP901B-4 |  | HSP-A, Single-Package Heat Pum | Heat Pump | 460 | 3 |  |  |  | No Match |  | No Match | 94000 | 10500 | 9 | 8.9 |  |  | 96000 | 9340 | 3 | 3 | 50000 | 7150 | 2 | Non Federally-Regulated | 03/29/1993 |  | 09/02/1995
York International | Fraser Johnston | PH240C00A*(2,4,5)***** | NH240C00*(5,6)****** | HRCU-A-CB, Split System: Heat | Heat Pump | 230 | 3 |  |  |  |  | True | Single-Speed | 238000 | 22453 | 10.6 | 8.5 |  |  | 216000 | 19195 | 3.3 | 2.9 |  |  |  | Federally-Regulated Commercial & Industrial Equipment | 07/16/2009 |  | 01/24/2011
Carrier Corp. - Syracuse | Payne | PH1RPA/REA072-AB |  | HSP-A, Single-Package Heat Pum | Heat Pump | 460 | 3 |  |  |  | No Match |  | No Match | 70000 | 7734 | 9.1 | 8.9 |  |  | 72000 | 6594 | 3.2 | 3 | 38000 | 5740 | 1.9 | Federally-Regulated Commercial & Industrial Equipment | 07/29/1998 |  | 10/02/1998
Carrier Corp. - Syracuse | Tempstar | RHH090(H,L,S)******TA |  | HSP-A, Single-Package Heat Pum | Heat Pump | 208 | 3 | False |  |  |  | True | Single-Speed | 90000 | 7438 | 12.1 | 10.8 |  |  | 84000 | 7033 | 3.5 | 3.3 |  |  |  | Federally-Regulated Commercial & Industrial Equipment | 10/28/2014 |  | 10/28/2014
International Comfort Products | Arcoaire | RYMA75H**** |  | HSP-A, Single-Package Heat Pum | Heat Pump | 208 | 3 |  |  |  | No Match |  | No Match | 91000 | 9784 | 9.3 | 8.9 |  | 10.4 | 90000 | 8508 | 3.1 | 3 | 48000 | 6862 | 2.1 | Federally-Regulated Commercial & Industrial Equipment | 12/14/1998 |  | 08/17/1999
Trane U.S. Inc. | American Standard, Inc. | WCH240B30*E* |  | HSP-A, Single-Package Heat Pum | Heat Pump | 230 | 3 |  |  |  | No Match |  | No Match | 236000 | 27441 | 8.6 | 8.5 |  | 8.8 | 230000 | 21744 | 3.1 | 2.9 | 114000 | 16705 | 2 | Federally-Regulated Commercial & Industrial Equipment | 10/24/1997 |  | 03/31/1998
Lennox Industries Inc. | Lennox | CHP11-1353-1Q |  | HSP-A, Single-Package Heat Pum | Heat Pump | 230 | 3 |  |  |  | No Match |  | No Match | 122000 | 15200 | 8 | 7.5 |  |  | 125000 | 12600 | 2.9 |  | 64000 | 10400 |  | Non Federally-Regulated | 01/05/1982 |  | 09/08/1982
Carrier Corp. - Syracuse | Day & Night | 542DP090 |  | HSP-A, Single-Package Heat Pum | Heat Pump | 208 | 3 |  |  |  | No Match |  | No Match | 87000 | 10200 | 8.5 |  |  |  | 89000 | 8800 |  |  | 49000 | 7300 |  | Non Federally-Regulated | 05/11/1988 |  | 03/15/1989
McQuay International | McQuay | LHA090H* |  | HSP-A, Single-Package Heat Pum | Heat Pump | 460 | 3 |  |  |  | No Match |  | No Match | 89000 | 7739 | 11.5 | 8.9 |  | 12 | 90000 | 7992 | 3.3 | 3 | 52000 | 7257 | 2.1 | Federally-Regulated Commercial & Industrial Equipment | 01/05/1998 |  | 03/31/1998
Carrier Corp. - Syracuse | Carrier | 38AQ0345 + 38AQ0125 | 40RR044 | HSP-A, Single-Package Heat Pum | Heat Pump | 230 | 3 |  |  |  | No Match |  | No Match | 414549 | 50554 | 9.8 | 8.5 |  | 10 | 425000 | 47879 | 3.3 | 2.9 | 234000 | 36074 | 2 | Non Federally-Regulated | 05/11/1988 |  | 03/15/1989
Carrier Corp. - Syracuse | Carrier | 50EQ0345 |  | HSP-A, Single-Package Heat Pum | Heat Pump | 230 | 3 |  |  |  | No Match |  | No Match | 336000 | 43000 | 8.5 |  |  |  | 360000 | 35000 |  |  | 211000 | 28900 |  | Non Federally-Regulated | 06/11/1985 |  | 02/22/1990
Carrier Corp. - Syracuse | ICP Commercial | CHS091(H,L,S)A* | FHS091(M,S,K)A*A* | HRCU-A-CB, Split System: Heat | Heat Pump | 230 | 3 |  |  |  |  | True | Single-Speed | 89000 | 8090 | 11 | 10.8 |  |  | 87000 | 7727 | 3.3 | 3.3 |  |  |  | Federally-Regulated Commercial & Industrial Equipment | 03/10/2011 |  | 12/12/2012
McQuay International | McQuay International | DPS010AHHW4*C-4 |  | HSP-A, Single-Package Heat Pum | Heat Pump | 460 | 3 | False |  |  |  | True | Variable-Speed | 120000 | 10000 | 12 | 10.8 |  |  | 110000 | 9426 | 3.4 | 3.3 |  |  |  | Federally-Regulated Commercial & Industrial Equipment | 08/28/2012 |  | 04/19/2013
Lennox Industries Inc. | Armstrong | PRTC118BL-2 |  | HSP-A, Single-Package Heat Pum | Heat Pump | 208 | 3 |  |  |  | No Match |  | No Match | 117000 | 13146 | 8.9 | 8.9 |  |  | 0 | 0 | 0 | 3 | 0 | 0 | 0 | Non Federally-Regulated | 06/30/1992 |  | 07/31/1992
Carrier Corp. - Syracuse | Bryant Air Conditioning | 548FEX102-AB |  | HSP-A, Single-Package Heat Pum | Heat Pump | 460 | 3 |  |  |  | No Match |  | No Match | 96000 | 10786 | 8.9 | 8.9 |  | 8.8 | 96000 | 9375 | 3 | 3 | 55000 | 8057 | 2 | Federally-Regulated Commercial & Industrial Equipment | 07/31/2002 |  | 09/25/2002
Phoenix Manufacturing, Inc. | Phoenix Manufacturing, Inc. | PHR 90 5 |  | HSP-A, Single-Package Heat Pum | Heat Pump | 460 | 3 |  |  |  | No Match |  | No Match | 97000 | 12460 | 7.8 | 8.2 |  |  | 104000 | 10990 |  |  | 51000 | 8230 |  | Non Federally-Regulated | 05/16/1984 |  | 06/11/1985
Trane U.S. Inc. | American Standard, Inc. | TWA120A300E* | TWE120A300D* | HRCU-A-CB, Split System: Heat | Heat Pump | 230 | 3 |  |  |  | No Match |  | No Match | 120000 | 11881 | 10.1 | 8.9 |  |  | 122000 | 11170 | 3.2 | 3 | 80000 | 9766 | 2.4 | Federally-Regulated Commercial & Industrial Equipment | 09/21/2001 |  | 07/18/2002
Lennox Industries Inc. | Lennox | LHA090H* |  | HSP-A, Single-Package Heat Pum | Heat Pump | 208 | 3 |  |  |  | No Match |  | No Match | 89000 | 7739 | 11.5 | 8.9 |  | 12 | 90000 | 7990 | 3.3 | 3 | 52000 | 7255 | 2.1 | Federally-Regulated Commercial & Industrial Equipment | 07/31/2002 |  | 01/18/2008
McQuay International | McQuay International | DPS010AHHG2**-4 |  | HSP-A, Single-Package Heat Pum | Heat Pump | 208 | 3 | False |  |  |  | True | Variable-Speed | 120000 | 10000 | 12 | 10.8 |  |  | 110000 | 9426 | 3.4 | 3.3 |  |  |  | Federally-Regulated Commercial & Industrial Equipment | 08/28/2012 |  | 04/19/2013
Trane U.S. Inc. | Trane Unitary Products Group | WC(D,H)180E3F*B |  | HSP-A, Single-Package Heat Pum | Both Heat Pump and Electric Re | 460 | 3 | False |  |  |  | False | Single-Speed | 170000 | 15454 | 11 | 10.4 |  |  | 176000 | 16119 | 3.2 | 3.2 |  |  |  | Federally-Regulated Commercial & Industrial Equipment | 03/02/2012 |  | 08/28/2012
Carrier Corp. - Syracuse | Carrier | 50PQ0146 |  | HSP-A, Single-Package Heat Pum | Heat Pump | 460 | 3 |  |  |  | No Match |  | No Match | 145000 | 18100 | 8 |  |  |  | 143500 | 15200 |  |  | 81400 | 11700 |  | Non Federally-Regulated | 05/16/1984 |  | 06/11/1985
York International | Luxaire | BA-10C00*T/W/X***** |  | HSP-A, Single-Package Heat Pum | Heat Pump | 230 | 3 |  |  |  | No Match |  | No Match | 120000 | 11650 | 10.3 | 8.9 |  | 10 | 113000 | 10346 | 3.2 | 3 | 60000 | 7990 | 2.2 | Federally-Regulated Commercial & Industrial Equipment | 07/31/2002 |  | 01/18/2008
GE Appliances, a Haier company | General Electric | BWC090C2 |  | HSP-A, Single-Package Heat Pum | Heat Pump | 200 | 3 |  |  |  | No Match |  | No Match | 90000 | 11500 | 7.8 | 7.5 |  |  | 90000 | 10000 | 2.6 |  | 50000 | 7700 |  | Non Federally-Regulated | 09/08/1982 |  | 09/03/2015
Airedale North America | School Unit | SCHP5 |  | HSP-A, Single-Package Heat Pum | Heat Pump | 208 | 3 |  |  |  | No Match |  | No Match | 66500 | 7920 | 8.4 | 8.2 |  |  | 65000 | 7054 | 2.7 |  | 40470 | 6590 | 1.8 | Non Federally-Regulated | 03/15/1989 |  | 10/10/1989
Carrier Corp. - Syracuse | Arcoaire | RHH072(H,L,S)0******A |  | HSP-A, Single-Package Heat Pum | Heat Pump | 208 | 3 | False |  |  |  | True | Single-Speed | 72000 | 6000 | 12 | 10.8 |  |  | 70000 | 6033 | 3.4 | 3.3 |  |  |  | Federally-Regulated Commercial & Industrial Equipment | 03/10/2011 |  | 04/19/2013
Carrier Corp. - Syracuse | Tempstar | RHH(120,121)(H,L,S)******** |  | HSP-A, Single-Package Heat Pum | Heat Pump | 460 | 3 | False |  |  |  | True | Single-Speed | 119000 | 9674 | 12.3 | 10.8 |  |  | 116000 | 9713 | 3.5 | 3.3 |  |  |  | Federally-Regulated Commercial & Industrial Equipment | 11/30/2011 |  | 12/12/2012
Carrier Corp. - Syracuse | Arcoaire | CHS091(H,L,S)A* | FHS091(M,S,K)A*A* | HRCU-A-CB, Split System: Heat | Heat Pump | 208 | 3 |  |  |  |  | True | Single-Speed | 89000 | 8090 | 11 | 10.8 |  |  | 87000 | 7727 | 3.3 | 3.3 |  |  |  | Federally-Regulated Commercial & Industrial Equipment | 03/10/2011 |  | 12/12/2012
Carrier Corp. - Syracuse | Keeprite | RHH090(H,L,S)******TA |  | HSP-A, Single-Package Heat Pum | Heat Pump | 575 | 3 | False |  |  |  | True | Single-Speed | 90000 | 7438 | 12.1 | 10.8 |  |  | 84000 | 7033 | 3.5 | 3.3 |  |  |  | Federally-Regulated Commercial & Industrial Equipment | 10/28/2014 |  | 10/28/2014
Rheem Sales Company, Inc. | Whirlpool | NRHR10(D/F)P00A |  | HSP-A, Single-Package Heat Pum | Heat Pump | 230 | 3 |  |  |  | No Match |  | No Match | 118000 | 14390 | 8.2 | 8.2 |  |  | 122000 | 13243 | 2.7 |  | 62000 | 18172 | 1 | Non Federally-Regulated | 06/11/1985 |  | 05/11/1988
Carrier Corp. - Syracuse | Tempstar | RHS072(H,L,S)******** |  | HSP-A, Single-Package Heat Pum | Heat Pump | 208 | 3 | False |  |  |  | False | Single-Speed | 70000 | 6306 | 11.1 | 10.8 |  |  | 67000 | 5950 | 3.3 | 3.3 |  |  |  | Federally-Regulated Commercial & Industrial Equipment | 11/30/2011 |  | 10/28/2014
Carrier Corp. - Syracuse | Keeprite | RHS090H******** |  | HSP-A, Single-Package Heat Pum | Heat Pump | 208 | 3 | False |  |  |  | False | Single-Speed | 87000 | 7767 | 11.2 | 10.8 |  |  | 86000 | 7413 | 3.4 | 3.3 |  |  |  | Federally-Regulated Commercial & Industrial Equipment | 03/02/2012 |  | 12/12/2012
McQuay International | McQuay International | DPS012AHHY4**-6 |  | HSP-A, Single-Package Heat Pum | Heat Pump | 460 | 3 | False |  |  |  | True | Variable-Speed | 144000 | 12000 | 12 | 10.4 |  |  | 135000 | 11636 | 3.4 | 3.2 |  |  |  | Federally-Regulated Commercial & Industrial Equipment | 08/28/2012 |  | 04/19/2013
Carrier Corp. - Syracuse | Comfortmaker | RHS150(H,L,S)******TA |  | HSP-A, Single-Package Heat Pum | Heat Pump | 208 | 3 | False |  |  |  | False | Single-Speed | 142000 | 13396 | 10.6 | 10.4 |  |  | 142000 | 13005 | 3.2 | 3.2 |  |  |  | Federally-Regulated Commercial & Industrial Equipment | 10/28/2014 |  | 10/28/2014
Carrier Corp. - Syracuse | Day & Night | 548DP/E120-AA |  | HSP-A, Single-Package Heat Pum | Heat Pump | 460 | 3 |  |  |  | No Match |  | No Match | 112000 | 12444 | 9 | 8.9 |  | 9 | 105000 | 9926 | 3.1 | 3 | 53000 | 8726 | 1.8 | Federally-Regulated Commercial & Industrial Equipment | 02/03/1998 |  | 03/31/1998
Lennox Industries Inc. | Lennox | HP17-953V-2Y | CB17-95V-1 | HRCU-A-CB, Split System: Heat | Heat Pump | 208 | 3 |  |  |  | No Match |  | No Match | 87000 | 10235 | 8.5 | 8.2 |  |  | 88000 | 8597 |  |  | 51000 | 6794 |  | Non Federally-Regulated | 06/11/1985 |  | 08/29/1986
Carrier Corp. - Syracuse | Arcoaire | RHS090H******TA |  | HSP-A, Single-Package Heat Pum | Heat Pump | 230 | 3 | False |  |  |  | False | Single-Speed | 88000 | 7857 | 11.2 | 10.8 |  |  | 86000 | 7413 | 3.4 | 3.3 |  |  |  | Federally-Regulated Commercial & Industrial Equipment | 10/28/2014 |  | 10/28/2014
McQuay International | McQuay International | DPS007AHHG2*C-3 |  | HSP-A, Single-Package Heat Pum | Heat Pump | 230 | 3 | False |  |  |  | True | Variable-Speed | 88000 | 7154 | 12.3 | 10.8 |  |  | 78000 | 6245 | 3.7 | 3.3 |  |  |  | Federally-Regulated Commercial & Industrial Equipment | 08/28/2012 |  | 04/19/2013
Rheem Sales Company, Inc. | Rheem | RPDB-075D |  | HSP-A, Single-Package Heat Pum | Heat Pump | 460 | 3 |  |  |  | No Match |  | No Match | 88000 | 10730 | 8.2 | 8.2 |  |  | 88000 | 8595 |  |  | 46000 | 6740 |  | Non Federally-Regulated | 06/11/1985 |  | 05/11/1988
York International | York | BP090C00A2/4/5***** |  | HSP-A, Single-Package Heat Pum | Heat Pump | 230 | 3 |  |  |  | No Match |  | No Match | 90000 | 8411 | 10.7 | 8.9 |  | 11 | 85000 | 7782 | 3.2 | 3 | 46000 | 6126 | 2.2 | Federally-Regulated Commercial & Industrial Equipment | 05/21/2002 |  | 07/18/2002
Carrier Corp. - Syracuse | ICP Commercial | RHS150(H,L,S)******** |  | HSP-A, Single-Package Heat Pum | Heat Pump | 460 | 3 | False |  |  |  | False | Single-Speed | 142000 | 13396 | 10.6 | 10.4 |  |  | 142000 | 13005 | 3.2 | 3.2 |  |  |  | Federally-Regulated Commercial & Industrial Equipment | 11/30/2011 |  | 12/12/2012
Lennox Industries Inc. | McQuay | LHA120H* |  | HSP-A, Single-Package Heat Pum | Heat Pump | 460 | 3 |  |  |  | No Match |  | No Match | 118000 | 11456 | 10.3 | 8.9 |  | 11.3 | 120000 | 10657 | 3.3 | 3 | 72000 | 10048 | 2.1 | Federally-Regulated Commercial & Industrial Equipment | 02/03/1998 |  | 03/31/1998
Carrier Corp. - Syracuse | Carrier Corp. | 50HCQ*12***(5,6,1)A* |  | HSP-A, Single-Package Heat Pum | Heat Pump | 208 | 3 | False |  |  |  | True | Single-Speed | 119000 | 9674 | 12.3 | 10.8 |  |  | 116000 | 9713 | 3.5 | 3.3 |  |  |  | Federally-Regulated Commercial & Industrial Equipment | 11/30/2011 |  | 12/12/2012
Trane U.S. Inc. | American Standard, Inc. | WCD150A300A |  | HSP-A, Single-Package Heat Pum | Heat Pump | 230 | 3 |  |  |  | No Match |  | No Match | 146000 | 16040 | 9.1 |  |  |  | 136000 | 13280 | 3 |  | 72000 | 10040 | 2.1 | Non Federally-Regulated | 07/31/1992 |  | 03/31/1998
Carrier Corp. - Syracuse | Bryant Heating & Cooling Systems | 548J(P,E,T)24*********(A,B)A |  | HSP-A, Single-Package Heat Pum | Heat Pump | 208 | 3 | False |  |  |  | True | Single-Speed | 232000 | 21886 | 10.6 | 10.4 |  |  | 220000 | 19538 | 3.3 | 3.2 |  |  |  | Federally-Regulated Commercial & Industrial Equipment | 12/12/2012 |  | 04/21/2014
York International | Fraser Johnston | PH090C00A*(2,4,5)***** | NH090C00*(5,6)****** | HRCU-A-CB, Split System: Heat | Heat Pump | 230 | 3 |  |  |  |  | True | Single-Speed | 92000 | 8364 | 11 | 8.9 |  |  | 82000 | 7287 | 3.3 | 3 |  |  |  | Federally-Regulated Commercial & Industrial Equipment | 07/16/2009 |  | 01/24/2011
York International | Luxaire | BFCB-X120 |  | HSP-A, Single-Package Heat Pum | Heat Pump | 575 | 3 |  |  |  | No Match |  | No Match | 118000 | 13111 | 9 | 8.9 |  |  | 116000 | 11329 | 3 | 3 | 70000 | 10254 | 2 | Federally-Regulated Commercial & Industrial Equipment | 05/22/2000 |  | 01/18/2008
International Comfort Products | Airquest | NRHR10HP30B |  | HSP-A, Single-Package Heat Pum | Heat Pump | 208 | 3 |  |  |  | No Match |  | No Match | 120000 | 13483 | 8.9 | 8.9 |  | 10.3 | 126000 | 12309 | 3 | 3 | 67000 | 9350 | 2.1 | Federally-Regulated Commercial & Industrial Equipment | 02/03/1998 |  | 03/31/1998
Trane U.S. Inc. | General Electric | BWA180C4J | BWH180A | HRCU-A-CB, Split System: Heat | Heat Pump | 460 | 3 |  |  |  | No Match |  | No Match | 180000 | 23200 | 7.8 |  |  |  | 180000 | 20000 | 2.6 |  | 100000 | 16200 | 1.8 | Non Federally-Regulated | 05/16/1984 |  | 06/11/1985
Trane U.S. Inc. | Trane Unitary Products Group | 4TWR3048B1 (2) | TWE090E1**A* | HRCU-A-CB, Split System: Heat | Heat Pump | 200 | 1 |  |  |  |  | True | Single-Speed | 90000 | 7964 | 11.3 | 10.8 |  |  | 90000 | 7757 | 3.4 | 3.3 |  |  |  | Federally-Regulated Commercial & Industrial Equipment | 11/30/2011 |  | 05/02/2012
Carrier Corp. - Syracuse | Day & Night | 541APX/AEX180 | 524APH/AEH180GC | HRCU-A-CB, Split System: Heat | Heat Pump | 208 | 3 |  |  |  | No Match |  | No Match | 172000 | 19545 | 8.8 | 8.5 |  | 9.9 | 164000 | 16021 | 3 | 2.9 | 94000 | 12522 | 2.2 | Federally-Regulated Commercial & Industrial Equipment | 03/31/1998 |  | 05/09/1998
Carrier Corp. - Syracuse | Comfortmaker | RHH102(H,L,S)******TA |  | HSP-A, Single-Package Heat Pum | Heat Pump | 460 | 3 | False |  |  |  | True | Single-Speed | 100000 | 8333 | 12 | 10.8 |  |  | 100000 | 8619 | 3.4 | 3.3 |  |  |  | Federally-Regulated Commercial & Industrial Equipment | 10/28/2014 |  | 10/28/2014
Lennox Industries Inc. | Lennox | HP17-953V-4Y | CB17-95V-1 | HRCU-A-CB, Split System: Heat | Heat Pump | 208 | 3 |  |  |  | No Match |  | No Match | 87000 | 10235 | 8.5 | 8.2 |  |  | 88000 | 8597 |  |  | 51000 | 6794 |  | Non Federally-Regulated | 05/16/1984 |  | 06/11/1985
Carrier Corp. - Syracuse | Bryant Heating & Cooling Systems | 548J(P,E,T)12*********(A,B)A |  | HSP-A, Single-Package Heat Pum | Heat Pump | 575 | 3 | False |  |  |  | False | Single-Speed | 116000 | 10545 | 11 | 10.8 |  |  | 116000 | 9999 | 3.4 | 3.3 |  |  |  | Federally-Regulated Commercial & Industrial Equipment | 12/12/2012 |  | 04/21/2015
Rheem Sales Company, Inc. | Weatherking | WPWC-075C | WHGF-100Z | HRCU-A-CB, Split System: Heat | Heat Pump | 208 | 3 |  |  |  | No Match |  | No Match | 92000 | 9583 | 9.6 | 8.9 |  |  | 88000 | 8057 | 3.2 | 3 | 48000 | 6697 | 2.1 | Federally-Regulated Commercial & Industrial Equipment | 07/25/2000 |  | 07/18/2002
International Comfort Products | Comfortmaker | RYMA75H**** |  | HSP-A, Single-Package Heat Pum | Heat Pump | 208 | 3 |  |  |  | No Match |  | No Match | 91000 | 9784 | 9.3 | 8.9 |  | 10.4 | 90000 | 8506 | 3.1 | 3 | 48000 | 7031 | 2 | Federally-Regulated Commercial & Industrial Equipment | 11/18/1999 |  | 04/13/2000
Carrier Corp. - Syracuse | Day & Night | CHS240(H,L,S)D* | FHS240(S,H,L)**A2* | HRCU-A-CB, Split System: Heat | Heat Pump | 208 | 3 |  |  |  |  | True | Single-Speed | 222000 | 20747 | 10.7 | 10.4 |  |  | 214000 | 17919 | 3.5 | 3.2 |  |  |  | Federally-Regulated Commercial & Industrial Equipment | 07/18/2013 |  | 10/28/2014
Addison Products | Addison Products | DFH374*4E**** |  | HSP-A, Single-Package Heat Pum | Heat Pump | 460 | 3 |  |  |  | No Match |  | No Match | 339200 | 35000 | 9.7 |  |  | 10.2 | 353100 | 31400 | 3.3 |  | 223200 | 25500 | 2.6 | Voluntarily Certified | 11/03/1994 |  | 04/07/1996
Rheem Sales Company, Inc. | Ruud | UPWC-100CAZ | UHGF-100Z | HRCU-A-CB, Split System: Heat | Heat Pump | 208 | 3 |  |  |  | No Match |  | No Match | 121000 | 12872 | 9.4 | 8.9 |  |  | 125000 | 11817 | 3.1 | 3 | 84000 | 11190 | 2.2 | Federally-Regulated Commercial & Industrial Equipment | 02/03/1998 |  | 03/04/1998
Trane U.S. Inc. | American Standard, Inc. | 4A6C3048A3 | TWE090E3**A* | HRCU-A-CB, Split System: Heat | Heat Pump | 208 | 3 |  |  |  |  | True | Single-Speed | 90000 | 8181 | 11 | 10.8 |  |  | 90000 | 7992 | 3.3 | 3.3 |  |  |  | Federally-Regulated Commercial & Industrial Equipment | 08/24/2011 |  | 10/05/2011
Carrier Corp. - Syracuse | Airquest | RHS(181,183)(H,L,S)******AA |  | HSP-A, Single-Package Heat Pum | Heat Pump | 575 | 3 | False |  |  |  | True | Single-Speed | 172000 | 15925 | 10.8 | 10.4 |  |  | 220000 | 19538 | 3.3 | 3.2 |  |  |  | Federally-Regulated Commercial & Industrial Equipment | 05/09/2013 |  | 08/28/2014
York International | Luxaire | XA-08[C,E]***(T,W,X)* |  | HSP-A, Single-Package Heat Pum | Both Heat Pump and Electric Re | 460 | 3 |  |  |  |  | True | Single-Speed | 100000 | 9091 | 11 | 8.9 |  | 12.4 | 94000 | 7876 | 3.5 | 3 | 57000 | 7268 | 2.3 | Federally-Regulated Commercial & Industrial Equipment | 01/18/2008 |  | 01/09/2014
Carrier Corp. - Syracuse | Heil | RHS(181,183)(H,L,S)******AA |  | HSP-A, Single-Package Heat Pum | Heat Pump | 230 | 3 | False |  |  |  | True | Single-Speed | 172000 | 15925 | 10.8 | 10.4 |  |  | 166000 | 14742 | 3.3 | 3.2 |  |  |  | Federally-Regulated Commercial & Industrial Equipment | 12/12/2012 |  | 05/09/2013
Carrier Corp. - Syracuse | Bryant Air Conditioning | 575APX/AEX090 | 524APH/AEH090GC | HRCU-A-CB, Split System: Heat | Heat Pump | 230 | 3 |  |  |  | No Match |  | No Match | 86000 | 8775 | 9.8 | 8.9 |  |  | 83000 | 8106 | 3 | 3 | 46000 | 6738 | 2 | Federally-Regulated Commercial & Industrial Equipment | 11/18/1999 |  | 07/18/2002
Carrier Corp. - Syracuse | Comfortmaker | CHS240(H,L,S)D* | FHS240(S,H,L)**A2* | HRCU-A-CB, Split System: Heat | Heat Pump | 460 | 3 |  |  |  |  | True | Single-Speed | 222000 | 20747 | 10.7 | 10.4 |  |  | 214000 | 17919 | 3.5 | 3.2 |  |  |  | Federally-Regulated Commercial & Industrial Equipment | 07/18/2013 |  | 10/28/2014
McQuay International | McQuay International | DPS010AHHG2*C-4 |  | HSP-A, Single-Package Heat Pum | Heat Pump | 230 | 3 | False |  |  |  | True | Variable-Speed | 120000 | 10000 | 12 | 10.8 |  |  | 118000 | 9124 | 3.8 | 3.3 |  |  |  | Federally-Regulated Commercial & Industrial Equipment | 03/02/2012 |  | 08/28/2012
Carrier Corp. - Syracuse | Tempstar | RHS(240,243)(H,L,S)******** |  | HSP-A, Single-Package Heat Pum | Heat Pump | 575 | 3 | False |  |  |  | True | Single-Speed | 232000 | 21886 | 10.6 | 10.4 |  |  | 220000 | 19538 | 3.3 | 3.2 |  |  |  | Federally-Regulated Commercial & Industrial Equipment | 11/30/2011 |  | 12/12/2012
York International | Fraser Johnston | BADF-T120N205 |  | HSP-A, Single-Package Heat Pum | Heat Pump | 230 | 3 |  |  |  | No Match |  | No Match | 118000 | 13111 | 9 | 8.9 |  |  | 116000 | 11329 | 3 | 3 | 70000 | 10254 | 2 | Non Federally-Regulated | 02/17/1993 |  | 09/02/1995
York International | Luxaire | BADF-W120N245 |  | HSP-A, Single-Package Heat Pum | Heat Pump | 460 | 3 |  |  |  | No Match |  | No Match | 118000 | 13111 | 9 | 8.9 |  |  | 116000 | 11329 | 3 | 3 | 70000 | 10254 | 2 | Non Federally-Regulated | 02/17/1993 |  | 09/02/1995
York International | Evcon | XA-12[C,E]***(T,W,X)* |  | HSP-A, Single-Package Heat Pum | Both Heat Pump and Electric Re | 575 | 3 | False |  |  |  | True | Single-Speed | 150000 | 13636 | 11 | 10.4 |  | 11.9 | 135000 | 12364 | 3.2 | 3.2 | 90000 | 11997 | 2.2 | Federally-Regulated Commercial & Industrial Equipment | 01/24/2011 |  | 01/09/2014
Carrier Corp. - Syracuse | Carrier | 50EWQ024511/611 |  | HSP-A, Single-Package Heat Pum | Heat Pump | 460 | 3 |  |  |  | No Match |  | No Match | 230000 | 23469 | 9.8 | 8.5 |  | 10 | 228000 | 20249 | 3.3 | 2.9 | 116000 | 16998 | 2 | Federally-Regulated Commercial & Industrial Equipment | 03/31/1998 |  | 05/09/1998
Carrier Corp. - Syracuse | Comfortmaker | RHH(120,121)(H,L,S)******** |  | HSP-A, Single-Package Heat Pum | Heat Pump | 230 | 3 | False |  |  |  | True | Single-Speed | 119000 | 9674 | 12.3 | 10.8 |  |  | 116000 | 9713 | 3.5 | 3.3 |  |  |  | Federally-Regulated Commercial & Industrial Equipment | 11/30/2011 |  | 12/12/2012
Carrier Corp. - Syracuse | Bryant Heating & Cooling Systems | 549J(P,E,T)12*********(D,E)A |  | HSP-A, Single-Package Heat Pum | Heat Pump | 230 | 3 | False |  |  |  | True | Single-Speed | 119000 | 9674 | 12.3 | 10.8 |  |  | 116000 | 9713 | 3.5 | 3.3 |  |  |  | Federally-Regulated Commercial & Industrial Equipment | 12/12/2012 |  | 04/21/2015
Lennox Industries Inc. | Lennox | CHP11-1853-6G |  | HSP-A, Single-Package Heat Pum | Heat Pump | 460 | 3 |  |  |  | No Match |  | No Match | 180000 | 22000 | 8.2 |  |  |  | 174000 | 17810 |  |  | 90000 | 13880 |  | Non Federally-Regulated | 03/15/1989 |  | 10/10/1989
Lennox Industries Inc. | Lennox | CHP11-1353-3Q |  | HSP-A, Single-Package Heat Pum | Heat Pump | 230 | 3 |  |  |  | No Match |  | No Match | 122000 | 15300 | 8 | 7.5 |  |  | 125000 | 12600 | 2.9 |  | 64000 | 10400 |  | Non Federally-Regulated | 01/05/1982 |  | 09/08/1982
Carrier Corp. - Syracuse | Arcoaire | RHH102(H,L,S)******AA |  | HSP-A, Single-Package Heat Pum | Heat Pump | 575 | 3 | False |  |  |  | True | Single-Speed | 100000 | 8333 | 12 | 10.8 |  |  | 100000 | 8619 | 3.4 | 3.3 |  |  |  | Federally-Regulated Commercial & Industrial Equipment | 10/28/2014 |  | 10/28/2014
Carrier Corp. - Syracuse | Heil | RHH090(H,L,S)******TA |  | HSP-A, Single-Package Heat Pum | Heat Pump | 575 | 3 | False |  |  |  | True | Single-Speed | 90000 | 7438 | 12.1 | 10.8 |  |  | 84000 | 7033 | 3.5 | 3.3 |  |  |  | Federally-Regulated Commercial & Industrial Equipment | 12/12/2012 |  | 10/28/2014
Lennox Industries Inc. | Lennox | CHP16-072-1Y/1G |  | HSP-A, Single-Package Heat Pum | Heat Pump | 230 | 3 |  |  |  | No Match |  | No Match | 72000 | 7128 | 10.1 | 8.9 |  |  | 69000 | 6317 | 3.2 | 3 | 37000 | 5420 | 2 | Federally-Regulated Commercial & Industrial Equipment | 07/18/2002 |  | 01/18/2008
Rheem Sales Company, Inc. | Ruud | UPDC-101C |  | HSP-A, Single-Package Heat Pum | Heat Pump | 208 | 3 |  |  |  | No Match |  | No Match | 120000 | 13483 | 8.9 | 8.9 |  | 10.3 | 126000 | 12309 | 3 | 3 | 67000 | 9350 | 2.1 | Federally-Regulated Commercial & Industrial Equipment | 12/14/1998 |  | 08/18/1999
Lennox Industries Inc. | Lennox | KHA120S4M*1Y,G,J |  | HSP-A, Single-Package Heat Pum | Both Heat Pump and Electric Re | 575 | 3 | False |  |  |  | True | Single-Speed | 118000 | 10727 | 11 | 10.8 |  |  | 116000 | 10302 | 3.3 | 3.3 |  |  |  | Federally-Regulated Commercial & Industrial Equipment | 04/19/2013 |  | 10/28/2014
Rheem Sales Company, Inc. | Heil Quaker | NRHR10(D/F)P00A |  | HSP-A, Single-Package Heat Pum | Heat Pump | 230 | 3 |  |  |  | No Match |  | No Match | 118000 | 14390 | 8.2 | 8.2 |  |  | 122000 | 13243 | 2.7 |  | 62000 | 18172 | 1 | Non Federally-Regulated | 05/16/1984 |  | 06/11/1985
Carrier Corp. - Syracuse | Carrier | 38AQ0165 * 38AQ0125 | 40RR028 | HSP-A, Single-Package Heat Pum | Heat Pump | 208 | 3 |  |  |  | No Match |  | No Match | 87000 | 32903 | 8.1 | 7.5 |  |  | 92000 | 9800 |  |  | 52000 | 7800 |  | Non Federally-Regulated | 02/22/1990 |  | 07/31/1992
Carrier Corp. - Syracuse | Carrier | 38AQ0246*0246*0166 | 40RR054 | HRCU-A-CB, Split System: Heat | Heat Pump | 460 | 3 |  |  |  | No Match |  | No Match | 568915 | 72014 | 7.9 |  |  |  | 596000 | 69830 |  |  | 323000 | 52561 |  | Non Federally-Regulated | 03/15/1989 |  | 02/22/1990
Trane U.S. Inc. | Trane | WCD120B30*D* |  | HSP-A, Single-Package Heat Pum | Heat Pump | 230 | 3 |  |  |  | No Match |  | No Match | 117000 | 12720 | 9.2 | 8.9 |  | 9.2 | 119000 | 11460 | 3 | 3 | 61000 | 8840 | 2 | Federally-Regulated Commercial & Industrial Equipment | 04/19/1994 |  | 09/02/1995
Carrier Corp. - Syracuse | Carrier Corp. | 50TCQ*09***(6,1)A***(G,J,K,M)* |  | HSP-A, Single-Package Heat Pum | Heat Pump | 575 | 3 | False |  |  |  | False | Single-Speed | 99000 | 8608 | 11.5 | 10.8 |  |  | 96000 | 8525 | 3.3 | 3.3 |  |  |  | Federally-Regulated Commercial & Industrial Equipment | 12/12/2012 |  | 04/21/2015
Trane U.S. Inc. | Trane | WCH240A300A |  | HSP-A, Single-Package Heat Pum | Heat Pump | 230 | 3 |  |  |  | No Match |  | No Match | 236000 | 27760 | 8.5 |  |  |  | 230000 | 22450 | 3 |  | 114000 | 17570 | 1.9 | Non Federally-Regulated | 07/31/1992 |  | 03/31/1998
Trane U.S. Inc. | Trane | WCD240B400B |  | HSP-A, Single-Package Heat Pum | Heat Pump | 460 | 3 |  |  |  | No Match |  | No Match | 230000 | 26750 | 8.6 |  |  |  | 236000 | 22300 | 3 |  | 128000 | 17850 | 2.1 | Federally-Regulated Commercial & Industrial Equipment | 01/27/1992 |  | 07/22/1992
Trane U.S. Inc. | Trane | WSC120A3*0A**000000000 |  | HSP-A, Single-Package Heat Pum | Heat Pump | 208 | 3 |  |  |  | No Match |  | No Match | 114000 | 11287 | 10.1 | 8.9 |  |  | 109000 | 9980 | 3.2 | 3 | 62000 | 8257 | 2.2 | Federally-Regulated Commercial & Industrial Equipment | 11/21/2001 |  | 09/25/2002
Carrier Corp. - Syracuse | Airquest | RHS102(L,S)******** |  | HSP-A, Single-Package Heat Pum | Heat Pump | 575 | 3 | False |  |  |  | False | Single-Speed | 99000 | 8839 | 11.2 | 10.8 |  |  | 96000 | 8525 | 3.3 | 3.3 |  |  |  | Federally-Regulated Commercial & Industrial Equipment | 11/30/2011 |  | 12/12/2012
Trane U.S. Inc. | Trane | WCD240B300B |  | HSP-A, Single-Package Heat Pum | Heat Pump | 230 | 3 |  |  |  | No Match |  | No Match | 230000 | 26750 | 8.6 |  |  |  | 236000 | 22300 | 3 |  | 128000 | 17850 | 2.1 | Federally-Regulated Commercial & Industrial Equipment | 01/27/1992 |  | 07/22/1992
Solar Oriented Environmental Systems | S.O.E.S.I. | SW-600 (1) | SW-600 (1)* | HRCU-A-CB, Split System: Heat | Heat Pump | 230 | 1 |  |  |  | No Match |  | No Match | 72200 | 7061 | 9.2 | 8.2 |  |  | 80325 | 6792 | 3.5 |  | 47250 | 6435 | 2.2 | Non Federally-Regulated | 06/11/1985 |  | 05/11/1988
Carrier Corp. - Syracuse | Bryant Heating & Cooling Systems | 549J(P,E,T)07**********A |  | HSP-A, Single-Package Heat Pum | Heat Pump | 208 | 3 | False |  |  |  | True | Single-Speed | 72000 | 6000 | 12 | 10.8 |  |  | 70000 | 6033 | 3.4 | 3.3 |  |  |  | Federally-Regulated Commercial & Industrial Equipment | 11/30/2011 |  | 10/28/2014
York International | York | E3FB090A25/46 | F3EH090A33 | HRCU-A-CB, Split System: Heat | Heat Pump | 230 | 3 |  |  |  | No Match |  | No Match | 83000 | 9222 | 9 | 8.9 |  |  | 78000 | 7617 | 3 | 3 | 51000 | 6496 | 2.3 | Federally-Regulated Commercial & Industrial Equipment | 07/31/2002 |  | 06/19/2003
Trane U.S. Inc. | Trane Unitary Products Group | 4TWB3048B1 | TWE090E1**A* | HRCU-A-CB, Split System: Heat | Heat Pump | 200 | 1 |  |  |  |  | True | Single-Speed | 90000 | 8181 | 11 | 10.8 |  |  | 90000 | 7992 | 3.3 | 3.3 |  |  |  | Federally-Regulated Commercial & Industrial Equipment | 08/24/2011 |  | 10/05/2011
Carrier Corp. - Syracuse | Carrier | 38AQ0245 | 40RR024 | HRCU-A-CB, Split System: Heat | Heat Pump | 230 | 3 |  |  |  | No Match |  | No Match | 202771 | 25346 | 8 | 8.2 |  |  | 230000 | 24060 |  |  | 129000 | 19024 |  | Non Federally-Regulated | 02/22/1990 |  | 07/31/1992
McQuay International | McQuay International | DPS006AHHE2*C-6 |  | HSP-A, Single-Package Heat Pum | Heat Pump | 230 | 3 | False |  |  |  | True | Variable-Speed | 70000 | 6194 | 11.3 | 10.8 |  |  | 72000 | 5197 | 4.1 | 3.3 |  |  |  | Federally-Regulated Commercial & Industrial Equipment | 03/02/2012 |  | 08/28/2012
Trane U.S. Inc. | American Standard, Inc. | WCD150B300B |  | HSP-A, Single-Package Heat Pum | Heat Pump | 230 | 3 |  |  |  | No Match |  | No Match | 146000 | 16040 | 9.1 |  |  |  | 136000 | 13280 | 3 |  | 72000 | 10040 | 2.1 | Federally-Regulated Commercial & Industrial Equipment | 01/27/1992 |  | 07/22/1992
Trane U.S. Inc. | Trane | WCD120B40*E* |  | HSP-A, Single-Package Heat Pum | Heat Pump | 460 | 3 |  |  |  | No Match |  | No Match | 117000 | 12717 | 9.2 | 8.9 |  | 9.2 | 119000 | 11472 | 3 | 3 | 61000 | 8850 | 2 | Federally-Regulated Commercial & Industrial Equipment | 12/14/1998 |  | 08/17/1999
Lennox Industries Inc. | Ducane | LHA240HN2* |  | HSP-A, Single-Package Heat Pum | Heat Pump | 575 | 3 |  |  |  | No Match |  | No Match | 220000 | 21568 | 10.2 | 8.5 |  | 11 | 220000 | 19533 | 3.3 | 2.9 | 118000 | 16463 | 2.1 | Federally-Regulated Commercial & Industrial Equipment | 07/31/2002 |  | 01/18/2008
Carrier Corp. - Syracuse | Bryant Heating & Cooling Systems | 548J(P,E,T)17D000******A |  | HSP-A, Single-Package Heat Pum | Heat Pump | 208 | 3 | False |  |  |  | True | Single-Speed | 172000 | 15925 | 10.8 | 10.4 |  |  | 220000 | 19538 | 3.3 | 3.2 |  |  |  | Federally-Regulated Commercial & Industrial Equipment | 03/10/2011 |  | 12/12/2012
York International | York | BP150C00A2/4/5***** |  | HSP-A, Single-Package Heat Pum | Heat Pump | 575 | 3 |  |  |  | No Match |  | No Match | 144000 | 15483 | 9.3 | 8.5 |  | 11 | 142000 | 13421 | 3.1 | 2.9 | 91000 | 12696 | 2.1 | Federally-Regulated Commercial & Industrial Equipment | 07/31/2002 |  | 01/18/2008
McQuay International | McQuay International | DPS006AHHE2*C-4 |  | HSP-A, Single-Package Heat Pum | Heat Pump | 208 | 3 | False |  |  |  | True | Variable-Speed | 69000 | 6216 | 11.1 | 10.8 |  |  | 64000 | 5083 | 3.7 | 3.3 |  |  |  | Federally-Regulated Commercial & Industrial Equipment | 08/28/2012 |  | 04/19/2013
McQuay International | McQuay International | DPS010AHHY2**-6* |  | HSP-A, Single-Package Heat Pum | Heat Pump | 208 | 3 | False |  |  |  | True | Variable-Speed | 121000 | 9837 | 12.3 | 10.8 |  |  | 112000 | 9325 | 3.5 | 3.3 |  |  |  | Federally-Regulated Commercial & Industrial Equipment | 04/19/2013 |  | 01/09/2014
Compu-Aire | Maxi-Kool | MKH-1034 |  | HSP-A, Single-Package Heat Pum | Heat Pump | 460 | 3 |  |  |  | No Match |  | No Match | 124500 | 13830 | 9 | 8.9 |  |  | 97730 | 9210 | 3.1 | 3 | 55400 | 7340 | 2.2 | Non Federally-Regulated | 03/31/1993 |  | 04/07/1996
Carrier Corp. | Carrier | 38QP034 | 40RR034 | HRCU-A-CB, Split System: Heat | Heat Pump | 208 | 3 |  |  |  | No Match |  | No Match | 327000 | 38500 | 8.5 |  |  | 10.1 | 342000 | 34000 | 2.9 |  | 172000 | 22500 | 2.2 | Voluntarily Certified | 12/22/1992 |  | 03/08/1996
Airedale North America | School Unit | SCHP7.5MK4 | 40RR044 | HSP-A, Single-Package Heat Pum | Heat Pump | 460 | 3 |  |  |  | No Match |  | No Match | 94450 | 56160 | 9.2 | 8.9 |  |  | 90000 | 8240 | 3.2 | 3 | 55640 | 7410 | 2.2 | Non Federally-Regulated | 12/04/1992 |  | 04/07/1996
Inter-City Products Corp. | Sears | CH*120SNLA** | BMB120N*M* | HRCU-A-C, Split System: Heat P | Heat Pump | 460 | 3 |  |  |  | No Match |  | No Match | 118000 | 12967 | 9.1 | 8.9 |  |  | 120000 | 11719 | 3 | 3 | 70000 | 9766 | 2.1 | Federally-Regulated Commercial & Industrial Equipment | 04/20/1994 |  | 09/02/1995
Carrier Corp. - Syracuse | Keeprite | RHS(181,183)(H,L,S)******TA |  | HSP-A, Single-Package Heat Pum | Heat Pump | 230 | 3 | False |  |  |  | True | Single-Speed | 172000 | 15925 | 10.8 | 10.4 |  |  | 166000 | 14742 | 3.3 | 3.2 |  |  |  | Federally-Regulated Commercial & Industrial Equipment | 12/12/2012 |  | 05/09/2013
Rheem Sales Company, Inc. | Weatherking | WPWC-100CAZ | WHGF-100Z | HRCU-A-CB, Split System: Heat | Heat Pump | 208 | 3 |  |  |  | No Match |  | No Match | 120000 | 13043 | 9.2 | 8.9 |  |  | 125000 | 11817 | 3.1 | 3 | 68000 | 9490 | 2.1 | Federally-Regulated Commercial & Industrial Equipment | 12/14/1998 |  | 08/18/1999
International Comfort Products | Heil | NRHR92LP15B |  | HSP-A, Single-Package Heat Pum | Heat Pump | 460 | 3 |  |  |  | No Match |  | No Match | 93000 | 10333 | 9 | 8.9 |  | 9.9 | 93000 | 9085 | 3 | 3 | 51000 | 7117 | 2.1 | Federally-Regulated Commercial & Industrial Equipment | 03/31/1998 |  | 05/09/1998
Trane U.S. Inc. | American Standard, Inc. | WCD075A400A |  | HSP-A, Single-Package Heat Pum | Heat Pump | 460 | 3 |  |  |  | No Match |  | No Match | 71000 | 8300 | 8.6 | 8.2 |  |  | 71000 | 7170 |  |  | 33000 | 5090 |  | Non Federally-Regulated | 02/22/1990 |  | 07/31/1992
Rheem Sales Company, Inc. | Rheem | RPDA-100E,F |  | HSP-A, Single-Package Heat Pum | Heat Pump | 230 | 3 |  |  |  | No Match |  | No Match | 118000 | 14390 | 8.2 | 8.2 |  |  | 122000 | 13243 | 2.7 |  | 62000 | 18172 | 1 | Non Federally-Regulated | 06/11/1985 |  | 05/11/1988
Rheem Sales Company, Inc. | Heil | NRHR10HP00B |  | HSP-A, Single-Package Heat Pum | Heat Pump | 230 | 3 |  |  |  | No Match |  | No Match | 116000 | 14150 | 8.2 | 8.2 |  |  | 118000 | 12350 |  |  | 60000 | 8790 | 2 | Non Federally-Regulated | 06/11/1985 |  | 08/29/1986
York International | Evcon | BA-10C00*T/W/X***** |  | HSP-A, Single-Package Heat Pum | Heat Pump | 230 | 3 |  |  |  | No Match |  | No Match | 120000 | 11650 | 10.3 | 8.9 |  | 10 | 113000 | 10346 | 3.2 | 3 | 60000 | 7990 | 2.2 | Federally-Regulated Commercial & Industrial Equipment | 07/31/2002 |  | 01/18/2008
Trane U.S. Inc. | Trane | BWA090C400M | BWE090C400G | HRCU-A-CB, Split System: Heat | Heat Pump | 460 | 3 |  |  |  | No Match |  | No Match | 90000 | 10200 | 8.8 |  |  |  | 86000 | 8790 |  |  | 44500 | 7150 |  | Non Federally-Regulated | 05/11/1988 |  | 03/15/1989
Rheem Sales Company, Inc. | Rheem | RJKB-A090C |  | HSP-A, Single-Package Heat Pum | Heat Pump | 230 | 3 |  |  |  | No Match |  | No Match | 89000 | 9673 | 9.2 | 8.9 |  | 12.1 | 90000 | 8789 | 3 | 3 | 52500 | 7691 | 2 | Federally-Regulated Commercial & Industrial Equipment | 05/22/2000 |  | 11/21/2001
Trane U.S. Inc. | American Standard, Inc. | WCD150B400B |  | HSP-A, Single-Package Heat Pum | Heat Pump | 460 | 3 |  |  |  | No Match |  | No Match | 146000 | 16040 | 9.1 |  |  |  | 136000 | 13280 | 3 |  | 72000 | 10040 | 2.1 | Non Federally-Regulated | 07/31/1992 |  | 03/31/1998
Carrier Corp. - Syracuse | Keeprite | RHS(181,183)(H,L,S)******TC |  | HSP-A, Single-Package Heat Pum | Heat Pump | 575 | 3 | False |  |  |  | True | Single-Speed | 172000 | 15925 | 10.8 | 10.4 |  |  | 220000 | 19538 | 3.3 | 3.2 |  |  |  | Federally-Regulated Commercial & Industrial Equipment | 01/09/2014 |  | 10/28/2014
Carrier Corp. - Syracuse | Carrier | 50PQ0166 |  | HSP-A, Single-Package Heat Pum | Heat Pump | 460 | 3 |  |  |  | No Match |  | No Match | 178000 | 21000 | 8.5 | 8.2 |  |  | 180000 | 17500 |  |  | 103000 | 14300 |  | Non Federally-Regulated | 02/22/1990 |  | 07/31/1992
Trane U.S. Inc. | Trane | WSC072A3*0A**000000000 |  | HSP-A, Single-Package Heat Pum | Heat Pump | 208 | 3 |  |  |  | No Match |  | No Match | 68000 | 6732 | 10.1 | 8.9 |  |  | 66000 | 6043 | 3.2 | 3 | 39000 | 5194 | 2.2 | Federally-Regulated Commercial & Industrial Equipment | 11/21/2001 |  | 09/25/2002
Carrier Corp. - Syracuse | Day & Night | RHS(240)(H,L,S)******AA |  | HSP-A, Single-Package Heat Pum | Heat Pump | 230 | 3 | False |  |  |  | True | Single-Speed | 232000 | 21886 | 10.6 | 10.4 |  |  | 220000 | 19538 | 3.3 | 3.2 |  |  |  | Federally-Regulated Commercial & Industrial Equipment | 10/28/2014 |  | 10/28/2014
Carrier Corp. - Syracuse | Carrier | 38BQ0086 | 40BA009 | HRCU-A-CB, Split System: Heat | Heat Pump | 460 | 3 |  |  |  | No Match |  | No Match | 86000 | 9500 | 9.1 | 8.2 |  |  | 86000 | 8000 | 3.2 |  | 47000 | 6600 | 2.1 | Non Federally-Regulated | 03/15/1989 |  | 10/10/1989
Rheem Sales Company, Inc. | Ruud | UPDA-100D |  | HSP-A, Single-Package Heat Pum | Heat Pump | 460 | 3 |  |  |  | No Match |  | No Match | 118000 | 14390 | 8.2 | 8.2 |  |  | 122000 | 13243 | 2.7 |  | 62000 | 18172 | 1 | Non Federally-Regulated | 06/11/1985 |  | 05/11/1988
York International | Evcon | BA-A6[C,E]***(T,W,X)* |  | HSP-A, Single-Package Heat Pum | Both Heat Pump and Electric Re | 460 | 3 |  |  |  |  | True | Single-Speed | 68000 | 6667 | 10.2 | 8.9 |  | 0 | 69000 | 6323 | 3.2 | 3 | 43000 | 5732 | 2.2 | Federally-Regulated Commercial & Industrial Equipment | 01/18/2008 |  | 01/24/2011
Carrier Corp. - Syracuse | Day & Night | 549BP/E120 |  | HSP-A, Single-Package Heat Pum | Heat Pump | 208 | 3 |  |  |  | No Match |  | No Match | 115000 | 11500 | 10 | 8.9 |  | 10.4 | 110000 | 9769 | 3.3 | 3 | 58000 | 8853 | 1.9 | Federally-Regulated Commercial & Industrial Equipment | 02/03/1998 |  | 03/31/1998
York International | York | B5CH120A58 |  | HSP-A, Single-Package Heat Pum | Heat Pump | 575 | 3 |  |  |  | No Match |  | No Match | 118000 | 13111 | 9 | 8.9 |  |  | 116000 | 11329 | 3 | 3 | 70000 | 10254 | 2 | Federally-Regulated Commercial & Industrial Equipment | 11/18/1999 |  | 04/13/2000
Rheem Sales Company, Inc. | Ruud | UPWB-100CAS* | UHPA-100Z | HRCU-A-CB, Split System: Heat | Heat Pump | 208 | 3 |  |  |  | No Match |  | No Match | 118000 | 14390 | 8.2 | 8.3 |  |  | 118000 | 12350 | 2.8 | 2.8 | 60000 | 8790 | 2 | Non Federally-Regulated | 09/17/1991 |  | 07/27/1992
Carrier Corp. - Syracuse | ICP Commercial | RHH102(H,L,S)******AA |  | HSP-A, Single-Package Heat Pum | Heat Pump | 208 | 3 | False |  |  |  | True | Single-Speed | 100000 | 8333 | 12 | 10.8 |  |  | 100000 | 8619 | 3.4 | 3.3 |  |  |  | Federally-Regulated Commercial & Industrial Equipment | 10/28/2014 |  | 10/28/2014
Carrier Corp. - Syracuse | Tempstar | RHS(243)(H,L,S)******AA |  | HSP-A, Single-Package Heat Pum | Heat Pump | 230 | 3 | False |  |  |  | True | Single-Speed | 232000 | 21886 | 10.6 | 10.4 |  |  | 220000 | 19538 | 3.3 | 3.2 |  |  |  | Federally-Regulated Commercial & Industrial Equipment | 10/28/2014 |  | 10/28/2014
Carrier Corp. - Syracuse | Keeprite | CHS180(H,L,S)D* | FHS180(M,S,H,L)**A2* | HRCU-A-CB, Split System: Heat | Heat Pump | 460 | 3 |  |  |  |  | True | Single-Speed | 178000 | 16792 | 10.6 | 10.4 |  |  | 178000 | 15343 | 3.4 | 3.2 |  |  |  | Federally-Regulated Commercial & Industrial Equipment | 07/18/2013 |  | 10/28/2014
Trane U.S. Inc. | American Standard, Inc. | WCD150B3O*E* |  | HSP-A, Single-Package Heat Pum | Heat Pump | 230 | 3 |  |  |  | No Match |  | No Match | 146000 | 16043 | 9.1 | 8.5 |  | 9.4 | 136000 | 13286 | 3 | 2.9 | 72000 | 10048 | 2.1 | Federally-Regulated Commercial & Industrial Equipment | 10/24/1997 |  | 08/20/1998
York International | Fraser Johnston | BA-07C00*T/W/X***** |  | HSP-A, Single-Package Heat Pum | Heat Pump | 575 | 3 |  |  |  | No Match |  | No Match | 90000 | 8411 | 10.7 | 8.9 |  | 11 | 85000 | 7782 | 3.2 | 3 | 46000 | 6126 | 2.2 | Federally-Regulated Commercial & Industrial Equipment | 07/31/2002 |  | 01/18/2008
Carrier Corp. - Syracuse | Day & Night | RHS102H******TA |  | HSP-A, Single-Package Heat Pum | Heat Pump | 208 | 3 | False |  |  |  | False | Single-Speed | 98000 | 8521 | 11.5 | 10.8 |  |  | 94000 | 8348 | 3.3 | 3.3 |  |  |  | Federally-Regulated Commercial & Industrial Equipment | 12/12/2012 |  | 10/28/2014
Carrier Corp. - Syracuse | Bryant Heating & Cooling Systems | 548JP08*********(D,E)A |  | HSP-A, Single-Package Heat Pum | Heat Pump | 208 | 3 | False |  |  |  | False | Single-Speed | 87000 | 7767 | 11.2 | 10.8 |  |  | 86000 | 7413 | 3.4 | 3.3 |  |  |  | Federally-Regulated Commercial & Industrial Equipment | 10/28/2014 |  | 04/21/2015
Carrier Corp. - Syracuse | Carrier | 50HJQ01650/60 |  | HSP-A, Single-Package Heat Pum | Heat Pump | 460 | 3 |  |  |  | No Match |  | No Match | 172000 | 18494 | 9.3 | 8.5 |  | 9.7 | 172000 | 15271 | 3.3 | 2.9 | 94000 | 12518 | 2.2 | Federally-Regulated Commercial & Industrial Equipment | 11/18/1999 |  | 07/18/2002
Rheem Sales Company, Inc. | Century | HR100-3SZ | AHH100-Z | HRCU-A-CB, Split System: Heat | Heat Pump | 230 | 3 |  |  |  | No Match |  | No Match | 118000 | 12826 | 9.2 | 8.9 |  |  | 125000 | 11814 | 3.1 | 3 | 68000 | 9487 | 2.1 | Federally-Regulated Commercial & Industrial Equipment | 07/25/2000 |  | 02/06/2002
York International | York | EA120C***(2,4,5)* | FA120C***(6)* | HRCU-A-CB, Split System: Heat | Both Heat Pump and Electric Re | 230 | 3 |  |  |  |  | True | Single-Speed | 122000 | 11402 | 10.7 | 8.9 |  | 0 | 125000 | 11108 | 3.3 | 3 | 84000 | 9853 | 2.5 | Federally-Regulated Commercial & Industrial Equipment | 01/18/2008 |  | 08/27/2008
York International | Coleman | EASE-T,W,X180 | FAHP-S180 | HRCU-A-CB, Split System: Heat | Heat Pump | 460 | 3 |  |  |  |  | True | Single-Speed | 166000 | 19080 | 8.7 | 8.5 |  | 9.5 | 184000 | 17986 | 3 | 2.9 | 121000 | 16129 | 2.2 | Federally-Regulated Commercial & Industrial Equipment | 01/18/2008 |  | 01/24/2011
Carrier Corp. - Syracuse | Payne | PH1RPA/REA072-AB |  | HSP-A, Single-Package Heat Pum | Heat Pump | 460 | 3 |  |  |  | No Match |  | No Match | 70000 | 7734 | 9.1 | 8.9 |  |  | 72000 | 6594 | 3.2 | 3 | 38000 | 5740 | 1.9 | Federally-Regulated Commercial & Industrial Equipment | 12/14/1998 |  | 08/17/1999
Trane U.S. Inc. | American Standard, Inc. | WCH180B40*E* |  | HSP-A, Single-Package Heat Pum | Heat Pump | 208 | 3 |  |  |  | No Match |  | No Match | 176000 | 18924 | 9.3 | 8.5 |  | 9.5 | 160000 | 16169 | 2.9 | 2.9 | 82000 | 12016 | 2 | Federally-Regulated Commercial & Industrial Equipment | 10/24/1997 |  | 03/31/1998
Carrier Corp. - Syracuse | Day & Night | RHH072(H,L,S)******** |  | HSP-A, Single-Package Heat Pum | Heat Pump | 460 | 3 | False |  |  |  | True | Single-Speed | 72000 | 6000 | 12 | 10.8 |  |  | 70000 | 6033 | 3.4 | 3.3 |  |  |  | Federally-Regulated Commercial & Industrial Equipment | 11/30/2011 |  | 10/28/2014
Trane U.S. Inc. | Trane Unitary Products Group | TWA120D4**A* | TWE120D1**A* | HRCU-A-CB, Split System: Heat | Heat Pump | 460 | 3 |  |  |  |  | True | Single-Speed | 120000 | 10909 | 11 | 10.8 |  |  | 105000 | 9325 | 3.3 | 3.3 |  |  |  | Federally-Regulated Commercial & Industrial Equipment | 06/14/2011 |  | 04/21/2014
Carrier Corp. - Syracuse | Bryant Air Conditioning | 549BPX/BEX120 |  | HSP-A, Single-Package Heat Pum | Heat Pump | 230 | 3 |  |  |  | No Match |  | No Match | 115000 | 11500 | 10 | 8.9 |  | 10.4 | 110000 | 9766 | 3.3 | 3 | 58000 | 8944 | 1.9 | Federally-Regulated Commercial & Industrial Equipment | 05/22/2000 |  | 07/18/2002
Carrier Corp. | Carrier | 50EQ0345 |  | HSP-A, Single-Package Heat Pum | Heat Pump | 208 | 3 |  |  |  | No Match |  | No Match | 336000 | 43000 | 7.8 |  |  |  | 360000 | 35000 | 3 |  | 211000 | 28900 | 2.1 | Voluntarily Certified | 02/07/1988 |  | 07/27/1992
Carrier Corp. - Syracuse | Day & Night | RHH090(H,L,S)******TA |  | HSP-A, Single-Package Heat Pum | Heat Pump | 230 | 3 | False |  |  |  | True | Single-Speed | 90000 | 7438 | 12.1 | 10.8 |  |  | 84000 | 7033 | 3.5 | 3.3 |  |  |  | Federally-Regulated Commercial & Industrial Equipment | 12/12/2012 |  | 10/28/2014
Carrier Corp. - Syracuse | Keeprite | CHS072(H,L,S)A* | FHS072(M,S,K)**A0* | HRCU-A-CB, Split System: Heat | Heat Pump | 575 | 3 |  |  |  |  | True | Single-Speed | 70000 | 6363 | 11 | 10.8 |  |  | 66000 | 5861 | 3.3 | 3.3 |  |  |  | Federally-Regulated Commercial & Industrial Equipment | 07/18/2013 |  | 10/28/2014
Carrier Corp. - Syracuse | ICP Commercial | RHS(181,183)(H,L,S)******AC |  | HSP-A, Single-Package Heat Pum | Heat Pump | 460 | 3 | False |  |  |  | True | Single-Speed | 172000 | 15925 | 10.8 | 10.4 |  |  | 220000 | 19538 | 3.3 | 3.2 |  |  |  | Federally-Regulated Commercial & Industrial Equipment | 01/09/2014 |  | 10/28/2014
Trane U.S. Inc. | American Standard, Inc. | WCD240B30*E* |  | HSP-A, Single-Package Heat Pum | Heat Pump | 230 | 3 |  |  |  | No Match |  | No Match | 230000 | 26744 | 8.6 | 8.5 |  | 8.7 | 236000 | 22312 | 3.1 | 2.9 | 128000 | 17864 | 2.1 | Federally-Regulated Commercial & Industrial Equipment | 12/01/1997 |  | 03/31/1998
Trane U.S. Inc. | Trane | BWC090C3F |  | HSP-A, Single-Package Heat Pum | Heat Pump | 200 | 3 |  |  |  | No Match |  | No Match | 90000 | 10100 | 8.9 |  |  |  | 85000 | 8600 |  |  | 44000 | 6800 |  | Non Federally-Regulated | 05/11/1988 |  | 03/15/1989
Lennox Industries Inc. | Armstrong | LHA240HN2* |  | HSP-A, Single-Package Heat Pum | Heat Pump | 208 | 3 |  |  |  | No Match |  | No Match | 220000 | 21568 | 10.2 | 8.5 |  | 11 | 220000 | 19533 | 3.3 | 2.9 | 118000 | 16463 | 2.1 | Federally-Regulated Commercial & Industrial Equipment | 07/31/2002 |  | 01/18/2008
Trane U.S. Inc. | General Electric | BWA240C4K | BWV240B | HRCU-A-CB, Split System: Heat | Heat Pump | 460 | 3 |  |  |  | No Match |  | No Match | 240000 | 29200 | 8.2 |  |  |  | 236000 | 24200 |  |  | 138000 | 20100 |  | Non Federally-Regulated | 06/11/1985 |  | 08/29/1986
York International | York | PD180C00A*(2,4,5)***** | ND180C00*(5,6)****** | HRCU-A-CB, Split System: Heat | Heat Pump | 230 | 3 |  |  |  |  | True | Single-Speed | 180000 | 16981 | 10.6 | 8.5 |  |  | 168000 | 14490 | 3.4 | 2.9 |  |  |  | Federally-Regulated Commercial & Industrial Equipment | 06/15/2009 |  | 01/09/2014
Carrier Corp. - Syracuse | Comfortmaker | CHS240(H,L,S)D* | FHS240(S,H,L)**A2* | HRCU-A-CB, Split System: Heat | Heat Pump | 208 | 3 |  |  |  |  | True | Single-Speed | 222000 | 20747 | 10.7 | 10.4 |  |  | 214000 | 17919 | 3.5 | 3.2 |  |  |  | Federally-Regulated Commercial & Industrial Equipment | 07/18/2013 |  | 10/28/2014
Lennox Industries Inc. | Ducane | LHA240HN2* |  | HSP-A, Single-Package Heat Pum | Heat Pump | 460 | 3 |  |  |  | No Match |  | No Match | 220000 | 21568 | 10.2 | 8.5 |  | 11 | 220000 | 19533 | 3.3 | 2.9 | 118000 | 16463 | 2.1 | Federally-Regulated Commercial & Industrial Equipment | 07/31/2002 |  | 01/18/2008
Trane U.S. Inc. | Trane | BWC090C3-G |  | HSP-A, Single-Package Heat Pum | Heat Pump | 200 | 3 |  |  |  | No Match |  | No Match | 90000 | 10100 | 8.9 | 8.2 |  |  | 85000 | 8600 |  |  | 44000 | 6800 |  | Non Federally-Regulated | 08/29/1986 |  | 05/11/1988
Trane U.S. Inc. | Trane | BWC090F4F |  | HSP-A, Single-Package Heat Pum | Heat Pump | 460 | 3 |  |  |  | No Match |  | No Match | 90000 | 10100 | 8.9 |  |  |  | 85000 | 8600 |  |  | 44000 | 6800 |  | Non Federally-Regulated | 05/11/1988 |  | 03/15/1989
Carrier Corp. - Syracuse | Keeprite | RHS090H******** |  | HSP-A, Single-Package Heat Pum | Heat Pump | 230 | 3 | False |  |  |  | False | Single-Speed | 88000 | 7857 | 11.2 | 10.8 |  |  | 86000 | 7413 | 3.4 | 3.3 |  |  |  | Federally-Regulated Commercial & Industrial Equipment | 11/30/2011 |  | 03/02/2012
Carrier Corp. - Syracuse | Bryant Heating & Cooling Systems | 548J(P,E,T)17*********(D,E)C |  | HSP-A, Single-Package Heat Pum | Heat Pump | 575 | 3 | False |  |  |  | True | Single-Speed | 172000 | 15925 | 10.8 | 10.4 |  |  | 220000 | 19538 | 3.3 | 3.2 |  |  |  | Federally-Regulated Commercial & Industrial Equipment | 10/28/2014 |  | 04/21/2015
Rheem Sales Company, Inc. | Tempstar | NCHR10L001B | NEPR10M030A | HRCU-A-CB, Split System: Heat | Heat Pump | 460 | 3 |  |  |  | No Match |  | No Match | 118000 | 14390 | 8.2 | 8.2 |  |  | 118000 | 12350 |  |  | 60000 | 8790 | 2 | Non Federally-Regulated | 02/22/1990 |  | 09/17/1991
Trane U.S. Inc. | American Standard, Inc. | TWA180B300B*(P) | TWE180B300C* | HRCU-A-CB, Split System: Heat | Heat Pump | 208 | 3 |  |  |  | No Match |  | No Match | 180000 | 19148 | 9.4 | 8.5 |  | 10 | 172000 | 16256 | 3.1 | 2.9 | 0 | 0 | 0 | Federally-Regulated Commercial & Industrial Equipment | 10/06/1999 |  | 11/18/1999
Carrier Corp. - Syracuse | Carrier | 38AQ0125 (2 UNITS) | 40RR024 | HRCU-A-CB, Split System: Heat | Heat Pump | 208 | 3 |  |  |  | No Match |  | No Match | 219150 | 25290 | 8.7 | 8.2 |  |  | 237068 | 23010 |  |  | 133440 | 18650 |  | Non Federally-Regulated | 02/22/1990 |  | 07/31/1992
Carrier Corp. - Syracuse | Day & Night | RHS090H******AA |  | HSP-A, Single-Package Heat Pum | Heat Pump | 208 | 3 | False |  |  |  | False | Single-Speed | 87000 | 7767 | 11.2 | 10.8 |  |  | 86000 | 7413 | 3.4 | 3.3 |  |  |  | Federally-Regulated Commercial & Industrial Equipment | 10/28/2014 |  | 10/28/2014
York International | Coleman | BA-10[C,E]***(T,W,X)* |  | HSP-A, Single-Package Heat Pum | Both Heat Pump and Electric Re | 460 | 3 |  |  |  |  | False | Single-Speed | 120000 | 11650 | 10.3 | 8.9 |  | 10 | 113000 | 10356 | 3.2 | 3 | 60000 | 7998 | 2.2 | Federally-Regulated Commercial & Industrial Equipment | 01/18/2008 |  | 02/24/2011
International Comfort Products | Heil | PH*090N2HA* |  | HSP-A, Single-Package Heat Pum | Heat Pump | 208 | 3 |  |  |  | No Match |  | No Match | 91000 | 9784 | 9.3 | 8.9 |  | 10.4 | 90000 | 8506 | 3.1 | 3 | 48000 | 7031 | 2 | Federally-Regulated Commercial & Industrial Equipment | 05/22/2000 |  | 09/20/2001
York International | York | BP120C00A2/4/5***** |  | HSP-A, Single-Package Heat Pum | Heat Pump | 230 | 3 |  |  |  | No Match |  | No Match | 120000 | 11650 | 10.3 | 8.9 |  | 10 | 113000 | 10346 | 3.2 | 3 | 60000 | 7990 | 2.2 | Federally-Regulated Commercial & Industrial Equipment | 05/21/2002 |  | 07/18/2002
York International | York | B1SP120A46 |  | HSP-A, Single-Package Heat Pum | Heat Pump | 460 | 3 |  |  |  | No Match |  | No Match | 121000 | 14578 | 8.3 | 8.2 |  |  | 126000 | 13189 |  |  | 76000 | 9685 |  | Non Federally-Regulated | 02/22/1990 |  | 07/31/1992
McQuay International | McQuay International | DPS012AHHE4*C-4 |  | HSP-A, Single-Package Heat Pum | Heat Pump | 460 | 3 | False |  |  |  | True | Variable-Speed | 144000 | 12307 | 11.7 | 10.4 |  |  | 138000 | 11392 | 3.6 | 3.2 |  |  |  | Federally-Regulated Commercial & Industrial Equipment | 03/02/2012 |  | 08/28/2012
Trane U.S. Inc. | American Standard, Inc. | 2A6C0072A4 | TWE090A | HRCU-A-CB, Split System: Heat | Heat Pump | 460 | 3 |  |  |  | No Match |  | No Match | 70000 | 6603 | 10.6 | 8.9 |  |  | 64500 | 5558 | 3.4 | 3 | 41000 | 4805 | 2.5 | Federally-Regulated Commercial & Industrial Equipment | 06/19/2003 |  | 01/24/2011
York International | York | B3CH120A25/46 |  | HSP-A, Single-Package Heat Pum | Heat Pump | 208 | 3 |  |  |  | No Match |  | No Match | 118000 | 13111 | 9 | 8.9 |  | 9.6 | 116000 | 11332 | 3 | 3 | 70000 | 10257 | 2 | Federally-Regulated Commercial & Industrial Equipment | 10/02/1998 |  | 08/17/1999
Lennox Industries Inc. | Lennox | CHP11-2753-6W | BWE090C-D | HSP-A, Single-Package Heat Pum | Heat Pump | 460 | 3 |  |  |  | No Match |  | No Match | 90000 | 28800 | 8.8 | 8.2 |  |  | 87000 | 8790 | 2.8 |  | 51000 | 7150 | 2.1 | Voluntarily Certified | 01/31/1990 |  | 02/22/1990
Rheem Sales Company, Inc. | Rheem | RPWA-100DAS | RHPA-100G | HRCU-A-CB, Split System: Heat | Heat Pump | 460 | 3 |  |  |  | No Match |  | No Match | 119000 | 14880 | 8 | 8.2 |  |  | 118000 | 12345 |  |  | 61000 | 9405 |  | Non Federally-Regulated | 05/16/1984 |  | 06/11/1985
Trane U.S. Inc. | Trane | TWA072A4 | BWE090C-F | HRCU-A-CB, Split System: Heat | Heat Pump | 460 | 3 |  |  |  | No Match |  | No Match | 70500 | 7880 | 8.9 | 8.9 |  |  | 67000 | 6250 | 3 | 3 | 36400 | 4710 | 2.3 | Non Federally-Regulated | 07/31/1992 |  | 03/31/1998
Addison Products | Addison Products | DFH084*4E**** |  | HSP-A, Single-Package Heat Pum | Heat Pump | 460 | 3 |  |  |  | No Match |  | No Match | 91900 | 9990 | 9.2 | 8.9 |  | 9.6 | 95900 | 8520 | 3.3 | 3 | 55200 | 6890 | 2.3 | Federally-Regulated Commercial & Industrial Equipment | 11/03/1994 |  | 04/07/1996
McQuay International | McQuay International | DPS010AHHY2**-4* |  | HSP-A, Single-Package Heat Pum | Heat Pump | 208 | 3 | False |  |  |  | True | Variable-Speed | 120000 | 9836 | 12.2 | 10.8 |  |  | 110000 | 9290 | 3.5 | 3.3 |  |  |  | Federally-Regulated Commercial & Industrial Equipment | 04/19/2013 |  | 01/09/2014
Addison Products | Addison Products | DFH104*4E**** |  | HSP-A, Single-Package Heat Pum | Heat Pump | 460 | 3 |  |  |  | No Match |  | No Match | 99300 | 10700 | 9.3 | 8.9 |  | 9.5 | 103300 | 9460 | 3.2 | 3 | 59800 | 7780 | 2.3 | Federally-Regulated Commercial & Industrial Equipment | 11/03/1994 |  | 04/07/1996
Carrier Corp. - Syracuse | Bryant Heating & Cooling Systems | 548J(E,T)08*********(D,E)A |  | HSP-A, Single-Package Heat Pum | Heat Pump | 575 | 3 | False |  |  |  | False | Single-Speed | 88000 | 7857 | 11.2 | 10.8 |  |  | 86000 | 7413 | 3.4 | 3.3 |  |  |  | Federally-Regulated Commercial & Industrial Equipment | 10/28/2014 |  | 04/21/2015
Carrier Corp. - Syracuse | Tempstar | RHS102(L,S)******AA |  | HSP-A, Single-Package Heat Pum | Heat Pump | 460 | 3 | False |  |  |  | False | Single-Speed | 99000 | 8608 | 11.5 | 10.8 |  |  | 96000 | 8525 | 3.3 | 3.3 |  |  |  | Federally-Regulated Commercial & Industrial Equipment | 12/12/2012 |  | 10/28/2014
Borg Warner | Fraser Johnston | BAHT-T090A |  | HSP-A, Single-Package Heat Pum | Heat Pump | 208 | 3 |  |  |  | No Match |  | No Match | 95000 | 10041 | 8.3 | 8.2 |  |  | 103000 | 8607 | 3.5 |  | 63000 | 6562 | 2.8 | Non Federally-Regulated | 05/16/1984 |  | 06/11/1985
York International | Fraser Johnston | BAHT-W090A |  | HSP-A, Single-Package Heat Pum | Heat Pump | 460 | 3 |  |  |  | No Match |  | No Match | 95000 | 11176 | 8.5 | 8.2 |  |  | 103000 | 9738 | 3.1 |  | 57000 | 8353 | 2 | Non Federally-Regulated | 02/22/1990 |  | 07/31/1992
Rheem Sales Company, Inc. | Heil Quaker | NCHR20H001B | NEPR20D020B | HRCU-A-CB, Split System: Heat | Heat Pump | 208 | 3 |  |  |  | No Match |  | No Match | 234000 | 28540 | 8.2 |  |  |  | 234000 | 24490 |  |  | 119000 | 17430 |  | Non Federally-Regulated | 08/29/1986 |  | 05/11/1988
Trane U.S. Inc. | Trane | WCH075A400A |  | HSP-A, Single-Package Heat Pum | Heat Pump | 460 | 3 |  |  |  | No Match |  | No Match | 71000 | 8300 | 8.6 |  |  |  | 71000 | 7170 | 2.9 | 2.5 | 33000 | 5090 | 1.9 | Non Federally-Regulated | 07/19/1989 |  | 02/22/1990
Trane U.S. Inc. | Trane | WCD120B30*E* |  | HSP-A, Single-Package Heat Pum | Heat Pump | 208 | 3 |  |  |  | No Match |  | No Match | 117000 | 12717 | 9.2 | 8.9 |  | 9.4 | 119000 | 11622 | 3 | 3 | 61000 | 8936 | 2 | Federally-Regulated Commercial & Industrial Equipment | 05/22/2000 |  | 07/18/2002
Inter-City Products Corp. | Tempstar | PH*120N2HA** |  | HSP-A, Single-Package Heat Pum | Heat Pump | 230 | 3 |  |  |  | No Match |  | No Match | 123000 | 13501 | 9.1 | 8.9 |  |  | 123000 | 11663 | 3.1 | 3 | 71000 | 10401 | 2 | Federally-Regulated Commercial & Industrial Equipment | 03/22/1994 |  | 09/02/1995
Rheem Sales Company, Inc. | Heil Quaker | NCHR15H001B | NEPR15M050A | HRCU-A-CB, Split System: Heat | Heat Pump | 208 | 3 |  |  |  | No Match |  | No Match | 177000 | 21900 | 8.1 | 8.2 |  |  | 177000 | 17280 |  |  | 93000 | 13620 |  | Non Federally-Regulated | 02/22/1990 |  | 07/31/1992
Rheem Sales Company, Inc. | Airquest | NRHR92LP15B |  | HSP-A, Single-Package Heat Pum | Heat Pump | 460 | 3 |  |  |  | No Match |  | No Match | 93000 | 10300 | 9 | 8.9 |  |  | 93000 | 8960 | 3 | 3 | 51000 | 6990 | 2.1 | Non Federally-Regulated | 01/26/1993 |  | 09/02/1995
Borg Warner | Moncrief | BAHT-T090A |  | HSP-A, Single-Package Heat Pum | Heat Pump | 208 | 3 |  |  |  | No Match |  | No Match | 95000 | 10041 | 8.3 | 8.2 |  |  | 103000 | 8607 | 3.5 |  | 63000 | 6562 | 2.8 | Non Federally-Regulated | 06/11/1985 |  | 05/11/1988
Trane U.S. Inc. | Trane | WCH240B40*F* |  | HSP-A, Single-Package Heat Pum | Heat Pump | 460 | 3 |  |  |  | No Match |  | No Match | 224000 | 21333 | 10.5 | 8.5 |  | 10.3 | 204000 | 19281 | 3.1 | 2.9 | 118000 | 17286 | 2 | Federally-Regulated Commercial & Industrial Equipment | 03/21/2002 |  | 07/18/2002
York International | Luxaire | BA-07[C,E]***(T,W,X)* |  | HSP-A, Single-Package Heat Pum | Both Heat Pump and Electric Re | 575 | 3 |  |  |  |  | False | Dual-Speed | 89000 | 8396 | 10.6 | 8.9 |  | 11 | 85000 | 7790 | 3.2 | 3 | 46000 | 6132 | 2.2 | Federally-Regulated Commercial & Industrial Equipment | 01/18/2008 |  | 02/24/2011
Lennox Industries Inc. | Lennox | KHA180S4M*1Y,G,J |  | HSP-A, Single-Package Heat Pum | Heat Pump | 575 | 3 | False |  |  |  | True | Single-Speed | 174000 | 16415 | 10.6 | 10.4 |  |  | 178000 | 16302 | 3.2 | 3.2 |  |  |  | Federally-Regulated Commercial & Industrial Equipment | 07/18/2013 |  | 10/28/2014
Lennox Industries Inc. | Armstrong | PRTC118BH-2 |  | HSP-A, Single-Package Heat Pum | Heat Pump | 208 | 3 |  |  |  | No Match |  | No Match | 117000 | 13146 | 8.9 | 8.9 |  |  | 0 | 0 | 0 | 3 | 0 | 0 | 0 | Non Federally-Regulated | 06/30/1992 |  | 07/31/1992
Carrier Corp. - Syracuse | Carrier | 50QD,QH0085 |  | HSP-A, Single-Package Heat Pum | Heat Pump | 208 | 3 |  |  |  | No Match |  | No Match | 87000 | 10500 | 8.3 | 8.2 |  |  | 92000 | 8700 | 3.1 |  | 52000 | 6900 | 2.2 | Non Federally-Regulated | 06/11/1985 |  | 05/11/1988
Carrier Corp. - Syracuse | Payne | 542EP120000 |  | HSP-A, Single-Package Heat Pum | Heat Pump | 208 | 3 |  |  |  | No Match |  | No Match | 120000 | 14700 | 8.2 | 8.2 |  |  | 120000 | 12200 |  |  | 65000 | 9200 |  | Non Federally-Regulated | 03/15/1989 |  | 10/10/1989
Carrier Corp. - Syracuse | Day & Night | 542EE120030 |  | HSP-A, Single-Package Heat Pum | Heat Pump | 460 | 3 |  |  |  | No Match |  | No Match | 120000 | 14700 | 8.2 | 8.2 |  |  | 120000 | 12200 |  |  | 65000 | 9200 |  | Non Federally-Regulated | 03/15/1989 |  | 10/10/1989
Carrier Corp. - Syracuse | ICP Commercial | RHH072(H,L,S)0******A |  | HSP-A, Single-Package Heat Pum | Heat Pump | 230 | 3 | False |  |  |  | True | Single-Speed | 72000 | 6000 | 12 | 10.8 |  |  | 70000 | 6033 | 3.4 | 3.3 |  |  |  | Federally-Regulated Commercial & Industrial Equipment | 03/10/2011 |  | 04/19/2013
York International | Coleman | BB-20[C,E18,E36]***(T,W,X)* |  | HSP-A, Single-Package Heat Pum | Both Heat Pump and Electric Re | 230 | 3 |  |  |  |  | True | Single-Speed | 218000 | 22947 | 9.5 | 8.5 |  | 10.2 | 210000 | 19866 | 3.1 | 2.9 | 130000 | 19062 | 2 | Federally-Regulated Commercial & Industrial Equipment | 01/18/2008 |  | 01/24/2011
Carrier Corp. - Syracuse | Bryant Heating & Cooling Systems | 548J(P,E,T)17**********A |  | HSP-A, Single-Package Heat Pum | Heat Pump | 460 | 3 | False |  |  |  | True | Single-Speed | 172000 | 15925 | 10.8 | 10.4 |  |  | 220000 | 19538 | 3.3 | 3.2 |  |  |  | Federally-Regulated Commercial & Industrial Equipment | 11/30/2011 |  | 12/12/2012
McQuay International | McQuay International | DPS010AHHE4**-6 |  | HSP-A, Single-Package Heat Pum | Heat Pump | 460 | 3 | False |  |  |  | True | Variable-Speed | 121000 | 10000 | 12.1 | 10.8 |  |  | 119000 | 9105 | 3.8 | 3.3 |  |  |  | Federally-Regulated Commercial & Industrial Equipment | 03/02/2012 |  | 08/28/2012
Rheem Sales Company, Inc. | Heat Controller | HR100-3SZ | AHH100-Z | HRCU-A-CB, Split System: Heat | Heat Pump | 208 | 3 |  |  |  | No Match |  | No Match | 116000 | 13033 | 8.9 | 8.9 |  |  | 125000 | 11814 | 3.1 | 3 | 68000 | 9487 | 2.1 | Federally-Regulated Commercial & Industrial Equipment | 07/31/2002 |  | 01/18/2008
Coleman Air Conditioning Products | Coleman Air Conditioning Products | EABA-T/W090 | F*EH090 | HRCU-A-CB, Split System: Heat | Heat Pump | 230 | 3 |  |  |  | No Match |  | No Match | 91000 | 9578 | 9.5 | 8.9 |  |  | 83000 | 8106 | 3 | 3 | 54000 | 7534 | 2.1 | Federally-Regulated Commercial & Industrial Equipment | 05/21/2002 |  | 07/18/2002
Carrier Corp. - Syracuse | Keeprite | RHS072(H,L,S)******** |  | HSP-A, Single-Package Heat Pum | Heat Pump | 230 | 3 | False |  |  |  | False | Single-Speed | 70000 | 6306 | 11.1 | 10.8 |  |  | 67000 | 5950 | 3.3 | 3.3 |  |  |  | Federally-Regulated Commercial & Industrial Equipment | 11/30/2011 |  | 10/28/2014
Carrier Corp. - Syracuse | Carrier | 38AQ0166 * 0166 * 0126 | 40RR044 | HSP-A, Single-Package Heat Pum | Heat Pump | 460 | 3 |  |  |  | No Match |  | No Match | 420805 | 56160 | 8.2 | 8.2 |  |  | 496199 | 48260 |  |  | 64000 | 9200 |  | Non Federally-Regulated | 03/15/1989 |  | 02/22/1990
York International | Luxaire | PH180C00A*(2,4,5)***** | NH180C00*(5,6)****** | HRCU-A-CB, Split System: Heat | Heat Pump | 208 | 3 |  |  |  |  | True | Single-Speed | 180000 | 16981 | 10.6 | 8.5 |  |  | 168000 | 14929 | 3.3 | 2.9 |  |  |  | Federally-Regulated Commercial & Industrial Equipment | 07/16/2009 |  | 01/24/2011
Carrier Corp. - Syracuse | Airquest | RHS(243)(H,L,S)******TA |  | HSP-A, Single-Package Heat Pum | Heat Pump | 460 | 3 | False |  |  |  | True | Single-Speed | 232000 | 21886 | 10.6 | 10.4 |  |  | 220000 | 19538 | 3.3 | 3.2 |  |  |  | Federally-Regulated Commercial & Industrial Equipment | 10/28/2014 |  | 10/28/2014
Carrier Corp. - Syracuse | Airquest | RHS(181,183)(H,L,S)******TA |  | HSP-A, Single-Package Heat Pum | Heat Pump | 575 | 3 | False |  |  |  | True | Single-Speed | 172000 | 15925 | 10.8 | 10.4 |  |  | 220000 | 19538 | 3.3 | 3.2 |  |  |  | Federally-Regulated Commercial & Industrial Equipment | 12/12/2012 |  | 05/09/2013
Carrier Corp. - Syracuse | ICP Commercial | RHS150(H,L,S)******TA |  | HSP-A, Single-Package Heat Pum | Heat Pump | 460 | 3 | False |  |  |  | False | Single-Speed | 142000 | 13396 | 10.6 | 10.4 |  |  | 142000 | 13005 | 3.2 | 3.2 |  |  |  | Federally-Regulated Commercial & Industrial Equipment | 10/28/2014 |  | 10/28/2014
Carrier Corp. - Syracuse | Carrier | 50EQ0245 |  | HSP-A, Single-Package Heat Pum | Heat Pump | 208 | 3 |  |  |  | No Match |  | No Match | 224000 | 27100 | 8.3 |  |  |  | 240000 | 23000 | 3.1 |  | 134500 | 19000 | 2.1 | Non Federally-Regulated | 06/11/1985 |  | 10/10/1989
Trane U.S. Inc. | Trane Unitary Products Group | WSC090E4*0A |  | HSP-A, Single-Package Heat Pum | Heat Pump | 460 | 3 | False |  |  |  | True | Single-Speed | 89000 | 8018 | 11.1 | 10.8 |  |  | 86000 | 7413 | 3.4 | 3.3 |  |  |  | Federally-Regulated Commercial & Industrial Equipment | 12/12/2012 |  | 08/28/2014
Carrier Corp. - Syracuse | Bryant Heating & Cooling Systems | 575J(P,E,T)12A000* | 524J(E,T)12H000A** | HRCU-A-CB, Split System: Heat | Heat Pump | 230 | 3 |  |  |  |  | True | Single-Speed | 112000 | 10181 | 11 | 10.8 |  |  | 106000 | 9413 | 3.3 | 3.3 |  |  |  | Federally-Regulated Commercial & Industrial Equipment | 07/18/2013 |  | 04/20/2015
Trane U.S. Inc. | American Standard, Inc. | 4A6H3048B1 | TWE090E1**A* | HRCU-A-CB, Split System: Heat | Heat Pump | 230 | 1 |  |  |  |  | True | Single-Speed | 90000 | 7964 | 11.3 | 10.8 |  |  | 90000 | 7757 | 3.4 | 3.3 |  |  |  | Federally-Regulated Commercial & Industrial Equipment | 08/24/2011 |  | 10/05/2011
Trane U.S. Inc. | General Electric | BWA180C4J | BWH180A | HRCU-A-CB, Split System: Heat | Heat Pump | 460 | 3 |  |  |  | No Match |  | No Match | 180000 | 23200 | 7.8 |  |  |  | 180000 | 20000 | 2.6 |  | 100000 | 16200 | 1.8 | Non Federally-Regulated | 06/11/1985 |  | 05/11/1988
Trane U.S. Inc. | Trane | WCD120B30*E* |  | HSP-A, Single-Package Heat Pum | Heat Pump | 230 | 3 |  |  |  | No Match |  | No Match | 117000 | 12717 | 9.2 | 8.9 |  | 9.4 | 119000 | 11622 | 3 | 3 | 61000 | 8936 | 2 | Federally-Regulated Commercial & Industrial Equipment | 11/18/1999 |  | 04/13/2000
Carrier Corp. - Syracuse | Arcoaire | RHS(240)(H,L,S)******TA |  | HSP-A, Single-Package Heat Pum | Heat Pump | 575 | 3 | False |  |  |  | True | Single-Speed | 232000 | 21886 | 10.6 | 10.4 |  |  | 220000 | 19538 | 3.3 | 3.2 |  |  |  | Federally-Regulated Commercial & Industrial Equipment | 10/28/2014 |  | 10/28/2014
Carrier Corp. - Syracuse | Airquest | RHS(181,183)(H,L,S)******AA |  | HSP-A, Single-Package Heat Pum | Heat Pump | 460 | 3 | False |  |  |  | True | Single-Speed | 172000 | 15925 | 10.8 | 10.4 |  |  | 220000 | 19538 | 3.3 | 3.2 |  |  |  | Federally-Regulated Commercial & Industrial Equipment | 12/12/2012 |  | 05/09/2013
York International | York | B1CH240A/E***25* |  | HSP-A, Single-Package Heat Pum | Heat Pump | 208 | 3 |  |  |  | No Match |  | No Match | 222000 | 26117 | 8.5 | 8.5 |  | 8 | 226000 | 22078 | 3 | 2.9 | 120000 | 17584 | 2 | Federally-Regulated Commercial & Industrial Equipment | 07/28/1998 |  | 08/10/1998
Rheem Sales Company, Inc. | Heil Quaker | NRHR92HP00B |  | HSP-A, Single-Package Heat Pum | Heat Pump | 230 | 3 |  |  |  | No Match |  | No Match | 88000 | 10730 | 8.2 | 8.2 |  |  | 88000 | 8595 |  |  | 46000 | 6740 |  | Non Federally-Regulated | 08/29/1986 |  | 05/11/1988
York International | York | E1FB120A25,46 | F3EH120A33 | HRCU-A-CB, Split System: Heat | Heat Pump | 208 | 3 |  |  |  |  | True | Single-Speed | 121000 | 13444 | 9 | 8.9 |  | 0 | 117000 | 11437 | 3 | 3 | 63000 | 8798 | 2.1 | Federally-Regulated Commercial & Industrial Equipment | 01/18/2008 |  | 07/16/2009
Carrier Corp. - Syracuse | Tempstar | RHH090(H,L,S)******TA |  | HSP-A, Single-Package Heat Pum | Heat Pump | 460 | 3 | False |  |  |  | True | Single-Speed | 90000 | 7438 | 12.1 | 10.8 |  |  | 84000 | 7033 | 3.5 | 3.3 |  |  |  | Federally-Regulated Commercial & Industrial Equipment | 10/28/2014 |  | 10/28/2014
York International | Luxaire | BACB-T/-W240A/E |  | HSP-A, Single-Package Heat Pum | Heat Pump | 208 | 3 |  |  |  | No Match |  | No Match | 222000 | 26117 | 8.5 | 8.5 |  | 8 | 226000 | 22078 | 3 | 2.9 | 120000 | 17584 | 2 | Federally-Regulated Commercial & Industrial Equipment | 12/01/1997 |  | 03/31/1998
Lennox Industries Inc. | Lennox | HP17-953V-6Y | CB17-95V-2 | HRCU-A-CB, Split System: Heat | Heat Pump | 230 | 3 |  |  |  | No Match |  | No Match | 90000 | 10110 | 8.9 | 8.9 |  |  | 85000 | 8300 | 3 | 3 | 48000 | 6395 | 2.2 | Federally-Regulated Commercial & Industrial Equipment | 08/22/1994 |  | 09/02/1995
York International | Luxaire | BB-20[C,E18,E36]***(T,W,X)* |  | HSP-A, Single-Package Heat Pum | Both Heat Pump and Electric Re | 575 | 3 |  |  |  |  | True | Single-Speed | 218000 | 22947 | 9.5 | 8.5 |  | 10.2 | 210000 | 19866 | 3.1 | 2.9 | 130000 | 19062 | 2 | Federally-Regulated Commercial & Industrial Equipment | 01/18/2008 |  | 01/24/2011
Carrier Corp. - Syracuse | Day & Night | RHH090(H,L,S)******TA |  | HSP-A, Single-Package Heat Pum | Heat Pump | 460 | 3 | False |  |  |  | True | Single-Speed | 90000 | 7438 | 12.1 | 10.8 |  |  | 84000 | 7033 | 3.5 | 3.3 |  |  |  | Federally-Regulated Commercial & Industrial Equipment | 10/28/2014 |  | 10/28/2014
Carrier Corp. - Syracuse | Airquest | RHS072(H,L,S)******** |  | HSP-A, Single-Package Heat Pum | Heat Pump | 208 | 3 | False |  |  |  | False | Single-Speed | 70000 | 6306 | 11.1 | 10.8 |  |  | 67000 | 5950 | 3.3 | 3.3 |  |  |  | Federally-Regulated Commercial & Industrial Equipment | 11/30/2011 |  | 10/28/2014
Carrier Corp. - Syracuse | Heil | RHH090(H,L,S)******AA |  | HSP-A, Single-Package Heat Pum | Heat Pump | 460 | 3 | False |  |  |  | True | Single-Speed | 90000 | 7438 | 12.1 | 10.8 |  |  | 84000 | 7033 | 3.5 | 3.3 |  |  |  | Federally-Regulated Commercial & Industrial Equipment | 12/12/2012 |  | 10/28/2014
York International | York | B1CH120A25 |  | HSP-A, Single-Package Heat Pum | Heat Pump | 208 | 3 |  |  |  | No Match |  | No Match | 117000 | 13765 | 8.5 | 8.2 |  |  | 117500 | 11630 |  |  | 65000 | 9717 |  | Non Federally-Regulated | 10/10/1989 |  | 07/31/1992
Carrier Corp. - Syracuse | Carrier | 38AQ0166 + 38AQ0126 | 40RR034 | HRCU-A-CB, Split System: Heat | Heat Pump | 460 | 3 |  |  |  | No Match |  | No Match | 273512 | 34828 | 7.9 | 7.5 |  |  | 283599 | 28848 |  |  | 173199 | 24128 |  | Non Federally-Regulated | 08/30/1983 |  | 06/11/1985
York International | Luxaire | BAHT-W090A |  | HSP-A, Single-Package Heat Pum | Heat Pump | 460 | 3 |  |  |  | No Match |  | No Match | 95000 | 11176 | 8.5 | 8.2 |  |  | 103000 | 9738 | 3.1 |  | 57000 | 8353 | 2 | Non Federally-Regulated | 02/22/1990 |  | 07/31/1992
Carrier Corp. - Syracuse | Carrier | 50HJQ007--52/62 |  | HSP-A, Single-Package Heat Pum | Heat Pump | 208 | 3 |  |  |  | No Match |  | No Match | 71000 | 6761 | 10.5 | 8.9 |  |  | 69000 | 5946 | 3.4 | 3 | 37000 | 4927 | 2.2 | Federally-Regulated Commercial & Industrial Equipment | 11/21/2001 |  | 07/18/2002
Carrier Corp. - Syracuse | Carrier | 50TFQ00961 |  | HSP-A, Single-Package Heat Pum | Heat Pump | 460 | 3 |  |  |  | No Match |  | No Match | 96000 | 10786 | 8.9 | 8.9 |  | 8.8 | 96000 | 9375 | 3 | 3 | 55000 | 8057 | 2 | Federally-Regulated Commercial & Industrial Equipment | 05/31/2001 |  | 07/18/2002
Lennox Industries Inc. | Lennox | HP17-953V-1G | CB17-95V-1 | HRCU-A-CB, Split System: Heat | Heat Pump | 460 | 3 |  |  |  | No Match |  | No Match | 87000 | 10235 | 8.5 | 8.2 |  |  | 88000 | 8597 |  |  | 51000 | 6794 |  | Non Federally-Regulated | 05/16/1984 |  | 06/11/1985
Carrier Corp. | Carrier | 50LJQ008511 | 40RR054 | HSP-A, Single-Package Heat Pum | Heat Pump | 230 | 3 |  |  |  | No Match |  | No Match | 92000 | 59372 | 9.1 | 8.9 |  | 10.3 | 96000 | 9380 | 3 | 3 | 55000 | 8060 | 2 | Non Federally-Regulated | 05/07/1992 |  | 03/08/1996
Trane U.S. Inc. | American Standard, Inc. | WCH075A400A |  | HSP-A, Single-Package Heat Pum | Heat Pump | 460 | 3 |  |  |  | No Match |  | No Match | 71000 | 8300 | 8.6 |  |  |  | 71000 | 7170 | 2.9 | 2.5 | 33000 | 5090 | 1.9 | Non Federally-Regulated | 07/19/1989 |  | 02/22/1990
McQuay International | McQuay International | DPS012AHHW2*C-6 |  | HSP-A, Single-Package Heat Pum | Heat Pump | 208 | 3 | False |  |  |  | True | Variable-Speed | 144000 | 12203 | 11.8 | 10.4 |  |  | 140000 | 11429 | 3.6 | 3.2 |  |  |  | Federally-Regulated Commercial & Industrial Equipment | 03/02/2012 |  | 08/28/2012
Trane U.S. Inc. | Trane | WCH150B400B |  | HSP-A, Single-Package Heat Pum | Heat Pump | 460 | 3 |  |  |  | No Match |  | No Match | 146000 | 15550 | 9.4 |  |  |  | 132000 | 13330 | 2.9 |  | 70000 | 10250 | 2 | Federally-Regulated Commercial & Industrial Equipment | 01/27/1992 |  | 07/22/1992
Lennox Industries Inc. | Lennox | GHP16-1353-2Y |  | HSP-A, Single-Package Heat Pum | Heat Pump | 208 | 3 |  |  |  | No Match |  | No Match | 117000 | 13146 | 8.9 | 8.9 |  |  | 119000 | 11424 | 3 | 3 | 64000 | 9377 | 2 | Non Federally-Regulated | 07/31/1992 |  | 03/31/1998
Borg Warner | Fraser Johnston | EAHP-T090A | FBHP-S090A | HRCU-A-CB, Split System: Heat | Heat Pump | 230 | 3 |  |  |  | No Match |  | No Match | 93000 | 10134 | 8.5 | 8.2 |  |  | 103000 | 8710 | 3.5 |  | 59000 | 6263 | 2.8 | Non Federally-Regulated | 06/11/1985 |  | 05/11/1988
Carrier Corp. - Syracuse | Bryant Heating & Cooling Systems | 548JP08*********(D,E)A |  | HSP-A, Single-Package Heat Pum | Heat Pump | 230 | 3 | False |  |  |  | False | Single-Speed | 88000 | 7857 | 11.2 | 10.8 |  |  | 86000 | 7413 | 3.4 | 3.3 |  |  |  | Federally-Regulated Commercial & Industrial Equipment | 10/28/2014 |  | 04/21/2015
Carrier Corp. - Syracuse | Day & Night | RHS(181,183)(H,L,S)******TA |  | HSP-A, Single-Package Heat Pum | Heat Pump | 575 | 3 | False |  |  |  | True | Single-Speed | 172000 | 15925 | 10.8 | 10.4 |  |  | 220000 | 19538 | 3.3 | 3.2 |  |  |  | Federally-Regulated Commercial & Industrial Equipment | 12/12/2012 |  | 05/09/2013
Carrier Corp. - Syracuse | Comfortmaker | CHS180(H,L,S)D* | FHS180(M,S,H,L)**A0* | HRCU-A-CB, Split System: Heat | Heat Pump | 575 | 3 |  |  |  |  | True | Single-Speed | 178000 | 16792 | 10.6 | 10.4 |  |  | 178000 | 15343 | 3.4 | 3.2 |  |  |  | Federally-Regulated Commercial & Industrial Equipment | 07/18/2013 |  | 10/28/2014
International Comfort Products | Airquest | PH*120N2HA* |  | HSP-A, Single-Package Heat Pum | Heat Pump | 208 | 3 |  |  |  | No Match |  | No Match | 123000 | 13516 | 9.1 | 8.9 |  | 9.5 | 123000 | 11625 | 3.1 | 3 | 71000 | 10401 | 2 | Federally-Regulated Commercial & Industrial Equipment | 11/18/1999 |  | 04/13/2000
Carrier Corp. - Syracuse | Airquest | RHS(181,183)(H,L,S)******AC |  | HSP-A, Single-Package Heat Pum | Heat Pump | 208 | 3 | False |  |  |  | True | Single-Speed | 172000 | 15925 | 10.8 | 10.4 |  |  | 220000 | 19538 | 3.3 | 3.2 |  |  |  | Federally-Regulated Commercial & Industrial Equipment | 10/28/2014 |  | 10/28/2014
Carrier Corp. - Syracuse | Bryant Heating & Cooling Systems | 549J(P,E,T)07A*********A |  | HSP-A, Single-Package Heat Pum | Heat Pump | 460 | 3 | False |  |  |  | True | Single-Speed | 72000 | 6000 | 12 | 10.8 |  |  | 70000 | 6033 | 3.4 | 3.3 |  |  |  | Federally-Regulated Commercial & Industrial Equipment | 03/10/2011 |  | 04/19/2013
Lennox Industries Inc. | Lennox | HP17-953V-4Y | CB17-95V-1 | HRCU-A-CB, Split System: Heat | Heat Pump | 208 | 3 |  |  |  | No Match |  | No Match | 87000 | 10235 | 8.5 |  |  |  | 88000 | 8471 | 3 | 2.5 | 45000 | 5994 | 2.2 | Non Federally-Regulated | 10/20/1988 |  | 03/15/1989
Rheem Sales Company, Inc. | Rheem | RPWB-075DAS* | RHPA-075Z | HRCU-A-CB, Split System: Heat | Heat Pump | 460 | 3 |  |  |  | No Match |  | No Match | 90000 | 11000 | 8.2 | 8.3 |  |  | 88000 | 8595 | 3 | 2.8 | 46000 | 6740 | 2 | Non Federally-Regulated | 09/17/1991 |  | 07/27/1992
Rheem Sales Company, Inc. | Tempstar | NCHR20H001B | NEPR20M050A | HRCU-A-CB, Split System: Heat | Heat Pump | 208 | 3 |  |  |  | No Match |  | No Match | 234000 | 28540 | 8.2 | 8.2 |  |  | 234000 | 24490 |  |  | 119000 | 17430 |  | Non Federally-Regulated | 02/22/1990 |  | 07/31/1992
Carrier Corp. - Syracuse | Bryant Heating & Cooling Systems | 548JP08*********(A,B)A |  | HSP-A, Single-Package Heat Pum | Heat Pump | 230 | 3 | False |  |  |  | False | Single-Speed | 88000 | 7857 | 11.2 | 10.8 |  |  | 86000 | 7413 | 3.4 | 3.3 |  |  |  | Federally-Regulated Commercial & Industrial Equipment | 12/12/2012 |  | 10/28/2014
McQuay International | McQuay International | DPS007AHHG2**-4 |  | HSP-A, Single-Package Heat Pum | Heat Pump | 208 | 3 | False |  |  |  | True | Variable-Speed | 89000 | 7177 | 12.4 | 10.8 |  |  | 79000 | 6291 | 3.7 | 3.3 |  |  |  | Federally-Regulated Commercial & Industrial Equipment | 08/28/2012 |  | 04/19/2013
McQuay International | McQuay International | DPS006AHHY4**-6 |  | HSP-A, Single-Package Heat Pum | Heat Pump | 460 | 3 | False |  |  |  | True | Variable-Speed | 70000 | 6034 | 11.6 | 10.8 |  |  | 72000 | 5096 | 4.1 | 3.3 |  |  |  | Federally-Regulated Commercial & Industrial Equipment | 03/02/2012 |  | 08/28/2012
Lennox Industries Inc. | Lennox | HP17-953V-2Y | CB17-95V-1 | HRCU-A-CB, Split System: Heat | Heat Pump | 230 | 3 |  |  |  | No Match |  | No Match | 87000 | 10235 | 8.5 | 8.2 |  |  | 88000 | 8597 |  |  | 51000 | 6794 |  | Non Federally-Regulated | 05/16/1984 |  | 06/11/1985
Carrier Corp. - Syracuse | Carrier | 50EQ0245 |  | HSP-A, Single-Package Heat Pum | Heat Pump | 208 | 3 |  |  |  | No Match |  | No Match | 224000 | 27100 | 8.3 | 7.5 |  |  | 240000 | 23000 | 3.1 |  | 134500 | 19000 | 2.1 | Non Federally-Regulated | 09/08/1982 |  | 05/16/1984
McQuay International | McQuay International | DPS012AHHW4**-4 |  | HSP-A, Single-Package Heat Pum | Heat Pump | 460 | 3 | False |  |  |  | True | Variable-Speed | 144000 | 12307 | 11.7 | 10.4 |  |  | 138000 | 11392 | 3.6 | 3.2 |  |  |  | Federally-Regulated Commercial & Industrial Equipment | 03/02/2012 |  | 08/28/2012
Trane U.S. Inc. | American Standard, Inc. | WCH120A300A |  | HSP-A, Single-Package Heat Pum | Heat Pump | 230 | 3 |  |  |  | No Match |  | No Match | 116000 | 12890 | 9 | 8.9 |  |  | 116000 | 11710 | 2.9 | 3 | 60000 | 8960 | 2 | Non Federally-Regulated | 07/31/1992 |  | 03/31/1998
Carrier Corp. - Syracuse | Arcoaire | RHH090(H,L,S)******** |  | HSP-A, Single-Package Heat Pum | Heat Pump | 230 | 3 | False |  |  |  | True | Single-Speed | 90000 | 7438 | 12.1 | 10.8 |  |  | 84000 | 7033 | 3.5 | 3.3 |  |  |  | Federally-Regulated Commercial & Industrial Equipment | 11/30/2011 |  | 12/12/2012
Carrier Corp. - Syracuse | ICP Commercial | RHS(181,183)(H,L,S)******TC |  | HSP-A, Single-Package Heat Pum | Heat Pump | 208 | 3 | False |  |  |  | True | Single-Speed | 172000 | 15925 | 10.8 | 10.4 |  |  | 220000 | 19538 | 3.3 | 3.2 |  |  |  | Federally-Regulated Commercial & Industrial Equipment | 10/28/2014 |  | 10/28/2014
Carrier Corp. - Syracuse | Carrier | 38AQS0165/6 | 40RMQ0165/6GC | HRCU-A-CB, Split System: Heat | Heat Pump | 460 | 3 |  |  |  | No Match |  | No Match | 172000 | 19545 | 8.8 | 8.5 |  | 9.9 | 164000 | 16021 | 3 | 2.9 | 94000 | 12522 | 2.2 | Federally-Regulated Commercial & Industrial Equipment | 12/14/1998 |  | 10/06/1999
Carrier Corp. - Syracuse | Keeprite | RHH102(H,L,S)******** |  | HSP-A, Single-Package Heat Pum | Heat Pump | 575 | 3 | False |  |  |  | True | Single-Speed | 100000 | 8333 | 12 | 10.8 |  |  | 100000 | 8619 | 3.4 | 3.3 |  |  |  | Federally-Regulated Commercial & Industrial Equipment | 11/30/2011 |  | 04/19/2013
Rheem Sales Company, Inc. | Whirlpool | NCHR20L001B | NEPR20M050A | HRCU-A-CB, Split System: Heat | Heat Pump | 460 | 3 |  |  |  | No Match |  | No Match | 234000 | 28540 | 8.2 |  |  |  | 234000 | 24490 |  |  | 119000 | 17430 |  | Non Federally-Regulated | 05/11/1988 |  | 10/10/1989
McQuay International | McQuay International | DPS012AHHE2*C-4 |  | HSP-A, Single-Package Heat Pum | Heat Pump | 230 | 3 | False |  |  |  | True | Variable-Speed | 144000 | 12307 | 11.7 | 10.4 |  |  | 134000 | 11793 | 3.3 | 3.2 |  |  |  | Federally-Regulated Commercial & Industrial Equipment | 08/28/2012 |  | 04/19/2013
Carrier Corp. - Syracuse | Carrier | 38AQ0165 + 38AQ0125 | 40RR034 | HRCU-A-CB, Split System: Heat | Heat Pump | 230 | 3 |  |  |  | No Match |  | No Match | 273512 | 34828 | 7.9 | 7.5 |  |  | 283599 | 28848 |  |  | 173199 | 24128 |  | Non Federally-Regulated | 08/30/1983 |  | 06/11/1985
Rheem Sales Company, Inc. | Whirlpool | NCHR10L001B | NEPR10M030A | HRCU-A-CB, Split System: Heat | Heat Pump | 460 | 3 |  |  |  | No Match |  | No Match | 118000 | 14390 | 8.2 | 8.2 |  |  | 118000 | 12350 |  |  | 60000 | 8790 | 2 | Non Federally-Regulated | 03/15/1989 |  | 10/10/1989
Trane U.S. Inc. | Trane Unitary Products Group | 4TWB3048B1 | TWE090E3**A* | HRCU-A-CB, Split System: Heat | Heat Pump | 200 | 1 |  |  |  |  | True | Single-Speed | 90000 | 8181 | 11 | 10.8 |  |  | 90000 | 7992 | 3.3 | 3.3 |  |  |  | Federally-Regulated Commercial & Industrial Equipment | 08/24/2011 |  | 10/05/2011
Trane U.S. Inc. | Trane | BWC120F4F |  | HSP-A, Single-Package Heat Pum | Heat Pump | 460 | 3 |  |  |  | No Match |  | No Match | 118000 | 14300 | 8.3 | 8.2 |  |  | 118000 | 11900 |  |  | 62500 | 8750 |  | Non Federally-Regulated | 05/16/1984 |  | 06/11/1985
Carrier Corp. - Syracuse | Carrier | 50LJQ008-5 |  | HSP-A, Single-Package Heat Pum | Heat Pump | 230 | 3 |  |  |  | No Match |  | No Match | 90000 | 10300 | 8.7 | 8.9 |  |  | 92000 | 8500 | 3.2 | 3 | 49000 | 7100 | 2 | Non Federally-Regulated | 07/31/1992 |  | 03/31/1998
Goettl | American Best | HP662A-4 |  | HSP-A, Single-Package Heat Pum | Heat Pump | 460 | 3 |  |  |  | No Match |  | No Match | 67000 | 7485 | 9 | 8.9 |  |  | 67000 | 6500 | 3 | 3 | 35600 | 5110 | 2 | Non Federally-Regulated | 03/02/1993 |  | 07/24/1995
Borg Warner | Moncrief | BAHT-W090A |  | HSP-A, Single-Package Heat Pum | Heat Pump | 460 | 3 |  |  |  | No Match |  | No Match | 95000 | 10041 | 8.3 | 8.2 |  |  | 103000 | 8607 | 3.5 |  | 63000 | 6562 | 2.8 | Non Federally-Regulated | 05/16/1984 |  | 06/11/1985
Carrier Corp. - Syracuse | ICP Commercial | RHS090H******** |  | HSP-A, Single-Package Heat Pum | Heat Pump | 230 | 3 | False |  |  |  | False | Single-Speed | 88000 | 7857 | 11.2 | 10.8 |  |  | 86000 | 7413 | 3.4 | 3.3 |  |  |  | Federally-Regulated Commercial & Industrial Equipment | 11/30/2011 |  | 03/02/2012
International Comfort Products | United Refrigeration, Inc. | PHE090S***** |  | HSP-A, Single-Package Heat Pum | Heat Pump | 575 | 3 |  |  |  | No Match |  | No Match | 87000 | 8613 | 10.1 | 8.9 |  |  | 83000 | 7599 | 3.2 | 3 | 47000 | 6259 | 2.2 | Federally-Regulated Commercial & Industrial Equipment | 03/21/2002 |  | 09/25/2002
Carrier Corp. - Syracuse | Arcoaire | RHS(240)(H,L,S)******TA |  | HSP-A, Single-Package Heat Pum | Heat Pump | 460 | 3 | False |  |  |  | True | Single-Speed | 232000 | 21886 | 10.6 | 10.4 |  |  | 220000 | 19538 | 3.3 | 3.2 |  |  |  | Federally-Regulated Commercial & Industrial Equipment | 04/21/2014 |  | 10/28/2014
Carrier Corp. - Syracuse | Tempstar | CHS180(H,L,S)D* | FHS180(M,S,H,L)**A2* | HRCU-A-CB, Split System: Heat | Heat Pump | 208 | 3 |  |  |  |  | True | Single-Speed | 178000 | 16792 | 10.6 | 10.4 |  |  | 178000 | 15343 | 3.4 | 3.2 |  |  |  | Federally-Regulated Commercial & Industrial Equipment | 07/18/2013 |  | 10/28/2014
McQuay International | McQuay International | DPS006AHHG2*C-4 |  | HSP-A, Single-Package Heat Pum | Heat Pump | 208 | 3 | False |  |  |  | True | Variable-Speed | 69000 | 6216 | 11.1 | 10.8 |  |  | 64000 | 5083 | 3.7 | 3.3 |  |  |  | Federally-Regulated Commercial & Industrial Equipment | 08/28/2012 |  | 04/19/2013
Lennox Industries Inc. | Lennox | CHP11-2753-5W |  | HSP-A, Single-Package Heat Pum | Heat Pump | 200 | 3 |  |  |  | No Match |  | No Match | 240000 | 28800 | 8.3 |  |  |  | 240000 | 24700 |  |  | 134000 | 18700 |  | Non Federally-Regulated | 02/22/1990 |  | 07/31/1992
Rheem Sales Company, Inc. | Whirlpool | NCHR20H001B | NEPR20M050A | HRCU-A-CB, Split System: Heat | Heat Pump | 230 | 3 |  |  |  | No Match |  | No Match | 234000 | 28540 | 8.2 |  |  |  | 234000 | 24490 |  |  | 119000 | 17430 |  | Non Federally-Regulated | 05/11/1988 |  | 03/15/1989
Carrier Corp. - Syracuse | Bryant Heating & Cooling Systems | 548J(P,E,T)14*********(D,E)A |  | HSP-A, Single-Package Heat Pum | Heat Pump | 208 | 3 | False |  |  |  | False | Single-Speed | 142000 | 13396 | 10.6 | 10.4 |  |  | 142000 | 13005 | 3.2 | 3.2 |  |  |  | Federally-Regulated Commercial & Industrial Equipment | 12/12/2012 |  | 10/28/2014
Carrier Corp. - Syracuse | Keeprite | RHS090H******AA |  | HSP-A, Single-Package Heat Pum | Heat Pump | 230 | 3 | False |  |  |  | False | Single-Speed | 88000 | 7857 | 11.2 | 10.8 |  |  | 86000 | 7413 | 3.4 | 3.3 |  |  |  | Federally-Regulated Commercial & Industrial Equipment | 12/12/2012 |  | 10/28/2014
Carrier Corp. - Syracuse | Keeprite | RHH090(H,L,S)******AA |  | HSP-A, Single-Package Heat Pum | Heat Pump | 230 | 3 | False |  |  |  | True | Single-Speed | 90000 | 7438 | 12.1 | 10.8 |  |  | 84000 | 7033 | 3.5 | 3.3 |  |  |  | Federally-Regulated Commercial & Industrial Equipment | 10/28/2014 |  | 10/28/2014
Rheem Sales Company, Inc. | Ruud | UPWC-075CAZ | UHGF-100Z | HRCU-A-CB, Split System: Heat | Heat Pump | 208 | 3 |  |  |  | No Match |  | No Match | 92000 | 9583 | 9.6 | 8.9 |  |  | 88000 | 8059 | 3.2 | 3 | 57500 | 7660 | 2.2 | Federally-Regulated Commercial & Industrial Equipment | 02/03/1998 |  | 03/31/1998
York International | Fraser Johnston | EBSE-T,W,X120 | FDHP-S120 | HRCU-A-CB, Split System: Heat | Heat Pump | 230 | 3 |  |  |  |  | True | Single-Speed | 118000 | 12553 | 9.4 | 8.9 |  | 0 | 111000 | 10500 | 3.1 | 3 | 71000 | 9053 | 2.3 | Federally-Regulated Commercial & Industrial Equipment | 01/18/2008 |  | 02/24/2011
Carrier Corp. - Syracuse | Airquest | RHS150(H,L,S)******** |  | HSP-A, Single-Package Heat Pum | Heat Pump | 575 | 3 | False |  |  |  | False | Single-Speed | 142000 | 13396 | 10.6 | 10.4 |  |  | 142000 | 13005 | 3.2 | 3.2 |  |  |  | Federally-Regulated Commercial & Industrial Equipment | 11/30/2011 |  | 12/12/2012
Trane U.S. Inc. | Trane | BWA120C3-L | BWE120C-E | HRCU-A-CB, Split System: Heat | Heat Pump | 200 | 3 |  |  |  | No Match |  | No Match | 118000 | 14300 | 8.3 | 8.2 |  |  | 120000 | 11550 |  |  | 70000 | 9550 |  | Non Federally-Regulated | 08/29/1986 |  | 05/11/1988
Trane U.S. Inc. | Trane | WCD240B30*E* |  | HSP-A, Single-Package Heat Pum | Heat Pump | 208 | 3 |  |  |  | No Match |  | No Match | 230000 | 26744 | 8.6 | 8.5 |  | 8.7 | 236000 | 22312 | 3.1 | 2.9 | 128000 | 17864 | 2.1 | Federally-Regulated Commercial & Industrial Equipment | 03/31/1998 |  | 05/09/1998
Carrier Corp. - Syracuse | Comfortmaker | RHS150(H,L,S)******TA |  | HSP-A, Single-Package Heat Pum | Heat Pump | 460 | 3 | False |  |  |  | False | Single-Speed | 142000 | 13396 | 10.6 | 10.4 |  |  | 142000 | 13005 | 3.2 | 3.2 |  |  |  | Federally-Regulated Commercial & Industrial Equipment | 12/12/2012 |  | 10/28/2014
York International | Evcon | BA-07C00*T/W/X***** |  | HSP-A, Single-Package Heat Pum | Heat Pump | 460 | 3 |  |  |  | No Match |  | No Match | 90000 | 8411 | 10.7 | 8.9 |  | 11 | 85000 | 7782 | 3.2 | 3 | 46000 | 6126 | 2.2 | Federally-Regulated Commercial & Industrial Equipment | 07/31/2002 |  | 01/18/2008
Carrier Corp. - Syracuse | Carrier | 38AQ0165 + 0165 + 0125 | 40RR044 | HRCU-A-CB, Split System: Heat | Heat Pump | 230 | 3 |  |  |  | No Match |  | No Match | 420805 | 56160 | 7.5 |  |  |  | 496199 | 48260 |  |  | 294398 | 38800 |  | Non Federally-Regulated | 06/11/1985 |  | 05/11/1988
Lennox Industries Inc. | Lennox | CHP11-2753-1W |  | HSP-A, Single-Package Heat Pum | Heat Pump | 200 | 3 |  |  |  | No Match |  | No Match | 240000 | 28800 | 8.3 |  |  |  | 240000 | 24700 |  |  | 150000 | 20900 |  | Non Federally-Regulated | 06/11/1985 |  | 01/31/1990
Carrier Corp. - Syracuse | Airquest | CHS180(H,L,S)D* | FHS180(M,S,H,L)**A0* | HRCU-A-CB, Split System: Heat | Heat Pump | 460 | 3 |  |  |  |  | True | Single-Speed | 178000 | 16792 | 10.6 | 10.4 |  |  | 178000 | 15343 | 3.4 | 3.2 |  |  |  | Federally-Regulated Commercial & Industrial Equipment | 07/18/2013 |  | 10/28/2014
Rheem Sales Company, Inc. | Weatherking | WPWRC-075CA | WHGMF-100Z | HRCU-A-CB, Split System: Heat | Heat Pump | 208 | 3 |  |  |  | No Match |  | No Match | 92000 | 9570 | 9.6 | 8.9 |  |  | 88000 | 8000 | 3.2 | 3 | 48000 | 6750 | 2.1 | Non Federally-Regulated | 01/26/1993 |  | 09/02/1995
Trane U.S. Inc. | American Standard, Inc. | WCD240B30*E* |  | HSP-A, Single-Package Heat Pum | Heat Pump | 230 | 3 |  |  |  | No Match |  | No Match | 230000 | 26744 | 8.6 | 8.5 |  | 8.7 | 230000 | 21744 | 3.1 | 2.9 | 128000 | 17864 | 2.1 | Federally-Regulated Commercial & Industrial Equipment | 10/24/1997 |  | 01/02/1997
York International | York | BP072[C,E]***(2,4,5)* |  | HSP-A, Single-Package Heat Pum | Both Heat Pump and Electric Re | 208 | 3 |  |  |  |  | True | Single-Speed | 68000 | 6667 | 10.2 | 8.9 |  | 0 | 69000 | 6323 | 3.2 | 3 | 43000 | 5732 | 2.2 | Federally-Regulated Commercial & Industrial Equipment | 01/18/2008 |  | 01/24/2011
Rheem Sales Company, Inc. | Square D | PH7.5-74-JB0000H1 |  | HSP-A, Single-Package Heat Pum | Heat Pump | 230 | 3 |  |  |  | No Match |  | No Match | 88000 | 10730 | 8.2 | 8.2 |  |  | 88000 | 8595 |  |  | 46000 | 6740 |  | Non Federally-Regulated | 06/11/1985 |  | 05/11/1988
Carrier Corp. - Syracuse | Carrier | 50EJQ02451/61 |  | HSP-A, Single-Package Heat Pum | Heat Pump | 208 | 3 |  |  |  | No Match |  | No Match | 230000 | 23469 | 9.8 | 8.5 |  | 10 | 228000 | 20243 | 3.3 | 2.9 | 116000 | 16993 | 2 | Federally-Regulated Commercial & Industrial Equipment | 11/18/1999 |  | 07/18/2002
Trane U.S. Inc. | American Standard, Inc. | WCD180B400B |  | HSP-A, Single-Package Heat Pum | Heat Pump | 460 | 3 |  |  |  | No Match |  | No Match | 174000 | 19350 | 9 |  |  |  | 160000 | 15620 | 3 |  | 84000 | 11710 | 2.1 | Non Federally-Regulated | 07/31/1992 |  | 03/31/1998
Carrier Corp. - Syracuse | Keeprite | RHH072(H,L,S)******** |  | HSP-A, Single-Package Heat Pum | Heat Pump | 208 | 3 | False |  |  |  | True | Single-Speed | 72000 | 6000 | 12 | 10.8 |  |  | 70000 | 6033 | 3.4 | 3.3 |  |  |  | Federally-Regulated Commercial & Industrial Equipment | 11/30/2011 |  | 10/28/2014
McQuay International | McQuay International | DPS010AHHY2*C-6* |  | HSP-A, Single-Package Heat Pum | Heat Pump | 208 | 3 | False |  |  |  | True | Variable-Speed | 121000 | 9837 | 12.3 | 10.8 |  |  | 112000 | 9325 | 3.5 | 3.3 |  |  |  | Federally-Regulated Commercial & Industrial Equipment | 04/19/2013 |  | 01/09/2014
Rheem Sales Company, Inc. | Rheem | RPWB-100CAS* | RHPA-100Z | HRCU-A-CB, Split System: Heat | Heat Pump | 208 | 3 |  |  |  | No Match |  | No Match | 118000 | 14390 | 8.2 | 8.3 |  |  | 118000 | 12350 | 2.8 | 2.8 | 60000 | 8790 | 2 | Non Federally-Regulated | 09/17/1991 |  | 07/27/1992
Carrier Corp. - Syracuse | ICP Commercial | RHS(181,183)(H,L,S)******AA |  | HSP-A, Single-Package Heat Pum | Heat Pump | 575 | 3 | False |  |  |  | True | Single-Speed | 172000 | 15925 | 10.8 | 10.4 |  |  | 220000 | 19538 | 3.3 | 3.2 |  |  |  | Federally-Regulated Commercial & Industrial Equipment | 05/09/2013 |  | 08/28/2014
Carrier Corp. - Syracuse | Arcoaire | RHS(240)(H,L,S)******AA |  | HSP-A, Single-Package Heat Pum | Heat Pump | 208 | 3 | False |  |  |  | True | Single-Speed | 232000 | 21886 | 10.6 | 10.4 |  |  | 220000 | 19538 | 3.3 | 3.2 |  |  |  | Federally-Regulated Commercial & Industrial Equipment | 10/28/2014 |  | 10/28/2014
McQuay International | McQuay International | DPS006AHHG2**-6 |  | HSP-A, Single-Package Heat Pum | Heat Pump | 208 | 3 | False |  |  |  | True | Variable-Speed | 70000 | 6194 | 11.3 | 10.8 |  |  | 72000 | 5197 | 4.1 | 3.3 |  |  |  | Federally-Regulated Commercial & Industrial Equipment | 03/02/2012 |  | 08/28/2012
Carrier Corp. - Syracuse | Carrier | 50HJQ008--51/61 |  | HSP-A, Single-Package Heat Pum | Heat Pump | 230 | 3 |  |  |  | No Match |  | No Match | 88000 | 8543 | 10.3 | 8.9 |  | 10.5 | 85000 | 7546 | 3.3 | 3 | 48000 | 6392 | 2.2 | Federally-Regulated Commercial & Industrial Equipment | 11/21/2001 |  | 07/18/2002
Carrier Corp. - Syracuse | Carrier Corp. | 50TCQ*09***(6,1)A***(G,J,K,M)* |  | HSP-A, Single-Package Heat Pum | Heat Pump | 460 | 3 | False |  |  |  | False | Single-Speed | 99000 | 8608 | 11.5 | 10.8 |  |  | 96000 | 8525 | 3.3 | 3.3 |  |  |  | Federally-Regulated Commercial & Industrial Equipment | 12/12/2012 |  | 04/21/2015
York International | York | EA090C00A(2/4)AAA1A | FA090C00A6AAA1A | HRCU-A-CB, Split System: Heat | Heat Pump | 460 | 3 |  |  |  | No Match |  | No Match | 90000 | 8411 | 10.7 | 8.9 |  |  | 88000 | 8057 | 3.2 | 3 | 56500 | 7197 | 2.3 | Federally-Regulated Commercial & Industrial Equipment | 05/21/2002 |  | 07/18/2002
Carrier Corp. - Syracuse | Arcoaire | RHS(243)(H,L,S)******TA |  | HSP-A, Single-Package Heat Pum | Heat Pump | 460 | 3 | False |  |  |  | True | Single-Speed | 232000 | 21886 | 10.6 | 10.4 |  |  | 220000 | 19538 | 3.3 | 3.2 |  |  |  | Federally-Regulated Commercial & Industrial Equipment | 10/28/2014 |  | 10/28/2014
Rheem Sales Company, Inc. | Rheem | RPWB-150CAS* | RHPA-150Z | HRCU-A-CB, Split System: Heat | Heat Pump | 230 | 3 |  |  |  | No Match |  | No Match | 178000 | 21710 | 8.2 |  |  |  | 176000 | 17190 |  |  | 92000 | 13480 |  | Non Federally-Regulated | 05/11/1988 |  | 03/15/1989
Carrier Corp. - Syracuse | ICP Commercial | RHS(243)(H,L,S)******AA |  | HSP-A, Single-Package Heat Pum | Heat Pump | 575 | 3 | False |  |  |  | True | Single-Speed | 232000 | 21886 | 10.6 | 10.4 |  |  | 220000 | 19538 | 3.3 | 3.2 |  |  |  | Federally-Regulated Commercial & Industrial Equipment | 10/28/2014 |  | 10/28/2014
Carrier Corp. - Syracuse | Day & Night | 548CEX120000AB** |  | HSP-A, Single-Package Heat Pum | Heat Pump | 460 | 3 |  |  |  | No Match |  | No Match | 113000 | 12555 | 9 | 8.9 |  |  | 116000 | 10830 | 3.1 | 3 | 65000 | 9430 | 2 | Non Federally-Regulated | 07/31/1992 |  | 03/31/1998
Daikin Comfort Technologies Manufacturing, L.P. | Daikin U.S. Corp. | DCH120****B***A* |  | HSP-A, Single-Package Heat Pum | Both Heat Pump and Electric Re | 230 | 3 | False |  |  |  | False | Single-Speed | 115000 | 10360 | 11.1 | 11 |  |  | 116000 | 9999 | 3.4 | 3.3 | 56000 | 7135 | 2.3 | Federally-Regulated Commercial & Industrial Equipment | 04/21/2015 |  | 06/01/2015
Carrier Corp. - Syracuse | Carrier | 38AQ0086 | 40BA009 | HRCU-A-CB, Split System: Heat | Heat Pump | 460 | 3 |  |  |  | No Match |  | No Match | 86000 | 9500 | 9.1 | 8.2 |  |  | 86000 | 8000 | 3.2 |  | 47000 | 6600 | 2.1 | Non Federally-Regulated | 02/22/1990 |  | 07/31/1992
Carrier Corp. - Syracuse | Carrier | 50PQ0145 |  | HSP-A, Single-Package Heat Pum | Heat Pump | 208 | 3 |  |  |  | No Match |  | No Match | 145000 | 18100 | 8 | 7.5 |  |  | 143500 | 15200 |  |  | 81400 | 11700 |  | Non Federally-Regulated | 09/08/1982 |  | 05/16/1984
Carrier Corp. - Syracuse | Carrier | 50RQ0105 |  | HSP-A, Single-Package Heat Pum | Heat Pump | 230 | 3 |  |  |  | No Match |  | No Match | 108000 | 14062 | 7.7 | 8.2 |  |  | 112000 | 11820 |  |  | 61000 | 9000 |  | Non Federally-Regulated | 06/11/1985 |  | 08/29/1986
Trane U.S. Inc. | American Standard, Inc. | TWA120A300A | TWE120A300A | HRCU-A-CB, Split System: Heat | Heat Pump | 208 | 3 |  |  |  | No Match |  | No Match | 119000 | 13680 | 8.7 |  |  |  | 120000 | 11720 | 3 | 2.5 | 64000 | 8530 | 2.2 | Non Federally-Regulated | 05/25/1989 |  | 02/22/1990
Carrier Corp. - Syracuse | Tempstar | CHS072(H,L,S)A* | FHS072(M,S,K)A*A* | HRCU-A-CB, Split System: Heat | Heat Pump | 575 | 3 |  |  |  |  | True | Single-Speed | 70000 | 6363 | 11 | 10.8 |  |  | 66000 | 5861 | 3.3 | 3.3 |  |  |  | Federally-Regulated Commercial & Industrial Equipment | 03/10/2011 |  | 12/12/2012
Trane U.S. Inc. | American Standard, Inc. | WS(D,H)180E(3,4,W)R(G,N,P,R)****0 |  | HSP-A, Single-Package Heat Pum | Both Heat Pump and Electric Re | 575 | 3 | False |  |  |  | False | Single-Speed | 170000 | 16037 | 10.6 | 10.4 |  |  | 170000 | 15569 | 3.2 | 3.2 |  |  |  | Federally-Regulated Commercial & Industrial Equipment | 12/12/2012 |  | 08/28/2014
Carrier Corp. - Syracuse | Bryant Air Conditioning | 548DPX/DEX072-AB |  | HSP-A, Single-Package Heat Pum | Heat Pump | 230 | 3 |  |  |  | No Match |  | No Match | 70000 | 7777 | 9 | 8.9 |  |  | 72000 | 6592 | 3.2 | 3 | 38000 | 5859 | 1.9 | Federally-Regulated Commercial & Industrial Equipment | 05/22/2000 |  | 07/25/2000
Trane U.S. Inc. | General Electric | BWC120F3F |  | HSP-A, Single-Package Heat Pum | Heat Pump | 200 | 3 |  |  |  | No Match |  | No Match | 118000 | 14300 | 8.3 | 8.2 |  |  | 118000 | 11900 |  |  | 62500 | 8750 |  | Non Federally-Regulated | 06/11/1985 |  | 05/11/1988
Coolair Corp. | Coolair | BH8G3A | EH8G3A | HRCU-A-CB, Split System: Heat | Heat Pump | 208 | 3 |  |  |  | No Match |  | No Match | 103200 | 10806 | 9.6 | 8.9 |  |  | 102700 | 9076 | 3.3 | 3 | 53850 | 7214 | 2.2 | Federally-Regulated Commercial & Industrial Equipment | 03/31/1998 |  | 05/09/1998
Carrier Corp. - Syracuse | Carrier Corp. | 50TCQ*17***(5,6,1)A***(G,J,K,M)* |  | HSP-A, Single-Package Heat Pum | Heat Pump | 208 | 3 | False |  |  |  | True | Single-Speed | 172000 | 15925 | 10.8 | 10.4 |  |  | 220000 | 19538 | 3.3 | 3.2 |  |  |  | Federally-Regulated Commercial & Industrial Equipment | 05/09/2013 |  | 08/28/2014
Rheem Sales Company, Inc. | Ruud | UJMB-A090C |  | HSP-A, Single-Package Heat Pum | Heat Pump | 208 | 3 |  |  |  | No Match |  | No Match | 92000 | 9108 | 10.1 | 8.9 |  | 11.5 | 92000 | 8423 | 3.2 | 3 | 52000 | 6925 | 2.2 | Federally-Regulated Commercial & Industrial Equipment | 11/21/2001 |  | 07/18/2002
Trane U.S. Inc. | American Standard, Inc. | WCD120B300B |  | HSP-A, Single-Package Heat Pum | Heat Pump | 230 | 3 |  |  |  | No Match |  | No Match | 117000 | 12720 | 9.2 | 8.9 |  | 9.2 | 119000 | 11460 | 3 | 3 | 61000 | 8840 | 2 | Non Federally-Regulated | 07/02/1992 |  | 07/31/1992
Carrier Corp. - Syracuse | Comfortmaker | CHS121(H,L,S)A* | FHS120(M,S)**A0* | HRCU-A-CB, Split System: Heat | Heat Pump | 460 | 3 |  |  |  |  | True | Single-Speed | 112000 | 10181 | 11 | 10.8 |  |  | 106000 | 9413 | 3.3 | 3.3 |  |  |  | Federally-Regulated Commercial & Industrial Equipment | 07/18/2013 |  | 10/28/2014
Carrier Corp. - Syracuse | Comfortmaker | RHS150(H,L,S)******TA |  | HSP-A, Single-Package Heat Pum | Heat Pump | 230 | 3 | False |  |  |  | False | Single-Speed | 142000 | 13396 | 10.6 | 10.4 |  |  | 142000 | 13005 | 3.2 | 3.2 |  |  |  | Federally-Regulated Commercial & Industrial Equipment | 12/12/2012 |  | 10/28/2014
Carrier Corp. - Syracuse | Day & Night | 541APX/AEX180 | 524APH/AEH180GC | HRCU-A-CB, Split System: Heat | Heat Pump | 230 | 3 |  |  |  | No Match |  | No Match | 172000 | 19545 | 8.8 | 8.5 |  | 9.9 | 164000 | 16021 | 3 | 2.9 | 94000 | 12522 | 2.2 | Federally-Regulated Commercial & Industrial Equipment | 03/31/1998 |  | 05/09/1998
Compu-Aire | Compu-Aire | CASH-734 |  | HSP-A, Single-Package Heat Pum | Heat Pump | 460 | 3 |  |  |  | No Match |  | No Match | 83500 | 9350 | 8.9 | 8.9 |  |  | 81500 | 8050 | 3 | 3 | 50300 | 7360 | 2 | Non Federally-Regulated | 07/31/1992 |  | 08/10/1992
York International | Luxaire | BCCB-T/-W090* |  | HSP-A, Single-Package Heat Pum | Heat Pump | 208 | 3 |  |  |  | No Match |  | No Match | 87000 | 9666 | 9 | 8.9 |  |  | 89000 | 8694 | 3 | 3 | 49000 | 7180 | 2 | Federally-Regulated Commercial & Industrial Equipment | 07/29/1998 |  | 08/07/1998
Lennox Industries Inc. | Lennox | LHA088S* |  | HSP-A, Single-Package Heat Pum | Heat Pump | 208 | 3 |  |  |  | No Match |  | No Match | 86000 | 9555 | 9 | 8.9 |  |  | 86000 | 8401 | 3 | 3 | 48000 | 7033 | 2 | Federally-Regulated Commercial & Industrial Equipment | 05/10/1998 |  | 10/02/1998
Carrier Corp. - Syracuse | Arcoaire | RHS(243)(H,L,S)******TA |  | HSP-A, Single-Package Heat Pum | Heat Pump | 230 | 3 | False |  |  |  | True | Single-Speed | 232000 | 21886 | 10.6 | 10.4 |  |  | 220000 | 19538 | 3.3 | 3.2 |  |  |  | Federally-Regulated Commercial & Industrial Equipment | 10/28/2014 |  | 10/28/2014
Rheem Sales Company, Inc. | Weatherking | PHC10T-4L |  | HSP-A, Single-Package Heat Pum | Heat Pump | 460 | 3 |  |  |  | No Match |  | No Match | 119000 | 13985 | 8.5 | 8.2 |  |  | 127000 | 12195 | 3.1 |  | 68000 | 9665 | 2.1 | Non Federally-Regulated | 02/22/1990 |  | 09/17/1991
Carrier Corp. - Syracuse | Tempstar | RHS090H******TA |  | HSP-A, Single-Package Heat Pum | Heat Pump | 230 | 3 | False |  |  |  | False | Single-Speed | 88000 | 7857 | 11.2 | 10.8 |  |  | 86000 | 7413 | 3.4 | 3.3 |  |  |  | Federally-Regulated Commercial & Industrial Equipment | 12/12/2012 |  | 10/28/2014
Carrier Corp. - Syracuse | Comfortmaker | RHS090(L,S)******** |  | HSP-A, Single-Package Heat Pum | Heat Pump | 460 | 3 | False |  |  |  | False | Single-Speed | 88000 | 7857 | 11.2 | 10.8 |  |  | 86000 | 7413 | 3.4 | 3.3 |  |  |  | Federally-Regulated Commercial & Industrial Equipment | 03/02/2012 |  | 12/12/2012
York International | Evcon | PH120C00A*(2,4,5)***** | NH120C00*(5,6)****** | HRCU-A-CB, Split System: Heat | Heat Pump | 460 | 3 |  |  |  |  | True | Single-Speed | 124000 | 11273 | 11 | 8.9 |  |  | 109000 | 9686 | 3.3 | 3 |  |  |  | Federally-Regulated Commercial & Industrial Equipment | 07/16/2009 |  | 01/24/2011
Coleman Air Conditioning Products | Airpro | EABA-T/W090 | F*EH090 | HRCU-A-CB, Split System: Heat | Heat Pump | 460 | 3 |  |  |  | No Match |  | No Match | 89000 | 9468 | 9.4 | 8.9 |  |  | 81000 | 7910 | 3 | 3 | 53000 | 7394 | 2.1 | Federally-Regulated Commercial & Industrial Equipment | 05/21/2002 |  | 07/18/2002
Carrier Corp. - Syracuse | Comfortmaker | CHS072(H,L,S)A* | FHS072(M,S,K)**A0* | HRCU-A-CB, Split System: Heat | Heat Pump | 460 | 3 |  |  |  |  | True | Single-Speed | 70000 | 6363 | 11 | 10.8 |  |  | 66000 | 5861 | 3.3 | 3.3 |  |  |  | Federally-Regulated Commercial & Industrial Equipment | 07/18/2013 |  | 10/28/2014
Coolair Corp. | Coolair | BH5G3ASN | EH5G3ASN | HRCU-A-CB, Split System: Heat | Heat Pump | 230 | 3 |  |  |  | No Match |  | No Match | 67300 | 6988 | 9.6 | 8.9 |  |  | 64300 | 6011 | 3.1 | 3 | 34900 | 4333 | 2.4 | Federally-Regulated Commercial & Industrial Equipment | 04/30/1997 |  | 03/31/1998
Trane U.S. Inc. | American Standard, Inc. | WCH240B30*E* |  | HSP-A, Single-Package Heat Pum | Heat Pump | 230 | 3 |  |  |  | No Match |  | No Match | 236000 | 27441 | 8.6 | 8.5 |  | 8.8 | 230000 | 21744 | 3.1 | 2.9 | 114000 | 16705 | 2 | Federally-Regulated Commercial & Industrial Equipment | 03/31/1998 |  | 05/09/1998
Carrier Corp. - Syracuse | Airquest | RHH090(H,L,S)******TA |  | HSP-A, Single-Package Heat Pum | Heat Pump | 230 | 3 | False |  |  |  | True | Single-Speed | 90000 | 7438 | 12.1 | 10.8 |  |  | 84000 | 7033 | 3.5 | 3.3 |  |  |  | Federally-Regulated Commercial & Industrial Equipment | 12/12/2012 |  | 10/28/2014
York International | York | PD180C00A*(2,4,5)***** | ND180C00*(5,6)****** | HRCU-A-CB, Split System: Heat | Heat Pump | 575 | 3 |  |  |  |  | True | Single-Speed | 180000 | 16981 | 10.6 | 8.5 |  |  | 168000 | 14490 | 3.4 | 2.9 |  |  |  | Federally-Regulated Commercial & Industrial Equipment | 06/15/2009 |  | 01/09/2014
Rheem Sales Company, Inc. | Whirlpool | NCHR20H001B | NEPR20P020B | HRCU-A-CB, Split System: Heat | Heat Pump | 208 | 3 |  |  |  | No Match |  | No Match | 234000 | 28540 | 8.2 |  |  |  | 234000 | 24490 |  |  | 119000 | 17430 |  | Non Federally-Regulated | 06/11/1985 |  | 05/11/1988
Carrier Corp. - Syracuse | Airquest | CHS121(H,L,S)A* | FHS120(M,S)A*A* | HRCU-A-CB, Split System: Heat | Heat Pump | 575 | 3 |  |  |  |  | True | Single-Speed | 112000 | 10181 | 11 | 10.8 |  |  | 106000 | 9414 | 3.3 | 3.3 |  |  |  | Federally-Regulated Commercial & Industrial Equipment | 03/10/2011 |  | 12/12/2012
Lennox Industries Inc. | Lennox | LHA120H* |  | HSP-A, Single-Package Heat Pum | Heat Pump | 208 | 3 |  |  |  | No Match |  | No Match | 118000 | 11456 | 10.3 | 8.9 |  | 11.3 | 120000 | 10657 | 3.3 | 3 | 72000 | 10048 | 2.1 | Federally-Regulated Commercial & Industrial Equipment | 12/14/1998 |  | 08/17/1999
Carrier Corp. - Syracuse | Carrier | 50EQ0245 |  | HSP-A, Single-Package Heat Pum | Heat Pump | 230 | 3 |  |  |  | No Match |  | No Match | 224000 | 27100 | 8.3 |  |  |  | 240000 | 23000 | 3.1 |  | 134500 | 19000 | 2.1 | Non Federally-Regulated | 06/11/1985 |  | 03/15/1989
York International | Fraser Johnston | EAHP-T090A | FBHP-S090A | HRCU-A-CB, Split System: Heat | Heat Pump | 208 | 3 |  |  |  | No Match |  | No Match | 91000 | 10705 | 8.5 |  |  |  | 101000 | 9250 | 3.1 | 2.5 | 58000 | 6799 | 2.5 | Non Federally-Regulated | 04/11/1988 |  | 05/11/1988
Trane U.S. Inc. | American Standard, Inc. | WS(D,H)150E(3,4,W)R0****(6,7) |  | HSP-A, Single-Package Heat Pum | Heat Pump | 208 | 3 | False |  |  |  | False | Single-Speed | 146000 | 13773 | 10.6 | 10.4 |  |  | 136000 | 12455 | 3.2 | 3.2 |  |  |  | Federally-Regulated Commercial & Industrial Equipment | 12/12/2012 |  | 04/21/2014
Carrier Corp. - Syracuse | Carrier | 50PQ0085 |  | HSP-A, Single-Package Heat Pum | Heat Pump | 230 | 3 |  |  |  | No Match |  | No Match | 87000 | 11500 | 7.6 | 8.2 |  |  | 92000 | 9800 |  |  | 52000 | 7800 |  | Non Federally-Regulated | 06/11/1985 |  | 08/29/1986
Borg Warner | Fraser Johnston | EAHP-W120A | FBHP-S120A | HRCU-A-CB, Split System: Heat | Heat Pump | 460 | 3 |  |  |  | No Match |  | No Match | 119000 | 13140 | 8.2 | 8.2 |  |  | 129000 | 11080 | 3.4 |  | 76000 | 8040 | 2.8 | Non Federally-Regulated | 06/11/1985 |  | 05/11/1988
Trane U.S. Inc. | Trane | TWA180B300E* | TWE180B300C* | HRCU-A-CB, Split System: Heat | Heat Pump | 230 | 3 |  |  |  | No Match |  | No Match | 176000 | 17425 | 10.1 | 8.5 |  | 11.6 | 168000 | 15878 | 3.1 | 2.9 | 106000 | 14117 | 2.2 | Federally-Regulated Commercial & Industrial Equipment | 07/19/2001 |  | 07/18/2002
Carrier Corp. - Syracuse | Tempstar | RHS18*(H,L,S)0******A |  | HSP-A, Single-Package Heat Pum | Heat Pump | 208 | 3 | False |  |  |  | True | Single-Speed | 172000 | 15925 | 10.8 | 10.4 |  |  | 220000 | 19538 | 3.3 | 3.2 |  |  |  | Federally-Regulated Commercial & Industrial Equipment | 03/10/2011 |  | 12/12/2012
Rheem Sales Company, Inc. | Ruud | UPWA-100CAS | UHPA-100G | HRCU-A-CB, Split System: Heat | Heat Pump | 230 | 3 |  |  |  | No Match |  | No Match | 119000 | 14880 | 8 | 8.2 |  |  | 118000 | 12345 |  |  | 61000 | 9405 |  | Non Federally-Regulated | 05/16/1984 |  | 06/11/1985
Carrier Corp. | Carrier | 38AQ0345 + 38AQ0165 | 40RR054 | HRCU-A-CB, Split System: Heat | Heat Pump | 208 | 3 |  |  |  | No Match |  | No Match | 480915 | 59372 | 8.1 |  |  | 8.7 | 486000 | 52724 | 2.7 |  | 270000 | 41624 | 1.9 | Voluntarily Certified | 01/23/1988 |  | 03/08/1996
Carrier Corp. - Syracuse | ICP Commercial | CHS180(H,L,S)D* | FHS180(M,S,H,L)A*A* | HRCU-A-CB, Split System: Heat | Heat Pump | 230 | 3 |  |  |  |  | True | Single-Speed | 178000 | 16792 | 10.6 | 10.4 |  |  | 178000 | 15343 | 3.4 | 3.2 |  |  |  | Federally-Regulated Commercial & Industrial Equipment | 03/10/2011 |  | 12/12/2012
Carrier Corp. - Syracuse | Tempstar | CHS180(H,L,S)D* | FHS180(M,S,H,L)**A2* | HRCU-A-CB, Split System: Heat | Heat Pump | 230 | 3 |  |  |  |  | True | Single-Speed | 178000 | 16792 | 10.6 | 10.4 |  |  | 178000 | 15343 | 3.4 | 3.2 |  |  |  | Federally-Regulated Commercial & Industrial Equipment | 07/18/2013 |  | 10/28/2014
McQuay International | McQuay International | DPS012AHHG2*C-4 |  | HSP-A, Single-Package Heat Pum | Heat Pump | 208 | 3 | False |  |  |  | True | Variable-Speed | 144000 | 12307 | 11.7 | 10.4 |  |  | 138000 | 11392 | 3.6 | 3.2 |  |  |  | Federally-Regulated Commercial & Industrial Equipment | 03/02/2012 |  | 08/28/2012
International Comfort Products | Comfortmaker | RYMA75H**** |  | HSP-A, Single-Package Heat Pum | Heat Pump | 230 | 3 |  |  |  | No Match |  | No Match | 91000 | 9784 | 9.3 | 8.9 |  | 10.4 | 90000 | 8506 | 3.1 | 3 | 48000 | 7031 | 2 | Federally-Regulated Commercial & Industrial Equipment | 11/18/1999 |  | 04/13/2000
Trane U.S. Inc. | American Standard, Inc. | WCD120B400B |  | HSP-A, Single-Package Heat Pum | Heat Pump | 460 | 3 |  |  |  | No Match |  | No Match | 117000 | 12720 | 9.2 | 8.9 |  |  | 119000 | 11460 | 3 | 3 | 61000 | 8840 | 2 | Non Federally-Regulated | 01/27/1992 |  | 07/02/1992
Carrier Corp. - Syracuse | Arcoaire | RHS150(H,L,S)******TA |  | HSP-A, Single-Package Heat Pum | Heat Pump | 460 | 3 | False |  |  |  | False | Single-Speed | 142000 | 13396 | 10.6 | 10.4 |  |  | 142000 | 13005 | 3.2 | 3.2 |  |  |  | Federally-Regulated Commercial & Industrial Equipment | 10/28/2014 |  | 10/28/2014
Carrier Corp. - Syracuse | Arcoaire | RHH072(H,L,S)******** |  | HSP-A, Single-Package Heat Pum | Heat Pump | 230 | 3 | False |  |  |  | True | Single-Speed | 72000 | 6000 | 12 | 10.8 |  |  | 70000 | 6033 | 3.4 | 3.3 |  |  |  | Federally-Regulated Commercial & Industrial Equipment | 10/28/2014 |  | 10/28/2014
Carrier Corp. - Syracuse | Carrier | 50EJQ024511/611 |  | HSP-A, Single-Package Heat Pum | Heat Pump | 460 | 3 |  |  |  | No Match |  | No Match | 230000 | 23469 | 9.8 | 8.5 |  | 10 | 228000 | 20249 | 3.3 | 2.9 | 116000 | 16998 | 2 | Federally-Regulated Commercial & Industrial Equipment | 03/31/1998 |  | 05/09/1998
Airedale North America | School Unit | SCHP7.5 |  | HSP-A, Single-Package Heat Pum | Heat Pump | 460 | 3 |  |  |  | No Match |  | No Match | 93500 | 11140 | 8.4 | 8.2 |  |  | 88000 | 9208 |  |  | 54440 | 8398 |  | Non Federally-Regulated | 02/22/1990 |  | 07/31/1992
Rheem Sales Company, Inc. | Rheem | RPDC-075C* |  | HSP-A, Single-Package Heat Pum | Heat Pump | 230 | 3 |  |  |  | No Match |  | No Match | 93000 | 10300 | 9 |  |  |  | 93000 | 8960 |  |  | 51000 | 6990 |  | Non Federally-Regulated | 05/11/1988 |  | 03/15/1989
Trane U.S. Inc. | American Standard, Inc. | WCH075C40*A* |  | HSP-A, Single-Package Heat Pum | Heat Pump | 460 | 3 |  |  |  | No Match |  | No Match | 71000 | 7978 | 8.9 | 8.9 |  |  | 71000 | 6935 | 3 | 3 | 35000 | 5127 | 2 | Non Federally-Regulated | 04/14/1993 |  | 09/02/1995
Rheem Sales Company, Inc. | Whirlpool | NRHR10(D/F)P00A |  | HSP-A, Single-Package Heat Pum | Heat Pump | 230 | 3 |  |  |  | No Match |  | No Match | 118000 | 14390 | 8.2 | 8.2 |  |  | 122000 | 13243 | 2.7 |  | 62000 | 18172 | 1 | Non Federally-Regulated | 05/16/1984 |  | 06/11/1985
Trane U.S. Inc. | Trane | WCD240B30*F* |  | HSP-A, Single-Package Heat Pum | Heat Pump | 208 | 3 |  |  |  | No Match |  | No Match | 222000 | 22200 | 10 | 8.5 |  | 9.7 | 208000 | 19659 | 3.1 | 2.9 | 128000 | 18751 | 2 | Federally-Regulated Commercial & Industrial Equipment | 03/21/2002 |  | 07/18/2002
York International | Evcon | BA-20[E72]***(T,W,X)* |  | HSP-A, Single-Package Heat Pum | Both Heat Pump and Electric Re | 230 | 3 |  |  |  |  | True | Single-Speed | 220000 | 21569 | 10.2 | 8.5 |  | 10.1 | 218000 | 18803 | 3.4 | 2.9 | 130000 | 18154 | 2.1 | Federally-Regulated Commercial & Industrial Equipment | 02/11/2008 |  | 02/24/2011
Carrier Corp. - Syracuse | Comfortmaker | RHS150(H,L,S)******AA |  | HSP-A, Single-Package Heat Pum | Heat Pump | 230 | 3 | False |  |  |  | False | Single-Speed | 142000 | 13396 | 10.6 | 10.4 |  |  | 142000 | 13005 | 3.2 | 3.2 |  |  |  | Federally-Regulated Commercial & Industrial Equipment | 12/12/2012 |  | 10/28/2014
Rheem Sales Company, Inc. | Century | HR075-3SZ | AHH100-Z | HRCU-A-CB, Split System: Heat | Heat Pump | 208 | 3 |  |  |  | No Match |  | No Match | 92000 | 9583 | 9.6 | 8.9 |  |  | 88000 | 8059 | 3.2 | 3 | 57500 | 7660 | 2.2 | Federally-Regulated Commercial & Industrial Equipment | 03/31/1998 |  | 05/09/1998
Carrier Corp. - Syracuse | Carrier Corp. | 50TCQA07***(5,6,1)A* |  | HSP-A, Single-Package Heat Pum | Both Heat Pump and Electric Re | 230 | 3 |  |  |  |  | False | Single-Speed | 70000 | 6306 | 11.1 | 8.9 |  |  | 67000 | 5954 | 3.3 | 3 |  |  |  | Federally-Regulated Commercial & Industrial Equipment | 07/16/2009 |  | 12/12/2012
Carrier Corp. - Syracuse | Airquest | CHS091(H,L,S)A* | FHS091(M,S,K)**A0* | HRCU-A-CB, Split System: Heat | Heat Pump | 208 | 3 |  |  |  |  | True | Single-Speed | 89000 | 8090 | 11 | 10.8 |  |  | 87000 | 7726 | 3.3 | 3.3 |  |  |  | Federally-Regulated Commercial & Industrial Equipment | 07/18/2013 |  | 10/28/2014
Rheem Sales Company, Inc. | Rheem | RPDA-100E,F |  | HSP-A, Single-Package Heat Pum | Heat Pump | 208 | 3 |  |  |  | No Match |  | No Match | 118000 | 14390 | 8.2 | 8.2 |  |  | 122000 | 13243 | 2.7 |  | 62000 | 18172 | 1 | Non Federally-Regulated | 05/16/1984 |  | 06/11/1985
Rheem Sales Company, Inc. | Rheem | RPWB-150DAS | RHPA-150G | HRCU-A-CB, Split System: Heat | Heat Pump | 460 | 3 |  |  |  | No Match |  | No Match | 178000 | 21710 | 8.2 |  |  |  | 176000 | 17190 |  |  | 92000 | 13480 |  | Non Federally-Regulated | 06/11/1985 |  | 05/11/1988
Borg Warner | Fraser Johnston | BAHT-W090A |  | HSP-A, Single-Package Heat Pum | Heat Pump | 460 | 3 |  |  |  | No Match |  | No Match | 95000 | 10041 | 8.3 | 8.2 |  |  | 103000 | 8607 | 3.5 |  | 63000 | 6562 | 2.8 | Non Federally-Regulated | 06/11/1985 |  | 05/11/1988
Carrier Corp. - Syracuse | Comfortmaker | CHS091(H,L,S)A* | FHS091(M,S,K)A*A* | HRCU-A-CB, Split System: Heat | Heat Pump | 208 | 3 |  |  |  |  | True | Single-Speed | 89000 | 8090 | 11 | 10.8 |  |  | 87000 | 7727 | 3.3 | 3.3 |  |  |  | Federally-Regulated Commercial & Industrial Equipment | 03/10/2011 |  | 12/12/2012
Carrier Corp. - Syracuse | Carrier | 38AQ0245 | 40RR024 | HRCU-A-CB, Split System: Heat | Heat Pump | 230 | 3 |  |  |  | No Match |  | No Match | 202771 | 25346 | 8 |  |  |  | 230000 | 24060 | 2.8 |  | 129000 | 19024 | 2 | Non Federally-Regulated | 07/31/1992 |  | 03/31/1998
Borg Warner | Luxaire | BAHT-T090A |  | HSP-A, Single-Package Heat Pum | Heat Pump | 208 | 3 |  |  |  | No Match |  | No Match | 95000 | 10041 | 8.3 | 8.2 |  |  | 103000 | 8607 | 3.5 |  | 63000 | 6562 | 2.8 | Non Federally-Regulated | 06/11/1985 |  | 05/11/1988
Rheem Sales Company, Inc. | Ruud | UPDC-100C* |  | HSP-A, Single-Package Heat Pum | Heat Pump | 208 | 3 |  |  |  | No Match |  | No Match | 120000 | 13665 | 8.8 | 8.2 |  |  | 126000 | 11875 | 3.1 |  | 67000 | 9345 | 2.1 | Non Federally-Regulated | 03/15/1989 |  | 10/10/1989
York International | Evcon | BA-10C00*T/W/X***** |  | HSP-A, Single-Package Heat Pum | Heat Pump | 460 | 3 |  |  |  | No Match |  | No Match | 120000 | 11650 | 10.3 | 8.9 |  | 10 | 113000 | 10346 | 3.2 | 3 | 60000 | 7990 | 2.2 | Federally-Regulated Commercial & Industrial Equipment | 05/21/2002 |  | 07/18/2002
Carrier Corp. - Syracuse | Comfortmaker | RHS090H******** |  | HSP-A, Single-Package Heat Pum | Heat Pump | 230 | 3 | False |  |  |  | False | Single-Speed | 88000 | 7857 | 11.2 | 10.8 |  |  | 86000 | 7413 | 3.4 | 3.3 |  |  |  | Federally-Regulated Commercial & Industrial Equipment | 11/30/2011 |  | 03/02/2012
Trane U.S. Inc. | Trane | WCD240B30*E* |  | HSP-A, Single-Package Heat Pum | Heat Pump | 208 | 3 |  |  |  | No Match |  | No Match | 236000 | 27441 | 8.6 | 8.5 |  | 8.7 | 230000 | 21738 | 3.1 | 2.9 | 128000 | 17858 | 2.1 | Federally-Regulated Commercial & Industrial Equipment | 11/18/1999 |  | 07/19/2001
Trane U.S. Inc. | General Electric | BWA090C4K | BWE090C-D | HRCU-A-CB, Split System: Heat | Heat Pump | 460 | 3 |  |  |  | No Match |  | No Match | 90000 | 10200 | 8.8 | 8.2 |  |  | 87000 | 8790 |  |  | 51000 | 7150 |  | Non Federally-Regulated | 06/11/1985 |  | 05/11/1988
Carrier Corp. - Syracuse | Keeprite | RHH090(H,L,S)******AA |  | HSP-A, Single-Package Heat Pum | Heat Pump | 575 | 3 | False |  |  |  | True | Single-Speed | 90000 | 7438 | 12.1 | 10.8 |  |  | 84000 | 7033 | 3.5 | 3.3 |  |  |  | Federally-Regulated Commercial & Industrial Equipment | 12/12/2012 |  | 10/28/2014
Trane U.S. Inc. | Trane | WCD075C30*B* |  | HSP-A, Single-Package Heat Pum | Heat Pump | 208 | 3 |  |  |  | No Match |  | No Match | 71000 | 7977 | 8.9 | 8.9 |  |  | 71000 | 6934 | 3 | 3 | 35000 | 5127 | 2 | Federally-Regulated Commercial & Industrial Equipment | 05/22/2000 |  | 09/25/2002
Rheem Sales Company, Inc. | Ruud | UJMB-A078D |  | HSP-A, Single-Package Heat Pum | Heat Pump | 460 | 3 |  |  |  | No Match |  | No Match | 73000 | 7227 | 10.1 | 8.9 |  | 10.4 | 76000 | 6958 | 3.2 | 3 | 46000 | 6126 | 2.2 | Federally-Regulated Commercial & Industrial Equipment | 11/21/2001 |  | 07/18/2002
Carrier Corp. - Syracuse | Comfortmaker | RHS150(H,L,S)******** |  | HSP-A, Single-Package Heat Pum | Heat Pump | 208 | 3 | False |  |  |  | False | Single-Speed | 142000 | 13396 | 10.6 | 10.4 |  |  | 142000 | 13005 | 3.2 | 3.2 |  |  |  | Federally-Regulated Commercial & Industrial Equipment | 11/30/2011 |  | 12/12/2012
Carrier Corp. - Syracuse | Arcoaire | RHS(181,183)(H,L,S)******AC |  | HSP-A, Single-Package Heat Pum | Heat Pump | 460 | 3 | False |  |  |  | True | Single-Speed | 172000 | 15925 | 10.8 | 10.4 |  |  | 220000 | 19538 | 3.3 | 3.2 |  |  |  | Federally-Regulated Commercial & Industrial Equipment | 01/09/2014 |  | 10/28/2014
Lennox Industries Inc. | Lennox | CHP11-2753-6Q |  | HSP-A, Single-Package Heat Pum | Heat Pump | 230 | 3 |  |  |  | No Match |  | No Match | 240000 | 28800 | 8.3 |  |  |  | 240000 | 24700 |  |  | 150000 | 20900 |  | Non Federally-Regulated | 03/15/1989 |  | 01/31/1990
Carrier Corp. - Syracuse | Heil | RHS(240,243)(H,L,S)******AA |  | HSP-A, Single-Package Heat Pum | Heat Pump | 575 | 3 | False |  |  |  | True | Single-Speed | 232000 | 21886 | 10.6 | 10.4 |  |  | 220000 | 19538 | 3.3 | 3.2 |  |  |  | Federally-Regulated Commercial & Industrial Equipment | 12/12/2012 |  | 04/21/2014
York International | Luxaire | BADF-T/W090N165/205 |  | HSP-A, Single-Package Heat Pum | Heat Pump | 460 | 3 |  |  |  | No Match |  | No Match | 87000 | 9666 | 9 | 8.9 |  |  | 89000 | 8694 | 3 | 3 | 49000 | 7180 | 2 | Federally-Regulated Commercial & Industrial Equipment | 03/31/1998 |  | 05/09/1998
Lennox Industries Inc. | Armstrong | PRTC118CL-2 |  | HSP-A, Single-Package Heat Pum | Heat Pump | 460 | 3 |  |  |  | No Match |  | No Match | 117000 | 13146 | 8.9 | 8.9 |  |  | 119000 | 11424 | 3.1 | 3 | 64000 | 9377 | 2 | Non Federally-Regulated | 07/31/1992 |  | 08/14/1992
Trane U.S. Inc. | American Standard, Inc. | WCD180B30*E* |  | HSP-A, Single-Package Heat Pum | Heat Pump | 208 | 3 |  |  |  | No Match |  | No Match | 174000 | 19333 | 9 | 8.5 |  | 9.3 | 160000 | 15631 | 3 | 2.9 | 84000 | 11723 | 2.1 | Federally-Regulated Commercial & Industrial Equipment | 03/31/1998 |  | 05/09/1998
York International | York | E1FB240 | F1EH240 | HRCU-A-CB, Split System: Heat | Heat Pump | 460 | 3 |  |  |  | No Match |  | No Match | 214000 | 24883 | 8.6 | 8.5 |  | 9.6 | 218000 | 22025 | 2.9 | 2.9 | 138000 | 19254 | 2.1 | Federally-Regulated Commercial & Industrial Equipment | 05/21/2002 |  | 07/18/2002
Carrier Corp. - Syracuse | Keeprite | RHS(240,243)(H,L,S)******** |  | HSP-A, Single-Package Heat Pum | Heat Pump | 575 | 3 | False |  |  |  | True | Single-Speed | 232000 | 21886 | 10.6 | 10.4 |  |  | 220000 | 19538 | 3.3 | 3.2 |  |  |  | Federally-Regulated Commercial & Industrial Equipment | 11/30/2011 |  | 12/12/2012
Carrier Corp. - Syracuse | Carrier | 38AQ0286 | 40RR028 | HRCU-A-CB, Split System: Heat | Heat Pump | 460 | 3 |  |  |  | No Match |  | No Match | 257345 | 32168 | 8 |  |  |  | 280000 | 30376 | 2.7 |  | 150000 | 21968 | 2 | Non Federally-Regulated | 07/31/1992 |  | 12/22/1992
Carrier Corp. - Syracuse | Carrier | 38AQ0165 * 38AQ0165 | RHPA-150G5 | HRCU-A-CB, Split System: Heat | Heat Pump | 230 | 3 |  |  |  | No Match |  | No Match | 316512 | 40828 | 8 | 7.5 |  |  | 339600 | 34888 | 2.7 |  | 93800 | 27708 | 1.6 | Non Federally-Regulated | 02/22/1990 |  | 07/31/1992
Goettl | Goettl | HP1201A-3 |  | HSP-A, Single-Package Heat Pum | Heat Pump | 208 | 3 |  |  |  | No Match |  | No Match | 120000 | 13400 | 9 | 8.9 |  |  | 119000 | 11470 | 3 | 3 | 63000 | 9090 | 2 | Non Federally-Regulated | 03/02/1993 |  | 09/02/1995
Rheem Sales Company, Inc. | Ruud | UPDC-075C |  | HSP-A, Single-Package Heat Pum | Heat Pump | 208 | 3 |  |  |  | No Match |  | No Match | 93000 | 10333 | 9 | 8.9 |  | 9.9 | 93000 | 9085 | 3 | 3 | 51000 | 7117 | 2.1 | Federally-Regulated Commercial & Industrial Equipment | 03/31/1998 |  | 05/09/1998
Carrier Corp. - Syracuse | ICP Commercial | RHS(120,121)(H,L,S)******** |  | HSP-A, Single-Package Heat Pum | Heat Pump | 208 | 3 | False |  |  |  | False | Single-Speed | 116000 | 10545 | 11 | 10.8 |  |  | 116000 | 9999 | 3.4 | 3.3 |  |  |  | Federally-Regulated Commercial & Industrial Equipment | 11/30/2011 |  | 12/12/2012
Rheem Sales Company, Inc. | Ruud | UPWB-150CAS | UHPA-150G | HRCU-A-CB, Split System: Heat | Heat Pump | 230 | 3 |  |  |  | No Match |  | No Match | 178000 | 21710 | 8.2 |  |  |  | 176000 | 17190 |  |  | 92000 | 13480 |  | Non Federally-Regulated | 06/11/1985 |  | 05/11/1988
Rheem Sales Company, Inc. | Heil Quaker | NRHR92LP15A |  | HSP-A, Single-Package Heat Pum | Heat Pump | 460 | 3 |  |  |  | No Match |  | No Match | 92000 | 10500 | 8.8 | 8.2 |  |  | 94000 | 9160 |  |  | 52000 | 7190 |  | Non Federally-Regulated | 02/22/1990 |  | 07/31/1992
Rheem Sales Company, Inc. | Heat Controller | HR100-3SZ | AHH100-Z | HRCU-A-CB, Split System: Heat | Heat Pump | 208 | 3 |  |  |  | No Match |  | No Match | 116000 | 13033 | 8.9 | 8.9 |  |  | 125000 | 11814 | 3.1 | 3 | 68000 | 9487 | 2.1 | Federally-Regulated Commercial & Industrial Equipment | 02/06/2002 |  | 07/18/2002
Rheem Sales Company, Inc. | Weatherking | WJKB-A120C |  | HSP-A, Single-Package Heat Pum | Heat Pump | 208 | 3 |  |  |  | No Match |  | No Match | 117000 | 12717 | 9.2 | 8.9 |  | 9.1 | 118000 | 11524 | 3 | 3 | 63500 | 9302 | 2 | Federally-Regulated Commercial & Industrial Equipment | 11/21/2001 |  | 07/18/2002
International Comfort Products | Kenmore | PH*120N2HA* |  | HSP-A, Single-Package Heat Pum | Heat Pump | 208 | 3 |  |  |  | No Match |  | No Match | 123000 | 13516 | 9.1 | 8.9 |  | 9.5 | 123000 | 11625 | 3.1 | 3 | 71000 | 10401 | 2 | Federally-Regulated Commercial & Industrial Equipment | 05/22/2000 |  | 09/20/2001
Carrier Corp. - Syracuse | Comfortmaker | RHH090(H,L,S)******AA |  | HSP-A, Single-Package Heat Pum | Heat Pump | 208 | 3 | False |  |  |  | True | Single-Speed | 90000 | 7438 | 12.1 | 10.8 |  |  | 84000 | 7033 | 3.5 | 3.3 |  |  |  | Federally-Regulated Commercial & Industrial Equipment | 10/28/2014 |  | 10/28/2014
Addison Products | Addison Products | DFH114*4E**** |  | HSP-A, Single-Package Heat Pum | Heat Pump | 460 | 3 |  |  |  | No Match |  | No Match | 115700 | 12900 | 9 | 8.9 |  | 9.2 | 115600 | 10600 | 3.2 | 3 | 67100 | 8720 | 2.3 | Federally-Regulated Commercial & Industrial Equipment | 11/03/1994 |  | 04/07/1996
Trane U.S. Inc. | American Standard, Inc. | WSC090A4*0A**000000000 |  | HSP-A, Single-Package Heat Pum | Heat Pump | 460 | 3 |  |  |  | No Match |  | No Match | 87000 | 8613 | 10.1 | 8.9 |  |  | 85000 | 7782 | 3.2 | 3 | 51000 | 6792 | 2.2 | Federally-Regulated Commercial & Industrial Equipment | 11/21/2001 |  | 09/25/2002
Carrier Corp. - Syracuse | Tempstar | RHS(181,183)(H,L,S)******TA |  | HSP-A, Single-Package Heat Pum | Heat Pump | 460 | 3 | False |  |  |  | True | Single-Speed | 172000 | 15925 | 10.8 | 10.4 |  |  | 220000 | 19538 | 3.3 | 3.2 |  |  |  | Federally-Regulated Commercial & Industrial Equipment | 12/12/2012 |  | 05/09/2013
Carrier Corp. - Syracuse | Carrier | 38AQ0125 (2 UNITS) | 40RR024 | HRCU-A-CB, Split System: Heat | Heat Pump | 230 | 3 |  |  |  | No Match |  | No Match | 219150 | 25290 | 8.7 | 7.5 |  |  | 237068 | 23010 |  |  | 133440 | 18650 |  | Non Federally-Regulated | 09/08/1982 |  | 08/30/1983
Carrier Corp. - Syracuse | Arcoaire | CHS121(H,L,S)A* | FHS120(M,S)**A0* | HRCU-A-CB, Split System: Heat | Heat Pump | 460 | 3 |  |  |  |  | True | Single-Speed | 112000 | 10181 | 11 | 10.8 |  |  | 106000 | 9413 | 3.3 | 3.3 |  |  |  | Federally-Regulated Commercial & Industrial Equipment | 07/18/2013 |  | 10/28/2014
Trane U.S. Inc. | American Standard, Inc. | TWA072A4 | BWE090C-F | HRCU-A-CB, Split System: Heat | Heat Pump | 460 | 3 |  |  |  | No Match |  | No Match | 70500 | 7880 | 8.9 | 8.2 |  |  | 67000 | 6250 | 3.1 |  | 36400 | 4710 | 2.3 | Non Federally-Regulated | 02/22/1990 |  | 07/31/1992
Lennox Industries Inc. | Lennox | GHP16-1353-2G |  | HSP-A, Single-Package Heat Pum | Heat Pump | 460 | 3 |  |  |  | No Match |  | No Match | 117000 | 13146 | 8.9 | 8.9 |  |  | 119000 | 11424 | 3.1 | 3 | 64000 | 9377 | 2 | Non Federally-Regulated | 07/31/1992 |  | 08/14/1992
Carrier Corp. - Syracuse | Carrier Corp. | 50HCQ*08***(5,6,1)A* |  | HSP-A, Single-Package Heat Pum | Heat Pump | 230 | 3 | False |  |  |  | True | Single-Speed | 90000 | 7438 | 12.1 | 10.8 |  |  | 84000 | 7033 | 3.5 | 3.3 |  |  |  | Federally-Regulated Commercial & Industrial Equipment | 11/30/2011 |  | 12/12/2012
Trane U.S. Inc. | General Electric | BWC090F4F |  | HSP-A, Single-Package Heat Pum | Heat Pump | 460 | 3 |  |  |  | No Match |  | No Match | 90000 | 10100 | 8.9 | 8.2 |  |  | 85000 | 8600 |  |  | 44000 | 6800 |  | Non Federally-Regulated | 06/11/1985 |  | 05/11/1988
Daikin Comfort Technologies Manufacturing, L.P. | Goodman | CPH102********A* |  | HSP-A, Single-Package Heat Pum | Both Heat Pump and Electric Re | 230 | 3 | False |  |  |  | False | No Match | 102000 | 9189 | 11.1 | 10.8 |  |  | 102000 | 8792 | 3.4 | 3.3 |  |  |  | No Match | 05/02/2012 |  | 05/08/2012
Carrier Corp. - Syracuse | Bryant Heating & Cooling Systems | 549J(P,E,T)12*********(D,E)A |  | HSP-A, Single-Package Heat Pum | Heat Pump | 575 | 3 | False |  |  |  | True | Single-Speed | 119000 | 9674 | 12.3 | 10.8 |  |  | 116000 | 9713 | 3.5 | 3.3 |  |  |  | Federally-Regulated Commercial & Industrial Equipment | 12/12/2012 |  | 04/21/2015
Carrier Corp. - Syracuse | Keeprite | RHS(181,183)(H,L,S)******AC |  | HSP-A, Single-Package Heat Pum | Heat Pump | 208 | 3 | False |  |  |  | True | Single-Speed | 172000 | 15925 | 10.8 | 10.4 |  |  | 220000 | 19538 | 3.3 | 3.2 |  |  |  | Federally-Regulated Commercial & Industrial Equipment | 01/09/2014 |  | 10/28/2014
Rheem Sales Company, Inc. | Ruud | UPWB-075DAS | UHPA-075G | HRCU-A-CB, Split System: Heat | Heat Pump | 460 | 3 |  |  |  | No Match |  | No Match | 90000 | 11000 | 8.2 | 8.2 |  |  | 88000 | 8595 |  |  | 46000 | 6740 |  | Non Federally-Regulated | 06/11/1985 |  | 05/11/1988
Carrier Corp. - Syracuse | Carrier | 50PQ0165 |  | HSP-A, Single-Package Heat Pum | Heat Pump | 208 | 3 |  |  |  | No Match |  | No Match | 178000 | 21000 | 8.5 | 7.5 |  |  | 180000 | 17500 |  |  | 103000 | 14300 |  | Non Federally-Regulated | 01/05/1982 |  | 05/16/1984
Carrier Corp. - Syracuse | Airquest | RHH102(H,L,S)******AA |  | HSP-A, Single-Package Heat Pum | Heat Pump | 575 | 3 | False |  |  |  | True | Single-Speed | 100000 | 8333 | 12 | 10.8 |  |  | 100000 | 8619 | 3.4 | 3.3 |  |  |  | Federally-Regulated Commercial & Industrial Equipment | 12/12/2012 |  | 10/28/2014
Lennox Industries Inc. | Lennox | CHP11-1353-3W |  | HSP-A, Single-Package Heat Pum | Heat Pump | 200 | 3 |  |  |  | No Match |  | No Match | 122000 | 15300 | 8 | 7.5 |  |  | 123000 | 12500 |  |  | 63000 | 10300 |  | Non Federally-Regulated | 09/08/1982 |  | 08/30/1983
York International | York | E2FB120A25,46 | F4EH120A33 | HRCU-A-CB, Split System: Heat | Heat Pump | 230 | 3 |  |  |  |  | True | Single-Speed | 118000 | 12553 | 9.4 | 8.9 |  | 0 | 111000 | 10500 | 3.1 | 3 | 71000 | 9053 | 2.3 | Federally-Regulated Commercial & Industrial Equipment | 01/18/2008 |  | 02/24/2011
Lennox Industries Inc. | Lennox | CHP11-1853-6Q |  | HSP-A, Single-Package Heat Pum | Heat Pump | 230 | 3 |  |  |  | No Match |  | No Match | 180000 | 22000 | 8.2 | 8.2 |  |  | 174000 | 17810 |  |  | 90000 | 13880 |  | Non Federally-Regulated | 02/22/1990 |  | 07/31/1992
Carrier Corp. - Syracuse | Carrier | 50QD,QH0086 |  | HSP-A, Single-Package Heat Pum | Heat Pump | 460 | 3 |  |  |  | No Match |  | No Match | 87000 | 10500 | 8.3 | 8.2 |  |  | 92000 | 8700 | 3.1 |  | 52000 | 6900 | 2.2 | Non Federally-Regulated | 02/22/1990 |  | 07/31/1992
York International | Luxaire | XA-12[C,E]***(T,W,X)* |  | HSP-A, Single-Package Heat Pum | Both Heat Pump and Electric Re | 208 | 3 |  |  |  |  | True | Single-Speed | 150000 | 13636 | 11 | 8.5 |  | 11.9 | 144000 | 13196 | 3.2 | 2.9 | 90000 | 11997 | 2.2 | Federally-Regulated Commercial & Industrial Equipment | 01/18/2008 |  | 01/24/2011
York International | Luxaire | BADF-T/W120N205/245* |  | HSP-A, Single-Package Heat Pum | Heat Pump | 208 | 3 |  |  |  | No Match |  | No Match | 118000 | 13111 | 9 | 8.9 |  |  | 116000 | 11332 | 3 | 3 | 70000 | 10257 | 2 | Federally-Regulated Commercial & Industrial Equipment | 07/29/1998 |  | 08/07/1998
York International | Luxaire | BA-10C00*T/W/X***1* |  | HSP-A, Single-Package Heat Pum | Heat Pump | 575 | 3 |  |  |  | No Match |  | No Match | 120000 | 11650 | 10.3 | 8.9 |  | 10 | 113000 | 10346 | 3.2 | 3 | 60000 | 7990 | 2.2 | Federally-Regulated Commercial & Industrial Equipment | 07/19/2001 |  | 02/05/2002
Carrier Corp. - Syracuse | Comfortmaker | RHH090(H,L,S)******AA |  | HSP-A, Single-Package Heat Pum | Heat Pump | 208 | 3 | False |  |  |  | True | Single-Speed | 90000 | 7438 | 12.1 | 10.8 |  |  | 84000 | 7033 | 3.5 | 3.3 |  |  |  | Federally-Regulated Commercial & Industrial Equipment | 12/12/2012 |  | 10/28/2014
Trane U.S. Inc. | American Standard, Inc. | WCH240A400A |  | HSP-A, Single-Package Heat Pum | Heat Pump | 460 | 3 |  |  |  | No Match |  | No Match | 236000 | 27760 | 8.5 |  |  |  | 230000 | 22450 | 3 |  | 114000 | 17570 | 1.9 | Non Federally-Regulated | 07/31/1992 |  | 03/31/1998
Carrier Corp. - Syracuse | Heil | CHS072(H,L,S)A* | FHS072(M,S,K)**A0* | HRCU-A-CB, Split System: Heat | Heat Pump | 575 | 3 |  |  |  |  | True | Single-Speed | 70000 | 6363 | 11 | 10.8 |  |  | 66000 | 5861 | 3.3 | 3.3 |  |  |  | Federally-Regulated Commercial & Industrial Equipment | 07/18/2013 |  | 04/20/2015
Borg Warner | York | E1CH090A46 | F1EH090A33 | HRCU-A-CB, Split System: Heat | Heat Pump | 460 | 3 |  |  |  | No Match |  | No Match | 93000 | 10134 | 8.5 | 8.2 |  |  | 103000 | 8710 | 3.5 |  | 59000 | 6263 | 2.8 | Non Federally-Regulated | 05/16/1984 |  | 06/11/1985
Carrier Corp. | Carrier | 50QJ012531 |  | HSP-A, Single-Package Heat Pum | Heat Pump | 230 | 3 |  |  |  | No Match |  | No Match | 113000 | 12555 | 9 | 8.9 |  | 9.8 | 116000 | 10830 | 3.1 | 3 | 65000 | 9430 | 2 | Non Federally-Regulated | 05/07/1992 |  | 03/08/1996
Carrier Corp. - Syracuse | Keeprite | CHS240(H,L,S)D* | FHS240(S,H,L)A*A* | HRCU-A-CB, Split System: Heat | Heat Pump | 575 | 3 |  |  |  |  | True | Single-Speed | 222000 | 20747 | 10.7 | 10.4 |  |  | 214000 | 17919 | 3.5 | 3.2 |  |  |  | Federally-Regulated Commercial & Industrial Equipment | 03/10/2011 |  | 12/12/2012
Trane U.S. Inc. | American Standard, Inc. | TWA072C400A* | TWE090A100** | HRCU-A-CB, Split System: Heat | Heat Pump | 460 | 3 |  |  |  | No Match |  | No Match | 69000 | 7615 | 9.1 | 8.9 |  |  | 62500 | 6105 | 3 | 3 | 37800 | 4694 | 2.4 | Non Federally-Regulated | 09/02/1992 |  | 09/02/1995
Trane U.S. Inc. | American Standard, Inc. | WSC120E3*0A |  | HSP-A, Single-Package Heat Pum | Heat Pump | 230 | 3 | False |  |  |  | True | Single-Speed | 118000 | 10535 | 11.2 | 10.8 |  |  | 111000 | 9036 | 3.6 | 3.3 |  |  |  | Federally-Regulated Commercial & Industrial Equipment | 01/09/2014 |  | 08/28/2014
York International | Evcon | BA-10C00*T/W/X***1* |  | HSP-A, Single-Package Heat Pum | Heat Pump | 208 | 3 |  |  |  | No Match |  | No Match | 120000 | 11650 | 10.3 | 8.9 |  | 10 | 113000 | 10346 | 3.2 | 3 | 60000 | 7990 | 2.2 | Federally-Regulated Commercial & Industrial Equipment | 11/21/2000 |  | 02/05/2002
Carrier Corp. - Syracuse | Day & Night | CHS091(H,L,S)A* | FHS091(M,S,K)A*A* | HRCU-A-CB, Split System: Heat | Heat Pump | 230 | 3 |  |  |  |  | True | Single-Speed | 89000 | 8090 | 11 | 10.8 |  |  | 87000 | 7727 | 3.3 | 3.3 |  |  |  | Federally-Regulated Commercial & Industrial Equipment | 03/10/2011 |  | 12/12/2012
Trane U.S. Inc. | Trane | WCH150B40*F* |  | HSP-A, Single-Package Heat Pum | Heat Pump | 460 | 3 |  |  |  | No Match |  | No Match | 144000 | 15157 | 9.5 | 8.5 |  | 9.9 | 132000 | 12476 | 3.1 | 2.9 | 72000 | 10547 | 2 | Federally-Regulated Commercial & Industrial Equipment | 11/21/2001 |  | 07/18/2002
Carrier Corp. - Syracuse | Keeprite | RHS150(H,L,S)******** |  | HSP-A, Single-Package Heat Pum | Heat Pump | 575 | 3 | False |  |  |  | False | Single-Speed | 142000 | 13396 | 10.6 | 10.4 |  |  | 142000 | 13005 | 3.2 | 3.2 |  |  |  | Federally-Regulated Commercial & Industrial Equipment | 11/30/2011 |  | 12/12/2012
Trane U.S. Inc. | American Standard, Inc. | TWA240B300C* | TWE240B300C* | HRCU-A-CB, Split System: Heat | Heat Pump | 230 | 3 |  |  |  | No Match |  | No Match | 234000 | 27529 | 8.5 | 8.5 |  | 9.1 | 232000 | 22658 | 3 | 2.9 | 121000 | 17726 | 2 | Federally-Regulated Commercial & Industrial Equipment | 11/18/1999 |  | 11/21/2000
Trane U.S. Inc. | Trane | WCD150B40*F* |  | HSP-A, Single-Package Heat Pum | Heat Pump | 460 | 3 |  |  |  | No Match |  | No Match | 144000 | 15157 | 9.5 | 8.5 |  | 9.9 | 134000 | 12665 | 3.1 | 2.9 | 78000 | 10882 | 2.1 | Federally-Regulated Commercial & Industrial Equipment | 11/21/2001 |  | 02/05/2002
Trane U.S. Inc. | Trane | WCH240B30*E* |  | HSP-A, Single-Package Heat Pum | Heat Pump | 208 | 3 |  |  |  | No Match |  | No Match | 236000 | 27441 | 8.6 | 8.5 |  | 8.8 | 230000 | 21744 | 3.1 | 2.9 | 114000 | 16705 | 2 | Federally-Regulated Commercial & Industrial Equipment | 03/31/1998 |  | 05/09/1998
Rheem Sales Company, Inc. | Rheem | RJMB-A078D |  | HSP-A, Single-Package Heat Pum | Heat Pump | 460 | 3 |  |  |  | No Match |  | No Match | 73000 | 7227 | 10.1 | 8.9 |  | 10.4 | 76000 | 6958 | 3.2 | 3 | 46000 | 6126 | 2.2 | Federally-Regulated Commercial & Industrial Equipment | 11/21/2001 |  | 07/18/2002
Trane U.S. Inc. | American Standard, Inc. | TWA240B300A | TWE240B300A | HRCU-A-CB, Split System: Heat | Heat Pump | 208 | 3 |  |  |  | No Match |  | No Match | 234000 | 27530 | 8.5 | 8.2 |  |  | 234000 | 22860 |  |  | 122000 | 17880 |  | Non Federally-Regulated | 02/22/1990 |  | 07/31/1992
Carrier Corp. - Syracuse | Day & Night | CHS121(H,L,S)A* | FHS120(M,S)A*A* | HRCU-A-CB, Split System: Heat | Heat Pump | 230 | 3 |  |  |  |  | True | Single-Speed | 112000 | 10181 | 11 | 10.8 |  |  | 106000 | 9414 | 3.3 | 3.3 |  |  |  | Federally-Regulated Commercial & Industrial Equipment | 03/10/2011 |  | 12/12/2012
Carrier Corp. - Syracuse | Carrier | 38BQ0085 | 40BA009 | HRCU-A-CB, Split System: Heat | Heat Pump | 208 | 3 |  |  |  | No Match |  | No Match | 86000 | 9500 | 9.1 | 8.2 |  |  | 86000 | 8000 | 3.2 |  | 47000 | 6600 | 2.1 | Non Federally-Regulated | 05/16/1984 |  | 06/11/1985
Carrier Corp. - Syracuse | Carrier | 38AQ0286 | 40RR028 | HRCU-A-CB, Split System: Heat | Heat Pump | 460 | 3 |  |  |  | No Match |  | No Match | 257345 | 32168 | 8 | 7.5 |  |  | 280000 | 30376 |  |  | 150000 | 21968 |  | Non Federally-Regulated | 09/08/1982 |  | 06/11/1985
Lennox Industries Inc. | Lennox | HP17-953V-4G | CB17-95V-1 | HRCU-A-CB, Split System: Heat | Heat Pump | 460 | 3 |  |  |  | No Match |  | No Match | 87000 | 10235 | 8.5 | 8.2 |  |  | 88000 | 8597 |  |  | 51000 | 6794 |  | Non Federally-Regulated | 05/16/1984 |  | 06/11/1985
Carrier Corp. - Syracuse | Keeprite | CHS240(H,L,S)D* | FHS240(S,H,L)**A0* | HRCU-A-CB, Split System: Heat | Heat Pump | 575 | 3 |  |  |  |  | True | Single-Speed | 222000 | 20747 | 10.7 | 10.4 |  |  | 214000 | 17919 | 3.5 | 3.2 |  |  |  | Federally-Regulated Commercial & Industrial Equipment | 07/18/2013 |  | 10/28/2014
Carrier Corp. - Syracuse | Comfortmaker | RHS090(L,S)******AA |  | HSP-A, Single-Package Heat Pum | Heat Pump | 575 | 3 | False |  |  |  | False | Single-Speed | 88000 | 7857 | 11.2 | 10.8 |  |  | 86000 | 7413 | 3.4 | 3.3 |  |  |  | Federally-Regulated Commercial & Industrial Equipment | 12/12/2012 |  | 10/28/2014
Carrier Corp. - Syracuse | Arcoaire | CHS072(H,L,S)A* | FHS072(M,S,K)**A0* | HRCU-A-CB, Split System: Heat | Heat Pump | 575 | 3 |  |  |  |  | True | Single-Speed | 70000 | 6363 | 11 | 10.8 |  |  | 66000 | 5861 | 3.3 | 3.3 |  |  |  | Federally-Regulated Commercial & Industrial Equipment | 07/18/2013 |  | 10/28/2014
Carrier Corp. - Syracuse | Carrier Corp. | 50TCQ*24***(5,6,1)A***(A,C,D,F)* |  | HSP-A, Single-Package Heat Pum | Heat Pump | 460 | 3 | False |  |  |  | True | Single-Speed | 232000 | 21886 | 10.6 | 10.4 |  |  | 220000 | 19538 | 3.3 | 3.2 |  |  |  | Federally-Regulated Commercial & Industrial Equipment | 12/12/2012 |  | 04/21/2014
Rheem Sales Company, Inc. | Weatherking | WJKB-A090C |  | HSP-A, Single-Package Heat Pum | Heat Pump | 230 | 3 |  |  |  | No Match |  | No Match | 89000 | 9673 | 9.2 | 8.9 |  | 12.1 | 90000 | 8789 | 3 | 3 | 52500 | 7691 | 2 | Federally-Regulated Commercial & Industrial Equipment | 05/22/2000 |  | 11/21/2001
Trane U.S. Inc. | Trane | TWA120A400B | TWE120A400B | HRCU-A-CB, Split System: Heat | Heat Pump | 460 | 3 |  |  |  | No Match |  | No Match | 117000 | 13150 | 8.9 | 8.9 |  |  | 119000 | 11630 | 3 | 3 | 64000 | 8930 | 2.1 | Non Federally-Regulated | 01/17/1992 |  | 02/11/1992
Trane U.S. Inc. | Trane | WCH180B30*E* |  | HSP-A, Single-Package Heat Pum | Heat Pump | 208 | 3 |  |  |  | No Match |  | No Match | 176000 | 18924 | 9.3 | 8.5 |  | 9.5 | 160000 | 16169 | 2.9 | 2.9 | 82000 | 12016 | 2 | Federally-Regulated Commercial & Industrial Equipment | 10/24/1997 |  | 03/31/1998
Carrier Corp. - Syracuse | Carrier Corp. | 50TCQ*08***(6,1)A***(G,J,K,M)* |  | HSP-A, Single-Package Heat Pum | Heat Pump | 575 | 3 | False |  |  |  | False | Single-Speed | 88000 | 7857 | 11.2 | 10.8 |  |  | 86000 | 7413 | 3.4 | 3.3 |  |  |  | Federally-Regulated Commercial & Industrial Equipment | 12/12/2012 |  | 10/28/2014
Goettl | American Best | HP1202E-4 |  | HSP-A, Single-Package Heat Pum | Heat Pump | 460 | 3 |  |  |  | No Match |  | No Match | 120000 | 12380 | 9.7 | 8.9 |  |  | 118000 | 11500 | 3 | 3 | 63000 | 9090 | 2 | Federally-Regulated Commercial & Industrial Equipment | 07/24/1995 |  | 09/02/1995
Trane U.S. Inc. | American Standard, Inc. | BWC180L3OOA |  | HSP-A, Single-Package Heat Pum | Heat Pump | 230 | 3 |  |  |  | No Match |  | No Match | 172000 | 21000 | 8.2 |  |  |  | 158000 | 17160 | 2.7 |  | 82000 | 13360 | 1.8 | Non Federally-Regulated | 03/15/1989 |  | 10/10/1989
Trane U.S. Inc. | Trane | WCD090A4OOA |  | HSP-A, Single-Package Heat Pum | Heat Pump | 460 | 3 |  |  |  | No Match |  | No Match | 85000 | 10240 | 8.3 | 8.2 |  |  | 82000 | 8580 |  |  | 39000 | 6010 |  | Non Federally-Regulated | 03/15/1989 |  | 10/10/1989
York International | York | E1FB240 | F1EH240 | HRCU-A-CB, Split System: Heat | Heat Pump | 230 | 3 |  |  |  |  | True | Single-Speed | 214000 | 24884 | 8.6 | 8.5 |  | 9.6 | 218000 | 22045 | 2.9 | 2.9 | 138000 | 19271 | 2.1 | Federally-Regulated Commercial & Industrial Equipment | 01/18/2008 |  | 02/24/2011
Carrier Corp. - Syracuse | Carrier | 38AQ0245 | 40RR024 | HRCU-A-CB, Split System: Heat | Heat Pump | 208 | 3 |  |  |  | No Match |  | No Match | 202771 | 25346 | 8 |  |  |  | 230000 | 24060 |  |  | 129900 | 19024 |  | Non Federally-Regulated | 06/11/1985 |  | 10/10/1989
McQuay International | McQuay International | DPS010AHHE2*C-6 |  | HSP-A, Single-Package Heat Pum | Heat Pump | 230 | 3 | False |  |  |  | True | Variable-Speed | 121000 | 10000 | 12.1 | 10.8 |  |  | 119000 | 9105 | 3.8 | 3.3 |  |  |  | Federally-Regulated Commercial & Industrial Equipment | 03/02/2012 |  | 08/28/2012
Rheem Sales Company, Inc. | Dayton | MPWC-100CAZ | MHGF-100Z | HRCU-A-CB, Split System: Heat | Heat Pump | 208 | 3 |  |  |  | No Match |  | No Match | 118000 | 12826 | 9.2 | 8.9 |  |  | 125000 | 11814 | 3.1 | 3 | 68000 | 9487 | 2.1 | Federally-Regulated Commercial & Industrial Equipment | 11/18/1999 |  | 04/13/2000
Carrier Corp. - Syracuse | Arcoaire | RHH102(H,L,S)******** |  | HSP-A, Single-Package Heat Pum | Heat Pump | 460 | 3 | False |  |  |  | True | Single-Speed | 100000 | 8333 | 12 | 10.8 |  |  | 100000 | 8619 | 3.4 | 3.3 |  |  |  | Federally-Regulated Commercial & Industrial Equipment | 11/30/2011 |  | 04/19/2013
Carrier Corp. - Syracuse | Tempstar | RHS072(H,L,S)******** |  | HSP-A, Single-Package Heat Pum | Heat Pump | 230 | 3 | False |  |  |  | False | Single-Speed | 70000 | 6306 | 11.1 | 10.8 |  |  | 67000 | 5950 | 3.3 | 3.3 |  |  |  | Federally-Regulated Commercial & Industrial Equipment | 11/30/2011 |  | 10/28/2014
Carrier Corp. - Syracuse | Airquest | RHH072(H,L,S)0******A |  | HSP-A, Single-Package Heat Pum | Heat Pump | 575 | 3 | False |  |  |  | True | Single-Speed | 72000 | 6000 | 12 | 10.8 |  |  | 70000 | 6033 | 3.4 | 3.3 |  |  |  | Federally-Regulated Commercial & Industrial Equipment | 03/10/2011 |  | 04/19/2013
Rheem Sales Company, Inc. | Whirlpool | NRHR92LP15A |  | HSP-A, Single-Package Heat Pum | Heat Pump | 460 | 3 |  |  |  | No Match |  | No Match | 92000 | 10500 | 8.8 | 8.2 |  |  | 94000 | 9160 |  |  | 5200 | 7190 |  | Non Federally-Regulated | 03/15/1989 |  | 10/10/1989
Rheem Sales Company, Inc. | Square D | HCS020DAR1H | A02-94-OOM-020US1G | HRCU-A-CB, Split System: Heat | Heat Pump | 460 | 3 |  |  |  | No Match |  | No Match | 234000 | 28540 | 8.2 |  |  |  | 234000 | 24490 |  |  | 119000 | 17430 |  | Non Federally-Regulated | 08/29/1986 |  | 05/11/1988
Carrier Corp. - Syracuse | Comfortmaker | RHS(243)(H,L,S)******TA |  | HSP-A, Single-Package Heat Pum | Heat Pump | 208 | 3 | False |  |  |  | True | Single-Speed | 232000 | 21886 | 10.6 | 10.4 |  |  | 220000 | 19538 | 3.3 | 3.2 |  |  |  | Federally-Regulated Commercial & Industrial Equipment | 10/28/2014 |  | 10/28/2014
Rheem Sales Company, Inc. | Ruud | UPWA-075CAS | UHPA-075E | HRCU-A-CB, Split System: Heat | Heat Pump | 208 | 3 |  |  |  | No Match |  | No Match | 90000 | 11540 | 7.8 | 8.2 |  |  | 90000 | 9090 |  |  | 51000 | 7190 |  | Non Federally-Regulated | 05/16/1984 |  | 06/11/1985
Daikin Comfort Technologies Manufacturing, L.P. | Janitrol / GMC | (2)CPKE48-3 | AH120-XX | HRCU-A-CB, Split System: Heat | Heat Pump | 208 | 3 |  |  |  | No Match |  | No Match | 86000 | 9662 | 8.9 | 8.9 |  | 9.5 | 86000 | 8401 | 3 | 3 | 52000 | 7620 | 2 | Federally-Regulated Commercial & Industrial Equipment | 02/03/1998 |  | 03/31/1998
York International | Luxaire | PJ240C00A*(2,4,5)***** | NJ240C00*(5,6)****** | HRCU-A-CB, Split System: Heat | Heat Pump | 208 | 3 |  |  |  |  | True | Single-Speed | 238000 | 22453 | 10.6 | 8.5 |  |  | 220000 | 18975 | 3.4 | 2.9 |  |  |  | Federally-Regulated Commercial & Industrial Equipment | 07/16/2009 |  | 01/24/2011
Carrier Corp. - Syracuse | Comfortmaker | RHH090(H,L,S)******AA |  | HSP-A, Single-Package Heat Pum | Heat Pump | 460 | 3 | False |  |  |  | True | Single-Speed | 90000 | 7438 | 12.1 | 10.8 |  |  | 84000 | 7033 | 3.5 | 3.3 |  |  |  | Federally-Regulated Commercial & Industrial Equipment | 12/12/2012 |  | 10/28/2014
Carrier Corp. - Syracuse | Payne | 542JP/EX150 |  | HSP-A, Single-Package Heat Pum | Heat Pump | 230 | 3 |  |  |  | No Match |  | No Match | 140000 | 14285 | 9.8 | 8.5 |  | 12.4 | 136000 | 12456 | 3.2 | 2.9 | 72000 | 10048 | 2.1 | Federally-Regulated Commercial & Industrial Equipment | 10/24/1997 |  | 03/31/1998
Lennox Industries Inc. | Lennox | CHP11-953-4G |  | HSP-A, Single-Package Heat Pum | Heat Pump | 460 | 3 |  |  |  | No Match |  | No Match | 89000 | 11300 | 7.9 | 7.5 |  |  | 89000 | 9300 |  |  | 43000 | 7000 |  | Non Federally-Regulated | 01/05/1982 |  | 08/30/1983
Rheem Sales Company, Inc. | Tempstar | NCHR10H001B | NEPR10M030A | HRCU-A-CB, Split System: Heat | Heat Pump | 208 | 3 |  |  |  | No Match |  | No Match | 118000 | 14390 | 8.2 | 8.2 |  |  | 118000 | 12350 |  |  | 60000 | 8790 | 2 | Non Federally-Regulated | 02/22/1990 |  | 09/17/1991
Inter-City Products Corp. | Heil | PH*120N2HA** |  | HSP-A, Single-Package Heat Pum | Heat Pump | 230 | 3 |  |  |  | No Match |  | No Match | 123000 | 13501 | 9.1 | 8.9 |  |  | 123000 | 11663 | 3.1 | 3 | 71000 | 10401 | 2 | Federally-Regulated Commercial & Industrial Equipment | 03/22/1994 |  | 09/02/1995
Carrier Corp. - Syracuse | Comfortmaker | CHS091(H,L,S)A* | FHS091(M,S,K)A*A* | HRCU-A-CB, Split System: Heat | Heat Pump | 575 | 3 |  |  |  |  | True | Single-Speed | 89000 | 8090 | 11 | 10.8 |  |  | 87000 | 7727 | 3.3 | 3.3 |  |  |  | Federally-Regulated Commercial & Industrial Equipment | 03/10/2011 |  | 12/12/2012
Carrier Corp. - Syracuse | Payne | 542EE,FE090 |  | HSP-A, Single-Package Heat Pum | Heat Pump | 460 | 1 |  |  |  | No Match |  | No Match | 86000 | 10238 | 8.4 | 8.2 |  |  | 87000 | 8792 |  |  | 50000 | 7327 |  | Non Federally-Regulated | 08/29/1986 |  | 05/11/1988
International Comfort Products | Heil | NRHR92HP15B |  | HSP-A, Single-Package Heat Pum | Heat Pump | 208 | 3 |  |  |  | No Match |  | No Match | 93000 | 10333 | 9 | 8.9 |  | 9.9 | 93000 | 9085 | 3 | 3 | 51000 | 7117 | 2.1 | Federally-Regulated Commercial & Industrial Equipment | 12/14/1998 |  | 08/17/1999
Carrier Corp. - Syracuse | ICP Commercial | RHS(181,183)(H,L,S)******AC |  | HSP-A, Single-Package Heat Pum | Heat Pump | 575 | 3 | False |  |  |  | True | Single-Speed | 172000 | 15925 | 10.8 | 10.4 |  |  | 220000 | 19538 | 3.3 | 3.2 |  |  |  | Federally-Regulated Commercial & Industrial Equipment | 10/28/2014 |  | 10/28/2014
Trane U.S. Inc. | American Standard, Inc. | WCD150B30*E* |  | HSP-A, Single-Package Heat Pum | Heat Pump | 208 | 3 |  |  |  | No Match |  | No Match | 146000 | 16043 | 9.1 | 8.5 |  | 9.4 | 136000 | 13286 | 3 | 2.9 | 72000 | 10048 | 2.1 | Federally-Regulated Commercial & Industrial Equipment | 03/31/1998 |  | 05/09/1998
Carrier Corp. - Syracuse | Airquest | RHH102(H,L,S)******** |  | HSP-A, Single-Package Heat Pum | Heat Pump | 460 | 3 | False |  |  |  | True | Single-Speed | 100000 | 8333 | 12 | 10.8 |  |  | 100000 | 8619 | 3.4 | 3.3 |  |  |  | Federally-Regulated Commercial & Industrial Equipment | 11/30/2011 |  | 04/19/2013
Trane U.S. Inc. | American Standard, Inc. | WCH090A3OOA |  | HSP-A, Single-Package Heat Pum | Heat Pump | 230 | 3 |  |  |  | No Match |  | No Match | 85000 | 10240 | 8.3 | 8.2 |  |  | 82000 | 8580 |  |  | 39000 | 6010 |  | Non Federally-Regulated | 03/15/1989 |  | 10/10/1989
York International | York | EA090C00A(2/4)AAA1A | FA090C00A6AAA1A | HRCU-A-CB, Split System: Heat | Heat Pump | 208 | 3 |  |  |  | No Match |  | No Match | 90000 | 8411 | 10.7 | 8.9 |  |  | 88000 | 8057 | 3.2 | 3 | 56500 | 7197 | 2.3 | Federally-Regulated Commercial & Industrial Equipment | 05/21/2002 |  | 07/18/2002
York International | York | B1HN120N165/20025* |  | HSP-A, Single-Package Heat Pum | Heat Pump | 208 | 3 |  |  |  | No Match |  | No Match | 118000 | 13111 | 9 | 8.9 |  |  | 116000 | 11332 | 3 | 3 | 70000 | 10257 | 2 | Federally-Regulated Commercial & Industrial Equipment | 07/29/1998 |  | 08/07/1998
Carrier Corp. - Syracuse | Tempstar | RHH090(H,L,S)******AA |  | HSP-A, Single-Package Heat Pum | Heat Pump | 208 | 3 | False |  |  |  | True | Single-Speed | 90000 | 7438 | 12.1 | 10.8 |  |  | 84000 | 7033 | 3.5 | 3.3 |  |  |  | Federally-Regulated Commercial & Industrial Equipment | 12/12/2012 |  | 10/28/2014
York International | Fraser Johnston | EAHP-T090A | FBHP-S090A | HRCU-A-CB, Split System: Heat | Heat Pump | 230 | 3 |  |  |  | No Match |  | No Match | 93000 | 10941 | 8.5 | 8.2 |  |  | 103000 | 9434 | 3.2 |  | 59000 | 6917 | 2.5 | Non Federally-Regulated | 02/22/1990 |  | 07/31/1992
York International | Fraser Johnston | BAHT-T120A |  | HSP-A, Single-Package Heat Pum | Heat Pump | 208 | 3 |  |  |  | No Match |  | No Match | 121000 | 14578 | 8.3 |  |  |  | 126000 | 13189 |  |  | 76000 | 9685 |  | Non Federally-Regulated | 05/11/1988 |  | 03/15/1989
Rheem Sales Company, Inc. | Rheem | RPWC-075C | RHGG-120Z | HRCU-A-CB, Split System: Heat | Heat Pump | 208 | 3 |  |  |  |  | False | Single-Speed | 92000 | 9583 | 9.6 | 8.9 |  | 0 | 88000 | 8065 | 3.2 | 3 | 48000 | 6703 | 2.1 | Federally-Regulated Commercial & Industrial Equipment | 01/18/2008 |  | 07/16/2009
Lennox Industries Inc. | Armstrong | PRTC88CL-2 |  | HSP-A, Single-Package Heat Pum | Heat Pump | 460 | 3 |  |  |  | No Match |  | No Match | 88000 | 9778 | 9 | 8.9 |  |  | 90000 | 8307 | 3.2 | 3 | 46000 | 6740 | 2 | Non Federally-Regulated | 08/14/1992 |  | 09/02/1995
Carrier Corp. | Carrier | 38AQS0085 | 40BA009 | HRCU-A-CB, Split System: Heat | Heat Pump | 208 | 3 |  |  |  | No Match |  | No Match | 82000 | 8720 | 9.4 | 8.9 |  |  | 86000 | 8130 | 3.1 | 3 | 52000 | 6920 | 2.2 | Federally-Regulated Commercial & Industrial Equipment | 06/09/1994 |  | 03/08/1996
Carrier Corp. - Syracuse | Airquest | RHS(181,183)(H,L,S)******AA |  | HSP-A, Single-Package Heat Pum | Heat Pump | 208 | 3 | False |  |  |  | True | Single-Speed | 172000 | 15925 | 10.8 | 10.4 |  |  | 220000 | 19538 | 3.3 | 3.2 |  |  |  | Federally-Regulated Commercial & Industrial Equipment | 12/12/2012 |  | 05/09/2013
York International | Fraser Johnston | EAHP-W090A | FBHP-S090A | HRCU-A-CB, Split System: Heat | Heat Pump | 460 | 3 |  |  |  | No Match |  | No Match | 93000 | 10941 | 8.5 |  |  |  | 103000 | 9434 | 3.1 | 2.5 | 59000 | 6917 | 2.5 | Non Federally-Regulated | 04/11/1988 |  | 05/11/1988
Carrier Corp. - Syracuse | Comfortmaker | RHS18*(H,L,S)0******A |  | HSP-A, Single-Package Heat Pum | Heat Pump | 575 | 3 | False |  |  |  | True | Single-Speed | 172000 | 15925 | 10.8 | 10.4 |  |  | 220000 | 19538 | 3.3 | 3.2 |  |  |  | Federally-Regulated Commercial & Industrial Equipment | 03/10/2011 |  | 12/12/2012
Carrier Corp. - Syracuse | Arcoaire | RHH(120,121)(H,L,S)******** |  | HSP-A, Single-Package Heat Pum | Heat Pump | 230 | 3 | False |  |  |  | True | Single-Speed | 119000 | 9674 | 12.3 | 10.8 |  |  | 116000 | 9713 | 3.5 | 3.3 |  |  |  | Federally-Regulated Commercial & Industrial Equipment | 11/30/2011 |  | 12/12/2012
York International | Fraser Johnston | XA-07[C,E]***(T,W,X)* |  | HSP-A, Single-Package Heat Pum | Both Heat Pump and Electric Re | 208 | 3 |  |  |  |  | True | Single-Speed | 92000 | 8364 | 11 | 8.9 |  | 12.4 | 92000 | 7708 | 3.5 | 3 | 55000 | 7013 | 2.3 | Federally-Regulated Commercial & Industrial Equipment | 01/18/2008 |  | 07/16/2009
Carrier Corp. - Syracuse | ICP Commercial | RHS090H******** |  | HSP-A, Single-Package Heat Pum | Heat Pump | 208 | 3 | False |  |  |  | False | Single-Speed | 87000 | 7767 | 11.2 | 10.8 |  |  | 86000 | 7413 | 3.4 | 3.3 |  |  |  | Federally-Regulated Commercial & Industrial Equipment | 11/30/2011 |  | 03/02/2012
Carrier Corp. - Syracuse | Bryant Air Conditioning | 548FPX/FEX102-AA |  | HSP-A, Single-Package Heat Pum | Heat Pump | 208 | 3 |  |  |  | No Match |  | No Match | 96000 | 10786 | 8.9 | 8.9 |  | 8.9 | 93000 | 8789 | 3.1 | 3 | 43000 | 7411 | 1.7 | Federally-Regulated Commercial & Industrial Equipment | 09/21/2000 |  | 07/18/2002
York International | Coleman | BA-15[E54]***(T,W,X)* |  | HSP-A, Single-Package Heat Pum | Both Heat Pump and Electric Re | 230 | 3 |  |  |  |  | True | Single-Speed | 162000 | 16531 | 9.8 | 8.5 |  | 9.4 | 172000 | 15762 | 3.2 | 2.9 | 102000 | 14244 | 2.1 | Federally-Regulated Commercial & Industrial Equipment | 01/18/2008 |  | 02/24/2011
Carrier Corp. - Syracuse | Heil | RHS150(H,L,S)******AA |  | HSP-A, Single-Package Heat Pum | Heat Pump | 208 | 3 | False |  |  |  | False | Single-Speed | 142000 | 13396 | 10.6 | 10.4 |  |  | 142000 | 13005 | 3.2 | 3.2 |  |  |  | Federally-Regulated Commercial & Industrial Equipment | 12/12/2012 |  | 10/28/2014
Carrier Corp. - Syracuse | Bryant Heating & Cooling Systems | 548J(P,E,T)17*********(A,B)A |  | HSP-A, Single-Package Heat Pum | Heat Pump | 208 | 3 | False |  |  |  | True | Single-Speed | 172000 | 15925 | 10.8 | 10.4 |  |  | 220000 | 19538 | 3.3 | 3.2 |  |  |  | Federally-Regulated Commercial & Industrial Equipment | 05/09/2013 |  | 08/28/2014
Carrier Corp. - Syracuse | ICP Commercial | RHS(181,183)(H,L,S)******TA |  | HSP-A, Single-Package Heat Pum | Heat Pump | 230 | 3 | False |  |  |  | True | Single-Speed | 172000 | 15925 | 10.8 | 10.4 |  |  | 166000 | 14742 | 3.3 | 3.2 |  |  |  | Federally-Regulated Commercial & Industrial Equipment | 05/09/2013 |  | 08/28/2014
Carrier Corp. - Syracuse | Heil | RHS102(L,S)******** |  | HSP-A, Single-Package Heat Pum | Heat Pump | 575 | 3 | False |  |  |  | False | Single-Speed | 99000 | 8839 | 11.2 | 10.8 |  |  | 96000 | 8525 | 3.3 | 3.3 |  |  |  | Federally-Regulated Commercial & Industrial Equipment | 11/30/2011 |  | 12/12/2012
Carrier Corp. - Syracuse | Day & Night | RHS072(H,L,S)******** |  | HSP-A, Single-Package Heat Pum | Heat Pump | 208 | 3 | False |  |  |  | False | Single-Speed | 70000 | 6306 | 11.1 | 10.8 |  |  | 67000 | 5950 | 3.3 | 3.3 |  |  |  | Federally-Regulated Commercial & Industrial Equipment | 10/28/2014 |  | 10/28/2014
York International | York | BP150[C,E]***(2,4,5)* |  | HSP-A, Single-Package Heat Pum | Both Heat Pump and Electric Re | 230 | 3 |  |  |  |  | False | Single-Speed | 144000 | 15484 | 9.3 | 8.5 |  | 9.7 | 142000 | 13433 | 3.1 | 2.9 | 91000 | 12708 | 2.1 | Federally-Regulated Commercial & Industrial Equipment | 01/18/2008 |  | 02/24/2011
Carrier Corp. - Syracuse | Bryant Heating & Cooling Systems | 548J(P,E,T)24*********(D,E)A |  | HSP-A, Single-Package Heat Pum | Heat Pump | 460 | 3 | False |  |  |  | True | Single-Speed | 232000 | 21886 | 10.6 | 10.4 |  |  | 220000 | 19538 | 3.3 | 3.2 |  |  |  | Federally-Regulated Commercial & Industrial Equipment | 12/12/2012 |  | 04/21/2014
GE Appliances, a Haier company | General Electric | BWA120C2 | BWE120C | HRCU-A-CB, Split System: Heat | Heat Pump | 200 | 3 |  |  |  | No Match |  | No Match | 117000 | 14700 | 8 | 7.5 |  |  | 112000 | 12000 | 2.7 |  | 58000 | 9300 | 1.8 | Non Federally-Regulated | 09/08/1982 |  | 09/03/2015
York International | Luxaire | BBCB-T090A |  | HSP-A, Single-Package Heat Pum | Heat Pump | 230 | 3 |  |  |  | No Match |  | No Match | 87000 | 9667 | 9 | 8.9 |  |  | 89000 | 8692 | 3 | 3 | 49000 | 7178 | 2 | Non Federally-Regulated | 03/31/1993 |  | 09/02/1995
Carrier Corp. - Syracuse | Carrier Corp. | 38AUQA25A0*(5,6,1)A* | 40RUQA25A*A(5,6,1)A* | HRCU-A-CB, Split System: Heat | Heat Pump | 575 | 3 |  |  |  |  | True | Single-Speed | 222000 | 20747 | 10.7 | 10.4 |  |  | 214000 | 17919 | 3.5 | 3.2 |  |  |  | Federally-Regulated Commercial & Industrial Equipment | 06/17/2013 |  | 04/20/2015
Carrier Corp. - Syracuse | Airquest | RHH102(H,L,S)******TA |  | HSP-A, Single-Package Heat Pum | Heat Pump | 208 | 3 | False |  |  |  | True | Single-Speed | 100000 | 8333 | 12 | 10.8 |  |  | 100000 | 8619 | 3.4 | 3.3 |  |  |  | Federally-Regulated Commercial & Industrial Equipment | 10/28/2014 |  | 10/28/2014
Carrier Corp. - Syracuse | Arcoaire | RHS150(H,L,S)******AA |  | HSP-A, Single-Package Heat Pum | Heat Pump | 460 | 3 | False |  |  |  | False | Single-Speed | 142000 | 13396 | 10.6 | 10.4 |  |  | 142000 | 13005 | 3.2 | 3.2 |  |  |  | Federally-Regulated Commercial & Industrial Equipment | 10/28/2014 |  | 10/28/2014
Lennox Industries Inc. | Armstrong | LHA120H* |  | HSP-A, Single-Package Heat Pum | Heat Pump | 208 | 3 |  |  |  | No Match |  | No Match | 118000 | 11456 | 10.3 | 8.9 |  |  | 120000 | 10654 | 3.3 | 3 | 72000 | 10045 | 2.1 | Federally-Regulated Commercial & Industrial Equipment | 03/22/2001 |  | 11/21/2001
Lennox Industries Inc. | Lennox | LHA088S* |  | HSP-A, Single-Package Heat Pum | Heat Pump | 230 | 3 |  |  |  | No Match |  | No Match | 86000 | 9555 | 9 | 8.9 |  |  | 86000 | 8399 | 3 | 3 | 48000 | 7031 | 2 | Federally-Regulated Commercial & Industrial Equipment | 07/19/2001 |  | 11/19/2002
Carrier Corp. - Syracuse | Tempstar | RHS090H******** |  | HSP-A, Single-Package Heat Pum | Heat Pump | 208 | 3 | False |  |  |  | False | Single-Speed | 87000 | 7767 | 11.2 | 10.8 |  |  | 86000 | 7413 | 3.4 | 3.3 |  |  |  | Federally-Regulated Commercial & Industrial Equipment | 03/02/2012 |  | 12/12/2012
Trane U.S. Inc. | Trane | BWC150L300A |  | HSP-A, Single-Package Heat Pum | Heat Pump | 230 | 3 |  |  |  | No Match |  | No Match | 147000 | 17100 | 8.6 |  |  |  | 132000 | 14340 | 2.7 |  | 68000 | 11080 | 1.8 | Non Federally-Regulated | 07/31/1992 |  | 03/31/1998
Carrier Corp. - Syracuse | ICP Commercial | RHS(243)(H,L,S)******AA |  | HSP-A, Single-Package Heat Pum | Heat Pump | 208 | 3 | False |  |  |  | True | Single-Speed | 232000 | 21886 | 10.6 | 10.4 |  |  | 220000 | 19538 | 3.3 | 3.2 |  |  |  | Federally-Regulated Commercial & Industrial Equipment | 04/21/2014 |  | 10/28/2014
Carrier Corp. - Syracuse | ICP Commercial | RHH(120,121)(H,L,S)******AA |  | HSP-A, Single-Package Heat Pum | Heat Pump | 208 | 3 | False |  |  |  | True | Single-Speed | 119000 | 9674 | 12.3 | 10.8 |  |  | 116000 | 9713 | 3.5 | 3.3 |  |  |  | Federally-Regulated Commercial & Industrial Equipment | 12/12/2012 |  | 10/28/2014
Carrier Corp. - Syracuse | Tempstar | RHH102(H,L,S)******** |  | HSP-A, Single-Package Heat Pum | Heat Pump | 208 | 3 | False |  |  |  | True | Single-Speed | 100000 | 8333 | 12 | 10.8 |  |  | 100000 | 8619 | 3.4 | 3.3 |  |  |  | Federally-Regulated Commercial & Industrial Equipment | 11/30/2011 |  | 04/19/2013
Lennox Industries Inc. | Lennox | CHP11-2753-6Q |  | HSP-A, Single-Package Heat Pum | Heat Pump | 230 | 3 |  |  |  | No Match |  | No Match | 240000 | 28800 | 8.3 |  |  |  | 240000 | 24700 | 2.8 |  | 134000 | 18700 | 2.1 | Voluntarily Certified | 01/31/1990 |  | 07/27/1992
Carrier Corp. - Syracuse | ICP Commercial | RHS090H******AA |  | HSP-A, Single-Package Heat Pum | Heat Pump | 230 | 3 | False |  |  |  | False | Single-Speed | 88000 | 7857 | 11.2 | 10.8 |  |  | 86000 | 7413 | 3.4 | 3.3 |  |  |  | Federally-Regulated Commercial & Industrial Equipment | 10/28/2014 |  | 10/28/2014
York International | York | E3FB090A25/46 | F3EH090A33 | HRCU-A-CB, Split System: Heat | Heat Pump | 460 | 3 |  |  |  | No Match |  | No Match | 83000 | 9222 | 9 | 8.9 |  |  | 78000 | 7617 | 3 | 3 | 51000 | 6496 | 2.3 | Federally-Regulated Commercial & Industrial Equipment | 02/05/2002 |  | 07/18/2002
Rheem Sales Company, Inc. | Ruud | UPWA-100DAJ | UHPA-100G2 | HRCU-A-CB, Split System: Heat | Heat Pump | 460 | 3 |  |  |  | No Match |  | No Match | 119000 | 14900 | 8 | 7.5 |  |  | 118000 | 12400 |  |  | 61000 | 9500 |  | Non Federally-Regulated | 08/30/1983 |  | 05/16/1984
Carrier Corp. - Syracuse | Carrier | 50HJQ012--52/62 |  | HSP-A, Single-Package Heat Pum | Heat Pump | 230 | 3 |  |  |  | No Match |  | No Match | 115000 | 11386 | 10.1 | 8.9 |  | 10.4 | 110000 | 9766 | 3.3 | 3 | 58000 | 8944 | 1.9 | Federally-Regulated Commercial & Industrial Equipment | 02/06/2002 |  | 07/18/2002
Trane U.S. Inc. | Trane | WCD180B30*F* |  | HSP-A, Single-Package Heat Pum | Heat Pump | 230 | 3 |  |  |  | No Match |  | No Match | 174000 | 18315 | 9.5 | 8.5 |  | 10 | 160000 | 15122 | 3.1 | 2.9 | 88000 | 12891 | 2 | Federally-Regulated Commercial & Industrial Equipment | 11/21/2001 |  | 07/18/2002
Inter-City Products Corp. | Airquest | YA100F* | DB100D3*** | HRCU-A-C, Split System: Heat P | Heat Pump | 460 | 3 |  |  |  | No Match |  | No Match | 118000 | 12967 | 9.1 | 8.9 |  |  | 120000 | 11719 | 3 | 3 | 70000 | 9766 | 2.1 | Federally-Regulated Commercial & Industrial Equipment | 04/20/1994 |  | 09/02/1995
Lennox Industries Inc. | Lennox | HP17-953V-4G | CB17-95V-1 | HRCU-A-CB, Split System: Heat | Heat Pump | 460 | 3 |  |  |  | No Match |  | No Match | 87000 | 10235 | 8.5 | 8.2 |  |  | 88000 | 8471 |  |  | 45000 | 5994 |  | Non Federally-Regulated | 03/15/1989 |  | 10/10/1989
Carrier Corp. - Syracuse | Bryant Heating & Cooling Systems | 575J(P,E,T)12A000* | 524J(E,T)12H000A** | HRCU-A-CB, Split System: Heat | Heat Pump | 460 | 3 |  |  |  |  | True | Single-Speed | 112000 | 10181 | 11 | 10.8 |  |  | 106000 | 9413 | 3.3 | 3.3 |  |  |  | Federally-Regulated Commercial & Industrial Equipment | 07/18/2013 |  | 04/20/2015
Carrier Corp. - Syracuse | Day & Night | 542JP/EX180 |  | HSP-A, Single-Package Heat Pum | Heat Pump | 460 | 3 |  |  |  | No Match |  | No Match | 172000 | 18494 | 9.3 | 8.5 |  | 9.7 | 172000 | 15275 | 3.3 | 2.9 | 94000 | 12522 | 2.2 | Federally-Regulated Commercial & Industrial Equipment | 03/31/1998 |  | 05/09/1998
Rheem Sales Company, Inc. | Whirlpool | NRHR92LP00B |  | HSP-A, Single-Package Heat Pum | Heat Pump | 460 | 3 |  |  |  | No Match |  | No Match | 88000 | 10730 | 8.2 | 8.2 |  |  | 88000 | 8595 |  |  | 46000 | 6740 |  | Non Federally-Regulated | 06/11/1985 |  | 05/11/1988
Carrier Corp. - Syracuse | Carrier Corp. | 50TCQ*17***(5,6,1)A* |  | HSP-A, Single-Package Heat Pum | Heat Pump | 230 | 3 | False |  |  |  | True | Single-Speed | 172000 | 15925 | 10.8 | 10.4 |  |  | 166000 | 14742 | 3.3 | 3.2 |  |  |  | Federally-Regulated Commercial & Industrial Equipment | 11/30/2011 |  | 12/12/2012
York International | Fraser Johnston | EASE-T,W120 | FCHP-S120 | HRCU-A-CB, Split System: Heat | Heat Pump | 230 | 3 |  |  |  |  | True | Single-Speed | 121000 | 13444 | 9 | 8.9 |  | 0 | 117000 | 11437 | 3 | 3 | 63000 | 8798 | 2.1 | Federally-Regulated Commercial & Industrial Equipment | 01/18/2008 |  | 07/16/2009
York International | York | B1HN120N20025 |  | HSP-A, Single-Package Heat Pum | Heat Pump | 230 | 3 |  |  |  | No Match |  | No Match | 118000 | 13111 | 9 | 8.9 |  |  | 116000 | 11329 | 3 | 3 | 70000 | 10254 | 2 | Non Federally-Regulated | 02/17/1993 |  | 09/02/1995
Carrier Corp. - Syracuse | Carrier | 38AQ0345 | 40RR034 | HRCU-A-CB, Split System: Heat | Heat Pump | 230 | 3 |  |  |  | No Match |  | No Match | 307028 | 36991 | 8.3 |  |  |  | 327000 | 34208 |  |  | 183000 | 25525 |  | Non Federally-Regulated | 06/11/1985 |  | 05/11/1988
York International | Fraser Johnston | BCCB-T/-W120 |  | HSP-A, Single-Package Heat Pum | Heat Pump | 460 | 3 |  |  |  | No Match |  | No Match | 118000 | 13111 | 9 | 8.9 |  | 9.6 | 116000 | 11332 | 3 | 3 | 70000 | 10257 | 2 | Federally-Regulated Commercial & Industrial Equipment | 10/02/1998 |  | 08/17/1999
York International | Fraser Johnston | BACB-T/-W240A/E |  | HSP-A, Single-Package Heat Pum | Heat Pump | 208 | 3 |  |  |  | No Match |  | No Match | 222000 | 26117 | 8.5 | 8.5 |  | 8 | 226000 | 22078 | 3 | 2.9 | 120000 | 17584 | 2 | Federally-Regulated Commercial & Industrial Equipment | 12/01/1997 |  | 03/31/1998
Trane U.S. Inc. | American Standard, Inc. | WCH075A400A |  | HSP-A, Single-Package Heat Pum | Heat Pump | 460 | 3 |  |  |  | No Match |  | No Match | 71000 | 8300 | 8.6 | 8.9 |  |  | 71000 | 7170 | 2.9 | 3 | 33000 | 5090 | 1.9 | Non Federally-Regulated | 07/31/1992 |  | 03/31/1998
York International | York | BP240[E72]***(2,4,5)* |  | HSP-A, Single-Package Heat Pum | Both Heat Pump and Electric Re | 460 | 3 |  |  |  |  | True | Single-Speed | 220000 | 21569 | 10.2 | 8.5 |  | 10.1 | 218000 | 18803 | 3.4 | 2.9 | 130000 | 18154 | 2.1 | Federally-Regulated Commercial & Industrial Equipment | 02/11/2008 |  | 02/24/2011
Carrier Corp. - Syracuse | ICP Commercial | RHH090(H,L,S)******TA |  | HSP-A, Single-Package Heat Pum | Heat Pump | 575 | 3 | False |  |  |  | True | Single-Speed | 90000 | 7438 | 12.1 | 10.8 |  |  | 84000 | 7033 | 3.5 | 3.3 |  |  |  | Federally-Regulated Commercial & Industrial Equipment | 12/12/2012 |  | 10/28/2014
Carrier Corp. - Syracuse | Day & Night | RHS(181,183)(H,L,S)******TA |  | HSP-A, Single-Package Heat Pum | Heat Pump | 575 | 3 | False |  |  |  | True | Single-Speed | 172000 | 15925 | 10.8 | 10.4 |  |  | 220000 | 19538 | 3.3 | 3.2 |  |  |  | Federally-Regulated Commercial & Industrial Equipment | 05/09/2013 |  | 08/28/2014
Carrier Corp. - Syracuse | Bryant Heating & Cooling Systems | 548J(P,E,T)17*********(D,E)A |  | HSP-A, Single-Package Heat Pum | Heat Pump | 575 | 3 | False |  |  |  | True | Single-Speed | 172000 | 15925 | 10.8 | 10.4 |  |  | 220000 | 19538 | 3.3 | 3.2 |  |  |  | Federally-Regulated Commercial & Industrial Equipment | 12/12/2012 |  | 05/09/2013
Trane U.S. Inc. | American Standard, Inc. | WCD090A400A |  | HSP-A, Single-Package Heat Pum | Heat Pump | 460 | 3 |  |  |  | No Match |  | No Match | 85000 | 10240 | 8.3 |  |  |  | 82000 | 8580 | 2.8 | 2.5 | 39000 | 6010 | 1.9 | Non Federally-Regulated | 08/23/1988 |  | 02/22/1990
York International | Luxaire | BADF-(T/W)120N*** |  | HSP-A, Single-Package Heat Pum | Heat Pump | 460 | 3 |  |  |  | No Match |  | No Match | 118000 | 13111 | 9 | 8.9 |  |  | 116000 | 11329 | 3 | 3 | 70000 | 10254 | 2 | Federally-Regulated Commercial & Industrial Equipment | 11/18/1999 |  | 04/13/2000
Trane U.S. Inc. | Trane | WCD075C40*B* |  | HSP-A, Single-Package Heat Pum | Heat Pump | 460 | 3 |  |  |  | No Match |  | No Match | 71000 | 7977 | 8.9 | 8.9 |  |  | 71000 | 6934 | 3 | 3 | 35000 | 5127 | 2 | Federally-Regulated Commercial & Industrial Equipment | 05/22/2000 |  | 09/25/2002
York International | Luxaire | BAHT-T090A |  | HSP-A, Single-Package Heat Pum | Heat Pump | 208 | 3 |  |  |  | No Match |  | No Match | 95000 | 11176 | 8.5 |  |  |  | 103000 | 9738 | 3.1 |  | 57000 | 8353 | 2 | Non Federally-Regulated | 05/11/1988 |  | 03/15/1989
Rheem Sales Company, Inc. | Tempstar | NRHR92HP15B |  | HSP-A, Single-Package Heat Pum | Heat Pump | 208 | 3 |  |  |  | No Match |  | No Match | 93000 | 10333 | 9 | 8.9 |  | 9.9 | 93000 | 9085 | 3 | 3 | 51000 | 7117 | 2.1 | Federally-Regulated Commercial & Industrial Equipment | 03/31/1998 |  | 05/09/1998
Rheem Sales Company, Inc. | Ruud | UPWB-100CAS* | UHPA-100Z | HRCU-A-CB, Split System: Heat | Heat Pump | 208 | 3 |  |  |  | No Match |  | No Match | 118000 | 14390 | 8.2 |  |  |  | 118000 | 12350 |  |  | 60000 | 8790 | 2 | Non Federally-Regulated | 05/11/1988 |  | 03/15/1989
Carrier Corp. - Syracuse | ICP Commercial | RHS(240,243)(H,L,S)******AA |  | HSP-A, Single-Package Heat Pum | Heat Pump | 208 | 3 | False |  |  |  | True | Single-Speed | 232000 | 21886 | 10.6 | 10.4 |  |  | 220000 | 19538 | 3.3 | 3.2 |  |  |  | Federally-Regulated Commercial & Industrial Equipment | 12/12/2012 |  | 04/21/2014
Carrier Corp. - Syracuse | Day & Night | 542EE,FE090 |  | HSP-A, Single-Package Heat Pum | Heat Pump | 460 | 3 |  |  |  | No Match |  | No Match | 86000 | 10238 | 8.4 | 8.2 |  |  | 87000 | 8792 |  |  | 50000 | 7327 |  | Non Federally-Regulated | 03/15/1989 |  | 10/10/1989
Trane U.S. Inc. | Trane | WCD240B30*E* |  | HSP-A, Single-Package Heat Pum | Heat Pump | 208 | 3 |  |  |  | No Match |  | No Match | 230000 | 26744 | 8.6 | 8.5 |  | 8.7 | 236000 | 22312 | 3.1 | 2.9 | 128000 | 17864 | 2.1 | Federally-Regulated Commercial & Industrial Equipment | 12/14/1998 |  | 11/18/1999
Trane U.S. Inc. | Trane Unitary Products Group | WC(D,H)180E30*B |  | HSP-A, Single-Package Heat Pum | Both Heat Pump and Electric Re | 460 | 3 | False |  |  |  | False | Single-Speed | 170000 | 15454 | 11 | 10.4 |  |  | 176000 | 16119 | 3.2 | 3.2 |  |  |  | Federally-Regulated Commercial & Industrial Equipment | 03/02/2012 |  | 08/28/2012
York International | Evcon | BA-12[C,E]***(T,W,X)* |  | HSP-A, Single-Package Heat Pum | Both Heat Pump and Electric Re | 208 | 3 |  |  |  |  | False | Single-Speed | 144000 | 15484 | 9.3 | 8.5 |  | 9.7 | 142000 | 13433 | 3.1 | 2.9 | 91000 | 12708 | 2.1 | Federally-Regulated Commercial & Industrial Equipment | 01/18/2008 |  | 02/24/2011
McQuay International | McQuay International | DPS010AHHG2*C-6* |  | HSP-A, Single-Package Heat Pum | Heat Pump | 208 | 3 | False |  |  |  | True | Variable-Speed | 121000 | 10000 | 12.1 | 10.8 |  |  | 112000 | 9432 | 3.5 | 3.3 |  |  |  | Federally-Regulated Commercial & Industrial Equipment | 04/19/2013 |  | 01/09/2014
Rheem Sales Company, Inc. | Whirlpool | NRHR10HP00B |  | HSP-A, Single-Package Heat Pum | Heat Pump | 208 | 3 |  |  |  | No Match |  | No Match | 116000 | 14150 | 8.2 | 8.2 |  |  | 118000 | 12350 |  |  | 60000 | 8790 | 2 | Non Federally-Regulated | 06/11/1985 |  | 05/11/1988
Rheem Sales Company, Inc. | Heat Controller | HR075-3SZ | AHH100-Z | HRCU-A-CB, Split System: Heat | Heat Pump | 230 | 3 |  |  |  | No Match |  | No Match | 92000 | 9583 | 9.6 | 8.9 |  |  | 88000 | 8057 | 3.2 | 3 | 48000 | 6697 | 2.1 | Federally-Regulated Commercial & Industrial Equipment | 11/18/1999 |  | 05/23/2000
Trane U.S. Inc. | American Standard, Inc. | 6C0072A3**** | TWE090A***** | HRCU-A-CB, Split System: Heat | Heat Pump | 230 | 3 |  |  |  | No Match |  | No Match | 72000 | 7528 | 9.6 | 8.9 |  |  | 71000 | 6792 | 3.1 | 3 | 38500 | 4944 | 2.3 | Federally-Regulated Commercial & Industrial Equipment | 03/18/1999 |  | 01/19/2001
Lennox Industries Inc. | Armstrong | LHA240HN2* |  | HSP-A, Single-Package Heat Pum | Heat Pump | 230 | 3 |  |  |  | No Match |  | No Match | 220000 | 21568 | 10.2 | 8.5 |  | 11 | 220000 | 19533 | 3.3 | 2.9 | 118000 | 16463 | 2.1 | Federally-Regulated Commercial & Industrial Equipment | 07/31/2002 |  | 01/18/2008
Carrier Corp. - Syracuse | Carrier Corp. | 38AUQA12A0*(5,6,1)A* | 40RUQA12A*A(3,5,6,1)A* | HRCU-A-CB, Split System: Heat | Heat Pump | 460 | 3 |  |  |  |  | True | Single-Speed | 112000 | 10181 | 11 | 10.8 |  |  | 106000 | 9413 | 3.3 | 3.3 |  |  |  | Federally-Regulated Commercial & Industrial Equipment | 06/17/2013 |  | 04/20/2015
York International | York | B1HN090N13025 |  | HSP-A, Single-Package Heat Pum | Heat Pump | 230 | 3 |  |  |  | No Match |  | No Match | 87000 | 9667 | 9 | 8.9 |  |  | 89000 | 8692 | 3 | 3 | 49000 | 7178 | 2 | Non Federally-Regulated | 02/17/1993 |  | 09/02/1995
York International | Fraser Johnston | PH090C00A*(2,4,5)***** | NH090C00*(5,6)****** | HRCU-A-CB, Split System: Heat | Heat Pump | 208 | 3 |  |  |  |  | True | Single-Speed | 92000 | 8364 | 11 | 8.9 |  |  | 82000 | 7287 | 3.3 | 3 |  |  |  | Federally-Regulated Commercial & Industrial Equipment | 07/16/2009 |  | 01/24/2011
Trane U.S. Inc. | Trane | BWC090F4F |  | HSP-A, Single-Package Heat Pum | Heat Pump | 460 | 3 |  |  |  | No Match |  | No Match | 90000 | 10100 | 8.9 | 8.2 |  |  | 85000 | 8600 |  |  | 44000 | 6800 |  | Non Federally-Regulated | 06/11/1985 |  | 05/11/1988
Carrier Corp. - Syracuse | Payne | 542EP120000 |  | HSP-A, Single-Package Heat Pum | Heat Pump | 230 | 3 |  |  |  | No Match |  | No Match | 120000 | 14700 | 8.2 |  |  |  | 120000 | 12200 |  |  | 65000 | 9200 |  | Non Federally-Regulated | 05/11/1988 |  | 03/15/1989
Lennox Industries Inc. | Lennox | THA240S2B*1* |  | HSP-A, Single-Package Heat Pum | Heat Pump | 460 | 3 |  |  |  |  | True | Single-Speed | 220000 | 23656 | 9.3 | 8.5 |  | 9.7 | 220000 | 20812 | 3.1 | 2.9 | 118000 | 17302 | 2 | Federally-Regulated Commercial & Industrial Equipment | 01/18/2008 |  | 01/24/2011
Rheem Sales Company, Inc. | Rheem | RPDB-075C* |  | HSP-A, Single-Package Heat Pum | Heat Pump | 230 | 3 |  |  |  | No Match |  | No Match | 88000 | 10700 | 8.2 | 8.2 |  |  | 88000 | 8590 |  |  | 46000 | 6730 |  | Non Federally-Regulated | 03/15/1989 |  | 10/10/1989
Carrier Corp. - Syracuse | Airquest | RHS072(H,L,S)******A |  | HSP-A, Single-Package Heat Pum | Both Heat Pump and Electric Re | 208 | 3 |  |  |  |  | False | Single-Speed | 70000 | 6306 | 11.1 | 8.9 |  |  | 67000 | 5954 | 3.3 | 3 |  |  |  | Federally-Regulated Commercial & Industrial Equipment | 07/16/2009 |  | 12/12/2012
Trane U.S. Inc. | Trane | WSC120A4*0A**000000000 |  | HSP-A, Single-Package Heat Pum | Heat Pump | 460 | 3 |  |  |  | No Match |  | No Match | 114000 | 11287 | 10.1 | 8.9 |  |  | 109000 | 9980 | 3.2 | 3 | 62000 | 8257 | 2.2 | Federally-Regulated Commercial & Industrial Equipment | 11/21/2001 |  | 09/25/2002
Rheem Sales Company, Inc. | Rheem | RPWB-075CAS* | RHPA-075Z | HRCU-A-CB, Split System: Heat | Heat Pump | 208 | 3 |  |  |  | No Match |  | No Match | 90000 | 11000 | 8.2 | 8.2 |  |  | 88000 | 8595 |  |  | 46000 | 6740 |  | Non Federally-Regulated | 02/22/1990 |  | 08/23/1990
Trane U.S. Inc. | Trane Unitary Products Group | WS(D,H)180E(3,4,W)R0****0 |  | HSP-A, Single-Package Heat Pum | Heat Pump | 208 | 3 | False |  |  |  | False | Single-Speed | 170000 | 16037 | 10.6 | 10.4 |  |  | 170000 | 15569 | 3.2 | 3.2 |  |  |  | Federally-Regulated Commercial & Industrial Equipment | 12/12/2012 |  | 08/28/2014
GE Appliances, a Haier company | General Electric | BWC090C4 |  | HSP-A, Single-Package Heat Pum | Heat Pump | 460 | 3 |  |  |  | No Match |  | No Match | 90000 | 11500 | 7.8 | 7.5 |  |  | 90000 | 10000 | 2.6 |  | 50000 | 7700 |  | Non Federally-Regulated | 09/08/1982 |  | 09/03/2015
Daikin Comfort Technologies Manufacturing, L.P. | Goodman | CPH102********A* |  | HSP-A, Single-Package Heat Pum | Both Heat Pump and Electric Re | 208 | 3 | False |  |  |  | False | No Match | 102000 | 9189 | 11.1 | 10.8 |  |  | 102000 | 8792 | 3.4 | 3.3 |  |  |  | No Match | 05/02/2012 |  | 05/08/2012
Carrier Corp. - Syracuse | Carrier | 50HJQ008--50/60 |  | HSP-A, Single-Package Heat Pum | Heat Pump | 230 | 3 |  |  |  | No Match |  | No Match | 88000 | 8543 | 10.3 | 8.9 |  | 10.5 | 85000 | 7546 | 3.3 | 3 | 48000 | 6392 | 2.2 | Federally-Regulated Commercial & Industrial Equipment | 11/21/2001 |  | 03/21/2002
Addison Products | Addison Products | DFH184*4E**** |  | HSP-A, Single-Package Heat Pum | Heat Pump | 460 | 3 |  |  |  | No Match |  | No Match | 184100 | 18600 | 9.9 | 8.5 |  |  | 179000 | 15400 | 3.4 | 2.9 | 113400 | 12800 | 2.6 | Federally-Regulated Commercial & Industrial Equipment | 11/03/1994 |  | 04/07/1996
Rheem Sales Company, Inc. | Weatherking | PHC7.5T-3K |  | HSP-A, Single-Package Heat Pum | Heat Pump | 208 | 3 |  |  |  | No Match |  | No Match | 93000 | 10300 | 9 |  |  |  | 93000 | 8960 | 2.9 | 2.5 | 51000 | 6990 | 2.1 | Non Federally-Regulated | 02/07/1988 |  | 02/22/1990
Carrier Corp. - Syracuse | Airquest | RHS(243)(H,L,S)******TA |  | HSP-A, Single-Package Heat Pum | Heat Pump | 230 | 3 | False |  |  |  | True | Single-Speed | 232000 | 21886 | 10.6 | 10.4 |  |  | 220000 | 19538 | 3.3 | 3.2 |  |  |  | Federally-Regulated Commercial & Industrial Equipment | 04/21/2014 |  | 10/28/2014
Carrier Corp. - Syracuse | Carrier Corp. | 50TCQ*14***(5,6,1)A* |  | HSP-A, Single-Package Heat Pum | Heat Pump | 460 | 3 | False |  |  |  | False | Single-Speed | 142000 | 13396 | 10.6 | 10.4 |  |  | 142000 | 13005 | 3.2 | 3.2 |  |  |  | Federally-Regulated Commercial & Industrial Equipment | 11/30/2011 |  | 12/12/2012
McQuay International | McQuay International | DPS010AHHG2*C-4* |  | HSP-A, Single-Package Heat Pum | Heat Pump | 230 | 3 | False |  |  |  | True | Variable-Speed | 120000 | 10000 | 12 | 10.8 |  |  | 110000 | 9426 | 3.4 | 3.3 |  |  |  | Federally-Regulated Commercial & Industrial Equipment | 04/19/2013 |  | 01/09/2014
Trane U.S. Inc. | Trane Unitary Products Group | TWA073D3**A* | TWE090D1**A* | HRCU-A-CB, Split System: Heat | Heat Pump | 230 | 3 |  |  |  |  | True | Single-Speed | 78000 | 7090 | 11 | 10.8 |  |  | 69000 | 6127 | 3.3 | 3.3 |  |  |  | Federally-Regulated Commercial & Industrial Equipment | 06/14/2011 |  | 04/21/2014
Lennox Industries Inc. | Lennox | CHP11-2753-1Q |  | HSP-A, Single-Package Heat Pum | Heat Pump | 230 | 3 |  |  |  | No Match |  | No Match | 240000 | 28800 | 8.3 |  |  |  | 240000 | 24700 |  |  | 150000 | 20900 |  | Non Federally-Regulated | 06/11/1985 |  | 01/31/1990
Carrier Corp. - Syracuse | Carrier Corp. | 50TCQ*24***(5,6,1)A* |  | HSP-A, Single-Package Heat Pum | Heat Pump | 575 | 3 | False |  |  |  | True | Single-Speed | 232000 | 21886 | 10.6 | 10.4 |  |  | 220000 | 19538 | 3.3 | 3.2 |  |  |  | Federally-Regulated Commercial & Industrial Equipment | 11/30/2011 |  | 12/12/2012
McQuay International | McQuay International | DPS006AHHG4*C-6 |  | HSP-A, Single-Package Heat Pum | Heat Pump | 460 | 3 | False |  |  |  | True | Variable-Speed | 70000 | 6194 | 11.3 | 10.8 |  |  | 65000 | 5120 | 3.7 | 3.3 |  |  |  | Federally-Regulated Commercial & Industrial Equipment | 08/28/2012 |  | 04/19/2013
Trane U.S. Inc. | Trane | WCH180B30*E* |  | HSP-A, Single-Package Heat Pum | Heat Pump | 230 | 3 |  |  |  | No Match |  | No Match | 176000 | 18924 | 9.3 | 8.5 |  | 9.5 | 160000 | 16169 | 2.9 | 2.9 | 82000 | 12016 | 2 | Federally-Regulated Commercial & Industrial Equipment | 10/24/1997 |  | 03/31/1998
Goettl | Goettl | GBHP 662AT |  | HSP-A, Single-Package Heat Pum | Heat Pump | 230 | 1 |  |  |  | No Match |  | No Match | 66000 | 8000 | 8.3 |  |  |  | 66000 | 6670 |  |  | 35600 | 5795 |  | Non Federally-Regulated | 05/11/1988 |  | 03/15/1989
York International | York | EA090C***(2,4,5)* | FA090C***(6)* | HRCU-A-CB, Split System: Heat | Both Heat Pump and Electric Re | 208 | 3 |  |  |  |  | True | Single-Speed | 90000 | 8443 | 10.7 | 8.9 |  | 0 | 88000 | 8065 | 3.2 | 3 | 55000 | 7013 | 2.3 | Federally-Regulated Commercial & Industrial Equipment | 01/18/2008 |  | 08/27/2008
York International | Evcon | XA-08[C,E]***(T,W,X)* |  | HSP-A, Single-Package Heat Pum | Both Heat Pump and Electric Re | 230 | 3 |  |  |  |  | True | Single-Speed | 100000 | 9091 | 11 | 8.9 |  | 12.4 | 94000 | 7876 | 3.5 | 3 | 57000 | 7268 | 2.3 | Federally-Regulated Commercial & Industrial Equipment | 01/18/2008 |  | 01/09/2014
York International | Fraser Johnston | XA-08[C,E]***(T,W,X)* |  | HSP-A, Single-Package Heat Pum | Both Heat Pump and Electric Re | 460 | 3 |  |  |  |  | True | Single-Speed | 100000 | 9091 | 11 | 8.9 |  | 12.4 | 94000 | 7876 | 3.5 | 3 | 57000 | 7268 | 2.3 | Federally-Regulated Commercial & Industrial Equipment | 01/18/2008 |  | 01/09/2014
Trane U.S. Inc. | American Standard, Inc. | TWA120A300B | TWE120A300B | HRCU-A-CB, Split System: Heat | Heat Pump | 208 | 3 |  |  |  | No Match |  | No Match | 117000 | 13150 | 8.9 | 8.9 |  |  | 119000 | 11630 | 3 | 3 | 64000 | 8930 | 2.1 | Non Federally-Regulated | 07/31/1992 |  | 03/31/1998
Carrier Corp. - Syracuse | Bryant Heating & Cooling Systems | 548J(P,E,T)17*********(A,B)C |  | HSP-A, Single-Package Heat Pum | Heat Pump | 575 | 3 | False |  |  |  | True | Single-Speed | 172000 | 15925 | 10.8 | 10.4 |  |  | 220000 | 19538 | 3.3 | 3.2 |  |  |  | Federally-Regulated Commercial & Industrial Equipment | 01/09/2014 |  | 10/28/2014
Carrier Corp. - Syracuse | Heil | RHS072(H,L,S)******** |  | HSP-A, Single-Package Heat Pum | Heat Pump | 460 | 3 | False |  |  |  | False | Single-Speed | 70000 | 6306 | 11.1 | 10.8 |  |  | 67000 | 5950 | 3.3 | 3.3 |  |  |  | Federally-Regulated Commercial & Industrial Equipment | 11/30/2011 |  | 10/28/2014
Carrier Corp. - Syracuse | Arcoaire | CHS180(H,L,S)D* | FHS180(M,S,H,L)A*A* | HRCU-A-CB, Split System: Heat | Heat Pump | 208 | 3 |  |  |  |  | True | Single-Speed | 178000 | 16792 | 10.6 | 10.4 |  |  | 178000 | 15343 | 3.4 | 3.2 |  |  |  | Federally-Regulated Commercial & Industrial Equipment | 03/10/2011 |  | 12/12/2012
Carrier Corp. - Syracuse | Carrier Corp. | 50TCQ*17***(5,6,1)C***(G,J,K,M)* |  | HSP-A, Single-Package Heat Pum | Heat Pump | 230 | 3 | False |  |  |  | True | Single-Speed | 172000 | 15925 | 10.8 | 10.4 |  |  | 166000 | 14742 | 3.3 | 3.2 |  |  |  | Federally-Regulated Commercial & Industrial Equipment | 01/09/2014 |  | 10/28/2014
Lennox Industries Inc. | Ducane | LHA180HN2* |  | HSP-A, Single-Package Heat Pum | Heat Pump | 208 | 3 |  |  |  | No Match |  | No Match | 182000 | 16545 | 11 | 8.5 |  | 12 | 192000 | 17047 | 3.3 | 2.9 | 106000 | 15528 | 2 | Federally-Regulated Commercial & Industrial Equipment | 07/31/2002 |  | 01/18/2008
Rheem Sales Company, Inc. | Rheem | RPWC-075CAZ | RHGF-100Z | HRCU-A-CB, Split System: Heat | Heat Pump | 208 | 3 |  |  |  | No Match |  | No Match | 92000 | 9583 | 9.6 | 8.9 |  |  | 88000 | 8059 | 3.2 | 3 | 57500 | 7660 | 2.2 | Federally-Regulated Commercial & Industrial Equipment | 02/03/1998 |  | 03/31/1998
Carrier Corp. - Syracuse | Keeprite | RHS072(H,L,S)******** |  | HSP-A, Single-Package Heat Pum | Heat Pump | 208 | 3 | False |  |  |  | False | Single-Speed | 70000 | 6306 | 11.1 | 10.8 |  |  | 67000 | 5950 | 3.3 | 3.3 |  |  |  | Federally-Regulated Commercial & Industrial Equipment | 10/28/2014 |  | 10/28/2014
Rheem Sales Company, Inc. | Tempstar | NCHR10L001B | NEPR10M030A | HRCU-A-CB, Split System: Heat | Heat Pump | 460 | 3 |  |  |  | No Match |  | No Match | 118000 | 14390 | 8.2 | 8.3 |  |  | 118000 | 12350 | 2.8 | 2.8 | 60000 | 8790 | 2 | Non Federally-Regulated | 09/17/1991 |  | 07/27/1992
Carrier Corp. - Syracuse | Day & Night | RHS(120,121)(H,L,S)******AA |  | HSP-A, Single-Package Heat Pum | Heat Pump | 460 | 3 | False |  |  |  | False | Single-Speed | 116000 | 10545 | 11 | 10.8 |  |  | 116000 | 9999 | 3.4 | 3.3 |  |  |  | Federally-Regulated Commercial & Industrial Equipment | 12/12/2012 |  | 10/28/2014
Carrier Corp. - Syracuse | Comfortmaker | RHH(120,121)(H,L,S)******AA |  | HSP-A, Single-Package Heat Pum | Heat Pump | 575 | 3 | False |  |  |  | True | Single-Speed | 119000 | 9674 | 12.3 | 10.8 |  |  | 116000 | 9713 | 3.5 | 3.3 |  |  |  | Federally-Regulated Commercial & Industrial Equipment | 12/12/2012 |  | 10/28/2014
Carrier Corp. - Syracuse | Keeprite | RHS(120,121)(H,L,S)******** |  | HSP-A, Single-Package Heat Pum | Heat Pump | 460 | 3 | False |  |  |  | False | Single-Speed | 116000 | 10545 | 11 | 10.8 |  |  | 116000 | 9999 | 3.4 | 3.3 |  |  |  | Federally-Regulated Commercial & Industrial Equipment | 11/30/2011 |  | 12/12/2012
Carrier Corp. - Syracuse | Day & Night | RHH072(H,L,S)******** |  | HSP-A, Single-Package Heat Pum | Heat Pump | 575 | 3 | False |  |  |  | True | Single-Speed | 72000 | 6000 | 12 | 10.8 |  |  | 70000 | 6033 | 3.4 | 3.3 |  |  |  | Federally-Regulated Commercial & Industrial Equipment | 11/30/2011 |  | 10/28/2014
Carrier Corp. - Syracuse | Bryant Air Conditioning | 541APX/AEX180 | 524APH/AEH180GC | HRCU-A-CB, Split System: Heat | Heat Pump | 208 | 3 |  |  |  | No Match |  | No Match | 172000 | 19545 | 8.8 | 8.5 |  |  | 164000 | 16017 | 3 | 2.9 | 0 | 0 | 0 | Federally-Regulated Commercial & Industrial Equipment | 10/06/1999 |  | 11/18/1999
Carrier Corp. - Syracuse | Day & Night | RHH090(H,L,S)******TA |  | HSP-A, Single-Package Heat Pum | Heat Pump | 575 | 3 | False |  |  |  | True | Single-Speed | 90000 | 7438 | 12.1 | 10.8 |  |  | 84000 | 7033 | 3.5 | 3.3 |  |  |  | Federally-Regulated Commercial & Industrial Equipment | 10/28/2014 |  | 10/28/2014
Borg Warner | Luxaire | EAHP-W120A | FBHP-S120A | HRCU-A-CB, Split System: Heat | Heat Pump | 460 | 3 |  |  |  | No Match |  | No Match | 119000 | 13140 | 8.2 | 8.2 |  |  | 129000 | 11080 | 3.4 |  | 76000 | 8040 | 2.8 | Non Federally-Regulated | 05/16/1984 |  | 06/11/1985
Carrier Corp. - Syracuse | Tempstar | RHS090(L,S)******TA |  | HSP-A, Single-Package Heat Pum | Heat Pump | 460 | 3 | False |  |  |  | False | Single-Speed | 88000 | 7857 | 11.2 | 10.8 |  |  | 86000 | 7413 | 3.4 | 3.3 |  |  |  | Federally-Regulated Commercial & Industrial Equipment | 10/28/2014 |  | 10/28/2014
Carrier Corp. | Day & Night | 549BE120000AA** | 40RR034 | HSP-A, Single-Package Heat Pum | Heat Pump | 460 | 3 |  |  |  | No Match |  | No Match | 273512 | 34828 | 7.9 | 8.9 |  | 10.4 | 283599 | 9767 | 3.3 | 3 | 64000 | 8929 | 2.1 | Federally-Regulated Commercial & Industrial Equipment | 08/24/1995 |  | 04/07/1996
Trane U.S. Inc. | Trane Unitary Products Group | 4TWA3048A3 | TWE090E1**A* | HRCU-A-CB, Split System: Heat | Heat Pump | 230 | 3 |  |  |  |  | True | Single-Speed | 90000 | 8181 | 11 | 10.8 |  |  | 90000 | 7992 | 3.3 | 3.3 |  |  |  | Federally-Regulated Commercial & Industrial Equipment | 08/24/2011 |  | 10/05/2011
Trane U.S. Inc. | American Standard, Inc. | WCH120B40*C* |  | HSP-A, Single-Package Heat Pum | Heat Pump | 460 | 3 |  |  |  | No Match |  | No Match | 124000 | 12920 | 9.6 | 8.9 |  | 9.8 | 110000 | 10740 | 3 | 3 | 59000 | 8640 | 2 | Non Federally-Regulated | 05/27/1993 |  | 09/02/1995
Carrier Corp. - Syracuse | Carrier Corp. | 38AUQA25A0*(5,6,1)A* | 40RUQA25T*A(5,6,1)A* | HRCU-A-CB, Split System: Heat | Heat Pump | 208 | 3 |  |  |  |  | True | Single-Speed | 222000 | 20747 | 10.7 | 10.4 |  |  | 214000 | 17919 | 3.5 | 3.2 |  |  |  | Federally-Regulated Commercial & Industrial Equipment | 06/17/2013 |  | 04/20/2015
Carrier Corp. - Syracuse | Carrier | 38AQS0165/6 | 40RMQ0165/6GC | HRCU-A-CB, Split System: Heat | Heat Pump | 460 | 3 |  |  |  | No Match |  | No Match | 172000 | 19545 | 8.8 | 8.5 |  |  | 164000 | 16017 | 3 | 2.9 | 94000 | 12518 | 2.2 | Federally-Regulated Commercial & Industrial Equipment | 11/18/1999 |  | 07/18/2002
Rheem Sales Company, Inc. | Ruud | UJMB-A090C |  | HSP-A, Single-Package Heat Pum | Heat Pump | 230 | 3 |  |  |  | No Match |  | No Match | 92000 | 9108 | 10.1 | 8.9 |  | 11.5 | 92000 | 8423 | 3.2 | 3 | 52000 | 6925 | 2.2 | Federally-Regulated Commercial & Industrial Equipment | 07/31/2002 |  | 01/18/2008
Lennox Industries Inc. | Lennox | CHP11-1353-5W |  | HSP-A, Single-Package Heat Pum | Heat Pump | 200 | 3 |  |  |  | No Match |  | No Match | 122000 | 14920 | 8.2 | 7.5 |  |  | 125000 | 12550 |  |  | 63000 | 9880 |  | Non Federally-Regulated | 08/30/1983 |  | 05/16/1984
Goettl | Goettl | GBHP 662AT |  | HSP-A, Single-Package Heat Pum | Heat Pump | 230 | 1 |  |  |  | No Match |  | No Match | 66000 | 8000 | 8.3 | 8.2 |  |  | 66000 | 6670 |  |  | 35600 | 5795 |  | Non Federally-Regulated | 02/22/1990 |  | 07/31/1992
York International | Luxaire | XA-12[C,E]***(T,W,X)* |  | HSP-A, Single-Package Heat Pum | Both Heat Pump and Electric Re | 460 | 3 | False |  |  |  | True | Single-Speed | 150000 | 13636 | 11 | 10.4 |  | 11.9 | 135000 | 12364 | 3.2 | 3.2 | 90000 | 11997 | 2.2 | Federally-Regulated Commercial & Industrial Equipment | 01/24/2011 |  | 01/09/2014
Carrier Corp. - Syracuse | Comfortmaker | RHS150(H,L,S)******TA |  | HSP-A, Single-Package Heat Pum | Heat Pump | 575 | 3 | False |  |  |  | False | Single-Speed | 142000 | 13396 | 10.6 | 10.4 |  |  | 142000 | 13005 | 3.2 | 3.2 |  |  |  | Federally-Regulated Commercial & Industrial Equipment | 10/28/2014 |  | 10/28/2014
Trane U.S. Inc. | Trane | TWA072C3 | TWE090A-BA | HRCU-A-CB, Split System: Heat | Heat Pump | 200 | 3 |  |  |  | No Match |  | No Match | 69000 | 7666 | 9 | 8.9 |  |  | 62500 | 6104 | 3 | 3 | 37800 | 4614 | 2.4 | Federally-Regulated Commercial & Industrial Equipment | 01/19/2001 |  | 07/18/2002
Carrier Corp. - Syracuse | Carrier | 38AQ0245+0245+0165 | 40RR054 | HRCU-A-CB, Split System: Heat | Heat Pump | 208 | 3 |  |  |  | No Match |  | No Match | 568915 | 72014 | 7.9 | 7.5 |  |  | 596000 | 69830 |  |  | 323000 | 52561 |  | Non Federally-Regulated | 09/08/1982 |  | 06/11/1985
Trane U.S. Inc. | Trane | BWC120F3OOJ |  | HSP-A, Single-Package Heat Pum | Heat Pump | 230 | 3 |  |  |  | No Match |  | No Match | 119000 | 14300 | 8.3 | 8.2 |  |  | 118000 | 11900 |  |  | 58000 | 8750 |  | Non Federally-Regulated | 03/15/1989 |  | 10/10/1989
Trane U.S. Inc. | Trane | WCH180B30*E* |  | HSP-A, Single-Package Heat Pum | Heat Pump | 208 | 3 |  |  |  | No Match |  | No Match | 176000 | 18924 | 9.3 | 8.5 |  | 8.9 | 160000 | 15626 | 3 | 2.9 | 82000 | 12012 | 2 | Federally-Regulated Commercial & Industrial Equipment | 11/18/1999 |  | 11/21/2001
York International | Coleman | PJ240C00A*(2,4,5)***** | NJ240C00*(5,6)****** | HRCU-A-CB, Split System: Heat | Heat Pump | 575 | 3 |  |  |  |  | True | Single-Speed | 238000 | 22453 | 10.6 | 8.5 |  |  | 220000 | 18975 | 3.4 | 2.9 |  |  |  | Federally-Regulated Commercial & Industrial Equipment | 07/16/2009 |  | 06/14/2011
Carrier Corp. | Payne | 541AP090 | 517A090 | HRCU-A-CB, Split System: Heat | Heat Pump | 208 | 3 |  |  |  | No Match |  | No Match | 88000 | 10700 | 8.2 |  |  |  | 87000 | 9800 | 2.6 | 2.5 | 47000 | 7300 | 1.9 | Non Federally-Regulated | 03/07/1988 |  | 07/27/1992
York International | York | B1HN120N***58* |  | HSP-A, Single-Package Heat Pum | Heat Pump | 575 | 3 |  |  |  | No Match |  | No Match | 118000 | 13111 | 9 | 8.9 |  |  | 116000 | 11332 | 3 | 3 | 70000 | 10257 | 2 | Federally-Regulated Commercial & Industrial Equipment | 08/21/1998 |  | 10/02/1998
York International | York | E1FB180 | F1EH180 | HRCU-A-CB, Split System: Heat | Heat Pump | 460 | 3 |  |  |  | No Match |  | No Match | 166000 | 19080 | 8.7 | 8.5 |  |  | 184000 | 17970 | 3 | 2.9 | 121000 | 16114 | 2.2 | Federally-Regulated Commercial & Industrial Equipment | 05/22/2000 |  | 05/21/2002
Carrier Corp. - Syracuse | Day & Night | 542EP120 |  | HSP-A, Single-Package Heat Pum | Heat Pump | 208 | 3 |  |  |  | No Match |  | No Match | 119000 | 14600 | 8.2 | 8.2 |  |  | 119000 | 12300 |  |  | 64000 | 9200 |  | Non Federally-Regulated | 03/15/1989 |  | 10/10/1989
Carrier Corp. - Syracuse | Comfortmaker | RHS(181,183)(H,L,S)******TC |  | HSP-A, Single-Package Heat Pum | Heat Pump | 230 | 3 | False |  |  |  | True | Single-Speed | 172000 | 15925 | 10.8 | 10.4 |  |  | 166000 | 14742 | 3.3 | 3.2 |  |  |  | Federally-Regulated Commercial & Industrial Equipment | 01/09/2014 |  | 10/28/2014
Carrier Corp. - Syracuse | Bryant Heating & Cooling Systems | 549J(P,E,T)08*********(A,B)A |  | HSP-A, Single-Package Heat Pum | Heat Pump | 208 | 3 | False |  |  |  | True | Single-Speed | 90000 | 7438 | 12.1 | 10.8 |  |  | 84000 | 7033 | 3.5 | 3.3 |  |  |  | Federally-Regulated Commercial & Industrial Equipment | 12/12/2012 |  | 10/28/2014
Rheem Sales Company, Inc. | Rheem | RPDC-101D* |  | HSP-A, Single-Package Heat Pum | Heat Pump | 460 | 3 |  |  |  | No Match |  | No Match | 120000 | 13400 | 9 | 8.9 |  | 10.3 | 126000 | 11875 | 3 | 3 | 67000 | 9345 | 2.1 | Non Federally-Regulated | 07/06/1992 |  | 07/31/1992
York International | Luxaire | BADF-T/W090N165/205* |  | HSP-A, Single-Package Heat Pum | Heat Pump | 460 | 3 |  |  |  | No Match |  | No Match | 87000 | 9666 | 9 | 8.9 |  |  | 89000 | 8694 | 3 | 3 | 49000 | 7180 | 2 | Federally-Regulated Commercial & Industrial Equipment | 07/29/1998 |  | 08/07/1998
Carrier Corp. - Syracuse | Airquest | RHS090H******** |  | HSP-A, Single-Package Heat Pum | Heat Pump | 208 | 3 | False |  |  |  | False | Single-Speed | 87000 | 7767 | 11.2 | 10.8 |  |  | 86000 | 7413 | 3.4 | 3.3 |  |  |  | Federally-Regulated Commercial & Industrial Equipment | 03/02/2012 |  | 12/12/2012
Carrier Corp. - Syracuse | Bryant Heating & Cooling Systems | 549J(P,E,T)09*********(D,E)A |  | HSP-A, Single-Package Heat Pum | Heat Pump | 230 | 3 | False |  |  |  | True | Single-Speed | 100000 | 8333 | 12 | 10.8 |  |  | 100000 | 8619 | 3.4 | 3.3 |  |  |  | Federally-Regulated Commercial & Industrial Equipment | 10/28/2014 |  | 04/21/2015
Goettl | Goettl | HPC901E-4 |  | HSP-A, Single-Package Heat Pum | Heat Pump | 460 | 3 |  |  |  | No Match |  | No Match | 96000 | 9142 | 10.5 | 8.9 |  |  | 97000 | 9476 | 3 | 3 | 55000 | 8059 | 2 | Federally-Regulated Commercial & Industrial Equipment | 12/14/1998 |  | 08/18/1999
York International | Coleman | BB-20[E72]***(T,W,X)* |  | HSP-A, Single-Package Heat Pum | Both Heat Pump and Electric Re | 230 | 3 |  |  |  |  | True | Single-Speed | 214000 | 22526 | 9.5 | 8.5 |  | 10.1 | 210000 | 19866 | 3.1 | 2.9 | 130000 | 19062 | 2 | Federally-Regulated Commercial & Industrial Equipment | 01/18/2008 |  | 01/24/2011
Carrier Corp. - Syracuse | Tempstar | RHS090H******TA |  | HSP-A, Single-Package Heat Pum | Heat Pump | 208 | 3 | False |  |  |  | False | Single-Speed | 87000 | 7767 | 11.2 | 10.8 |  |  | 86000 | 7413 | 3.4 | 3.3 |  |  |  | Federally-Regulated Commercial & Industrial Equipment | 10/28/2014 |  | 10/28/2014
Carrier Corp. - Syracuse | Airquest | RHS072(H,L,S)******** |  | HSP-A, Single-Package Heat Pum | Heat Pump | 230 | 3 | False |  |  |  | False | Single-Speed | 70000 | 6306 | 11.1 | 10.8 |  |  | 67000 | 5950 | 3.3 | 3.3 |  |  |  | Federally-Regulated Commercial & Industrial Equipment | 11/30/2011 |  | 10/28/2014
York International | Luxaire | BCCB-T090A |  | HSP-A, Single-Package Heat Pum | Heat Pump | 230 | 3 |  |  |  | No Match |  | No Match | 87000 | 9667 | 9 | 8.9 |  |  | 89000 | 8692 | 3 | 3 | 49000 | 7178 | 2 | Non Federally-Regulated | 02/17/1993 |  | 09/02/1995
Carrier Corp. - Syracuse | Keeprite | RHS102(L,S)******** |  | HSP-A, Single-Package Heat Pum | Heat Pump | 460 | 3 | False |  |  |  | False | Single-Speed | 99000 | 8839 | 11.2 | 10.8 |  |  | 96000 | 8525 | 3.3 | 3.3 |  |  |  | Federally-Regulated Commercial & Industrial Equipment | 11/30/2011 |  | 12/12/2012
Goettl | American Best | HP 662A-3 |  | HSP-A, Single-Package Heat Pum | Heat Pump | 230 | 3 |  |  |  | No Match |  | No Match | 66000 | 8050 | 8.2 | 8.2 |  |  | 66000 | 6670 |  |  | 35600 | 5795 |  | Non Federally-Regulated | 02/22/1990 |  | 07/31/1992
Carrier Corp. - Syracuse | Carrier | 50HJQ00750/60 |  | HSP-A, Single-Package Heat Pum | Heat Pump | 460 | 3 |  |  |  | No Match |  | No Match | 68000 | 7157 | 9.5 | 8.9 |  |  | 72000 | 6206 | 3.4 | 3 | 36000 | 5495 | 1.9 | Federally-Regulated Commercial & Industrial Equipment | 02/03/1998 |  | 03/31/1998
McQuay International | McQuay International | DPS010AHHE2**-6 |  | HSP-A, Single-Package Heat Pum | Heat Pump | 208 | 3 | False |  |  |  | True | Variable-Speed | 121000 | 10000 | 12.1 | 10.8 |  |  | 112000 | 9432 | 3.5 | 3.3 |  |  |  | Federally-Regulated Commercial & Industrial Equipment | 08/28/2012 |  | 04/19/2013
Trane U.S. Inc. | Trane Unitary Products Group | WS(D,H)180E(3,4,W)R0****(6,7) |  | HSP-A, Single-Package Heat Pum | Heat Pump | 230 | 3 | False |  |  |  | False | Single-Speed | 170000 | 16037 | 10.6 | 10.4 |  |  | 170000 | 15569 | 3.2 | 3.2 |  |  |  | Federally-Regulated Commercial & Industrial Equipment | 12/12/2012 |  | 04/21/2014
Rheem Sales Company, Inc. | Rheem | RJMB-A120C |  | HSP-A, Single-Package Heat Pum | Heat Pump | 230 | 3 |  |  |  | No Match |  | No Match | 120000 | 11881 | 10.1 | 8.9 |  | 11.2 | 109000 | 9980 | 3.2 | 3 | 65000 | 8656 | 2.2 | Federally-Regulated Commercial & Industrial Equipment | 11/21/2001 |  | 07/18/2002
Rheem Sales Company, Inc. | Ruud | UPWC-075C | UHGF-100Z | HRCU-A-CB, Split System: Heat | Heat Pump | 208 | 3 |  |  |  | No Match |  | No Match | 92000 | 9583 | 9.6 | 8.9 |  |  | 88000 | 8057 | 3.2 | 3 | 48000 | 6697 | 2.1 | Federally-Regulated Commercial & Industrial Equipment | 05/22/2000 |  | 05/23/2000
Carrier Corp. - Syracuse | Heil | RHS(240)(H,L,S)******AA |  | HSP-A, Single-Package Heat Pum | Heat Pump | 230 | 3 | False |  |  |  | True | Single-Speed | 232000 | 21886 | 10.6 | 10.4 |  |  | 220000 | 19538 | 3.3 | 3.2 |  |  |  | Federally-Regulated Commercial & Industrial Equipment | 04/21/2014 |  | 10/28/2014
Trane U.S. Inc. | American Standard, Inc. | WCD180B40*E* |  | HSP-A, Single-Package Heat Pum | Heat Pump | 460 | 3 |  |  |  | No Match |  | No Match | 174000 | 19333 | 9 | 8.5 |  | 9.3 | 160000 | 15631 | 3 | 2.9 | 84000 | 11723 | 2.1 | Federally-Regulated Commercial & Industrial Equipment | 05/09/1998 |  | 10/02/1998
Carrier Corp. - Syracuse | Carrier | 50TJQ00850/60 |  | HSP-A, Single-Package Heat Pum | Heat Pump | 230 | 3 |  |  |  | No Match |  | No Match | 86000 | 9555 | 9 | 8.9 |  | 9.3 | 78000 | 7617 | 3 | 3 | 36000 | 6592 | 1.6 | Federally-Regulated Commercial & Industrial Equipment | 11/18/1999 |  | 04/13/2000
Carrier Corp. - Syracuse | ICP Commercial | CHS072(H,L,S)A* | FHS072(M,S,K)A*A* | HRCU-A-CB, Split System: Heat | Heat Pump | 208 | 3 |  |  |  |  | True | Single-Speed | 70000 | 6363 | 11 | 10.8 |  |  | 66000 | 5861 | 3.3 | 3.3 |  |  |  | Federally-Regulated Commercial & Industrial Equipment | 03/10/2011 |  | 12/12/2012
Carrier Corp. - Syracuse | Bryant Heating & Cooling Systems | 548J(P,E,T)17*********(D,E)C |  | HSP-A, Single-Package Heat Pum | Heat Pump | 460 | 3 | False |  |  |  | True | Single-Speed | 172000 | 15925 | 10.8 | 10.4 |  |  | 220000 | 19538 | 3.3 | 3.2 |  |  |  | Federally-Regulated Commercial & Industrial Equipment | 01/09/2014 |  | 10/28/2014
Trane U.S. Inc. | Trane | WCD075C30*B* |  | HSP-A, Single-Package Heat Pum | Heat Pump | 208 | 3 |  |  |  | No Match |  | No Match | 71000 | 7977 | 8.9 | 8.9 |  |  | 71000 | 6934 | 3 | 3 | 35000 | 5127 | 2 | Federally-Regulated Commercial & Industrial Equipment | 11/18/1999 |  | 04/13/2000
GE Appliances, a Haier company | General Electric | BWC240A2 |  | HSP-A, Single-Package Heat Pum | Heat Pump | 200 | 3 |  |  |  | No Match |  | No Match | 234000 | 29000 | 8.1 | 7.5 |  |  | 224000 | 24000 | 2.7 |  | 116000 | 18400 | 1.8 | Non Federally-Regulated | 09/08/1982 |  | 09/03/2015
Carrier Corp. - Syracuse | Carrier Corp. | 50HCQ*09***(5,6,1)A***(G,J,K,M)* |  | HSP-A, Single-Package Heat Pum | Heat Pump | 230 | 3 | False |  |  |  | True | Single-Speed | 100000 | 8333 | 12 | 10.8 |  |  | 100000 | 8619 | 3.4 | 3.3 |  |  |  | Federally-Regulated Commercial & Industrial Equipment | 12/12/2012 |  | 10/28/2014
Trane U.S. Inc. | Trane | WC(D,H)090C300A |  | HSP-A, Single-Package Heat Pum | Heat Pump | 230 | 3 |  |  |  | No Match |  | No Match | 87000 | 9775 | 8.9 | 8.9 |  |  | 86000 | 8400 | 3 | 3 | 43000 | 6299 | 2 | Non Federally-Regulated | 01/31/1992 |  | 07/31/1992
Carrier Corp. - Syracuse | Day & Night | CHS121(H,L,S)A* | FHS120(M,S)**A0* | HRCU-A-CB, Split System: Heat | Heat Pump | 208 | 3 |  |  |  |  | True | Single-Speed | 112000 | 10181 | 11 | 10.8 |  |  | 106000 | 9413 | 3.3 | 3.3 |  |  |  | Federally-Regulated Commercial & Industrial Equipment | 07/18/2013 |  | 10/28/2014
Carrier Corp. - Syracuse | Day & Night | RHS(181,183)(H,L,S)******AA |  | HSP-A, Single-Package Heat Pum | Heat Pump | 460 | 3 | False |  |  |  | True | Single-Speed | 172000 | 15925 | 10.8 | 10.4 |  |  | 220000 | 19538 | 3.3 | 3.2 |  |  |  | Federally-Regulated Commercial & Industrial Equipment | 12/12/2012 |  | 05/09/2013
Rheem Sales Company, Inc. | Weatherking | WPWC-100DAZ | WHGF-100Z | HRCU-A-CB, Split System: Heat | Heat Pump | 208 | 3 |  |  |  | No Match |  | No Match | 121000 | 12872 | 9.4 | 8.9 |  |  | 125000 | 11817 | 3.1 | 3 | 84000 | 11190 | 2.2 | Federally-Regulated Commercial & Industrial Equipment | 03/31/1998 |  | 05/09/1998
Carrier Corp. - Syracuse | Heil | CHS072(H,L,S)A* | FHS072(M,S,K)A*A* | HRCU-A-CB, Split System: Heat | Heat Pump | 208 | 3 |  |  |  |  | True | Single-Speed | 70000 | 6363 | 11 | 10.8 |  |  | 66000 | 5861 | 3.3 | 3.3 |  |  |  | Federally-Regulated Commercial & Industrial Equipment | 03/10/2011 |  | 12/12/2012
Trane U.S. Inc. | Trane | WCD240B40*E* |  | HSP-A, Single-Package Heat Pum | Heat Pump | 460 | 3 |  |  |  | No Match |  | No Match | 236000 | 27441 | 8.6 | 8.5 |  | 8.7 | 230000 | 21744 | 3.1 | 2.9 | 128000 | 17864 | 2.1 | Federally-Regulated Commercial & Industrial Equipment | 12/14/1998 |  | 11/18/1999
Rheem Sales Company, Inc. | Addison Products | PHC7.5T-3K |  | HSP-A, Single-Package Heat Pum | Heat Pump | 230 | 3 |  |  |  | No Match |  | No Match | 93000 | 10300 | 9 | 8.2 |  |  | 93000 | 8960 |  |  | 51000 | 6990 |  | Non Federally-Regulated | 03/15/1989 |  | 10/10/1989
York International | Evcon | BA-10[C,E]***(T,W,X)* |  | HSP-A, Single-Package Heat Pum | Both Heat Pump and Electric Re | 460 | 3 |  |  |  |  | False | Single-Speed | 120000 | 11650 | 10.3 | 8.9 |  | 10 | 113000 | 10356 | 3.2 | 3 | 60000 | 7998 | 2.2 | Federally-Regulated Commercial & Industrial Equipment | 01/18/2008 |  | 02/24/2011
York International | Luxaire | BAHT-T120A |  | HSP-A, Single-Package Heat Pum | Heat Pump | 208 | 3 |  |  |  | No Match |  | No Match | 121000 | 14578 | 8.3 |  |  |  | 126000 | 13189 | 2.7 | 2.5 | 76000 | 9685 | 2.3 | Non Federally-Regulated | 04/11/1988 |  | 05/11/1988
International Comfort Products | Airquest | PH*090N2HA* |  | HSP-A, Single-Package Heat Pum | Heat Pump | 208 | 3 |  |  |  | No Match |  | No Match | 91000 | 9784 | 9.3 | 8.9 |  | 10.4 | 90000 | 8506 | 3.1 | 3 | 48000 | 7031 | 2 | Federally-Regulated Commercial & Industrial Equipment | 05/22/2000 |  | 09/20/2001
Carrier Corp. - Syracuse | Day & Night | RHS18*(H,L,S)0******A |  | HSP-A, Single-Package Heat Pum | Heat Pump | 575 | 3 | False |  |  |  | True | Single-Speed | 172000 | 15925 | 10.8 | 10.4 |  |  | 220000 | 19538 | 3.3 | 3.2 |  |  |  | Federally-Regulated Commercial & Industrial Equipment | 03/10/2011 |  | 12/12/2012
McQuay International | McQuay International | DPS007AHHY2**-3 |  | HSP-A, Single-Package Heat Pum | Heat Pump | 230 | 3 | False |  |  |  | True | Variable-Speed | 88000 | 7096 | 12.4 | 10.8 |  |  | 78000 | 6178 | 3.7 | 3.3 |  |  |  | Federally-Regulated Commercial & Industrial Equipment | 08/28/2012 |  | 04/19/2013
Rheem Sales Company, Inc. | Ruud | UPWC-100CAZ | UHGF-100Z | HRCU-A-CB, Split System: Heat | Heat Pump | 230 | 3 |  |  |  | No Match |  | No Match | 118000 | 12826 | 9.2 | 8.9 |  |  | 125000 | 11814 | 3.1 | 3 | 68000 | 9487 | 2.1 | Federally-Regulated Commercial & Industrial Equipment | 11/18/1999 |  | 04/13/2000
Carrier Corp. - Syracuse | ICP Commercial | RHH090(H,L,S)******AA |  | HSP-A, Single-Package Heat Pum | Heat Pump | 208 | 3 | False |  |  |  | True | Single-Speed | 90000 | 7438 | 12.1 | 10.8 |  |  | 84000 | 7033 | 3.5 | 3.3 |  |  |  | Federally-Regulated Commercial & Industrial Equipment | 10/28/2014 |  | 10/28/2014
Carrier Corp. - Syracuse | Payne | 542JP/EX180 |  | HSP-A, Single-Package Heat Pum | Heat Pump | 208 | 3 |  |  |  | No Match |  | No Match | 172000 | 18494 | 9.3 | 8.5 |  | 9.7 | 172000 | 15275 | 3.3 | 2.9 | 94000 | 12522 | 2.2 | Federally-Regulated Commercial & Industrial Equipment | 10/24/1997 |  | 03/31/1998
Rheem Sales Company, Inc. | Tempstar | NRHR92LP15B |  | HSP-A, Single-Package Heat Pum | Heat Pump | 460 | 3 |  |  |  | No Match |  | No Match | 93000 | 10333 | 9 | 8.9 |  | 9.9 | 93000 | 9085 | 3 | 3 | 51000 | 7117 | 2.1 | Federally-Regulated Commercial & Industrial Equipment | 02/03/1998 |  | 03/31/1998
Carrier Corp. - Syracuse | Payne | 542JP/EX150 |  | HSP-A, Single-Package Heat Pum | Heat Pump | 208 | 3 |  |  |  | No Match |  | No Match | 140000 | 14285 | 9.8 | 8.5 |  | 12.4 | 136000 | 12456 | 3.2 | 2.9 | 72000 | 10048 | 2.1 | Federally-Regulated Commercial & Industrial Equipment | 03/31/1998 |  | 05/09/1998
Carrier Corp. - Syracuse | Carrier | 50HJQ008--50/60 |  | HSP-A, Single-Package Heat Pum | Heat Pump | 230 | 3 |  |  |  | No Match |  | No Match | 88000 | 8543 | 10.3 | 8.9 |  | 10.5 | 85000 | 7546 | 3.3 | 3 | 48000 | 6392 | 2.2 | Federally-Regulated Commercial & Industrial Equipment | 07/31/2002 |  | 09/25/2002
York International | York | B1HN120N***25/46/58 |  | HSP-A, Single-Package Heat Pum | Heat Pump | 208 | 3 |  |  |  | No Match |  | No Match | 118000 | 13111 | 9 | 8.9 |  |  | 116000 | 11332 | 3 | 3 | 70000 | 10257 | 2 | Federally-Regulated Commercial & Industrial Equipment | 10/02/1998 |  | 08/17/1999
Daikin Comfort Technologies Manufacturing, L.P. | Daikin U.S. Corp. | DCH120****B***A* |  | HSP-A, Single-Package Heat Pum | Both Heat Pump and Electric Re | 230 | 3 | False |  |  |  | False | Single-Speed | 115000 | 10360 | 11.1 | 10.8 |  |  | 116000 | 9999 | 3.4 | 3.3 |  |  |  | Federally-Regulated Commercial & Industrial Equipment | 01/09/2014 |  | 04/21/2015
York International | York | B1HN120N20046 |  | HSP-A, Single-Package Heat Pum | Heat Pump | 460 | 3 |  |  |  | No Match |  | No Match | 118000 | 13111 | 9 | 8.9 |  |  | 116000 | 11329 | 3 | 3 | 70000 | 10254 | 2 | Non Federally-Regulated | 02/17/1993 |  | 09/02/1995
York International | York | BP078C00A2/4/5***** |  | HSP-A, Single-Package Heat Pum | Heat Pump | 208 | 3 |  |  |  | No Match |  | No Match | 78000 | 7647 | 10.2 | 8.9 |  |  | 69000 | 6317 | 3.2 | 3 | 43000 | 5726 | 2.2 | Federally-Regulated Commercial & Industrial Equipment | 11/19/2002 |  | 01/18/2008
York International | Luxaire | BACB-(T/W/X)180(A/E) |  | HSP-A, Single-Package Heat Pum | Heat Pump | 208 | 3 |  |  |  | No Match |  | No Match | 164000 | 18636 | 8.8 | 8.5 |  | 8.5 | 174000 | 16993 | 3 | 2.9 | 90000 | 13184 | 2 | Federally-Regulated Commercial & Industrial Equipment | 07/31/2002 |  | 01/18/2008
Trane U.S. Inc. | Trane | TWA072C3 | TWE090A | HRCU-A-CB, Split System: Heat | Heat Pump | 200 | 3 |  |  |  | No Match |  | No Match | 69000 | 7666 | 9 | 8.9 |  |  | 62500 | 6104 | 3 | 3 | 37800 | 4614 | 2.4 | Federally-Regulated Commercial & Industrial Equipment | 07/31/2002 |  | 01/22/2003
Carrier Corp. - Syracuse | Comfortmaker | RHH(120,121)(H,L,S)******TA |  | HSP-A, Single-Package Heat Pum | Heat Pump | 460 | 3 | False |  |  |  | True | Single-Speed | 119000 | 9674 | 12.3 | 10.8 |  |  | 116000 | 9713 | 3.5 | 3.3 |  |  |  | Federally-Regulated Commercial & Industrial Equipment | 12/12/2012 |  | 10/28/2014
Rheem Sales Company, Inc. | Heil Quaker | NRHR10LP00B |  | HSP-A, Single-Package Heat Pum | Heat Pump | 460 | 3 |  |  |  | No Match |  | No Match | 116000 | 14150 | 8.2 |  |  |  | 118000 | 12350 |  |  | 60000 | 8790 | 2 | Non Federally-Regulated | 05/11/1988 |  | 03/15/1989
Carrier Corp. - Syracuse | Payne | 542EE120016 |  | HSP-A, Single-Package Heat Pum | Heat Pump | 460 | 3 |  |  |  | No Match |  | No Match | 120000 | 14700 | 8.2 | 8.2 |  |  | 120000 | 12200 |  |  | 65000 | 9200 |  | Non Federally-Regulated | 03/15/1989 |  | 10/10/1989
Carrier Corp. - Syracuse | Airquest | CHS091(H,L,S)A* | FHS091(M,S,K)**A0* | HRCU-A-CB, Split System: Heat | Heat Pump | 230 | 3 |  |  |  |  | True | Single-Speed | 89000 | 8090 | 11 | 10.8 |  |  | 87000 | 7726 | 3.3 | 3.3 |  |  |  | Federally-Regulated Commercial & Industrial Equipment | 07/18/2013 |  | 10/28/2014
York International | York | B1HN090N130/16546* |  | HSP-A, Single-Package Heat Pum | Heat Pump | 460 | 3 |  |  |  | No Match |  | No Match | 87000 | 9666 | 9 | 8.9 |  |  | 89000 | 8694 | 3 | 3 | 49000 | 7180 | 2 | Federally-Regulated Commercial & Industrial Equipment | 07/29/1998 |  | 08/07/1998
Carrier Corp. - Syracuse | Day & Night | CHS091(H,L,S)A* | FHS091(M,S,K)**A0* | HRCU-A-CB, Split System: Heat | Heat Pump | 230 | 3 |  |  |  |  | True | Single-Speed | 89000 | 8090 | 11 | 10.8 |  |  | 87000 | 7726 | 3.3 | 3.3 |  |  |  | Federally-Regulated Commercial & Industrial Equipment | 07/18/2013 |  | 10/28/2014
York International | York | B1SP120A25 |  | HSP-A, Single-Package Heat Pum | Heat Pump | 230 | 3 |  |  |  | No Match |  | No Match | 121000 | 14578 | 8.3 |  |  |  | 126000 | 13189 |  |  | 76000 | 9685 |  | Non Federally-Regulated | 05/11/1988 |  | 03/15/1989
Carrier Corp. - Syracuse | Heil | RHH072(H,L,S)0******A |  | HSP-A, Single-Package Heat Pum | Heat Pump | 575 | 3 | False |  |  |  | True | Single-Speed | 72000 | 6000 | 12 | 10.8 |  |  | 70000 | 6033 | 3.4 | 3.3 |  |  |  | Federally-Regulated Commercial & Industrial Equipment | 03/10/2011 |  | 04/19/2013
Trane U.S. Inc. | American Standard, Inc. | WCD240B30*E* |  | HSP-A, Single-Package Heat Pum | Heat Pump | 208 | 3 |  |  |  | No Match |  | No Match | 230000 | 26744 | 8.6 | 8.5 |  | 8.7 | 236000 | 22312 | 3.1 | 2.9 | 128000 | 17864 | 2.1 | Federally-Regulated Commercial & Industrial Equipment | 12/01/1997 |  | 03/31/1998
York International | Evcon | BA-20[E72]***(T,W,X)* |  | HSP-A, Single-Package Heat Pum | Both Heat Pump and Electric Re | 575 | 3 |  |  |  |  | True | Single-Speed | 220000 | 21569 | 10.2 | 8.5 |  | 10.1 | 218000 | 18803 | 3.4 | 2.9 | 130000 | 18154 | 2.1 | Federally-Regulated Commercial & Industrial Equipment | 02/11/2008 |  | 02/24/2011
Trane U.S. Inc. | American Standard, Inc. | WCH150B40*E* |  | HSP-A, Single-Package Heat Pum | Heat Pump | 460 | 3 |  |  |  | No Match |  | No Match | 146000 | 15698 | 9.3 | 8.5 |  | 9.7 | 132000 | 13340 | 2.9 | 2.9 | 70000 | 10257 | 2 | Federally-Regulated Commercial & Industrial Equipment | 12/14/1998 |  | 11/18/1999
Trane U.S. Inc. | Trane | WCH120A300A |  | HSP-A, Single-Package Heat Pum | Heat Pump | 230 | 3 |  |  |  | No Match |  | No Match | 116000 | 12890 | 9 | 8.3 |  | 9.2 | 116000 | 11710 | 2.9 | 2.8 | 60000 | 8960 | 2 | Non Federally-Regulated | 03/29/1991 |  | 07/31/1992
Trane U.S. Inc. | American Standard, Inc. | WCD240B30*E* |  | HSP-A, Single-Package Heat Pum | Heat Pump | 208 | 3 |  |  |  | No Match |  | No Match | 230000 | 26744 | 8.6 | 8.5 |  | 8.7 | 230000 | 21744 | 3.1 | 2.9 | 128000 | 17864 | 2.1 | Federally-Regulated Commercial & Industrial Equipment | 10/24/1997 |  | 01/02/1997
Trane U.S. Inc. | American Standard, Inc. | 6C0072A400A* | TWE090A-BA | HRCU-A-CB, Split System: Heat | Heat Pump | 460 | 3 |  |  |  | No Match |  | No Match | 72000 | 7500 | 9.6 | 8.9 |  |  | 71000 | 6754 | 3.1 | 3 | 38500 | 4948 | 2.3 | Federally-Regulated Commercial & Industrial Equipment | 03/24/1995 |  | 09/02/1995
Trane U.S. Inc. | American Standard, Inc. | 6C0072A3 | TWE090A-BA | HRCU-A-CB, Split System: Heat | Heat Pump | 230 | 3 |  |  |  | No Match |  | No Match | 72000 | 7500 | 9.6 | 8.9 |  |  | 71000 | 6710 | 3.1 | 3 | 38500 | 4904 | 2.3 | Federally-Regulated Commercial & Industrial Equipment | 01/19/2001 |  | 07/18/2002
Carrier Corp. - Syracuse | ICP Commercial | RHH090(H,L,S)******AA |  | HSP-A, Single-Package Heat Pum | Heat Pump | 575 | 3 | False |  |  |  | True | Single-Speed | 90000 | 7438 | 12.1 | 10.8 |  |  | 84000 | 7033 | 3.5 | 3.3 |  |  |  | Federally-Regulated Commercial & Industrial Equipment | 10/28/2014 |  | 10/28/2014
Carrier Corp. | Carrier | 50EQ0245 |  | HSP-A, Single-Package Heat Pum | Heat Pump | 208 | 3 |  |  |  | No Match |  | No Match | 224000 | 27100 | 8.3 |  |  |  | 240000 | 23000 | 3 | 2.5 | 134500 | 19000 | 2.1 | Non Federally-Regulated | 01/23/1988 |  | 07/27/1992
Carrier Corp. - Syracuse | Day & Night | 542EP,FP090 |  | HSP-A, Single-Package Heat Pum | Heat Pump | 208 | 3 |  |  |  | No Match |  | No Match | 86000 | 10238 | 8.4 | 8.2 |  |  | 87000 | 8792 |  |  | 50000 | 7327 |  | Non Federally-Regulated | 06/11/1985 |  | 05/11/1988
Rheem Sales Company, Inc. | Ruud | UPDC-100C* |  | HSP-A, Single-Package Heat Pum | Heat Pump | 208 | 3 |  |  |  | No Match |  | No Match | 120000 | 13665 | 8.8 |  |  |  | 126000 | 11875 | 3 | 2.5 | 67000 | 9345 | 2.1 | Non Federally-Regulated | 02/06/1988 |  | 05/11/1988
McQuay International | McQuay International | DPS007AHHE4**-3 |  | HSP-A, Single-Package Heat Pum | Heat Pump | 460 | 3 | False |  |  |  | True | Variable-Speed | 88000 | 7154 | 12.3 | 10.8 |  |  | 78000 | 6245 | 3.7 | 3.3 |  |  |  | Federally-Regulated Commercial & Industrial Equipment | 08/28/2012 |  | 04/19/2013
Carrier Corp. - Syracuse | Carrier | 38AQ0165 + 38AQ0165 | 40RR034 | HSP-A, Single-Package Heat Pum | Heat Pump | 230 | 3 |  |  |  | No Match |  | No Match | 316512 | 40828 | 8.3 | 8.2 |  |  | 339600 | 34888 |  |  | 62500 | 8750 |  | Non Federally-Regulated | 09/08/1982 |  | 08/30/1983
Goettl | Goettl | HP902E |  | HSP-A, Single-Package Heat Pum | Heat Pump | 230 | 1 |  |  |  | No Match |  | No Match | 94000 | 9900 | 9.5 | 8.9 |  |  | 96000 | 9345 | 3 | 3 | 50000 | 7280 | 2 | Federally-Regulated Commercial & Industrial Equipment | 07/24/1995 |  | 09/02/1995
Trane U.S. Inc. | Trane | WCD240B30*E* |  | HSP-A, Single-Package Heat Pum | Heat Pump | 208 | 3 |  |  |  | No Match |  | No Match | 230000 | 26744 | 8.6 | 8.5 |  | 8.7 | 236000 | 22312 | 3.1 | 2.9 | 128000 | 17864 | 2.1 | Federally-Regulated Commercial & Industrial Equipment | 12/01/1997 |  | 03/31/1998
York International | Luxaire | XA-08[C,E]***(T,W,X)* |  | HSP-A, Single-Package Heat Pum | Both Heat Pump and Electric Re | 208 | 3 |  |  |  |  | True | Single-Speed | 100000 | 9091 | 11 | 8.9 |  | 12.4 | 94000 | 7876 | 3.5 | 3 | 57000 | 7268 | 2.3 | Federally-Regulated Commercial & Industrial Equipment | 01/18/2008 |  | 01/09/2014
Carrier Corp. - Syracuse | Heil | RHS(240,243)(H,L,S)******TA |  | HSP-A, Single-Package Heat Pum | Heat Pump | 575 | 3 | False |  |  |  | True | Single-Speed | 232000 | 21886 | 10.6 | 10.4 |  |  | 220000 | 19538 | 3.3 | 3.2 |  |  |  | Federally-Regulated Commercial & Industrial Equipment | 12/12/2012 |  | 04/21/2014
Carrier Corp. - Syracuse | ICP Commercial | CHS072(H,L,S)A* | FHS072(M,S,K)**A0* | HRCU-A-CB, Split System: Heat | Heat Pump | 208 | 3 |  |  |  |  | True | Single-Speed | 70000 | 6363 | 11 | 10.8 |  |  | 66000 | 5861 | 3.3 | 3.3 |  |  |  | Federally-Regulated Commercial & Industrial Equipment | 07/18/2013 |  | 10/28/2014
McQuay International | McQuay International | DPS010AHHY2*C-6 |  | HSP-A, Single-Package Heat Pum | Heat Pump | 208 | 3 | False |  |  |  | True | Variable-Speed | 121000 | 9837 | 12.3 | 10.8 |  |  | 119000 | 8988 | 3.9 | 3.3 |  |  |  | Federally-Regulated Commercial & Industrial Equipment | 03/02/2012 |  | 08/28/2012
York International | Fraser Johnston | BADF-T/W120N205/245 |  | HSP-A, Single-Package Heat Pum | Heat Pump | 460 | 3 |  |  |  | No Match |  | No Match | 118000 | 13111 | 9 | 8.9 |  |  | 116000 | 11332 | 3 | 3 | 70000 | 10257 | 2 | Federally-Regulated Commercial & Industrial Equipment | 03/31/1998 |  | 05/09/1998
Carrier Corp. - Syracuse | ICP Commercial | RHS(240,243)(H,L,S)******** |  | HSP-A, Single-Package Heat Pum | Heat Pump | 230 | 3 | False |  |  |  | True | Single-Speed | 232000 | 21886 | 10.6 | 10.4 |  |  | 220000 | 19538 | 3.3 | 3.2 |  |  |  | Federally-Regulated Commercial & Industrial Equipment | 11/30/2011 |  | 12/12/2012
Carrier Corp. - Syracuse | Comfortmaker | CHS180(H,L,S)D* | FHS180(M,S,H,L)A*A* | HRCU-A-CB, Split System: Heat | Heat Pump | 460 | 3 |  |  |  |  | True | Single-Speed | 178000 | 16792 | 10.6 | 10.4 |  |  | 178000 | 15343 | 3.4 | 3.2 |  |  |  | Federally-Regulated Commercial & Industrial Equipment | 03/10/2011 |  | 12/12/2012
Carrier Corp. - Syracuse | Heil | RHH102(H,L,S)******** |  | HSP-A, Single-Package Heat Pum | Heat Pump | 208 | 3 | False |  |  |  | True | Single-Speed | 100000 | 8333 | 12 | 10.8 |  |  | 100000 | 8619 | 3.4 | 3.3 |  |  |  | Federally-Regulated Commercial & Industrial Equipment | 11/30/2011 |  | 04/19/2013
Borg Warner | York | B1SP120A46 |  | HSP-A, Single-Package Heat Pum | Heat Pump | 460 | 3 |  |  |  | No Match |  | No Match | 121000 | 13050 | 8.2 | 8.2 |  |  | 126000 | 11250 | 3.3 |  | 76000 | 7980 | 2.8 | Non Federally-Regulated | 05/16/1984 |  | 06/11/1985
Trane U.S. Inc. | American Standard, Inc. | WCD150B40*E* |  | HSP-A, Single-Package Heat Pum | Heat Pump | 460 | 3 |  |  |  | No Match |  | No Match | 146000 | 16043 | 9.1 | 8.5 |  | 9.4 | 136000 | 13286 | 3 | 2.9 | 72000 | 10048 | 2.1 | Federally-Regulated Commercial & Industrial Equipment | 12/14/1998 |  | 08/19/1999
Carrier Corp. - Syracuse | Tempstar | RHH090(H,L,S)******AA |  | HSP-A, Single-Package Heat Pum | Heat Pump | 230 | 3 | False |  |  |  | True | Single-Speed | 90000 | 7438 | 12.1 | 10.8 |  |  | 84000 | 7033 | 3.5 | 3.3 |  |  |  | Federally-Regulated Commercial & Industrial Equipment | 12/12/2012 |  | 10/28/2014
McQuay International | McQuay International | DPS007AHHW2**-4 |  | HSP-A, Single-Package Heat Pum | Heat Pump | 230 | 3 | False |  |  |  | True | Variable-Speed | 89000 | 7177 | 12.4 | 10.8 |  |  | 89000 | 6108 | 4.3 | 3.3 |  |  |  | Federally-Regulated Commercial & Industrial Equipment | 03/02/2012 |  | 08/28/2012
Carrier Corp. | Day & Night | 541AP090 | 517A090 | HRCU-A-CB, Split System: Heat | Heat Pump | 208 | 3 |  |  |  | No Match |  | No Match | 88000 | 10730 | 8.2 |  |  |  | 87000 | 9800 | 2.6 | 2.5 | 42500 | 6555 | 1.9 | Non Federally-Regulated | 03/07/1988 |  | 07/27/1992
McQuay International | McQuay International | DPS010AHHW5*C-4* |  | HSP-A, Single-Package Heat Pum | Heat Pump | 575 | 3 | False |  |  |  | True | Variable-Speed | 120000 | 10084 | 11.9 | 10.8 |  |  | 118000 | 10231 | 3.4 | 3.3 |  |  |  | Federally-Regulated Commercial & Industrial Equipment | 04/19/2013 |  | 01/09/2014
Carrier Corp. - Syracuse | Comfortmaker | RHS(240,243)(H,L,S)******** |  | HSP-A, Single-Package Heat Pum | Heat Pump | 208 | 3 | False |  |  |  | True | Single-Speed | 232000 | 21886 | 10.6 | 10.4 |  |  | 220000 | 19538 | 3.3 | 3.2 |  |  |  | Federally-Regulated Commercial & Industrial Equipment | 11/30/2011 |  | 12/12/2012
Carrier Corp. - Syracuse | ICP Commercial | RHH090(H,L,S)******TA |  | HSP-A, Single-Package Heat Pum | Heat Pump | 230 | 3 | False |  |  |  | True | Single-Speed | 90000 | 7438 | 12.1 | 10.8 |  |  | 84000 | 7033 | 3.5 | 3.3 |  |  |  | Federally-Regulated Commercial & Industrial Equipment | 12/12/2012 |  | 10/28/2014
Trane U.S. Inc. | Trane | WCH240B30*F* |  | HSP-A, Single-Package Heat Pum | Heat Pump | 230 | 3 |  |  |  | No Match |  | No Match | 224000 | 21333 | 10.5 | 8.5 |  | 10.3 | 204000 | 19281 | 3.1 | 2.9 | 118000 | 17286 | 2 | Federally-Regulated Commercial & Industrial Equipment | 03/21/2002 |  | 07/18/2002
Rheem Sales Company, Inc. | Rheem | RPWA-150CAS | RHPA-150G5 | HRCU-A-CB, Split System: Heat | Heat Pump | 230 | 3 |  |  |  | No Match |  | No Match | 176400 | 22000 | 8 | 7.5 |  |  | 177800 | 19200 | 2.7 |  | 93800 | 17500 | 1.6 | Non Federally-Regulated | 08/30/1983 |  | 05/16/1984
Lennox Industries Inc. | Lennox | HP17-953V-6YW | CB17-95V-1 | HRCU-A-CB, Split System: Heat | Heat Pump | 230 | 3 |  |  |  | No Match |  | No Match | 89000 | 10114 | 8.8 | 8.9 |  |  | 87000 | 8373 | 3 | 3 | 49000 | 6527 | 2.2 | Non Federally-Regulated | 07/31/1992 |  | 03/31/1998
Carrier Corp. - Syracuse | Carrier Corp. | 50TCQ*08***5A***(G,J,K,M)* |  | HSP-A, Single-Package Heat Pum | Heat Pump | 230 | 3 | False |  |  |  | False | Single-Speed | 88000 | 7857 | 11.2 | 10.8 |  |  | 86000 | 7413 | 3.4 | 3.3 |  |  |  | Federally-Regulated Commercial & Industrial Equipment | 12/12/2012 |  | 10/28/2014
York International | Evcon | XA-12[C,E]***(T,W,X)* |  | HSP-A, Single-Package Heat Pum | Both Heat Pump and Electric Re | 230 | 3 | False |  |  |  | True | Single-Speed | 150000 | 13636 | 11 | 10.4 |  | 11.9 | 135000 | 12364 | 3.2 | 3.2 | 90000 | 11997 | 2.2 | Federally-Regulated Commercial & Industrial Equipment | 01/24/2011 |  | 01/09/2014
Rheem Sales Company, Inc. | Maratherm | NRHR10LP30A |  | HSP-A, Single-Package Heat Pum | Heat Pump | 460 | 3 |  |  |  | No Match |  | No Match | 119000 | 13985 | 8.5 |  |  |  | 127000 | 12195 | 2.9 | 2.5 | 68000 | 9665 | 2 | Non Federally-Regulated | 08/23/1990 |  | 07/27/1992
York International | York | B1SP090A46 |  | HSP-A, Single-Package Heat Pum | Heat Pump | 460 | 3 |  |  |  | No Match |  | No Match | 95000 | 11176 | 8.5 |  |  |  | 103000 | 9738 | 3.1 |  | 57000 | 8353 | 2 | Non Federally-Regulated | 05/11/1988 |  | 03/15/1989
Lennox Industries Inc. | Lennox | HP17-1353V-4G | CB17-135V-1 | HRCU-A-CB, Split System: Heat | Heat Pump | 460 | 3 |  |  |  | No Match |  | No Match | 119000 | 14512 | 8.2 | 8.2 |  |  | 119000 | 11499 |  |  | 69000 | 9406 |  | Non Federally-Regulated | 03/15/1989 |  | 10/10/1989
Inter-City Products Corp. | Airquest | YA100H* | DB100D3*** | HRCU-A-C, Split System: Heat P | Heat Pump | 230 | 3 |  |  |  | No Match |  | No Match | 118000 | 12967 | 9.1 | 8.9 |  |  | 120000 | 11719 | 3 | 3 | 70000 | 9766 | 2.1 | Federally-Regulated Commercial & Industrial Equipment | 04/20/1994 |  | 09/02/1995
Carrier Corp. - Syracuse | Bryant Heating & Cooling Systems | 549J(P,E,T)08**********A |  | HSP-A, Single-Package Heat Pum | Heat Pump | 230 | 3 | False |  |  |  | True | Single-Speed | 90000 | 7438 | 12.1 | 10.8 |  |  | 84000 | 7033 | 3.5 | 3.3 |  |  |  | Federally-Regulated Commercial & Industrial Equipment | 11/30/2011 |  | 12/12/2012
York International | Fraser Johnston | BA-07C00*T/W/X***1* |  | HSP-A, Single-Package Heat Pum | Heat Pump | 208 | 3 |  |  |  | No Match |  | No Match | 90000 | 8411 | 10.7 | 8.9 |  | 11 | 85000 | 7782 | 3.2 | 3 | 46000 | 6126 | 2.2 | Federally-Regulated Commercial & Industrial Equipment | 11/21/2000 |  | 02/05/2002
Rheem Sales Company, Inc. | Heil Quaker | NRHR10LP30A |  | HSP-A, Single-Package Heat Pum | Heat Pump | 460 | 3 |  |  |  | No Match |  | No Match | 119000 | 13985 | 8.5 | 8.2 |  |  | 127000 | 12195 | 3.1 |  | 68000 | 9665 | 2.1 | Non Federally-Regulated | 02/22/1990 |  | 07/31/1992
McQuay International | McQuay International | DPS007AHHG2*C-3 |  | HSP-A, Single-Package Heat Pum | Heat Pump | 208 | 3 | False |  |  |  | True | Variable-Speed | 88000 | 7154 | 12.3 | 10.8 |  |  | 78000 | 6245 | 3.7 | 3.3 |  |  |  | Federally-Regulated Commercial & Industrial Equipment | 08/28/2012 |  | 04/19/2013
Daikin Comfort Technologies Manufacturing, L.P. | Goodman | CPH150********A* |  | HSP-A, Single-Package Heat Pum | Both Heat Pump and Electric Re | 575 | 3 | False |  |  |  | False | Single-Speed | 146000 | 13518 | 10.8 | 10.4 |  |  | 150000 | 13737 | 3.2 | 3.2 |  |  |  | Federally-Regulated Commercial & Industrial Equipment | 03/02/2012 |  | 12/12/2012
Rheem Sales Company, Inc. | Airquest | NCHR10H001C | NEMR10M030A | HRCU-A-CB, Split System: Heat | Heat Pump | 208 | 3 |  |  |  | No Match |  | No Match | 122000 | 13555 | 9 | 8.9 |  |  | 123000 | 11628 | 3.1 | 3 | 68000 | 9490 | 2.1 | Federally-Regulated Commercial & Industrial Equipment | 02/03/1998 |  | 03/31/1998
Rheem Sales Company, Inc. | Ruud | UPWC-100C | UHGF-100Z | HRCU-A-CB, Split System: Heat | Heat Pump | 208 | 3 |  |  |  | No Match |  | No Match | 118000 | 12826 | 9.2 | 8.9 |  |  | 125000 | 11814 | 3.1 | 3 | 68000 | 9487 | 2.1 | Federally-Regulated Commercial & Industrial Equipment | 05/22/2000 |  | 05/23/2000
York International | York | XP102[C,E]***(2,4,5)* |  | HSP-A, Single-Package Heat Pum | Both Heat Pump and Electric Re | 575 | 3 |  |  |  |  | True | Single-Speed | 100000 | 9091 | 11 | 8.9 |  | 12.4 | 94000 | 7876 | 3.5 | 3 | 57000 | 7268 | 2.3 | Federally-Regulated Commercial & Industrial Equipment | 01/18/2008 |  | 01/09/2014
Trane U.S. Inc. | General Electric | BWA180C3J | BWH180A | HRCU-A-CB, Split System: Heat | Heat Pump | 230 | 3 |  |  |  | No Match |  | No Match | 180000 | 23200 | 7.8 |  |  |  | 180000 | 20000 | 2.6 |  | 100000 | 16200 | 1.8 | Non Federally-Regulated | 06/11/1985 |  | 05/11/1988
York International | Evcon | PH090C00A*(2,4,5)***** | NH090C00*(5,6)****** | HRCU-A-CB, Split System: Heat | Heat Pump | 230 | 3 |  |  |  |  | True | Single-Speed | 92000 | 8364 | 11 | 8.9 |  |  | 82000 | 7287 | 3.3 | 3 |  |  |  | Federally-Regulated Commercial & Industrial Equipment | 07/16/2009 |  | 01/24/2011
Carrier Corp. - Syracuse | Keeprite | RHS102H******TA |  | HSP-A, Single-Package Heat Pum | Heat Pump | 208 | 3 | False |  |  |  | False | Single-Speed | 98000 | 8521 | 11.5 | 10.8 |  |  | 94000 | 8348 | 3.3 | 3.3 |  |  |  | Federally-Regulated Commercial & Industrial Equipment | 12/12/2012 |  | 10/28/2014
Carrier Corp. - Syracuse | Airquest | RHS072(H,L,S)******** |  | HSP-A, Single-Package Heat Pum | Heat Pump | 575 | 3 | False |  |  |  | False | Single-Speed | 70000 | 6306 | 11.1 | 10.8 |  |  | 67000 | 5950 | 3.3 | 3.3 |  |  |  | Federally-Regulated Commercial & Industrial Equipment | 10/28/2014 |  | 10/28/2014
International Comfort Products | Comfortmaker | RYMA10H**** |  | HSP-A, Single-Package Heat Pum | Heat Pump | 208 | 3 |  |  |  | No Match |  | No Match | 123000 | 13516 | 9.1 | 8.9 |  | 9.5 | 123000 | 11628 | 3.1 | 3 | 71000 | 10404 | 2 | Federally-Regulated Commercial & Industrial Equipment | 02/03/1998 |  | 03/31/1998
Carrier Corp. - Syracuse | Airquest | RHS090(L,S)******AA |  | HSP-A, Single-Package Heat Pum | Heat Pump | 460 | 3 | False |  |  |  | False | Single-Speed | 88000 | 7857 | 11.2 | 10.8 |  |  | 86000 | 7413 | 3.4 | 3.3 |  |  |  | Federally-Regulated Commercial & Industrial Equipment | 12/12/2012 |  | 10/28/2014
Carrier Corp. - Syracuse | Day & Night | 542EE,FE090 |  | HSP-A, Single-Package Heat Pum | Heat Pump | 460 | 3 |  |  |  | No Match |  | No Match | 86000 | 10238 | 8.4 | 8.2 |  |  | 87000 | 8792 |  |  | 50000 | 7327 |  | Non Federally-Regulated | 06/11/1985 |  | 05/11/1988
Carrier Corp. - Syracuse | Carrier | 50QJ0086 |  | HSP-A, Single-Package Heat Pum | Heat Pump | 460 | 3 |  |  |  | No Match |  | No Match | 90000 | 10300 | 8.7 | 8.2 |  |  | 92000 | 8500 | 3.2 |  | 49000 | 7100 | 2 | Non Federally-Regulated | 02/22/1990 |  | 07/31/1992
Carrier Corp. - Syracuse | Airquest | RHS(181,183)(H,L,S)******TA |  | HSP-A, Single-Package Heat Pum | Heat Pump | 460 | 3 | False |  |  |  | True | Single-Speed | 172000 | 15925 | 10.8 | 10.4 |  |  | 220000 | 19538 | 3.3 | 3.2 |  |  |  | Federally-Regulated Commercial & Industrial Equipment | 05/09/2013 |  | 08/28/2014
Carrier Corp. - Syracuse | Tempstar | RHS(120,121)(H,L,S)******AA |  | HSP-A, Single-Package Heat Pum | Heat Pump | 575 | 3 | False |  |  |  | False | Single-Speed | 116000 | 10545 | 11 | 10.8 |  |  | 116000 | 9999 | 3.4 | 3.3 |  |  |  | Federally-Regulated Commercial & Industrial Equipment | 12/12/2012 |  | 10/28/2014
Carrier Corp. - Syracuse | ICP Commercial | RHS072(H,L,S)******A |  | HSP-A, Single-Package Heat Pum | Both Heat Pump and Electric Re | 460 | 3 |  |  |  |  | False | Single-Speed | 70000 | 6306 | 11.1 | 8.9 |  |  | 67000 | 5954 | 3.3 | 3 |  |  |  | Federally-Regulated Commercial & Industrial Equipment | 07/16/2009 |  | 12/12/2012
Rheem Sales Company, Inc. | Rheem | RPDC-100C* |  | HSP-A, Single-Package Heat Pum | Heat Pump | 208 | 3 |  |  |  | No Match |  | No Match | 120000 | 13665 | 8.8 | 8.2 |  |  | 126000 | 11875 | 3.1 |  | 67000 | 9345 | 2.1 | Non Federally-Regulated | 03/15/1989 |  | 10/10/1989
Trane U.S. Inc. | Trane | WCD150B300B |  | HSP-A, Single-Package Heat Pum | Heat Pump | 230 | 3 |  |  |  | No Match |  | No Match | 146000 | 16040 | 9.1 |  |  |  | 136000 | 13280 | 3 |  | 72000 | 10040 | 2.1 | Non Federally-Regulated | 07/31/1992 |  | 03/31/1998
Lennox Industries Inc. | Lennox | LHA090H* |  | HSP-A, Single-Package Heat Pum | Heat Pump | 460 | 3 |  |  |  | No Match |  | No Match | 89000 | 7739 | 11.5 | 8.9 |  | 12 | 90000 | 7992 | 3.3 | 3 | 52000 | 7257 | 2.1 | Federally-Regulated Commercial & Industrial Equipment | 02/03/1998 |  | 03/31/1998
Coolair Corp. | Coolair | BH5G4A | EH5G4A | HRCU-A-CB, Split System: Heat | Heat Pump | 460 | 3 |  |  |  | No Match |  | No Match | 67300 | 6988 | 9.6 | 8.9 |  |  | 64300 | 6011 | 3.1 | 3 | 34900 | 4333 | 2.4 | Federally-Regulated Commercial & Industrial Equipment | 04/30/1997 |  | 03/31/1998
Trane U.S. Inc. | American Standard, Inc. | WCD150B400B |  | HSP-A, Single-Package Heat Pum | Heat Pump | 460 | 3 |  |  |  | No Match |  | No Match | 146000 | 16040 | 9.1 |  |  |  | 136000 | 13280 | 3 |  | 72000 | 10040 | 2.1 | Federally-Regulated Commercial & Industrial Equipment | 01/27/1992 |  | 07/22/1992
Trane U.S. Inc. | Trane Unitary Products Group | WSC090E4*0A |  | HSP-A, Single-Package Heat Pum | Heat Pump | 460 | 3 |  |  |  |  | True | Single-Speed | 89000 | 8018 | 11.1 | 8.9 |  |  | 86000 | 7418 | 3.4 | 3 |  |  |  | Federally-Regulated Commercial & Industrial Equipment | 11/25/2009 |  | 12/12/2012
York International | York | XP102[C,E]***(2,4,5)***6 |  | HSP-A, Single-Package Heat Pum | Both Heat Pump and Electric Re | 208 | 3 | False |  |  |  | True | Single-Speed | 100000 | 9090 | 11 | 10.8 |  |  | 94000 | 8102 | 3.4 | 3.3 |  |  |  | Federally-Regulated Commercial & Industrial Equipment | 01/09/2014 |  | 01/05/2015
York International | Evcon | PJ180C00A*(2,4,5)***** | NJ180C00*(5,6)****** | HRCU-A-CB, Split System: Heat | Heat Pump | 230 | 3 |  |  |  |  | True | Single-Speed | 180000 | 16981 | 10.6 | 8.5 |  |  | 168000 | 14490 | 3.4 | 2.9 |  |  |  | Federally-Regulated Commercial & Industrial Equipment | 07/16/2009 |  | 01/24/2011
York International | Fraser Johnston | BACB-T120A |  | HSP-A, Single-Package Heat Pum | Heat Pump | 208 | 3 |  |  |  | No Match |  | No Match | 117000 | 13765 | 8.5 |  |  |  | 117500 | 11630 | 2.9 | 2.5 | 65000 | 9717 | 1.9 | Non Federally-Regulated | 07/25/1989 |  | 10/10/1989
Rheem Sales Company, Inc. | Ruud | UPWC-100CAS | UHGF-100Z | HRCU-A-CB, Split System: Heat | Heat Pump | 208 | 3 |  |  |  | No Match |  | No Match | 122000 | 13555 | 9 | 8.9 |  |  | 123000 | 11628 | 3.1 | 3 | 68000 | 9490 | 2.1 | Federally-Regulated Commercial & Industrial Equipment | 03/31/1998 |  | 05/09/1998
Lennox Industries Inc. | Lennox | HP17-953V-3Y | CB17-95V-1 | HRCU-A-CB, Split System: Heat | Heat Pump | 230 | 3 |  |  |  | No Match |  | No Match | 87000 | 10235 | 8.5 | 8.2 |  |  | 88000 | 8597 |  |  | 51000 | 6794 |  | Non Federally-Regulated | 05/16/1984 |  | 06/11/1985
Rheem Sales Company, Inc. | Tempstar | NRHR92HP15B |  | HSP-A, Single-Package Heat Pum | Heat Pump | 208 | 3 |  |  |  | No Match |  | No Match | 93000 | 10333 | 9 | 8.9 |  | 9.9 | 93000 | 9085 | 3 | 3 | 51000 | 7117 | 2.1 | Federally-Regulated Commercial & Industrial Equipment | 02/03/1998 |  | 03/31/1998
Carrier Corp. - Syracuse | ICP Commercial | RHS090H******AA |  | HSP-A, Single-Package Heat Pum | Heat Pump | 208 | 3 | False |  |  |  | False | Single-Speed | 87000 | 7767 | 11.2 | 10.8 |  |  | 86000 | 7413 | 3.4 | 3.3 |  |  |  | Federally-Regulated Commercial & Industrial Equipment | 12/12/2012 |  | 10/28/2014
Carrier Corp. - Syracuse | Comfortmaker | RHS090H******** |  | HSP-A, Single-Package Heat Pum | Heat Pump | 208 | 3 | False |  |  |  | False | Single-Speed | 87000 | 7767 | 11.2 | 10.8 |  |  | 86000 | 7413 | 3.4 | 3.3 |  |  |  | Federally-Regulated Commercial & Industrial Equipment | 03/02/2012 |  | 12/12/2012
Carrier Corp. - Syracuse | Carrier | 38AQS0125* | 40RMQ0125/6GC | HRCU-A-CB, Split System: Heat | Heat Pump | 230 | 3 |  |  |  | No Match |  | No Match | 108000 | 12130 | 8.9 | 8.9 |  |  | 111000 | 10550 | 3.1 | 3 | 62000 | 9085 | 2 | Federally-Regulated Commercial & Industrial Equipment | 06/30/1998 |  | 07/29/1998
Rheem Sales Company, Inc. | Ruud | UPDC-101D* |  | HSP-A, Single-Package Heat Pum | Heat Pump | 460 | 3 |  |  |  | No Match |  | No Match | 120000 | 13400 | 9 | 8.9 |  | 10.3 | 126000 | 11875 | 3 | 3 | 67000 | 9345 | 2.1 | Non Federally-Regulated | 07/06/1992 |  | 07/31/1992
Carrier Corp. - Syracuse | ICP Commercial | RHS(243)(H,L,S)******TA |  | HSP-A, Single-Package Heat Pum | Heat Pump | 575 | 3 | False |  |  |  | True | Single-Speed | 232000 | 21886 | 10.6 | 10.4 |  |  | 220000 | 19538 | 3.3 | 3.2 |  |  |  | Federally-Regulated Commercial & Industrial Equipment | 10/28/2014 |  | 10/28/2014
Rheem Sales Company, Inc. | Rheem | RPDC-075C* |  | HSP-A, Single-Package Heat Pum | Heat Pump | 208 | 3 |  |  |  | No Match |  | No Match | 93000 | 10300 | 9 |  |  |  | 93000 | 8960 | 2.9 | 2.5 | 51000 | 6990 | 2.1 | Non Federally-Regulated | 02/06/1988 |  | 05/11/1988
Carrier Corp. - Syracuse | Carrier | 50EQ0285 |  | HSP-A, Single-Package Heat Pum | Heat Pump | 208 | 3 |  |  |  | No Match |  | No Match | 270000 | 33500 | 8.1 |  |  |  | 276000 | 27400 |  |  | 163000 | 23000 |  | Non Federally-Regulated | 06/11/1985 |  | 02/22/1990
Trane U.S. Inc. | Trane Unitary Products Group | WS(D,H)150E(3,4,W)R(G,N,P,R)****0 |  | HSP-A, Single-Package Heat Pum | Both Heat Pump and Electric Re | 460 | 3 | False |  |  |  | False | Single-Speed | 146000 | 13773 | 10.6 | 10.4 |  |  | 136000 | 12455 | 3.2 | 3.2 |  |  |  | Federally-Regulated Commercial & Industrial Equipment | 12/12/2012 |  | 08/28/2014
Trane U.S. Inc. | Trane | TWA180B300D* | TWE180B300C* | HRCU-A-CB, Split System: Heat | Heat Pump | 230 | 3 |  |  |  | No Match |  | No Match | 176000 | 17425 | 10.1 | 8.5 |  | 12.1 | 168000 | 16407 | 3 | 2.9 | 107000 | 13630 | 2.3 | Federally-Regulated Commercial & Industrial Equipment | 05/22/2000 |  | 06/01/2001
Trane U.S. Inc. | Trane | WCD150B30*E* |  | HSP-A, Single-Package Heat Pum | Heat Pump | 208 | 3 |  |  |  | No Match |  | No Match | 146000 | 16043 | 9.1 | 8.5 |  | 9.4 | 136000 | 13286 | 3 | 2.9 | 72000 | 10048 | 2.1 | Federally-Regulated Commercial & Industrial Equipment | 05/09/1998 |  | 10/02/1998
Lennox Industries Inc. | Lennox | LHA120H* |  | HSP-A, Single-Package Heat Pum | Heat Pump | 460 | 3 |  |  |  | No Match |  | No Match | 118000 | 11456 | 10.3 | 8.9 |  | 11.3 | 120000 | 10657 | 3.3 | 3 | 72000 | 10048 | 2.1 | Federally-Regulated Commercial & Industrial Equipment | 03/31/1998 |  | 05/09/1998
Carrier Corp. - Syracuse | Carrier | 38AQS0085/6 | 40RMQ0085/6GC | HRCU-A-CB, Split System: Heat | Heat Pump | 460 | 3 |  |  |  | No Match |  | No Match | 86000 | 8775 | 9.8 | 8.9 |  |  | 83000 | 8108 | 3 | 3 | 46000 | 6740 | 2 | Federally-Regulated Commercial & Industrial Equipment | 08/21/1998 |  | 10/02/1998
York International | York | BP180[E18,E36]***(2,4,5)* |  | HSP-A, Single-Package Heat Pum | Both Heat Pump and Electric Re | 460 | 3 |  |  |  |  | True | Single-Speed | 164000 | 16566 | 9.9 | 8.5 |  | 9.5 | 172000 | 15762 | 3.2 | 2.9 | 102000 | 14244 | 2.1 | Federally-Regulated Commercial & Industrial Equipment | 01/18/2008 |  | 02/24/2011
Trane U.S. Inc. | Trane | BWA240C3K | BWV240B | HRCU-A-CB, Split System: Heat | Heat Pump | 230 | 3 |  |  |  | No Match |  | No Match | 240000 | 29200 | 8.2 |  |  |  | 236000 | 24200 |  |  | 138000 | 20100 |  | Non Federally-Regulated | 08/29/1986 |  | 05/11/1988
McQuay International | McQuay International | DPS012AHHG2**-6 |  | HSP-A, Single-Package Heat Pum | Heat Pump | 230 | 3 | False |  |  |  | True | Variable-Speed | 144000 | 12203 | 11.8 | 10.4 |  |  | 135000 | 11810 | 3.4 | 3.2 |  |  |  | Federally-Regulated Commercial & Industrial Equipment | 08/28/2012 |  | 04/19/2013
Carrier Corp. - Syracuse | Bryant Air Conditioning | 548DPX/DEX090-AA |  | HSP-A, Single-Package Heat Pum | Heat Pump | 208 | 3 |  |  |  | No Match |  | No Match | 86000 | 9555 | 9 | 8.9 |  | 9.3 | 78000 | 7617 | 3 | 3 | 36000 | 6592 | 1.6 | Federally-Regulated Commercial & Industrial Equipment | 05/22/2000 |  | 11/20/2000
Carrier Corp. - Syracuse | Airquest | CHS240(H,L,S)D* | FHS240(S,H,L)**A0* | HRCU-A-CB, Split System: Heat | Heat Pump | 230 | 3 |  |  |  |  | True | Single-Speed | 222000 | 20747 | 10.7 | 10.4 |  |  | 214000 | 17919 | 3.5 | 3.2 |  |  |  | Federally-Regulated Commercial & Industrial Equipment | 07/18/2013 |  | 10/28/2014
Borg Warner | York | E1CH090A46 | F1EH090A33 | HRCU-A-CB, Split System: Heat | Heat Pump | 460 | 3 |  |  |  | No Match |  | No Match | 93000 | 10134 | 8.5 | 8.2 |  |  | 103000 | 8710 | 3.5 |  | 59000 | 6263 | 2.8 | Non Federally-Regulated | 06/11/1985 |  | 05/11/1988
Carrier Corp. - Syracuse | Day & Night | RHS090H******** |  | HSP-A, Single-Package Heat Pum | Heat Pump | 230 | 3 | False |  |  |  | False | Single-Speed | 88000 | 7857 | 11.2 | 10.8 |  |  | 86000 | 7413 | 3.4 | 3.3 |  |  |  | Federally-Regulated Commercial & Industrial Equipment | 11/30/2011 |  | 03/02/2012
Carrier Corp. - Syracuse | Bryant Heating & Cooling Systems | 548J(E,T)09*********(D,E)A |  | HSP-A, Single-Package Heat Pum | Heat Pump | 575 | 3 | False |  |  |  | False | Single-Speed | 99000 | 8608 | 11.5 | 10.8 |  |  | 96000 | 8525 | 3.3 | 3.3 |  |  |  | Federally-Regulated Commercial & Industrial Equipment | 12/12/2012 |  | 04/21/2015
Borg Warner | Fraser Johnston | EAHP-T090A | FBHP-S090A | HRCU-A-CB, Split System: Heat | Heat Pump | 208 | 3 |  |  |  | No Match |  | No Match | 93000 | 10134 | 8.5 | 8.2 |  |  | 103000 | 8710 | 3.5 |  | 59000 | 6263 | 2.8 | Non Federally-Regulated | 05/16/1984 |  | 06/11/1985
Inter-City Products Corp. | Airquest | PH*120N2LA** |  | HSP-A, Single-Package Heat Pum | Heat Pump | 460 | 3 |  |  |  | No Match |  | No Match | 123000 | 13501 | 9.1 | 8.9 |  |  | 123000 | 11663 | 3.1 | 3 | 71000 | 10401 | 2 | Federally-Regulated Commercial & Industrial Equipment | 03/22/1994 |  | 09/02/1995
Lennox Industries Inc. | Lennox | KHA102S4M*1Y,G,J |  | HSP-A, Single-Package Heat Pum | Both Heat Pump and Electric Re | 575 | 3 | False |  |  |  | True | Single-Speed | 100000 | 9090 | 11 | 10.8 |  |  | 100000 | 8881 | 3.3 | 3.3 |  |  |  | Federally-Regulated Commercial & Industrial Equipment | 04/19/2013 |  | 10/28/2014
York International | Johnson Controls | J06XP[C,E]***(2,4,5)***6 |  | HSP-A, Single-Package Heat Pum | Both Heat Pump and Electric Re | 230 | 3 | False |  |  |  | True | Single-Speed | 78000 | 6782 | 11.5 | 10.8 |  |  | 75000 | 6561 | 3.4 | 3.3 |  |  |  | Federally-Regulated Commercial & Industrial Equipment | 04/19/2013 |  | 01/09/2014
Rheem Sales Company, Inc. | Heil | NCHR91L001C | NEMR10M030A | HRCU-A-CB, Split System: Heat | Heat Pump | 460 | 3 |  |  |  | No Match |  | No Match | 92000 | 9570 | 9.6 | 8.9 |  |  | 88000 | 8000 | 3.2 | 3 | 48000 | 6750 | 2.1 | Non Federally-Regulated | 03/22/1993 |  | 09/02/1995
Carrier Corp. - Syracuse | Airquest | RHS(181,183)(H,L,S)******AA |  | HSP-A, Single-Package Heat Pum | Heat Pump | 460 | 3 | False |  |  |  | True | Single-Speed | 172000 | 15925 | 10.8 | 10.4 |  |  | 220000 | 19538 | 3.3 | 3.2 |  |  |  | Federally-Regulated Commercial & Industrial Equipment | 05/09/2013 |  | 08/28/2014
Carrier Corp. - Syracuse | Carrier | 50HJQ012--53/63 |  | HSP-A, Single-Package Heat Pum | Heat Pump | 208 | 3 |  |  |  | No Match |  | No Match | 116000 | 11262 | 10.3 | 8.9 |  | 10.5 | 114000 | 10121 | 3.3 | 3 | 64000 | 8523 | 2.2 | Federally-Regulated Commercial & Industrial Equipment | 02/06/2002 |  | 07/18/2002
Carrier Corp. - Syracuse | Keeprite | RHH(120,121)(H,L,S)******** |  | HSP-A, Single-Package Heat Pum | Heat Pump | 230 | 3 | False |  |  |  | True | Single-Speed | 119000 | 9674 | 12.3 | 10.8 |  |  | 116000 | 9713 | 3.5 | 3.3 |  |  |  | Federally-Regulated Commercial & Industrial Equipment | 11/30/2011 |  | 12/12/2012
York International | Luxaire | BADF-(T/W)120N*** |  | HSP-A, Single-Package Heat Pum | Heat Pump | 460 | 3 |  |  |  | No Match |  | No Match | 118000 | 13111 | 9 | 8.9 |  |  | 116000 | 11332 | 3 | 3 | 70000 | 10257 | 2 | Federally-Regulated Commercial & Industrial Equipment | 12/14/1998 |  | 08/17/1999
Trane U.S. Inc. | Trane Unitary Products Group | TWA090D4**A* | TWE090D3**A* | HRCU-A-CB, Split System: Heat | Heat Pump | 460 | 3 |  |  |  |  | True | Single-Speed | 90000 | 8182 | 11 | 8.9 |  |  | 82000 | 7287 | 3.3 | 3 |  |  |  | Federally-Regulated Commercial & Industrial Equipment | 11/25/2009 |  | 04/21/2014
Carrier Corp. - Syracuse | Comfortmaker | RHS(181,183)(H,L,S)******AA |  | HSP-A, Single-Package Heat Pum | Heat Pump | 230 | 3 | False |  |  |  | True | Single-Speed | 172000 | 15925 | 10.8 | 10.4 |  |  | 166000 | 14742 | 3.3 | 3.2 |  |  |  | Federally-Regulated Commercial & Industrial Equipment | 05/09/2013 |  | 08/28/2014
Compu-Aire | Maxi-Kool | MKH-834 |  | HSP-A, Single-Package Heat Pum | Heat Pump | 460 | 3 |  |  |  | No Match |  | No Match | 89700 | 10060 | 8.9 | 8.9 |  |  | 91000 | 9010 | 3 | 3 | 54700 | 7280 | 2.2 | Non Federally-Regulated | 07/31/1992 |  | 08/10/1992
Trane U.S. Inc. | General Electric | BWC090C3F |  | HSP-A, Single-Package Heat Pum | Heat Pump | 230 | 3 |  |  |  | No Match |  | No Match | 90000 | 10100 | 8.9 | 8.2 |  |  | 85000 | 8600 |  |  | 44000 | 6800 |  | Non Federally-Regulated | 06/11/1985 |  | 05/11/1988
Carrier Corp. - Syracuse | Heil | RHS(181,183)(H,L,S)******AA |  | HSP-A, Single-Package Heat Pum | Heat Pump | 230 | 3 | False |  |  |  | True | Single-Speed | 172000 | 15925 | 10.8 | 10.4 |  |  | 166000 | 14742 | 3.3 | 3.2 |  |  |  | Federally-Regulated Commercial & Industrial Equipment | 05/09/2013 |  | 08/28/2014
Carrier Corp. - Syracuse | Payne | 542DP090 |  | HSP-A, Single-Package Heat Pum | Heat Pump | 208 | 3 |  |  |  | No Match |  | No Match | 87000 | 10200 | 8.5 | 8.2 |  |  | 89000 | 8800 |  |  | 49000 | 7300 |  | Non Federally-Regulated | 08/29/1986 |  | 05/11/1988
York International | Fraser Johnston | BA-10[C,E]***(T,W,X)* |  | HSP-A, Single-Package Heat Pum | Both Heat Pump and Electric Re | 460 | 3 |  |  |  |  | False | Single-Speed | 120000 | 11650 | 10.3 | 8.9 |  | 10 | 113000 | 10356 | 3.2 | 3 | 60000 | 7998 | 2.2 | Federally-Regulated Commercial & Industrial Equipment | 01/18/2008 |  | 02/24/2011
Carrier Corp. - Syracuse | Airquest | RHS(120,121)(H,L,S)******** |  | HSP-A, Single-Package Heat Pum | Heat Pump | 208 | 3 | False |  |  |  | False | Single-Speed | 116000 | 10545 | 11 | 10.8 |  |  | 116000 | 9999 | 3.4 | 3.3 |  |  |  | Federally-Regulated Commercial & Industrial Equipment | 11/30/2011 |  | 12/12/2012
Rheem Sales Company, Inc. | Rheem | RPDC-075D |  | HSP-A, Single-Package Heat Pum | Heat Pump | 460 | 3 |  |  |  | No Match |  | No Match | 93000 | 10333 | 9 | 8.9 |  | 9.9 | 93000 | 9085 | 3 | 3 | 51000 | 7117 | 2.1 | Federally-Regulated Commercial & Industrial Equipment | 12/14/1998 |  | 08/18/1999
Rheem Sales Company, Inc. | Ruud | UPWC-100C | UHGF-100Z | HRCU-A-CB, Split System: Heat | Heat Pump | 230 | 3 |  |  |  | No Match |  | No Match | 118000 | 12826 | 9.2 | 8.9 |  |  | 125000 | 11814 | 3.1 | 3 | 68000 | 9487 | 2.1 | Federally-Regulated Commercial & Industrial Equipment | 07/25/2000 |  | 02/06/2002
Rheem Sales Company, Inc. | Rheem | RPWA-075CAS | RHPA-075GA | HRCU-A-CB, Split System: Heat | Heat Pump | 230 | 3 |  |  |  | No Match |  | No Match | 90000 | 11300 | 8 | 7.5 |  |  | 90000 | 8800 |  |  | 51000 | 6900 |  | Non Federally-Regulated | 09/08/1982 |  | 05/16/1984
Carrier Corp. - Syracuse | Tempstar | RHS(240,243)(H,L,S)******TA |  | HSP-A, Single-Package Heat Pum | Heat Pump | 460 | 3 | False |  |  |  | True | Single-Speed | 232000 | 21886 | 10.6 | 10.4 |  |  | 220000 | 19538 | 3.3 | 3.2 |  |  |  | Federally-Regulated Commercial & Industrial Equipment | 12/12/2012 |  | 04/21/2014
Carrier Corp. - Syracuse | Carrier Corp. | 50TCQD17***(5,6,1)A* |  | HSP-A, Single-Package Heat Pum | Heat Pump | 230 | 3 | False |  |  |  | True | Single-Speed | 172000 | 15925 | 10.8 | 10.4 |  |  | 166000 | 14743 | 3.3 | 3.2 |  |  |  | Federally-Regulated Commercial & Industrial Equipment | 03/10/2011 |  | 12/12/2012
Borg Warner | Moncrief | BAHT-T090A |  | HSP-A, Single-Package Heat Pum | Heat Pump | 230 | 3 |  |  |  | No Match |  | No Match | 93000 | 9660 | 8.5 | 8.2 |  |  | 101000 | 8300 | 3.6 |  | 63000 | 6562 | 2.8 | Non Federally-Regulated | 06/11/1985 |  | 05/11/1988
Lennox Industries Inc. | Lennox | CHP16-953-1G |  | HSP-A, Single-Package Heat Pum | Heat Pump | 460 | 3 |  |  |  | No Match |  | No Match | 88000 | 10602 | 8.3 |  |  |  | 88000 | 8713 |  |  | 43000 | 6633 |  | Non Federally-Regulated | 05/11/1988 |  | 03/15/1989
Trane U.S. Inc. | General Electric | BWC090F3D |  | HSP-A, Single-Package Heat Pum | Heat Pump | 230 | 3 |  |  |  | No Match |  | No Match | 94000 | 10800 | 8.7 | 8.2 |  |  | 88000 | 9500 | 2.7 |  | 48000 | 7500 | 1.9 | Non Federally-Regulated | 06/11/1985 |  | 05/11/1988
Trane U.S. Inc. | Trane | TWA180B300A | TWE180B300A | HRCU-A-CB, Split System: Heat | Heat Pump | 208 | 3 |  |  |  | No Match |  | No Match | 176000 | 19550 | 9 | 8.2 |  |  | 172000 | 16160 | 3.1 |  | 90000 | 11880 | 2.2 | Non Federally-Regulated | 02/22/1990 |  | 07/31/1992
Carrier Corp. - Syracuse | Comfortmaker | CHS121(H,L,S)A* | FHS120(M,S)A*A* | HRCU-A-CB, Split System: Heat | Heat Pump | 208 | 3 |  |  |  |  | True | Single-Speed | 112000 | 10181 | 11 | 10.8 |  |  | 106000 | 9414 | 3.3 | 3.3 |  |  |  | Federally-Regulated Commercial & Industrial Equipment | 03/10/2011 |  | 12/12/2012
Lennox Industries Inc. | Lennox | LHA090H* |  | HSP-A, Single-Package Heat Pum | Heat Pump | 460 | 3 |  |  |  | No Match |  | No Match | 89000 | 7739 | 11.5 | 8.9 |  |  | 90000 | 7990 | 3.3 | 3 | 52000 | 7255 | 2.1 | Federally-Regulated Commercial & Industrial Equipment | 05/22/2000 |  | 11/21/2001
Carrier Corp. - Syracuse | Keeprite | CHS240(H,L,S)D* | FHS240(S,H,L)**A0* | HRCU-A-CB, Split System: Heat | Heat Pump | 230 | 3 |  |  |  |  | True | Single-Speed | 222000 | 20747 | 10.7 | 10.4 |  |  | 214000 | 17919 | 3.5 | 3.2 |  |  |  | Federally-Regulated Commercial & Industrial Equipment | 07/18/2013 |  | 10/28/2014
Lennox Industries Inc. | Lennox | CHP16-1353-5G |  | HSP-A, Single-Package Heat Pum | Heat Pump | 460 | 3 |  |  |  | No Match |  | No Match | 117000 | 13146 | 8.9 | 8.9 |  |  | 119000 | 11424 | 3.1 | 3 | 64000 | 9377 | 2 | Non Federally-Regulated | 07/31/1992 |  | 08/22/1994
Rheem Sales Company, Inc. | Rheem | RPWC-075C | RHGF-100Z | HRCU-A-CB, Split System: Heat | Heat Pump | 230 | 3 |  |  |  | No Match |  | No Match | 92000 | 9583 | 9.6 | 8.9 |  |  | 88000 | 8057 | 3.2 | 3 | 48000 | 6697 | 2.1 | Federally-Regulated Commercial & Industrial Equipment | 05/22/2000 |  | 05/23/2000
Trane U.S. Inc. | Trane | BWA120C3K | BWE120C-D | HRCU-A-CB, Split System: Heat | Heat Pump | 230 | 3 |  |  |  | No Match |  | No Match | 118000 | 14300 | 8.3 | 8.2 |  |  | 120000 | 11550 |  |  | 70000 | 9550 |  | Non Federally-Regulated | 05/16/1984 |  | 06/11/1985
Inter-City Products Corp. | Kenmore | PH*090N2LA |  | HSP-A, Single-Package Heat Pum | Heat Pump | 460 | 3 |  |  |  | No Match |  | No Match | 91000 | 9784 | 9.3 | 8.9 |  | 10.4 | 90000 | 8508 | 3.1 | 3 | 48000 | 6862 | 2.1 | Federally-Regulated Commercial & Industrial Equipment | 06/11/1997 |  | 09/02/1997
Rheem Sales Company, Inc. | Ruud | UPWA-200DAS | UHPA-200G5 | HRCU-A-CB, Split System: Heat | Heat Pump | 460 | 3 |  |  |  | No Match |  | No Match | 237800 | 29300 | 8.1 | 7.5 |  |  | 230250 | 24085 |  |  | 141700 | 21850 |  | Non Federally-Regulated | 09/08/1982 |  | 08/30/1983
Carrier Corp. - Syracuse | Day & Night | CHS121(H,L,S)A* | FHS120(M,S)**A0* | HRCU-A-CB, Split System: Heat | Heat Pump | 230 | 3 |  |  |  |  | True | Single-Speed | 112000 | 10181 | 11 | 10.8 |  |  | 106000 | 9413 | 3.3 | 3.3 |  |  |  | Federally-Regulated Commercial & Industrial Equipment | 07/18/2013 |  | 10/28/2014
Trane U.S. Inc. | Trane | TWA240B300A | TWE240B300A | HRCU-A-CB, Split System: Heat | Heat Pump | 208 | 3 |  |  |  | No Match |  | No Match | 234000 | 27530 | 8.5 |  |  |  | 234000 | 22860 | 3 | 2.5 | 122000 | 17880 | 2 | Non Federally-Regulated | 05/25/1989 |  | 02/22/1990
Carrier Corp. - Syracuse | Carrier | 50QD,QH0085 |  | HSP-A, Single-Package Heat Pum | Heat Pump | 208 | 3 |  |  |  | No Match |  | No Match | 87000 | 10500 | 8.3 |  |  |  | 92000 | 8700 | 3.1 |  | 52000 | 6900 | 2.2 | Non Federally-Regulated | 05/11/1988 |  | 03/15/1989
BDP Co. | Day & Night | 541AP090 | 517A090 | HRCU-A-CB, Split System: Heat | Heat Pump | 230 | 3 |  |  |  | No Match |  | No Match | 88000 | 10730 | 8.2 | 8.2 |  |  | 87000 | 9800 |  |  | 42500 | 6555 | 1.9 | Non Federally-Regulated | 06/11/1985 |  | 08/29/1986
Carrier Corp. - Syracuse | Keeprite | CHS072(H,L,S)A* | FHS072(M,S,K)A*A* | HRCU-A-CB, Split System: Heat | Heat Pump | 575 | 3 |  |  |  |  | True | Single-Speed | 70000 | 6363 | 11 | 10.8 |  |  | 66000 | 5861 | 3.3 | 3.3 |  |  |  | Federally-Regulated Commercial & Industrial Equipment | 03/10/2011 |  | 12/12/2012
Carrier Corp. - Syracuse | Carrier Corp. | 38AUQA16A0*(5,6,1)A* | 40RUQA16A*A(5,6,1)A* | HRCU-A-CB, Split System: Heat | Heat Pump | 208 | 3 |  |  |  |  | True | Single-Speed | 178000 | 16792 | 10.6 | 10.4 |  |  | 178000 | 15343 | 3.4 | 3.2 |  |  |  | Federally-Regulated Commercial & Industrial Equipment | 06/17/2013 |  | 04/20/2015
Goettl | American Best | HP-662A |  | HSP-A, Single-Package Heat Pum | Heat Pump | 230 | 1 |  |  |  | No Match |  | No Match | 67000 | 7052 | 9.5 | 8.9 |  |  | 67000 | 6543 | 3 | 3 | 35600 | 5215 | 2 | Federally-Regulated Commercial & Industrial Equipment | 11/18/1999 |  | 04/13/2000
Rheem Sales Company, Inc. | Ruud | UJKB-A120D |  | HSP-A, Single-Package Heat Pum | Heat Pump | 460 | 3 |  |  |  | No Match |  | No Match | 117000 | 12580 | 9.3 | 8.9 |  | 9.2 | 118000 | 11524 | 3 | 3 | 63500 | 9302 | 2 | Federally-Regulated Commercial & Industrial Equipment | 05/22/2000 |  | 11/21/2001
Trane U.S. Inc. | American Standard, Inc. | BWA180C400M | BW(H,V)1808400D | HRCU-A-CB, Split System: Heat | Heat Pump | 460 | 3 |  |  |  | No Match |  | No Match | 182000 | 22000 | 8.3 | 8.2 |  |  | 172000 | 18300 |  |  | 101000 | 15200 |  | Non Federally-Regulated | 02/22/1990 |  | 07/31/1992
Trane U.S. Inc. | Trane | WC(D,H)090C400A |  | HSP-A, Single-Package Heat Pum | Heat Pump | 460 | 3 |  |  |  | No Match |  | No Match | 87000 | 9775 | 8.9 | 8.9 |  |  | 86000 | 8400 | 3 | 3 | 43000 | 6299 | 2 | Non Federally-Regulated | 01/31/1992 |  | 07/31/1992
Trane U.S. Inc. | Trane | WCH075C30*B* |  | HSP-A, Single-Package Heat Pum | Heat Pump | 230 | 3 |  |  |  | No Match |  | No Match | 71000 | 7977 | 8.9 | 8.9 |  |  | 71000 | 6934 | 3 | 3 | 35000 | 5127 | 2 | Federally-Regulated Commercial & Industrial Equipment | 05/22/2000 |  | 07/18/2002
McQuay International | McQuay International | DPS010AHHE2**-4* |  | HSP-A, Single-Package Heat Pum | Heat Pump | 208 | 3 | False |  |  |  | True | Variable-Speed | 120000 | 10000 | 12 | 10.8 |  |  | 110000 | 9426 | 3.4 | 3.3 |  |  |  | Federally-Regulated Commercial & Industrial Equipment | 04/19/2013 |  | 01/09/2014
Rheem Sales Company, Inc. | Rheem | RPWC-075C | RHGF-100Z | HRCU-A-CB, Split System: Heat | Heat Pump | 208 | 3 |  |  |  | No Match |  | No Match | 92000 | 9583 | 9.6 | 8.9 |  |  | 88000 | 8057 | 3.2 | 3 | 48000 | 6697 | 2.1 | Federally-Regulated Commercial & Industrial Equipment | 05/22/2000 |  | 05/23/2000
Carrier Corp. - Syracuse | Bryant Air Conditioning | 548DPX/DEX102-AA |  | HSP-A, Single-Package Heat Pum | Heat Pump | 208 | 3 |  |  |  | No Match |  | No Match | 96000 | 10786 | 8.9 | 8.9 |  | 8.9 | 93000 | 8789 | 3.1 | 3 | 43000 | 7411 | 1.7 | Federally-Regulated Commercial & Industrial Equipment | 11/18/1999 |  | 04/13/2000
Trane U.S. Inc. | Trane | BWC120F3F |  | HSP-A, Single-Package Heat Pum | Heat Pump | 200 | 3 |  |  |  | No Match |  | No Match | 118000 | 14300 | 8.3 |  |  |  | 118000 | 11900 |  |  | 62500 | 8750 |  | Non Federally-Regulated | 05/11/1988 |  | 03/15/1989
York International | Luxaire | ECSE-T,W090 | FCHP-S090 | HRCU-A-CB, Split System: Heat | Heat Pump | 230 | 3 |  |  |  |  | True | Single-Speed | 83000 | 9222 | 9 | 8.9 |  | 0 | 78000 | 7625 | 3 | 3 | 51000 | 6503 | 2.3 | Federally-Regulated Commercial & Industrial Equipment | 01/18/2008 |  | 02/24/2011
Carrier Corp. | Carrier | 38AQ0346 + 38AQ0125 | 40RR044 | HSP-A, Single-Package Heat Pum | Heat Pump | 460 | 3 |  |  |  | No Match |  | No Match | 90000 | 50554 | 8.9 | 8.2 |  | 8.8 | 85000 | 8600 | 2.6 |  | 44000 | 6800 | 1.9 | Voluntarily Certified | 01/23/1988 |  | 03/08/1996
Carrier Corp. - Syracuse | ICP Commercial | RHH(120,121)(H,L,S)******TA |  | HSP-A, Single-Package Heat Pum | Heat Pump | 460 | 3 | False |  |  |  | True | Single-Speed | 119000 | 9674 | 12.3 | 10.8 |  |  | 116000 | 9713 | 3.5 | 3.3 |  |  |  | Federally-Regulated Commercial & Industrial Equipment | 12/12/2012 |  | 10/28/2014
Carrier Corp. - Syracuse | Arcoaire | CHS240(H,L,S)D* | FHS240(S,H,L)**A0* | HRCU-A-CB, Split System: Heat | Heat Pump | 575 | 3 |  |  |  |  | True | Single-Speed | 222000 | 20747 | 10.7 | 10.4 |  |  | 214000 | 17919 | 3.5 | 3.2 |  |  |  | Federally-Regulated Commercial & Industrial Equipment | 07/18/2013 |  | 10/28/2014
Carrier Corp. - Syracuse | Carrier | 50HJQ014501/601 |  | HSP-A, Single-Package Heat Pum | Heat Pump | 460 | 3 |  |  |  | No Match |  | No Match | 140000 | 14285 | 9.8 | 8.5 |  | 12.4 | 136000 | 12456 | 3.2 | 2.9 | 72000 | 10048 | 2.1 | Federally-Regulated Commercial & Industrial Equipment | 07/28/1998 |  | 10/02/1998
Carrier Corp. - Syracuse | Day & Night | 542EP,FP090 |  | HSP-A, Single-Package Heat Pum | Heat Pump | 230 | 3 |  |  |  | No Match |  | No Match | 86000 | 10238 | 8.4 | 8.2 |  |  | 87000 | 8792 |  |  | 50000 | 7327 |  | Non Federally-Regulated | 06/11/1985 |  | 05/11/1988
Carrier Corp. - Syracuse | Heil | RHH090(H,L,S)******TA |  | HSP-A, Single-Package Heat Pum | Heat Pump | 230 | 3 | False |  |  |  | True | Single-Speed | 90000 | 7438 | 12.1 | 10.8 |  |  | 84000 | 7033 | 3.5 | 3.3 |  |  |  | Federally-Regulated Commercial & Industrial Equipment | 12/12/2012 |  | 10/28/2014
York International | Fraser Johnston | BADF-T/W090N165/205 |  | HSP-A, Single-Package Heat Pum | Heat Pump | 208 | 3 |  |  |  | No Match |  | No Match | 87000 | 9666 | 9 | 8.9 |  |  | 89000 | 8692 | 3 | 3 | 49000 | 7178 | 2 | Federally-Regulated Commercial & Industrial Equipment | 05/22/2000 |  | 01/18/2008
Lennox Industries Inc. | Lennox | LHA088S* |  | HSP-A, Single-Package Heat Pum | Heat Pump | 575 | 3 |  |  |  | No Match |  | No Match | 86000 | 9555 | 9 | 8.9 |  |  | 86000 | 8399 | 3 | 3 | 48000 | 7031 | 2 | Federally-Regulated Commercial & Industrial Equipment | 05/22/2000 |  | 03/22/2001
McQuay International | McQuay International | DPS006AHHY2*C-4 |  | HSP-A, Single-Package Heat Pum | Heat Pump | 208 | 3 | False |  |  |  | True | Variable-Speed | 69000 | 6052 | 11.4 | 10.8 |  |  | 64000 | 5015 | 3.7 | 3.3 |  |  |  | Federally-Regulated Commercial & Industrial Equipment | 08/28/2012 |  | 04/19/2013
International Comfort Products | Comfortmaker | RYMA75F**** |  | HSP-A, Single-Package Heat Pum | Heat Pump | 460 | 3 |  |  |  | No Match |  | No Match | 91000 | 9784 | 9.3 | 8.9 |  | 10.4 | 90000 | 8508 | 3.1 | 3 | 48000 | 6862 | 2.1 | Federally-Regulated Commercial & Industrial Equipment | 12/14/1998 |  | 08/17/1999
York International | Evcon | EF-07C00A(T/W)AAA1A | FF-07C00S00AAA1A | HRCU-A-CB, Split System: Heat | Heat Pump | 208 | 3 |  |  |  | No Match |  | No Match | 90000 | 8411 | 10.7 | 8.9 |  |  | 88000 | 8057 | 3.2 | 3 | 56500 | 7197 | 2.3 | Federally-Regulated Commercial & Industrial Equipment | 07/31/2002 |  | 01/18/2008
Carrier Corp. - Syracuse | ICP Commercial | RHS(240)(H,L,S)******TA |  | HSP-A, Single-Package Heat Pum | Heat Pump | 460 | 3 | False |  |  |  | True | Single-Speed | 232000 | 21886 | 10.6 | 10.4 |  |  | 220000 | 19538 | 3.3 | 3.2 |  |  |  | Federally-Regulated Commercial & Industrial Equipment | 10/28/2014 |  | 10/28/2014
Carrier Corp. - Syracuse | Arcoaire | RHS102(L,S)******TA |  | HSP-A, Single-Package Heat Pum | Heat Pump | 460 | 3 | False |  |  |  | False | Single-Speed | 99000 | 8608 | 11.5 | 10.8 |  |  | 96000 | 8525 | 3.3 | 3.3 |  |  |  | Federally-Regulated Commercial & Industrial Equipment | 12/12/2012 |  | 10/28/2014
Carrier Corp. - Syracuse | Comfortmaker | RHS(120,121)(H,L,S)******TA |  | HSP-A, Single-Package Heat Pum | Heat Pump | 230 | 3 | False |  |  |  | False | Single-Speed | 116000 | 10545 | 11 | 10.8 |  |  | 116000 | 9999 | 3.4 | 3.3 |  |  |  | Federally-Regulated Commercial & Industrial Equipment | 12/12/2012 |  | 10/28/2014
Trane U.S. Inc. | Trane Unitary Products Group | 4TWA3042A3 (2) | TWE090E3**A* | HRCU-A-CB, Split System: Heat | Heat Pump | 208 | 3 |  |  |  |  | True | Single-Speed | 84000 | 7046 | 11.9 | 10.8 |  |  | 80000 | 6604 | 3.6 | 3.3 |  |  |  | Federally-Regulated Commercial & Industrial Equipment | 11/30/2011 |  | 05/02/2012
York International | Fraser Johnston | EF-07C00A(T/W)AAA1A | FF-07C00S00AAA1A | HRCU-A-CB, Split System: Heat | Heat Pump | 230 | 3 |  |  |  | No Match |  | No Match | 90000 | 8411 | 10.7 | 8.9 |  |  | 88000 | 8057 | 3.2 | 3 | 56500 | 7197 | 2.3 | Federally-Regulated Commercial & Industrial Equipment | 07/31/2002 |  | 01/18/2008
York International | Fraser Johnston | BADF-T/W120N205/245 |  | HSP-A, Single-Package Heat Pum | Heat Pump | 230 | 3 |  |  |  | No Match |  | No Match | 118000 | 13111 | 9 | 8.9 |  |  | 116000 | 11329 | 3 | 3 | 70000 | 10254 | 2 | Federally-Regulated Commercial & Industrial Equipment | 11/18/1999 |  | 04/13/2000
Carrier Corp. - Syracuse | Comfortmaker | RHS(181,183)(H,L,S)******TC |  | HSP-A, Single-Package Heat Pum | Heat Pump | 208 | 3 | False |  |  |  | True | Single-Speed | 172000 | 15925 | 10.8 | 10.4 |  |  | 220000 | 19538 | 3.3 | 3.2 |  |  |  | Federally-Regulated Commercial & Industrial Equipment | 10/28/2014 |  | 10/28/2014
Carrier Corp. - Syracuse | Arcoaire | RHS090H******** |  | HSP-A, Single-Package Heat Pum | Heat Pump | 230 | 3 | False |  |  |  | False | Single-Speed | 88000 | 7857 | 11.2 | 10.8 |  |  | 86000 | 7413 | 3.4 | 3.3 |  |  |  | Federally-Regulated Commercial & Industrial Equipment | 11/30/2011 |  | 03/02/2012
Carrier Corp. - Syracuse | Comfortmaker | RHH090(H,L,S)******** |  | HSP-A, Single-Package Heat Pum | Heat Pump | 460 | 3 | False |  |  |  | True | Single-Speed | 90000 | 7438 | 12.1 | 10.8 |  |  | 84000 | 7033 | 3.5 | 3.3 |  |  |  | Federally-Regulated Commercial & Industrial Equipment | 11/30/2011 |  | 12/12/2012
McQuay International | McQuay International | DPS010AHHG2**-6 |  | HSP-A, Single-Package Heat Pum | Heat Pump | 230 | 3 | False |  |  |  | True | Variable-Speed | 121000 | 10000 | 12.1 | 10.8 |  |  | 112000 | 9432 | 3.5 | 3.3 |  |  |  | Federally-Regulated Commercial & Industrial Equipment | 08/28/2012 |  | 04/19/2013
Carrier Corp. - Syracuse | Carrier Corp. | 50TCQ*17***(5,6,1)A***(A,C,D,F)* |  | HSP-A, Single-Package Heat Pum | Heat Pump | 460 | 3 | False |  |  |  | True | Single-Speed | 172000 | 15925 | 10.8 | 10.4 |  |  | 220000 | 19538 | 3.3 | 3.2 |  |  |  | Federally-Regulated Commercial & Industrial Equipment | 05/09/2013 |  | 08/28/2014
Trane U.S. Inc. | American Standard, Inc. | WSC120E3*0A |  | HSP-A, Single-Package Heat Pum | Heat Pump | 208 | 3 |  |  |  |  | True | Single-Speed | 118000 | 10536 | 11.2 | 8.9 |  |  | 111000 | 9042 | 3.6 | 3 |  |  |  | Federally-Regulated Commercial & Industrial Equipment | 11/25/2009 |  | 01/09/2014
Rheem Sales Company, Inc. | Rheem | RPWA-150CAS | RHPA-150G | HRCU-A-CB, Split System: Heat | Heat Pump | 230 | 3 |  |  |  | No Match |  | No Match | 176400 | 21600 | 8.2 |  |  |  | 177800 | 19200 | 2.7 |  | 93800 | 17500 | 1.6 | Non Federally-Regulated | 05/16/1984 |  | 06/11/1985
Carrier Corp. - Syracuse | Heil | RHS090(L,S)******** |  | HSP-A, Single-Package Heat Pum | Heat Pump | 575 | 3 | False |  |  |  | False | Single-Speed | 88000 | 7857 | 11.2 | 10.8 |  |  | 86000 | 7413 | 3.4 | 3.3 |  |  |  | Federally-Regulated Commercial & Industrial Equipment | 11/30/2011 |  | 03/02/2012
Carrier Corp. - Syracuse | Carrier | 50EQ0245 |  | HSP-A, Single-Package Heat Pum | Heat Pump | 208 | 3 |  |  |  | No Match |  | No Match | 224000 | 27100 | 8.3 | 8.2 |  |  | 240000 | 23000 | 3.1 |  | 134500 | 19000 | 2.1 | Non Federally-Regulated | 02/22/1990 |  | 07/31/1992
York International | York | B1SP120A25 |  | HSP-A, Single-Package Heat Pum | Heat Pump | 208 | 3 |  |  |  | No Match |  | No Match | 121000 | 14578 | 8.3 |  |  |  | 126000 | 13189 |  |  | 76000 | 9685 |  | Non Federally-Regulated | 05/11/1988 |  | 03/15/1989
Carrier Corp. - Syracuse | Bryant Heating & Cooling Systems | 548J(P,E,T)12*********(A,B)A |  | HSP-A, Single-Package Heat Pum | Heat Pump | 208 | 3 | False |  |  |  | False | Single-Speed | 116000 | 10545 | 11 | 10.8 |  |  | 116000 | 9999 | 3.4 | 3.3 |  |  |  | Federally-Regulated Commercial & Industrial Equipment | 12/12/2012 |  | 04/21/2015
Trane U.S. Inc. | American Standard, Inc. | WCH180B40*E* |  | HSP-A, Single-Package Heat Pum | Heat Pump | 230 | 3 |  |  |  | No Match |  | No Match | 176000 | 18924 | 9.3 | 8.5 |  | 9.5 | 160000 | 16169 | 2.9 | 2.9 | 82000 | 12016 | 2 | Federally-Regulated Commercial & Industrial Equipment | 12/14/1998 |  | 08/19/1999
Trane U.S. Inc. | American Standard, Inc. | TWA072A4 | BWE090C-F | HRCU-A-CB, Split System: Heat | Heat Pump | 460 | 3 |  |  |  | No Match |  | No Match | 70500 | 7880 | 8.9 | 8.2 |  |  | 67000 | 6250 | 3.1 |  | 36400 | 4710 | 2.3 | Non Federally-Regulated | 03/15/1989 |  | 10/10/1989
Carrier Corp. - Syracuse | Carrier | 50HJQ016501/601 |  | HSP-A, Single-Package Heat Pum | Heat Pump | 460 | 3 |  |  |  | No Match |  | No Match | 240000 | 28800 | 9.3 | 8.5 |  | 9.7 | 240000 | 24700 | 3.3 | 2.9 | 94000 | 20900 | 2.2 | Federally-Regulated Commercial & Industrial Equipment | 10/24/1997 |  | 03/31/1998
Carrier Corp. - Syracuse | Heil | RHS(243)(H,L,S)******TA |  | HSP-A, Single-Package Heat Pum | Heat Pump | 460 | 3 | False |  |  |  | True | Single-Speed | 232000 | 21886 | 10.6 | 10.4 |  |  | 220000 | 19538 | 3.3 | 3.2 |  |  |  | Federally-Regulated Commercial & Industrial Equipment | 04/21/2014 |  | 10/28/2014
McQuay International | McQuay International | DPS010AHHE4*C-6 |  | HSP-A, Single-Package Heat Pum | Heat Pump | 460 | 3 | False |  |  |  | True | Variable-Speed | 121000 | 10000 | 12.1 | 10.8 |  |  | 119000 | 9105 | 3.8 | 3.3 |  |  |  | Federally-Regulated Commercial & Industrial Equipment | 03/02/2012 |  | 08/28/2012
Carrier Corp. - Syracuse | Carrier Corp. | 38AUQA16A0*(5,6,1)A* | 40RUQA16T*A(5,6,1)A* | HRCU-A-CB, Split System: Heat | Heat Pump | 230 | 3 |  |  |  |  | True | Single-Speed | 178000 | 16792 | 10.6 | 10.4 |  |  | 178000 | 15343 | 3.4 | 3.2 |  |  |  | Federally-Regulated Commercial & Industrial Equipment | 06/17/2013 |  | 04/20/2015
Trane U.S. Inc. | American Standard, Inc. | TWA090A300D* | TWE090A300C* | HRCU-A-CB, Split System: Heat | Heat Pump | 230 | 3 |  |  |  | No Match |  | No Match | 88000 | 8543 | 10.3 | 8.9 |  |  | 84000 | 8203 | 3 | 3 | 53000 | 6751 | 2.3 | Federally-Regulated Commercial & Industrial Equipment | 05/22/2000 |  | 09/21/2001
Carrier Corp. - Syracuse | Payne | 548CPX090 |  | HSP-A, Single-Package Heat Pum | Heat Pump | 230 | 3 |  |  |  | No Match |  | No Match | 90000 | 10300 | 8.7 | 8.9 |  |  | 92000 | 8500 | 3.2 | 3 | 49000 | 7100 | 2 | Non Federally-Regulated | 07/31/1992 |  | 03/31/1998
Rheem Sales Company, Inc. | Weatherking | RHB7.5T-3 | AH7.5T3/4K | HRCU-A-CB, Split System: Heat | Heat Pump | 208 | 3 |  |  |  | No Match |  | No Match | 90000 | 11000 | 8.2 |  |  |  | 88000 | 8595 | 3 | 2.5 | 46000 | 6740 | 2 | Non Federally-Regulated | 08/23/1990 |  | 07/27/1992
York International | Fraser Johnston | BADF-T/W120N205/245 |  | HSP-A, Single-Package Heat Pum | Heat Pump | 460 | 3 |  |  |  | No Match |  | No Match | 118000 | 13111 | 9 | 8.9 |  |  | 116000 | 11329 | 3 | 3 | 70000 | 10254 | 2 | Federally-Regulated Commercial & Industrial Equipment | 11/18/1999 |  | 04/13/2000
Carrier Corp. - Syracuse | Keeprite | RHS150(H,L,S)******TA |  | HSP-A, Single-Package Heat Pum | Heat Pump | 575 | 3 | False |  |  |  | False | Single-Speed | 142000 | 13396 | 10.6 | 10.4 |  |  | 142000 | 13005 | 3.2 | 3.2 |  |  |  | Federally-Regulated Commercial & Industrial Equipment | 10/28/2014 |  | 10/28/2014
York International | Luxaire | BADF-T/W090N165/205 |  | HSP-A, Single-Package Heat Pum | Heat Pump | 208 | 3 |  |  |  | No Match |  | No Match | 87000 | 9666 | 9 | 8.9 |  |  | 89000 | 8694 | 3 | 3 | 49000 | 7180 | 2 | Federally-Regulated Commercial & Industrial Equipment | 03/31/1998 |  | 05/09/1998
Rheem Sales Company, Inc. | Ruud | UPWB-100DAS* | UHPA-100Z | HRCU-A-CB, Split System: Heat | Heat Pump | 460 | 3 |  |  |  | No Match |  | No Match | 118000 | 14390 | 8.2 | 8.2 |  |  | 118000 | 12350 |  |  | 60000 | 8790 | 2 | Non Federally-Regulated | 02/22/1990 |  | 09/17/1991
York International | Luxaire | BCCB-(T/W)120 |  | HSP-A, Single-Package Heat Pum | Heat Pump | 460 | 3 |  |  |  | No Match |  | No Match | 118000 | 13111 | 9 | 8.9 |  |  | 116000 | 11329 | 3 | 3 | 70000 | 10254 | 2 | Federally-Regulated Commercial & Industrial Equipment | 11/18/1999 |  | 04/13/2000
Carrier Corp. - Syracuse | Heil | RHS150(H,L,S)******** |  | HSP-A, Single-Package Heat Pum | Heat Pump | 230 | 3 | False |  |  |  | False | Single-Speed | 142000 | 13396 | 10.6 | 10.4 |  |  | 142000 | 13005 | 3.2 | 3.2 |  |  |  | Federally-Regulated Commercial & Industrial Equipment | 11/30/2011 |  | 12/12/2012
Carrier Corp. - Syracuse | Heil | RHS(181,183)(H,L,S)******TA |  | HSP-A, Single-Package Heat Pum | Heat Pump | 230 | 3 | False |  |  |  | True | Single-Speed | 172000 | 15925 | 10.8 | 10.4 |  |  | 166000 | 14742 | 3.3 | 3.2 |  |  |  | Federally-Regulated Commercial & Industrial Equipment | 12/12/2012 |  | 05/09/2013
Trane U.S. Inc. | American Standard, Inc. | TWA073D4**A* | TWE090D3**A* | HRCU-A-CB, Split System: Heat | Heat Pump | 460 | 3 |  |  |  |  | True | Single-Speed | 78000 | 7091 | 11 | 8.9 |  |  | 69000 | 6132 | 3.3 | 3 |  |  |  | Federally-Regulated Commercial & Industrial Equipment | 11/25/2009 |  | 04/21/2014
Trane U.S. Inc. | Trane Unitary Products Group | WSC072E3*0A |  | HSP-A, Single-Package Heat Pum | Heat Pump | 230 | 3 | False |  |  |  | True | Single-Speed | 75000 | 6578 | 11.4 | 10.8 |  |  | 71000 | 5945 | 3.5 | 3.3 |  |  |  | Federally-Regulated Commercial & Industrial Equipment | 12/12/2012 |  | 08/28/2014
GE Appliances, a Haier company | General Electric | BWC180A4 |  | HSP-A, Single-Package Heat Pum | Heat Pump | 460 | 3 |  |  |  | No Match |  | No Match | 180000 | 22600 | 8 | 7.5 |  |  | 180000 | 20300 | 2.6 |  | 100000 | 16400 | 1.8 | Non Federally-Regulated | 09/08/1982 |  | 09/03/2015
York International | Fraser Johnston | BA-10[C,E]***(T,W,X)* |  | HSP-A, Single-Package Heat Pum | Both Heat Pump and Electric Re | 208 | 3 |  |  |  |  | False | Single-Speed | 120000 | 11650 | 10.3 | 8.9 |  | 10 | 113000 | 10356 | 3.2 | 3 | 60000 | 7998 | 2.2 | Federally-Regulated Commercial & Industrial Equipment | 01/18/2008 |  | 02/24/2011
Carrier Corp. - Syracuse | Day & Night | RHS(120,121)(H,L,S)******AA |  | HSP-A, Single-Package Heat Pum | Heat Pump | 230 | 3 | False |  |  |  | False | Single-Speed | 116000 | 10545 | 11 | 10.8 |  |  | 116000 | 9999 | 3.4 | 3.3 |  |  |  | Federally-Regulated Commercial & Industrial Equipment | 12/12/2012 |  | 10/28/2014
York International | York | PC090C00A*(2,4,5)***** | NC090C00*(5,6)****** | HRCU-A-CB, Split System: Heat | Heat Pump | 230 | 3 |  |  |  |  | True | Single-Speed | 92000 | 8363 | 11 | 8.9 |  |  | 82000 | 7287 | 3.3 | 3 |  |  |  | Federally-Regulated Commercial & Industrial Equipment | 06/15/2009 |  | 01/09/2014
Carrier Corp. - Syracuse | Carrier | 38AQ0165 + 0165 + 0125 | 40RR054 | HSP-A, Single-Package Heat Pum | Heat Pump | 208 | 3 |  |  |  | No Match |  | No Match | 90000 | 58045 | 8.9 | 8.2 |  |  | 85000 | 8600 |  |  | 44000 | 6800 |  | Non Federally-Regulated | 09/08/1982 |  | 08/30/1983
Carrier Corp. - Syracuse | Tempstar | CHS121(H,L,S)A* | FHS120(M,S)A*A* | HRCU-A-CB, Split System: Heat | Heat Pump | 230 | 3 |  |  |  |  | True | Single-Speed | 112000 | 10181 | 11 | 10.8 |  |  | 106000 | 9414 | 3.3 | 3.3 |  |  |  | Federally-Regulated Commercial & Industrial Equipment | 03/10/2011 |  | 12/12/2012
Carrier Corp. - Syracuse | Tempstar | CHS240(H,L,S)D* | FHS240(S,H,L)A*A* | HRCU-A-CB, Split System: Heat | Heat Pump | 575 | 3 |  |  |  |  | True | Single-Speed | 222000 | 20747 | 10.7 | 10.4 |  |  | 214000 | 17919 | 3.5 | 3.2 |  |  |  | Federally-Regulated Commercial & Industrial Equipment | 03/10/2011 |  | 12/12/2012
Carrier Corp. - Syracuse | Tempstar | RHS(181,183)(H,L,S)******** |  | HSP-A, Single-Package Heat Pum | Heat Pump | 230 | 3 | False |  |  |  | True | Single-Speed | 172000 | 15925 | 10.8 | 10.4 |  |  | 166000 | 14742 | 3.3 | 3.2 |  |  |  | Federally-Regulated Commercial & Industrial Equipment | 11/30/2011 |  | 12/12/2012
York International | York | B1CH180A/E***25* |  | HSP-A, Single-Package Heat Pum | Heat Pump | 208 | 3 |  |  |  | No Match |  | No Match | 164000 | 18636 | 8.8 | 8.5 |  | 8.5 | 174000 | 16998 | 3 | 2.9 | 90000 | 13188 | 2 | Federally-Regulated Commercial & Industrial Equipment | 07/28/1998 |  | 08/10/1998
Carrier Corp. - Syracuse | Bryant Heating & Cooling Systems | 575J(P,E,T)16D000* | 524J(E,P,T)16H200A** | HRCU-A-CB, Split System: Heat | Heat Pump | 208 | 3 |  |  |  |  | True | Single-Speed | 178000 | 16792 | 10.6 | 10.4 |  |  | 178000 | 15343 | 3.4 | 3.2 |  |  |  | Federally-Regulated Commercial & Industrial Equipment | 07/18/2013 |  | 04/20/2015
York International | Evcon | BB-20[E54]***(T,W,X)* |  | HSP-A, Single-Package Heat Pum | Both Heat Pump and Electric Re | 208 | 3 |  |  |  |  | True | Single-Speed | 216000 | 22737 | 9.5 | 8.5 |  | 9.5 | 210000 | 19866 | 3.1 | 2.9 | 130000 | 19062 | 2 | Federally-Regulated Commercial & Industrial Equipment | 01/18/2008 |  | 01/24/2011
Rheem Sales Company, Inc. | Rheem | RJMB-A120D |  | HSP-A, Single-Package Heat Pum | Heat Pump | 460 | 3 |  |  |  | No Match |  | No Match | 120000 | 11881 | 10.1 | 8.9 |  | 11.2 | 109000 | 9980 | 3.2 | 3 | 65000 | 8656 | 2.2 | Federally-Regulated Commercial & Industrial Equipment | 07/31/2002 |  | 01/18/2008
Carrier Corp. - Syracuse | Carrier | 50EWQ024511/611 |  | HSP-A, Single-Package Heat Pum | Heat Pump | 208 | 3 |  |  |  | No Match |  | No Match | 230000 | 23469 | 9.8 | 8.5 |  | 10 | 228000 | 20249 | 3.3 | 2.9 | 116000 | 16998 | 2 | Federally-Regulated Commercial & Industrial Equipment | 07/28/1998 |  | 10/02/1998
Carrier Corp. - Syracuse | Comfortmaker | RHS(181,183)(H,L,S)******AA |  | HSP-A, Single-Package Heat Pum | Heat Pump | 208 | 3 | False |  |  |  | True | Single-Speed | 172000 | 15925 | 10.8 | 10.4 |  |  | 220000 | 19538 | 3.3 | 3.2 |  |  |  | Federally-Regulated Commercial & Industrial Equipment | 12/12/2012 |  | 05/09/2013
Carrier Corp. - Syracuse | Bryant Heating & Cooling Systems | 549J(P,E,T)07**********A |  | HSP-A, Single-Package Heat Pum | Heat Pump | 230 | 3 | False |  |  |  | True | Single-Speed | 72000 | 6000 | 12 | 10.8 |  |  | 70000 | 6033 | 3.4 | 3.3 |  |  |  | Federally-Regulated Commercial & Industrial Equipment | 11/30/2011 |  | 10/28/2014
York International | Coleman | BA-10[C,E]***(T,W,X)* |  | HSP-A, Single-Package Heat Pum | Both Heat Pump and Electric Re | 208 | 3 |  |  |  |  | False | Single-Speed | 120000 | 11650 | 10.3 | 8.9 |  | 10 | 113000 | 10356 | 3.2 | 3 | 60000 | 7998 | 2.2 | Federally-Regulated Commercial & Industrial Equipment | 01/18/2008 |  | 02/24/2011
Carrier Corp. - Syracuse | Carrier | 50HJQ00850/60 |  | HSP-A, Single-Package Heat Pum | Heat Pump | 460 | 3 |  |  |  | No Match |  | No Match | 88000 | 8800 | 10 | 8.9 |  | 10.8 | 87000 | 7965 | 3.2 | 3 | 48000 | 7031 | 2 | Federally-Regulated Commercial & Industrial Equipment | 11/18/1999 |  | 04/13/2000
Carrier Corp. - Syracuse | Bryant Air Conditioning | 541APX/AEX180 | 524APH/AEH180GC | HRCU-A-CB, Split System: Heat | Heat Pump | 460 | 3 |  |  |  | No Match |  | No Match | 172000 | 19545 | 8.8 | 8.5 |  |  | 164000 | 16017 | 3 | 2.9 | 94000 | 12518 | 2.2 | Federally-Regulated Commercial & Industrial Equipment | 11/18/1999 |  | 07/18/2002
Carrier Corp. - Syracuse | Keeprite | RHH072(H,L,S)******** |  | HSP-A, Single-Package Heat Pum | Heat Pump | 230 | 3 | False |  |  |  | True | Single-Speed | 72000 | 6000 | 12 | 10.8 |  |  | 70000 | 6033 | 3.4 | 3.3 |  |  |  | Federally-Regulated Commercial & Industrial Equipment | 11/30/2011 |  | 10/28/2014
Trane U.S. Inc. | American Standard, Inc. | WCD150B40*E* |  | HSP-A, Single-Package Heat Pum | Heat Pump | 460 | 3 |  |  |  | No Match |  | No Match | 146000 | 16043 | 9.1 | 8.5 |  | 9.4 | 136000 | 13286 | 3 | 2.9 | 72000 | 10048 | 2.1 | Federally-Regulated Commercial & Industrial Equipment | 10/24/1997 |  | 03/31/1998
Borg Warner | Fraser Johnston | EAHP-T120A | FBHP-S120A | HRCU-A-CB, Split System: Heat | Heat Pump | 230 | 3 |  |  |  | No Match |  | No Match | 119000 | 13140 | 8.2 | 8.2 |  |  | 129000 | 11080 | 3.4 |  | 76000 | 8040 | 2.8 | Non Federally-Regulated | 05/16/1984 |  | 06/11/1985
Carrier Corp. - Syracuse | Payne | 542EE120 |  | HSP-A, Single-Package Heat Pum | Heat Pump | 460 | 3 |  |  |  | No Match |  | No Match | 119000 | 14600 | 8.2 | 8.2 |  |  | 119000 | 12300 |  |  | 64000 | 9200 |  | Non Federally-Regulated | 02/22/1990 |  | 07/31/1992
Rheem Sales Company, Inc. | Weatherking | WPDC-075D |  | HSP-A, Single-Package Heat Pum | Heat Pump | 460 | 3 |  |  |  | No Match |  | No Match | 93000 | 10333 | 9 | 8.9 |  | 9.9 | 93000 | 9085 | 3 | 3 | 51000 | 7117 | 2.1 | Federally-Regulated Commercial & Industrial Equipment | 03/31/1998 |  | 05/09/1998
Trane U.S. Inc. | American Standard, Inc. | WS(D,H)150E(3,4,W)R(G,N,P,R)****(6,7) |  | HSP-A, Single-Package Heat Pum | Both Heat Pump and Electric Re | 230 | 3 | False |  |  |  | False | Single-Speed | 146000 | 13773 | 10.6 | 10.4 |  |  | 136000 | 12455 | 3.2 | 3.2 |  |  |  | Federally-Regulated Commercial & Industrial Equipment | 12/12/2012 |  | 04/21/2014
McQuay International | McQuay International | DPS010AHHG4*C-4 |  | HSP-A, Single-Package Heat Pum | Heat Pump | 460 | 3 | False |  |  |  | True | Variable-Speed | 120000 | 10000 | 12 | 10.8 |  |  | 110000 | 9426 | 3.4 | 3.3 |  |  |  | Federally-Regulated Commercial & Industrial Equipment | 08/28/2012 |  | 04/19/2013
York International | Luxaire | BA-20[E54]***(T,W,X)* |  | HSP-A, Single-Package Heat Pum | Both Heat Pump and Electric Re | 208 | 3 |  |  |  |  | True | Single-Speed | 224000 | 21961 | 10.2 | 8.5 |  | 10.1 | 218000 | 18803 | 3.4 | 2.9 | 129000 | 18014 | 2.1 | Federally-Regulated Commercial & Industrial Equipment | 02/11/2008 |  | 02/24/2011
York International | York | E1FB240 | F1EH240 | HRCU-A-CB, Split System: Heat | Heat Pump | 460 | 3 |  |  |  |  | True | Single-Speed | 214000 | 24884 | 8.6 | 8.5 |  | 9.6 | 218000 | 22045 | 2.9 | 2.9 | 138000 | 19271 | 2.1 | Federally-Regulated Commercial & Industrial Equipment | 01/18/2008 |  | 02/24/2011
Rheem Sales Company, Inc. | Rheem | RJMB-A090C |  | HSP-A, Single-Package Heat Pum | Heat Pump | 230 | 3 |  |  |  | No Match |  | No Match | 92000 | 9108 | 10.1 | 8.9 |  | 11.5 | 92000 | 8423 | 3.2 | 3 | 52000 | 6925 | 2.2 | Federally-Regulated Commercial & Industrial Equipment | 11/21/2001 |  | 07/18/2002
Carrier Corp. - Syracuse | Carrier Corp. | 50TCQ*14***(5,6,1)A***(A,C,D,F)* |  | HSP-A, Single-Package Heat Pum | Heat Pump | 460 | 3 | False |  |  |  | False | Single-Speed | 142000 | 13396 | 10.6 | 10.4 |  |  | 142000 | 13005 | 3.2 | 3.2 |  |  |  | Federally-Regulated Commercial & Industrial Equipment | 12/12/2012 |  | 10/28/2014
Carrier Corp. - Syracuse | Tempstar | RHH102(H,L,S)******AA |  | HSP-A, Single-Package Heat Pum | Heat Pump | 460 | 3 | False |  |  |  | True | Single-Speed | 100000 | 8333 | 12 | 10.8 |  |  | 100000 | 8619 | 3.4 | 3.3 |  |  |  | Federally-Regulated Commercial & Industrial Equipment | 10/28/2014 |  | 10/28/2014
Trane U.S. Inc. | American Standard, Inc. | TWA090A300A | TWE090A300A | HRCU-A-CB, Split System: Heat | Heat Pump | 208 | 3 |  |  |  | No Match |  | No Match | 88000 | 10230 | 8.6 | 8.2 |  |  | 85000 | 8300 |  |  | 44000 | 6380 |  | Non Federally-Regulated | 02/22/1990 |  | 07/31/1992
Carrier Corp. - Syracuse | Carrier | 38AQ0166 * 38AQ0126 | 40RR028 | HRCU-A-CB, Split System: Heat | Heat Pump | 460 | 3 |  |  |  | No Match |  | No Match | 267375 | 32903 | 8.1 |  |  |  | 259800 | 27023 |  |  | 164199 | 22873 |  | Non Federally-Regulated | 03/15/1989 |  | 02/22/1990
Trane U.S. Inc. | American Standard, Inc. | 4A6C3048A4 | TWE090E1**A* | HRCU-A-CB, Split System: Heat | Heat Pump | 460 | 3 |  |  |  |  | True | Single-Speed | 90000 | 8181 | 11 | 10.8 |  |  | 90000 | 7992 | 3.3 | 3.3 |  |  |  | Federally-Regulated Commercial & Industrial Equipment | 08/24/2011 |  | 10/05/2011
Carrier Corp. - Syracuse | Keeprite | RHS(181,183)(H,L,S)******AC |  | HSP-A, Single-Package Heat Pum | Heat Pump | 460 | 3 | False |  |  |  | True | Single-Speed | 172000 | 15925 | 10.8 | 10.4 |  |  | 220000 | 19538 | 3.3 | 3.2 |  |  |  | Federally-Regulated Commercial & Industrial Equipment | 01/09/2014 |  | 10/28/2014
Goettl | Amana | MHC67A0002A |  | HSP-A, Single-Package Heat Pum | Heat Pump | 230 | 1 |  |  |  | No Match |  | No Match | 67000 | 7065 | 9.5 | 8.9 |  |  | 67000 | 6500 | 3 | 3 | 35000 | 5110 | 2 | Federally-Regulated Commercial & Industrial Equipment | 08/23/1995 |  | 09/02/1995
McQuay International | McQuay International | DPS007AHHW4*C-3 |  | HSP-A, Single-Package Heat Pum | Heat Pump | 460 | 3 | False |  |  |  | True | Variable-Speed | 88000 | 7154 | 12.3 | 10.8 |  |  | 78000 | 6245 | 3.7 | 3.3 |  |  |  | Federally-Regulated Commercial & Industrial Equipment | 08/28/2012 |  | 04/19/2013
McQuay International | McQuay International | DPS007AHHY2**-3 |  | HSP-A, Single-Package Heat Pum | Heat Pump | 230 | 3 | False |  |  |  | True | Variable-Speed | 88000 | 7096 | 12.4 | 10.8 |  |  | 88000 | 6039 | 4.3 | 3.3 |  |  |  | Federally-Regulated Commercial & Industrial Equipment | 03/02/2012 |  | 08/28/2012
GE Appliances, a Haier company | General Electric | BWC180A2 |  | HSP-A, Single-Package Heat Pum | Heat Pump | 200 | 3 |  |  |  | No Match |  | No Match | 180000 | 22600 | 8 | 7.5 |  |  | 180000 | 20300 | 2.6 |  | 100000 | 16400 | 1.8 | Non Federally-Regulated | 01/05/1982 |  | 09/03/2015
Carrier Corp. - Syracuse | Carrier | 50QJ012631 |  | HSP-A, Single-Package Heat Pum | Heat Pump | 460 | 3 |  |  |  | No Match |  | No Match | 113000 | 12555 | 9 | 8.9 |  |  | 116000 | 10830 | 3.1 | 3 | 65000 | 9430 | 2 | Non Federally-Regulated | 07/31/1992 |  | 03/31/1998
Rheem Sales Company, Inc. | Rheem | RJKB-A090C |  | HSP-A, Single-Package Heat Pum | Heat Pump | 208 | 3 |  |  |  | No Match |  | No Match | 89000 | 9673 | 9.2 | 8.9 |  | 12.1 | 90000 | 8789 | 3 | 3 | 52500 | 7691 | 2 | Federally-Regulated Commercial & Industrial Equipment | 11/18/1999 |  | 04/13/2000
Trane U.S. Inc. | Trane | BWC120F4F |  | HSP-A, Single-Package Heat Pum | Heat Pump | 460 | 3 |  |  |  | No Match |  | No Match | 118000 | 14300 | 8.3 |  |  |  | 118000 | 11900 |  |  | 62500 | 8750 |  | Non Federally-Regulated | 05/11/1988 |  | 03/15/1989
Trane U.S. Inc. | Trane | RPUB-C153-A*A | BPUB-C15*-A*A | HRCU-A-CB, Split System: Heat | Heat Pump | 230 | 3 |  |  |  | No Match |  | No Match | 182000 | 22000 | 8.3 |  |  |  | 172000 | 18300 |  |  | 101000 | 15200 |  | Non Federally-Regulated | 06/11/1985 |  | 08/29/1986
York International | Luxaire | BA-15[E72]***(T,W,X)* |  | HSP-A, Single-Package Heat Pum | Both Heat Pump and Electric Re | 575 | 3 |  |  |  |  | True | Single-Speed | 160000 | 16327 | 9.8 | 8.5 |  | 9.4 | 172000 | 15762 | 3.2 | 2.9 | 102000 | 14244 | 2.1 | Federally-Regulated Commercial & Industrial Equipment | 01/18/2008 |  | 02/24/2011
York International | Fraser Johnston | BA-12C00*T/W/X***** |  | HSP-A, Single-Package Heat Pum | Heat Pump | 208 | 3 |  |  |  | No Match |  | No Match | 144000 | 15483 | 9.3 | 8.5 |  | 11 | 142000 | 13421 | 3.1 | 2.9 | 91000 | 12696 | 2.1 | Federally-Regulated Commercial & Industrial Equipment | 02/05/2002 |  | 07/18/2002
Lennox Industries Inc. | Armstrong | PRTC118CL-2 |  | HSP-A, Single-Package Heat Pum | Heat Pump | 460 | 3 |  |  |  | No Match |  | No Match | 117000 | 13146 | 8.9 | 8.9 |  |  | 119000 | 11424 | 3 | 3 | 64000 | 9377 | 2 | Non Federally-Regulated | 01/17/1992 |  | 07/31/1992
Rheem Sales Company, Inc. | Tempstar | NRHR92LP15A |  | HSP-A, Single-Package Heat Pum | Heat Pump | 460 | 3 |  |  |  | No Match |  | No Match | 92000 | 10500 | 8.8 | 8.2 |  |  | 94000 | 9160 |  |  | 5200 | 7190 |  | Non Federally-Regulated | 02/22/1990 |  | 09/17/1991
Rheem Sales Company, Inc. | Rheem | RPDC-101C* |  | HSP-A, Single-Package Heat Pum | Heat Pump | 208 | 3 |  |  |  | No Match |  | No Match | 120000 | 13400 | 9 | 8.9 |  |  | 126000 | 11875 | 3 | 3 | 67000 | 9345 | 2.1 | Non Federally-Regulated | 07/31/1992 |  | 01/26/1993
York International | Fraser Johnston | BAHT-T090A |  | HSP-A, Single-Package Heat Pum | Heat Pump | 230 | 3 |  |  |  | No Match |  | No Match | 95000 | 11176 | 8.5 |  |  |  | 103000 | 9738 | 3.1 |  | 57000 | 8353 | 2 | Non Federally-Regulated | 05/11/1988 |  | 03/15/1989
Carrier Corp. - Syracuse | Carrier | 38AQ0245+0245+0165 | 40RR054 | HSP-A, Single-Package Heat Pum | Heat Pump | 460 | 3 |  |  |  | No Match |  | No Match | 86000 | 9555 | 9 | 8.9 |  | 9.3 | 78000 | 7620 | 3 | 3 | 36000 | 6433 | 1.6 | Non Federally-Regulated | 06/11/1985 |  | 03/15/1989
York International | Luxaire | PH240C00A*(2,4,5)***** | NH240C00*(5,6)****** | HRCU-A-CB, Split System: Heat | Heat Pump | 460 | 3 |  |  |  |  | True | Single-Speed | 238000 | 22453 | 10.6 | 8.5 |  |  | 216000 | 19195 | 3.3 | 2.9 |  |  |  | Federally-Regulated Commercial & Industrial Equipment | 07/16/2009 |  | 01/24/2011
International Comfort Products | Arcoaire | RYMA75F**** |  | HSP-A, Single-Package Heat Pum | Heat Pump | 460 | 3 |  |  |  | No Match |  | No Match | 91000 | 9784 | 9.3 | 8.9 |  | 10.4 | 90000 | 8508 | 3.1 | 3 | 48000 | 6862 | 2.1 | Federally-Regulated Commercial & Industrial Equipment | 03/31/1998 |  | 05/09/1998
Trane U.S. Inc. | American Standard, Inc. | WCD075A4OOA |  | HSP-A, Single-Package Heat Pum | Heat Pump | 460 | 3 |  |  |  | No Match |  | No Match | 71000 | 8550 | 8.3 | 8.2 |  |  | 71000 | 7170 |  |  | 33000 | 5090 |  | Non Federally-Regulated | 03/15/1989 |  | 10/10/1989
Carrier Corp. - Syracuse | ICP Commercial | CHS091(H,L,S)A* | FHS091(M,S,K)A*A* | HRCU-A-CB, Split System: Heat | Heat Pump | 208 | 3 |  |  |  |  | True | Single-Speed | 89000 | 8090 | 11 | 10.8 |  |  | 87000 | 7727 | 3.3 | 3.3 |  |  |  | Federally-Regulated Commercial & Industrial Equipment | 03/10/2011 |  | 12/12/2012
Trane U.S. Inc. | General Electric | BWC090F4D |  | HSP-A, Single-Package Heat Pum | Heat Pump | 460 | 3 |  |  |  | No Match |  | No Match | 94000 | 10800 | 8.7 | 8.2 |  |  | 88000 | 9500 | 2.7 |  | 48000 | 7500 | 1.9 | Non Federally-Regulated | 06/11/1985 |  | 05/11/1988
Carrier Corp. - Syracuse | Comfortmaker | RHS(243)(H,L,S)******TA |  | HSP-A, Single-Package Heat Pum | Heat Pump | 575 | 3 | False |  |  |  | True | Single-Speed | 232000 | 21886 | 10.6 | 10.4 |  |  | 220000 | 19538 | 3.3 | 3.2 |  |  |  | Federally-Regulated Commercial & Industrial Equipment | 10/28/2014 |  | 10/28/2014
Trane U.S. Inc. | American Standard, Inc. | WCD090C30*B* |  | HSP-A, Single-Package Heat Pum | Heat Pump | 208 | 3 |  |  |  | No Match |  | No Match | 87000 | 9775 | 8.9 | 8.9 |  |  | 86000 | 8399 | 3 | 3 | 43000 | 6299 | 2 | Federally-Regulated Commercial & Industrial Equipment | 05/22/2000 |  | 09/25/2002
Carrier Corp. - Syracuse | Arcoaire | CHS121(H,L,S)A* | FHS120(M,S)A*A* | HRCU-A-CB, Split System: Heat | Heat Pump | 208 | 3 |  |  |  |  | True | Single-Speed | 112000 | 10181 | 11 | 10.8 |  |  | 106000 | 9414 | 3.3 | 3.3 |  |  |  | Federally-Regulated Commercial & Industrial Equipment | 03/10/2011 |  | 12/12/2012
York International | Luxaire | BA-07C00*T/W/X***** |  | HSP-A, Single-Package Heat Pum | Heat Pump | 230 | 3 |  |  |  | No Match |  | No Match | 90000 | 8411 | 10.7 | 8.9 |  | 11 | 85000 | 7782 | 3.2 | 3 | 46000 | 6126 | 2.2 | Federally-Regulated Commercial & Industrial Equipment | 07/31/2002 |  | 01/18/2008
Borg Warner | York | B1SP090A25 |  | HSP-A, Single-Package Heat Pum | Heat Pump | 208 | 3 |  |  |  | No Match |  | No Match | 95000 | 10041 | 8.3 | 8.2 |  |  | 103000 | 8607 | 3.5 |  | 63000 | 6562 | 2.8 | Non Federally-Regulated | 06/11/1985 |  | 05/11/1988
Carrier Corp. - Syracuse | Carrier Corp. | 50HCQ*07***(5,6,1)A* |  | HSP-A, Single-Package Heat Pum | Heat Pump | 208 | 3 | False |  |  |  | True | Single-Speed | 72000 | 6000 | 12 | 10.8 |  |  | 70000 | 6033 | 3.4 | 3.3 |  |  |  | Federally-Regulated Commercial & Industrial Equipment | 11/30/2011 |  | 10/28/2014
Carrier Corp. - Syracuse | Carrier | 38AQ0165 | 40RR016 | HRCU-A-CB, Split System: Heat | Heat Pump | 208 | 3 |  |  |  | No Match |  | No Match | 168000 | 21682 | 7.7 |  |  |  | 170000 | 16968 |  |  | 96000 | 13520 |  | Non Federally-Regulated | 06/11/1985 |  | 10/10/1989
Lennox Industries Inc. | Lennox | LHA088S* |  | HSP-A, Single-Package Heat Pum | Heat Pump | 460 | 3 |  |  |  | No Match |  | No Match | 86000 | 9555 | 9 | 8.9 |  |  | 86000 | 8399 | 3 | 3 | 48000 | 7031 | 2 | Federally-Regulated Commercial & Industrial Equipment | 05/22/2000 |  | 03/22/2001
Carrier Corp. - Syracuse | Day & Night | RHS(181,183)(H,L,S)******AC |  | HSP-A, Single-Package Heat Pum | Heat Pump | 575 | 3 | False |  |  |  | True | Single-Speed | 172000 | 15925 | 10.8 | 10.4 |  |  | 220000 | 19538 | 3.3 | 3.2 |  |  |  | Federally-Regulated Commercial & Industrial Equipment | 01/09/2014 |  | 10/28/2014
Trane U.S. Inc. | Trane | RPUB-C153-A*A | BPUB-C15*-A*A | HRCU-A-CB, Split System: Heat | Heat Pump | 200 | 3 |  |  |  | No Match |  | No Match | 182000 | 22000 | 8.3 |  |  |  | 172000 | 18300 |  |  | 101000 | 15200 |  | Non Federally-Regulated | 06/11/1985 |  | 08/29/1986
McQuay International | McQuay International | DPS010AHHE2*C-6* |  | HSP-A, Single-Package Heat Pum | Heat Pump | 208 | 3 | False |  |  |  | True | Variable-Speed | 121000 | 10000 | 12.1 | 10.8 |  |  | 112000 | 9432 | 3.5 | 3.3 |  |  |  | Federally-Regulated Commercial & Industrial Equipment | 04/19/2013 |  | 01/09/2014
Rheem Sales Company, Inc. | Rheem | RPWB-075DAS* | RHPA-075Z | HRCU-A-CB, Split System: Heat | Heat Pump | 460 | 3 |  |  |  | No Match |  | No Match | 90000 | 11000 | 8.2 | 8.2 |  |  | 88000 | 8595 |  |  | 46000 | 6740 |  | Non Federally-Regulated | 03/15/1989 |  | 10/10/1989
Carrier Corp. - Syracuse | Day & Night | RHH072(H,L,S)0******A |  | HSP-A, Single-Package Heat Pum | Heat Pump | 230 | 3 | False |  |  |  | True | Single-Speed | 72000 | 6000 | 12 | 10.8 |  |  | 70000 | 6033 | 3.4 | 3.3 |  |  |  | Federally-Regulated Commercial & Industrial Equipment | 03/10/2011 |  | 04/19/2013
Carrier Corp. - Syracuse | Day & Night | RHH102(H,L,S)******AA |  | HSP-A, Single-Package Heat Pum | Heat Pump | 208 | 3 | False |  |  |  | True | Single-Speed | 100000 | 8333 | 12 | 10.8 |  |  | 100000 | 8619 | 3.4 | 3.3 |  |  |  | Federally-Regulated Commercial & Industrial Equipment | 12/12/2012 |  | 10/28/2014
Addison Products | Addison Products | DFH374*4E**** |  | HSP-A, Single-Package Heat Pum | Heat Pump | 460 | 3 |  |  |  | No Match |  | No Match | 339200 | 35000 | 9.7 |  |  | 10.2 | 353100 | 31400 | 3.3 |  | 223200 | 25500 | 2.6 | Voluntarily Certified | 11/03/1994 |  | 04/07/1996
York International | Evcon | BA-07C00*T/W/X***** |  | HSP-A, Single-Package Heat Pum | Heat Pump | 208 | 3 |  |  |  | No Match |  | No Match | 90000 | 8411 | 10.7 | 8.9 |  | 11 | 85000 | 7782 | 3.2 | 3 | 46000 | 6126 | 2.2 | Federally-Regulated Commercial & Industrial Equipment | 07/31/2002 |  | 01/18/2008
York International | Evcon | BB-20[C,E18,E36]***(T,W,X)* |  | HSP-A, Single-Package Heat Pum | Both Heat Pump and Electric Re | 575 | 3 |  |  |  |  | True | Single-Speed | 218000 | 22947 | 9.5 | 8.5 |  | 10.2 | 210000 | 19866 | 3.1 | 2.9 | 130000 | 19062 | 2 | Federally-Regulated Commercial & Industrial Equipment | 01/18/2008 |  | 01/24/2011
Rheem Sales Company, Inc. | Weatherking | WPWC-075CAZ | WHGF-100Z | HRCU-A-CB, Split System: Heat | Heat Pump | 208 | 3 |  |  |  | No Match |  | No Match | 92000 | 9583 | 9.6 | 8.9 |  |  | 88000 | 8059 | 3.2 | 3 | 57500 | 7660 | 2.2 | Federally-Regulated Commercial & Industrial Equipment | 03/31/1998 |  | 05/09/1998
Carrier Corp. - Syracuse | Heil | RHS090(L,S)******AA |  | HSP-A, Single-Package Heat Pum | Heat Pump | 575 | 3 | False |  |  |  | False | Single-Speed | 88000 | 7857 | 11.2 | 10.8 |  |  | 86000 | 7413 | 3.4 | 3.3 |  |  |  | Federally-Regulated Commercial & Industrial Equipment | 12/12/2012 |  | 10/28/2014
Daikin Comfort Technologies Manufacturing, L.P. | Goodman | CPH090XXX*BXXX |  | HSP-A, Single-Package Heat Pum | Both Heat Pump and Electric Re | 230 | 3 | False |  |  |  | False | Single-Speed | 90000 | 7826 | 11.5 | 10.8 |  |  | 90000 | 7758 | 3.4 | 3.3 |  |  |  | Federally-Regulated Commercial & Industrial Equipment | 03/10/2011 |  | 04/19/2013
Rheem Sales Company, Inc. | Rheem | RPWC-100C | RHGF-100Z | HRCU-A-CB, Split System: Heat | Heat Pump | 208 | 3 |  |  |  | No Match |  | No Match | 118000 | 12826 | 9.2 | 8.9 |  |  | 125000 | 11814 | 3.1 | 3 | 68000 | 9487 | 2.1 | Federally-Regulated Commercial & Industrial Equipment | 07/25/2000 |  | 02/06/2002
York International | York | BQ240[C,E18,E36]***(2,4,5)* |  | HSP-A, Single-Package Heat Pum | Both Heat Pump and Electric Re | 575 | 3 |  |  |  |  | True | Single-Speed | 218000 | 22947 | 9.5 | 8.5 |  | 10.2 | 210000 | 19866 | 3.1 | 2.9 | 130000 | 19062 | 2 | Federally-Regulated Commercial & Industrial Equipment | 01/18/2008 |  | 01/24/2011
Rheem Sales Company, Inc. | Rheem | RPWC-100DAZ | RHGF-100Z | HRCU-A-CB, Split System: Heat | Heat Pump | 460 | 3 |  |  |  | No Match |  | No Match | 121000 | 12872 | 9.4 | 8.9 |  |  | 125000 | 11817 | 3.1 | 3 | 84000 | 11190 | 2.2 | Federally-Regulated Commercial & Industrial Equipment | 02/03/1998 |  | 03/31/1998
McQuay International | McQuay International | DPS010AHHW2*C-4 |  | HSP-A, Single-Package Heat Pum | Heat Pump | 230 | 3 | False |  |  |  | True | Variable-Speed | 120000 | 10000 | 12 | 10.8 |  |  | 110000 | 9426 | 3.4 | 3.3 |  |  |  | Federally-Regulated Commercial & Industrial Equipment | 08/28/2012 |  | 04/19/2013
McQuay International | McQuay International | DPS012AHHY2**-4 |  | HSP-A, Single-Package Heat Pum | Heat Pump | 230 | 3 | False |  |  |  | True | Variable-Speed | 144000 | 12100 | 11.9 | 10.4 |  |  | 134000 | 11618 | 3.4 | 3.2 |  |  |  | Federally-Regulated Commercial & Industrial Equipment | 08/28/2012 |  | 04/19/2013
International Comfort Products | Airquest | NRHR92HP15B |  | HSP-A, Single-Package Heat Pum | Heat Pump | 208 | 3 |  |  |  | No Match |  | No Match | 93000 | 10333 | 9 | 8.9 |  | 9.9 | 93000 | 9085 | 3 | 3 | 51000 | 7117 | 2.1 | Federally-Regulated Commercial & Industrial Equipment | 03/31/1998 |  | 05/09/1998
Carrier Corp. - Syracuse | Airquest | RHS150(H,L,S)******AA |  | HSP-A, Single-Package Heat Pum | Heat Pump | 208 | 3 | False |  |  |  | False | Single-Speed | 142000 | 13396 | 10.6 | 10.4 |  |  | 142000 | 13005 | 3.2 | 3.2 |  |  |  | Federally-Regulated Commercial & Industrial Equipment | 12/12/2012 |  | 10/28/2014
Trane U.S. Inc. | Trane | TWA180B300B* | TWE180B300C* | HRCU-A-CB, Split System: Heat | Heat Pump | 230 | 3 |  |  |  | No Match |  | No Match | 180000 | 19148 | 9.4 | 8.5 |  | 10 | 172000 | 16256 | 3.1 | 2.9 | 90000 | 11986 | 2.2 | Federally-Regulated Commercial & Industrial Equipment | 11/18/1999 |  | 11/21/2000
Carrier Corp. - Syracuse | Carrier Corp. | 50TCQ*08***5A***(G,J,K,M)* |  | HSP-A, Single-Package Heat Pum | Heat Pump | 208 | 3 | False |  |  |  | False | Single-Speed | 87000 | 7767 | 11.2 | 10.8 |  |  | 86000 | 7413 | 3.4 | 3.3 |  |  |  | Federally-Regulated Commercial & Industrial Equipment | 12/12/2012 |  | 10/28/2014
York International | Fraser Johnston | BA-12C00*T/W/X***** |  | HSP-A, Single-Package Heat Pum | Heat Pump | 460 | 3 |  |  |  | No Match |  | No Match | 144000 | 15483 | 9.3 | 8.5 |  | 11 | 142000 | 13421 | 3.1 | 2.9 | 91000 | 12696 | 2.1 | Federally-Regulated Commercial & Industrial Equipment | 07/31/2002 |  | 01/18/2008
Trane U.S. Inc. | Trane | WCD090C40*B* |  | HSP-A, Single-Package Heat Pum | Heat Pump | 460 | 3 |  |  |  | No Match |  | No Match | 87000 | 9775 | 8.9 | 8.9 |  |  | 86000 | 8399 | 3 | 3 | 43000 | 6299 | 2 | Federally-Regulated Commercial & Industrial Equipment | 05/22/2000 |  | 09/25/2002
Lennox Industries Inc. | Lennox | HP17-953V-3G | CB17-95V-1 | HRCU-A-CB, Split System: Heat | Heat Pump | 460 | 3 |  |  |  | No Match |  | No Match | 87000 | 10235 | 8.5 |  |  |  | 88000 | 8471 |  |  | 45000 | 5994 |  | Non Federally-Regulated | 05/11/1988 |  | 03/15/1989
McQuay International | McQuay International | DPS012AHHY4**-4 |  | HSP-A, Single-Package Heat Pum | Heat Pump | 460 | 3 | False |  |  |  | True | Variable-Speed | 144000 | 12100 | 11.9 | 10.4 |  |  | 134000 | 11618 | 3.4 | 3.2 |  |  |  | Federally-Regulated Commercial & Industrial Equipment | 08/28/2012 |  | 04/19/2013
Daikin Comfort Technologies Manufacturing, L.P. | Goodman | CPH120********A* |  | HSP-A, Single-Package Heat Pum | Both Heat Pump and Electric Re | 460 | 3 | False |  |  |  | False | Single-Speed | 118000 | 10260 | 11.5 | 10.8 |  |  | 120000 | 10343 | 3.4 | 3.3 |  |  |  | Federally-Regulated Commercial & Industrial Equipment | 03/02/2012 |  | 01/09/2014
International Comfort Products | Arcoaire | RYMA10H**** |  | HSP-A, Single-Package Heat Pum | Heat Pump | 208 | 3 |  |  |  | No Match |  | No Match | 123000 | 13516 | 9.1 | 8.9 |  | 9.5 | 123000 | 11625 | 3.1 | 3 | 71000 | 10401 | 2 | Federally-Regulated Commercial & Industrial Equipment | 05/22/2000 |  | 09/20/2001
Carrier Corp. - Syracuse | Arcoaire | CHS180(H,L,S)D* | FHS180(M,S,H,L)**A0* | HRCU-A-CB, Split System: Heat | Heat Pump | 575 | 3 |  |  |  |  | True | Single-Speed | 178000 | 16792 | 10.6 | 10.4 |  |  | 178000 | 15343 | 3.4 | 3.2 |  |  |  | Federally-Regulated Commercial & Industrial Equipment | 07/18/2013 |  | 10/28/2014
York International | Luxaire | XA-06[C,E]***(T,W,X)***6 |  | HSP-A, Single-Package Heat Pum | Both Heat Pump and Electric Re | 575 | 3 | False |  |  |  | True | Single-Speed | 78000 | 6782 | 11.5 | 10.8 |  |  | 75000 | 6561 | 3.4 | 3.3 |  |  |  | Federally-Regulated Commercial & Industrial Equipment | 04/19/2013 |  | 01/09/2014
Carrier Corp. - Syracuse | Comfortmaker | RHS18*(H,L,S)0******A |  | HSP-A, Single-Package Heat Pum | Heat Pump | 460 | 3 | False |  |  |  | True | Single-Speed | 172000 | 15925 | 10.8 | 10.4 |  |  | 220000 | 19538 | 3.3 | 3.2 |  |  |  | Federally-Regulated Commercial & Industrial Equipment | 03/10/2011 |  | 12/12/2012
McQuay International | McQuay International | DPS012AHHY4**-6 |  | HSP-A, Single-Package Heat Pum | Heat Pump | 460 | 3 | False |  |  |  | True | Variable-Speed | 144000 | 12000 | 12 | 10.4 |  |  | 140000 | 11272 | 3.6 | 3.2 |  |  |  | Federally-Regulated Commercial & Industrial Equipment | 03/02/2012 |  | 08/28/2012
Carrier Corp. - Syracuse | Carrier | 50HJQ01650/60 |  | HSP-A, Single-Package Heat Pum | Heat Pump | 460 | 3 |  |  |  | No Match |  | No Match | 172000 | 18494 | 9.3 | 8.5 |  | 9.7 | 172000 | 15275 | 3.3 | 2.9 | 94000 | 12522 | 2.2 | Federally-Regulated Commercial & Industrial Equipment | 12/14/1998 |  | 11/18/1999
Carrier Corp. - Syracuse | Arcoaire | RHS(243)(H,L,S)******AA |  | HSP-A, Single-Package Heat Pum | Heat Pump | 230 | 3 | False |  |  |  | True | Single-Speed | 232000 | 21886 | 10.6 | 10.4 |  |  | 220000 | 19538 | 3.3 | 3.2 |  |  |  | Federally-Regulated Commercial & Industrial Equipment | 10/28/2014 |  | 10/28/2014
Carrier Corp. - Syracuse | Airquest | RHH072(H,L,S)******** |  | HSP-A, Single-Package Heat Pum | Heat Pump | 460 | 3 | False |  |  |  | True | Single-Speed | 72000 | 6000 | 12 | 10.8 |  |  | 70000 | 6033 | 3.4 | 3.3 |  |  |  | Federally-Regulated Commercial & Industrial Equipment | 11/30/2011 |  | 10/28/2014
Phoenix Manufacturing, Inc. | Frigiking Tappan | PHR 90 3 |  | HSP-A, Single-Package Heat Pum | Heat Pump | 208 | 3 |  |  |  | No Match |  | No Match | 95000 | 12460 | 7.6 | 7.5 |  |  | 102000 | 10990 | 2.7 |  | 49000 | 8230 | 1.7 | Non Federally-Regulated | 08/30/1983 |  | 05/16/1984
York International | Luxaire | EASE-T,W,X240 | FAHP-N240 | HRCU-A-CB, Split System: Heat | Heat Pump | 460 | 3 |  |  |  |  | True | Single-Speed | 214000 | 24884 | 8.6 | 8.5 |  | 9.6 | 218000 | 22045 | 2.9 | 2.9 | 138000 | 19271 | 2.1 | Federally-Regulated Commercial & Industrial Equipment | 01/18/2008 |  | 02/24/2011
Rheem Sales Company, Inc. | Weatherking | WJKB-A090C |  | HSP-A, Single-Package Heat Pum | Heat Pump | 230 | 3 |  |  |  | No Match |  | No Match | 89000 | 9673 | 9.2 | 8.9 |  | 10.6 | 90000 | 8789 | 3 | 3 | 52500 | 7691 | 2 | Federally-Regulated Commercial & Industrial Equipment | 11/21/2001 |  | 07/18/2002
Rheem Sales Company, Inc. | Ruud | UPWA-075CAS | UHPA-075G | HRCU-A-CB, Split System: Heat | Heat Pump | 230 | 3 |  |  |  | No Match |  | No Match | 90000 | 11250 | 8 | 8.2 |  |  | 90000 | 8790 |  |  | 51000 | 6890 |  | Non Federally-Regulated | 05/16/1984 |  | 06/11/1985
Carrier Corp. - Syracuse | Airquest | RHS090(L,S)******** |  | HSP-A, Single-Package Heat Pum | Heat Pump | 460 | 3 | False |  |  |  | False | Single-Speed | 88000 | 7857 | 11.2 | 10.8 |  |  | 86000 | 7413 | 3.4 | 3.3 |  |  |  | Federally-Regulated Commercial & Industrial Equipment | 11/30/2011 |  | 03/02/2012
Trane U.S. Inc. | Trane | BWC120C4-G |  | HSP-A, Single-Package Heat Pum | Heat Pump | 460 | 3 |  |  |  | No Match |  | No Match | 118000 | 14300 | 8.3 | 8.2 |  |  | 118000 | 11900 |  |  | 62500 | 8750 |  | Non Federally-Regulated | 08/29/1986 |  | 05/11/1988
International Comfort Products | Comfortmaker | RYMA75H**** |  | HSP-A, Single-Package Heat Pum | Heat Pump | 230 | 3 |  |  |  | No Match |  | No Match | 91000 | 9784 | 9.3 | 8.9 |  | 10.4 | 90000 | 8506 | 3.1 | 3 | 48000 | 7031 | 2 | Federally-Regulated Commercial & Industrial Equipment | 05/22/2000 |  | 09/20/2001
Lennox Industries Inc. | Lennox | HP17-953V-3G | CB17-95V-1 | HRCU-A-CB, Split System: Heat | Heat Pump | 460 | 3 |  |  |  | No Match |  | No Match | 87000 | 10235 | 8.5 | 8.2 |  |  | 88000 | 8597 |  |  | 51000 | 6794 |  | Non Federally-Regulated | 05/16/1984 |  | 06/11/1985
McQuay International | McQuay International | DPS006AHHE2**-6 |  | HSP-A, Single-Package Heat Pum | Heat Pump | 230 | 3 | False |  |  |  | True | Variable-Speed | 70000 | 6194 | 11.3 | 10.8 |  |  | 72000 | 5197 | 4.1 | 3.3 |  |  |  | Federally-Regulated Commercial & Industrial Equipment | 03/02/2012 |  | 08/28/2012
Carrier Corp. - Syracuse | Heil | RHS(181,183)(H,L,S)******AA |  | HSP-A, Single-Package Heat Pum | Heat Pump | 208 | 3 | False |  |  |  | True | Single-Speed | 172000 | 15925 | 10.8 | 10.4 |  |  | 220000 | 19538 | 3.3 | 3.2 |  |  |  | Federally-Regulated Commercial & Industrial Equipment | 05/09/2013 |  | 08/28/2014
Carrier Corp. - Syracuse | Day & Night | RHS090(L,S)******** |  | HSP-A, Single-Package Heat Pum | Heat Pump | 460 | 3 | False |  |  |  | False | Single-Speed | 88000 | 7857 | 11.2 | 10.8 |  |  | 86000 | 7413 | 3.4 | 3.3 |  |  |  | Federally-Regulated Commercial & Industrial Equipment | 03/02/2012 |  | 12/12/2012
Rheem Sales Company, Inc. | Ruud | UPWA-075CAS | UHPA-075EA | HRCU-A-CB, Split System: Heat | Heat Pump | 208 | 3 |  |  |  | No Match |  | No Match | 90000 | 11500 | 7.8 | 7.5 |  |  | 90000 | 9100 |  |  | 51000 | 7200 |  | Non Federally-Regulated | 08/30/1983 |  | 05/16/1984
York International | Evcon | EASE-T,W,X180 | FAHP-S180 | HRCU-A-CB, Split System: Heat | Heat Pump | 208 | 3 |  |  |  |  | True | Single-Speed | 166000 | 19080 | 8.7 | 8.5 |  | 9.5 | 184000 | 17986 | 3 | 2.9 | 121000 | 16129 | 2.2 | Federally-Regulated Commercial & Industrial Equipment | 01/18/2008 |  | 01/24/2011
Trane U.S. Inc. | Trane | TWA090A300E* | TWE090A300D* | HRCU-A-CB, Split System: Heat | Heat Pump | 230 | 3 |  |  |  | No Match |  | No Match | 89000 | 8811 | 10.1 | 8.9 |  |  | 87000 | 7724 | 3.3 | 3 | 54000 | 6592 | 2.4 | Federally-Regulated Commercial & Industrial Equipment | 09/21/2001 |  | 07/18/2002
Lennox Industries Inc. | McQuay | LHA120H* |  | HSP-A, Single-Package Heat Pum | Heat Pump | 460 | 3 |  |  |  | No Match |  | No Match | 118000 | 11456 | 10.3 | 8.9 |  | 11.3 | 120000 | 10657 | 3.3 | 3 | 72000 | 10048 | 2.1 | Federally-Regulated Commercial & Industrial Equipment | 03/31/1998 |  | 05/09/1998
York International | Fraser Johnston | BCCB-T/-W120 |  | HSP-A, Single-Package Heat Pum | Heat Pump | 208 | 3 |  |  |  | No Match |  | No Match | 118000 | 13111 | 9 | 8.9 |  |  | 116000 | 11329 | 3 | 3 | 70000 | 10254 | 2 | Federally-Regulated Commercial & Industrial Equipment | 11/18/1999 |  | 04/13/2000
Trane U.S. Inc. | Trane | WCH090C30*B* |  | HSP-A, Single-Package Heat Pum | Heat Pump | 208 | 3 |  |  |  | No Match |  | No Match | 87000 | 9775 | 8.9 | 8.9 |  |  | 86000 | 8399 | 3 | 3 | 43000 | 6299 | 2 | Federally-Regulated Commercial & Industrial Equipment | 05/22/2000 |  | 07/18/2002
York International | Coleman | BA-A6[C,E]***(T,W,X)* |  | HSP-A, Single-Package Heat Pum | Both Heat Pump and Electric Re | 208 | 3 |  |  |  |  | True | Single-Speed | 68000 | 6667 | 10.2 | 8.9 |  | 0 | 69000 | 6323 | 3.2 | 3 | 43000 | 5732 | 2.2 | Federally-Regulated Commercial & Industrial Equipment | 01/18/2008 |  | 01/24/2011
Carrier Corp. - Syracuse | Carrier | 50RQ0085 |  | HSP-A, Single-Package Heat Pum | Heat Pump | 460 | 3 |  |  |  | No Match |  | No Match | 88000 | 28800 | 8.3 | 8.2 |  |  | 91000 | 9600 |  |  | 51000 | 7600 |  | Non Federally-Regulated | 06/11/1985 |  | 08/29/1986
Trane U.S. Inc. | General Electric | BWA180C3J | BWH180A | HRCU-A-CB, Split System: Heat | Heat Pump | 230 | 3 |  |  |  | No Match |  | No Match | 180000 | 23200 | 7.8 |  |  |  | 180000 | 20000 | 2.6 |  | 100000 | 16200 | 1.8 | Non Federally-Regulated | 05/16/1984 |  | 06/11/1985
Trane U.S. Inc. | American Standard, Inc. | BWC120F400J |  | HSP-A, Single-Package Heat Pum | Heat Pump | 460 | 3 |  |  |  | No Match |  | No Match | 119000 | 14300 | 8.3 | 8.2 |  |  | 118000 | 11900 |  |  | 58000 | 8750 |  | Non Federally-Regulated | 02/22/1990 |  | 07/31/1992
Trane U.S. Inc. | American Standard, Inc. | WCD075A400A |  | HSP-A, Single-Package Heat Pum | Heat Pump | 460 | 3 |  |  |  | No Match |  | No Match | 71000 | 8300 | 8.6 | 8.9 |  |  | 71000 | 7170 | 2.9 | 3 | 33000 | 5090 | 1.9 | Non Federally-Regulated | 07/31/1992 |  | 03/31/1998
Rheem Sales Company, Inc. | Addison Products | PHC7.5T-3K |  | HSP-A, Single-Package Heat Pum | Heat Pump | 208 | 3 |  |  |  | No Match |  | No Match | 93000 | 10300 | 9 |  |  |  | 93000 | 8960 |  |  | 51000 | 6990 |  | Non Federally-Regulated | 05/11/1988 |  | 03/15/1989
Carrier Corp. | Carrier | 50EQ028---6**** |  | HSP-A, Single-Package Heat Pum | Heat Pump | 460 | 3 |  |  |  | No Match |  | No Match | 248000 | 29100 | 8.5 |  |  | 7.8 | 268000 | 26200 | 3 |  | 130000 | 19500 | 2 | Voluntarily Certified | 03/22/1993 |  | 04/07/1996
McQuay International | McQuay International | DPS012AHHG4*C-6 |  | HSP-A, Single-Package Heat Pum | Heat Pump | 460 | 3 | False |  |  |  | True | Variable-Speed | 144000 | 12203 | 11.8 | 10.4 |  |  | 140000 | 11429 | 3.6 | 3.2 |  |  |  | Federally-Regulated Commercial & Industrial Equipment | 03/02/2012 |  | 08/28/2012
AAON, Inc. | Aaon | RN-009-3-*-E6**-***:*******D |  | HSP-A, Single-Package Heat Pum | Both Heat Pump and Electric Re | 460 | 3 | False |  |  |  | True | Single-Speed | 95000 | 8050 | 11.8 | 10.8 |  |  | 93000 | 7061 | 3.9 | 3.3 |  |  |  | Federally-Regulated Commercial & Industrial Equipment | 08/28/2012 |  | 06/02/2015
Carrier Corp. - Syracuse | ICP Commercial | RHS072(H,L,S)******A |  | HSP-A, Single-Package Heat Pum | Both Heat Pump and Electric Re | 208 | 3 |  |  |  |  | False | Single-Speed | 70000 | 6306 | 11.1 | 8.9 |  |  | 67000 | 5954 | 3.3 | 3 |  |  |  | Federally-Regulated Commercial & Industrial Equipment | 07/16/2009 |  | 12/12/2012
Lennox Industries Inc. | Lennox | DSSP1-260 |  | HSP-A, Single-Package Heat Pum | Heat Pump | 230 | 3 |  |  |  | No Match |  | No Match | 241000 | 30900 | 7.8 | 7.5 |  |  | 232600 | 23500 |  |  | 97000 | 14200 |  | Non Federally-Regulated | 08/30/1983 |  | 05/16/1984
Carrier Corp. - Syracuse | Keeprite | CHS121(H,L,S)A* | FHS120(M,S)**A0* | HRCU-A-CB, Split System: Heat | Heat Pump | 208 | 3 |  |  |  |  | True | Single-Speed | 112000 | 10181 | 11 | 10.8 |  |  | 106000 | 9413 | 3.3 | 3.3 |  |  |  | Federally-Regulated Commercial & Industrial Equipment | 07/18/2013 |  | 10/28/2014
Carrier Corp. - Syracuse | Day & Night | CHS240(H,L,S)D* | FHS240(S,H,L)**A2* | HRCU-A-CB, Split System: Heat | Heat Pump | 575 | 3 |  |  |  |  | True | Single-Speed | 222000 | 20747 | 10.7 | 10.4 |  |  | 214000 | 17919 | 3.5 | 3.2 |  |  |  | Federally-Regulated Commercial & Industrial Equipment | 07/18/2013 |  | 10/28/2014
Carrier Corp. - Syracuse | Arcoaire | RHH102(H,L,S)******AA |  | HSP-A, Single-Package Heat Pum | Heat Pump | 575 | 3 | False |  |  |  | True | Single-Speed | 100000 | 8333 | 12 | 10.8 |  |  | 100000 | 8619 | 3.4 | 3.3 |  |  |  | Federally-Regulated Commercial & Industrial Equipment | 12/12/2012 |  | 10/28/2014
McQuay International | McQuay International | DPS006AHHY2**-4 |  | HSP-A, Single-Package Heat Pum | Heat Pump | 208 | 3 | False |  |  |  | True | Variable-Speed | 69000 | 6052 | 11.4 | 10.8 |  |  | 71000 | 5075 | 4.1 | 3.3 |  |  |  | Federally-Regulated Commercial & Industrial Equipment | 03/02/2012 |  | 08/28/2012
Trane U.S. Inc. | American Standard, Inc. | WCH150B300B |  | HSP-A, Single-Package Heat Pum | Heat Pump | 230 | 3 |  |  |  | No Match |  | No Match | 146000 | 15550 | 9.4 |  |  |  | 132000 | 13330 | 2.9 |  | 70000 | 10250 | 2 | Federally-Regulated Commercial & Industrial Equipment | 01/27/1992 |  | 07/22/1992
Trane U.S. Inc. | American Standard, Inc. | TWA090A300B | TWE090A300B | HRCU-A-CB, Split System: Heat | Heat Pump | 230 | 3 |  |  |  | No Match |  | No Match | 90000 | 9180 | 9.8 | 8.9 |  |  | 85000 | 8300 | 3 | 3 | 45000 | 6280 | 2.1 | Non Federally-Regulated | 07/31/1992 |  | 03/31/1998
Carrier Corp. - Syracuse | Arcoaire | RHS(181,183)(H,L,S)******AA |  | HSP-A, Single-Package Heat Pum | Heat Pump | 460 | 3 | False |  |  |  | True | Single-Speed | 172000 | 15925 | 10.8 | 10.4 |  |  | 220000 | 19538 | 3.3 | 3.2 |  |  |  | Federally-Regulated Commercial & Industrial Equipment | 05/09/2013 |  | 08/28/2014
Carrier Corp. - Syracuse | Day & Night | RHS(243)(H,L,S)******AA |  | HSP-A, Single-Package Heat Pum | Heat Pump | 208 | 3 | False |  |  |  | True | Single-Speed | 232000 | 21886 | 10.6 | 10.4 |  |  | 220000 | 19538 | 3.3 | 3.2 |  |  |  | Federally-Regulated Commercial & Industrial Equipment | 10/28/2014 |  | 10/28/2014
Lennox Industries Inc. | McQuay | LHA090H* |  | HSP-A, Single-Package Heat Pum | Heat Pump | 208 | 3 |  |  |  | No Match |  | No Match | 89000 | 7739 | 11.5 | 8.9 |  | 12 | 90000 | 7992 | 3.3 | 3 | 52000 | 7257 | 2.1 | Federally-Regulated Commercial & Industrial Equipment | 02/03/1998 |  | 03/31/1998
Carrier Corp. - Syracuse | Keeprite | RHH090(H,L,S)******** |  | HSP-A, Single-Package Heat Pum | Heat Pump | 460 | 3 | False |  |  |  | True | Single-Speed | 90000 | 7438 | 12.1 | 10.8 |  |  | 84000 | 7033 | 3.5 | 3.3 |  |  |  | Federally-Regulated Commercial & Industrial Equipment | 11/30/2011 |  | 12/12/2012
Carrier Corp. - Syracuse | ICP Commercial | RHH090(H,L,S)******** |  | HSP-A, Single-Package Heat Pum | Heat Pump | 230 | 3 | False |  |  |  | True | Single-Speed | 90000 | 7438 | 12.1 | 10.8 |  |  | 84000 | 7033 | 3.5 | 3.3 |  |  |  | Federally-Regulated Commercial & Industrial Equipment | 11/30/2011 |  | 12/12/2012
Carrier Corp. - Syracuse | Carrier | 50EWQ02451/61 |  | HSP-A, Single-Package Heat Pum | Heat Pump | 230 | 3 |  |  |  | No Match |  | No Match | 230000 | 23469 | 9.8 | 8.5 |  | 10 | 228000 | 20243 | 3.3 | 2.9 | 116000 | 16993 | 2 | Federally-Regulated Commercial & Industrial Equipment | 11/18/1999 |  | 07/18/2002
Rheem Sales Company, Inc. | Rheem | RPWC-100D | RHGF-100Z | HRCU-A-CB, Split System: Heat | Heat Pump | 460 | 3 |  |  |  | No Match |  | No Match | 118000 | 12826 | 9.2 | 8.9 |  |  | 125000 | 11814 | 3.1 | 3 | 68000 | 9487 | 2.1 | Federally-Regulated Commercial & Industrial Equipment | 05/22/2000 |  | 05/23/2000
Carrier Corp. - Syracuse | Airquest | CHS091(H,L,S)A* | FHS091(M,S,K)A*A* | HRCU-A-CB, Split System: Heat | Heat Pump | 575 | 3 |  |  |  |  | True | Single-Speed | 89000 | 8090 | 11 | 10.8 |  |  | 87000 | 7727 | 3.3 | 3.3 |  |  |  | Federally-Regulated Commercial & Industrial Equipment | 03/10/2011 |  | 12/12/2012
Carrier Corp. - Syracuse | Arcoaire | RHS(240)(H,L,S)******AA |  | HSP-A, Single-Package Heat Pum | Heat Pump | 230 | 3 | False |  |  |  | True | Single-Speed | 232000 | 21886 | 10.6 | 10.4 |  |  | 220000 | 19538 | 3.3 | 3.2 |  |  |  | Federally-Regulated Commercial & Industrial Equipment | 10/28/2014 |  | 10/28/2014
York International | York | BP090C00A2/4/5***** |  | HSP-A, Single-Package Heat Pum | Heat Pump | 460 | 3 |  |  |  | No Match |  | No Match | 90000 | 8411 | 10.7 | 8.9 |  | 11 | 85000 | 7782 | 3.2 | 3 | 46000 | 6126 | 2.2 | Federally-Regulated Commercial & Industrial Equipment | 05/21/2002 |  | 07/18/2002
Carrier Corp. - Syracuse | Carrier Corp. | 38AUQA07A0*(5,6,1)A* | 40RUQA07A*A(3,5,6,1)A* | HRCU-A-CB, Split System: Heat | Heat Pump | 575 | 3 |  |  |  |  | True | Single-Speed | 70000 | 6363 | 11 | 10.8 |  |  | 66000 | 5861 | 3.3 | 3.3 |  |  |  | Federally-Regulated Commercial & Industrial Equipment | 06/17/2013 |  | 04/20/2015
Carrier Corp. - Syracuse | Comfortmaker | RHS(243)(H,L,S)******AA |  | HSP-A, Single-Package Heat Pum | Heat Pump | 230 | 3 | False |  |  |  | True | Single-Speed | 232000 | 21886 | 10.6 | 10.4 |  |  | 220000 | 19538 | 3.3 | 3.2 |  |  |  | Federally-Regulated Commercial & Industrial Equipment | 04/21/2014 |  | 10/28/2014
Carrier Corp. - Syracuse | Day & Night | 541APX/AEX180 | 524APH/AEH180GC | HRCU-A-CB, Split System: Heat | Heat Pump | 460 | 3 |  |  |  | No Match |  | No Match | 172000 | 19545 | 8.8 | 8.5 |  | 9.9 | 164000 | 16021 | 3 | 2.9 | 94000 | 12522 | 2.2 | Federally-Regulated Commercial & Industrial Equipment | 10/24/1997 |  | 03/31/1998
Trane U.S. Inc. | Trane | WCH120A300A |  | HSP-A, Single-Package Heat Pum | Heat Pump | 230 | 3 |  |  |  | No Match |  | No Match | 116000 | 12890 | 9 | 8.9 |  |  | 116000 | 11710 | 2.9 | 3 | 60000 | 8960 | 2 | Non Federally-Regulated | 07/31/1992 |  | 03/31/1998
Carrier Corp. - Syracuse | ICP Commercial | RHS(181,183)(H,L,S)******TC |  | HSP-A, Single-Package Heat Pum | Heat Pump | 208 | 3 | False |  |  |  | True | Single-Speed | 172000 | 15925 | 10.8 | 10.4 |  |  | 220000 | 19538 | 3.3 | 3.2 |  |  |  | Federally-Regulated Commercial & Industrial Equipment | 01/09/2014 |  | 10/28/2014
Lennox Industries Inc. | Lennox | CHP11-1353-2W |  | HSP-A, Single-Package Heat Pum | Heat Pump | 200 | 3 |  |  |  | No Match |  | No Match | 122000 | 15300 | 8 | 7.5 |  |  | 123000 | 12500 |  |  | 63000 | 10300 |  | Non Federally-Regulated | 01/05/1982 |  | 08/30/1983
York International | York | B3CH120A25 |  | HSP-A, Single-Package Heat Pum | Heat Pump | 230 | 3 |  |  |  | No Match |  | No Match | 118000 | 13111 | 9 | 8.9 |  |  | 116000 | 11329 | 3 | 3 | 70000 | 10254 | 2 | Non Federally-Regulated | 02/17/1993 |  | 09/02/1995
Carrier Corp. - Syracuse | Arcoaire | CHS180(H,L,S)D* | FHS180(M,S,H,L)**A2* | HRCU-A-CB, Split System: Heat | Heat Pump | 575 | 3 |  |  |  |  | True | Single-Speed | 178000 | 16792 | 10.6 | 10.4 |  |  | 178000 | 15343 | 3.4 | 3.2 |  |  |  | Federally-Regulated Commercial & Industrial Equipment | 07/18/2013 |  | 10/28/2014
Carrier Corp. - Syracuse | Keeprite | CHS240(H,L,S)D* | FHS240(S,H,L)**A0* | HRCU-A-CB, Split System: Heat | Heat Pump | 460 | 3 |  |  |  |  | True | Single-Speed | 222000 | 20747 | 10.7 | 10.4 |  |  | 214000 | 17919 | 3.5 | 3.2 |  |  |  | Federally-Regulated Commercial & Industrial Equipment | 07/18/2013 |  | 10/28/2014
Trane U.S. Inc. | Trane | BWC120C4F |  | HSP-A, Single-Package Heat Pum | Heat Pump | 460 | 3 |  |  |  | No Match |  | No Match | 118000 | 14300 | 8.3 |  |  |  | 118000 | 11900 |  |  | 62500 | 8750 |  | Non Federally-Regulated | 05/11/1988 |  | 03/15/1989
McQuay International | McQuay International | DPS007AHHG2**-4 |  | HSP-A, Single-Package Heat Pum | Heat Pump | 230 | 3 | False |  |  |  | True | Variable-Speed | 89000 | 7177 | 12.4 | 10.8 |  |  | 79000 | 6291 | 3.7 | 3.3 |  |  |  | Federally-Regulated Commercial & Industrial Equipment | 08/28/2012 |  | 04/19/2013
Carrier Corp. - Syracuse | Tempstar | RHS(181,183)(H,L,S)******AC |  | HSP-A, Single-Package Heat Pum | Heat Pump | 208 | 3 | False |  |  |  | True | Single-Speed | 172000 | 15925 | 10.8 | 10.4 |  |  | 220000 | 19538 | 3.3 | 3.2 |  |  |  | Federally-Regulated Commercial & Industrial Equipment | 10/28/2014 |  | 10/28/2014
GE Appliances, a Haier company | General Electric | BWC120F2 |  | HSP-A, Single-Package Heat Pum | Heat Pump | 200 | 3 |  |  |  | No Match |  | No Match | 116000 | 14900 | 7.8 | 7.5 |  |  | 112000 | 12000 | 2.7 |  | 58000 | 9300 | 1.8 | Non Federally-Regulated | 09/08/1982 |  | 09/03/2015
Carrier Corp. - Syracuse | Carrier | 38AQ0165 * 0165 * 0125 | 40RR044 | HSP-A, Single-Package Heat Pum | Heat Pump | 460 | 3 |  |  |  | No Match | False | Single-Speed | 420805 | 56160 | 7.5 | 8.5 |  |  | 496199 | 48260 | 3.2 | 2.9 | 294398 | 38800 |  | Non Federally-Regulated | 02/22/1990 |  | 07/31/1992
Trane U.S. Inc. | American Standard, Inc. | WCH120B300B |  | HSP-A, Single-Package Heat Pum | Heat Pump | 230 | 3 |  |  |  | No Match |  | No Match | 124000 | 12920 | 9.6 | 8.9 |  |  | 110000 | 10740 | 3 | 3 | 59000 | 8640 | 2 | Non Federally-Regulated | 01/27/1992 |  | 07/02/1992
York International | Coleman | BA-20[E54]***(T,W,X)* |  | HSP-A, Single-Package Heat Pum | Both Heat Pump and Electric Re | 208 | 3 |  |  |  |  | True | Single-Speed | 224000 | 21961 | 10.2 | 8.5 |  | 10.1 | 218000 | 18803 | 3.4 | 2.9 | 129000 | 18014 | 2.1 | Federally-Regulated Commercial & Industrial Equipment | 02/11/2008 |  | 02/24/2011
York International | York | BP150[C,E]***(2,4,5)* |  | HSP-A, Single-Package Heat Pum | Both Heat Pump and Electric Re | 460 | 3 |  |  |  |  | False | Single-Speed | 144000 | 15484 | 9.3 | 8.5 |  | 9.7 | 142000 | 13433 | 3.1 | 2.9 | 91000 | 12708 | 2.1 | Federally-Regulated Commercial & Industrial Equipment | 01/18/2008 |  | 02/24/2011
York International | York | B1CH180A/E***25/46/58 |  | HSP-A, Single-Package Heat Pum | Heat Pump | 460 | 3 |  |  |  | No Match |  | No Match | 164000 | 18636 | 8.8 | 8.5 |  | 8.5 | 174000 | 16998 | 3 | 2.9 | 90000 | 13188 | 2 | Federally-Regulated Commercial & Industrial Equipment | 10/02/1998 |  | 10/06/1999
Lennox Industries Inc. | Lennox | CHP16-1353-1G |  | HSP-A, Single-Package Heat Pum | Heat Pump | 460 | 3 |  |  |  | No Match |  | No Match | 118000 | 14217 | 8.3 | 8.2 |  |  | 120000 | 12297 |  |  | 64000 | 9872 |  | Non Federally-Regulated | 03/15/1989 |  | 10/10/1989
Trane U.S. Inc. | Trane | WCH240B30*F* |  | HSP-A, Single-Package Heat Pum | Heat Pump | 230 | 3 |  |  |  | No Match |  | No Match | 230000 | 23000 | 10 | 8.5 |  | 10.5 | 224000 | 21171 | 3.1 | 2.9 | 114000 | 16700 | 2 | Federally-Regulated Commercial & Industrial Equipment | 02/05/2002 |  | 03/21/2002
Carrier Corp. - Syracuse | Day & Night | RHS(181,183)(H,L,S)******TC |  | HSP-A, Single-Package Heat Pum | Heat Pump | 575 | 3 | False |  |  |  | True | Single-Speed | 172000 | 15925 | 10.8 | 10.4 |  |  | 220000 | 19538 | 3.3 | 3.2 |  |  |  | Federally-Regulated Commercial & Industrial Equipment | 01/09/2014 |  | 10/28/2014
Lennox Industries Inc. | Lennox | LHA180HN2* |  | HSP-A, Single-Package Heat Pum | Heat Pump | 208 | 3 |  |  |  | No Match |  | No Match | 182000 | 16545 | 11 | 8.5 |  | 12 | 192000 | 17047 | 3.3 | 2.9 | 106000 | 15528 | 2 | Federally-Regulated Commercial & Industrial Equipment | 09/20/2001 |  | 07/18/2002
York International | Luxaire | BADF-T/W120N205/245 |  | HSP-A, Single-Package Heat Pum | Heat Pump | 208 | 3 |  |  |  | No Match |  | No Match | 118000 | 13111 | 9 | 8.9 |  |  | 116000 | 11332 | 3 | 3 | 70000 | 10257 | 2 | Federally-Regulated Commercial & Industrial Equipment | 02/03/1998 |  | 03/31/1998
Carrier Corp. - Syracuse | Airquest | RHH072(H,L,S)******** |  | HSP-A, Single-Package Heat Pum | Heat Pump | 230 | 3 | False |  |  |  | True | Single-Speed | 72000 | 6000 | 12 | 10.8 |  |  | 70000 | 6033 | 3.4 | 3.3 |  |  |  | Federally-Regulated Commercial & Industrial Equipment | 11/30/2011 |  | 10/28/2014
Rheem Sales Company, Inc. | Rheem | RPWB-075DAS* | RHPA-075Z | HRCU-A-CB, Split System: Heat | Heat Pump | 460 | 3 |  |  |  | No Match |  | No Match | 90000 | 11000 | 8.2 | 8.2 |  |  | 88000 | 8595 |  |  | 46000 | 6740 |  | Non Federally-Regulated | 02/22/1990 |  | 09/17/1991
York International | Evcon | ECSE-T/W090 | FCHP-S090 | HRCU-A-CB, Split System: Heat | Heat Pump | 208 | 3 |  |  |  | No Match |  | No Match | 83000 | 9222 | 9 | 8.9 |  |  | 78000 | 7617 | 3 | 3 | 51000 | 6496 | 2.3 | Federally-Regulated Commercial & Industrial Equipment | 06/19/2003 |  | 01/18/2008
Carrier Corp. - Syracuse | Bryant Heating & Cooling Systems | 575J(P,E,T)12A000* | 524J(E,T)12H000A** | HRCU-A-CB, Split System: Heat | Heat Pump | 208 | 3 |  |  |  |  | True | Single-Speed | 112000 | 10181 | 11 | 10.8 |  |  | 106000 | 9413 | 3.3 | 3.3 |  |  |  | Federally-Regulated Commercial & Industrial Equipment | 07/18/2013 |  | 04/20/2015
Carrier Corp. - Syracuse | Carrier | 50HJQ00850/60 |  | HSP-A, Single-Package Heat Pum | Heat Pump | 460 | 3 |  |  |  | No Match |  | No Match | 88000 | 8800 | 10 | 8.9 |  | 10.8 | 87000 | 7968 | 3.2 | 3 | 48000 | 6964 | 2 | Federally-Regulated Commercial & Industrial Equipment | 03/31/1998 |  | 05/09/1998
Lennox Industries Inc. | Armstrong | LHA090H* |  | HSP-A, Single-Package Heat Pum | Heat Pump | 460 | 3 |  |  |  | No Match |  | No Match | 89000 | 7739 | 11.5 | 8.9 |  | 12 | 90000 | 7992 | 3.3 | 3 | 52000 | 7257 | 2.1 | Federally-Regulated Commercial & Industrial Equipment | 12/14/1998 |  | 08/17/1999
Carrier Corp. - Syracuse | Arcoaire | RHS(181,183)(H,L,S)******AC |  | HSP-A, Single-Package Heat Pum | Heat Pump | 230 | 3 | False |  |  |  | True | Single-Speed | 172000 | 15925 | 10.8 | 10.4 |  |  | 166000 | 14742 | 3.3 | 3.2 |  |  |  | Federally-Regulated Commercial & Industrial Equipment | 10/28/2014 |  | 10/28/2014
Carrier Corp. - Syracuse | Day & Night | 542EE120000 | BWV240B | HSP-A, Single-Package Heat Pum | Heat Pump | 460 | 3 |  |  |  | No Match |  | No Match | 240000 | 29200 | 8.2 | 8.2 |  |  | 236000 | 24200 |  |  | 65000 | 9200 |  | Non Federally-Regulated | 06/11/1985 |  | 05/11/1988
Carrier Corp. - Syracuse | Carrier | 38AQ0345 + 38AQ0165 | 40RR054 | HRCU-A-CB, Split System: Heat | Heat Pump | 230 | 3 |  |  |  | No Match |  | No Match | 480915 | 59372 | 8.1 |  |  |  | 486000 | 52724 |  |  | 270000 | 41624 |  | Non Federally-Regulated | 06/11/1985 |  | 05/11/1988
York International | Luxaire | BCCB-T/-W120 |  | HSP-A, Single-Package Heat Pum | Heat Pump | 460 | 3 |  |  |  | No Match |  | No Match | 118000 | 13111 | 9 | 8.9 |  | 9.6 | 116000 | 11332 | 3 | 3 | 70000 | 10257 | 2 | Federally-Regulated Commercial & Industrial Equipment | 10/02/1998 |  | 12/14/1998
York International | Coleman | BB-20[E72]***(T,W,X)* |  | HSP-A, Single-Package Heat Pum | Both Heat Pump and Electric Re | 208 | 3 |  |  |  |  | True | Single-Speed | 214000 | 22526 | 9.5 | 8.5 |  | 10.1 | 210000 | 19866 | 3.1 | 2.9 | 130000 | 19062 | 2 | Federally-Regulated Commercial & Industrial Equipment | 01/18/2008 |  | 01/24/2011
Carrier Corp. - Syracuse | Comfortmaker | RHH090(H,L,S)******AA |  | HSP-A, Single-Package Heat Pum | Heat Pump | 575 | 3 | False |  |  |  | True | Single-Speed | 90000 | 7438 | 12.1 | 10.8 |  |  | 84000 | 7033 | 3.5 | 3.3 |  |  |  | Federally-Regulated Commercial & Industrial Equipment | 12/12/2012 |  | 10/28/2014
Carrier Corp. - Syracuse | Day & Night | 542EP120031 |  | HSP-A, Single-Package Heat Pum | Heat Pump | 230 | 3 |  |  |  | No Match |  | No Match | 120000 | 14700 | 8.2 |  |  |  | 120000 | 12200 |  |  | 65000 | 9200 |  | Non Federally-Regulated | 05/11/1988 |  | 03/15/1989
Carrier Corp. - Syracuse | Payne | PH1RPA/REA090-AA |  | HSP-A, Single-Package Heat Pum | Heat Pump | 230 | 3 |  |  |  | No Match |  | No Match | 86000 | 9555 | 9 | 8.9 |  | 9.3 | 78000 | 7617 | 3 | 3 | 36000 | 6592 | 1.6 | Federally-Regulated Commercial & Industrial Equipment | 11/18/1999 |  | 04/13/2000
Trane U.S. Inc. | Trane | BWA180C300M | BW(H,V)180B300D | HRCU-A-CB, Split System: Heat | Heat Pump | 230 | 3 |  |  |  | No Match |  | No Match | 182000 | 22000 | 8.3 |  |  |  | 172000 | 18300 |  |  | 101000 | 15200 |  | Non Federally-Regulated | 05/11/1988 |  | 03/15/1989
Carrier Corp. - Syracuse | Arcoaire | RHS(240,243)(H,L,S)******TA |  | HSP-A, Single-Package Heat Pum | Heat Pump | 460 | 3 | False |  |  |  | True | Single-Speed | 232000 | 21886 | 10.6 | 10.4 |  |  | 220000 | 19538 | 3.3 | 3.2 |  |  |  | Federally-Regulated Commercial & Industrial Equipment | 12/12/2012 |  | 04/21/2014
Carrier Corp. - Syracuse | Heil | RHS(181,183)(H,L,S)******TA |  | HSP-A, Single-Package Heat Pum | Heat Pump | 460 | 3 | False |  |  |  | True | Single-Speed | 172000 | 15925 | 10.8 | 10.4 |  |  | 220000 | 19538 | 3.3 | 3.2 |  |  |  | Federally-Regulated Commercial & Industrial Equipment | 05/09/2013 |  | 08/28/2014
Carrier Corp. - Syracuse | Carrier | 50PQ0126 |  | HSP-A, Single-Package Heat Pum | Heat Pump | 460 | 3 |  |  |  | No Match |  | No Match | 120000 | 14700 | 8.2 | 8.2 |  |  | 120000 | 12200 |  |  | 65000 | 9200 |  | Non Federally-Regulated | 05/16/1984 |  | 06/11/1985
Carrier Corp. - Syracuse | Heil | RHS090(L,S)******TA |  | HSP-A, Single-Package Heat Pum | Heat Pump | 575 | 3 | False |  |  |  | False | Single-Speed | 88000 | 7857 | 11.2 | 10.8 |  |  | 86000 | 7413 | 3.4 | 3.3 |  |  |  | Federally-Regulated Commercial & Industrial Equipment | 12/12/2012 |  | 10/28/2014
York International | York | E1RA090S25/46 | F3EH090 | HRCU-A-CB, Split System: Heat | Heat Pump | 460 | 3 |  |  |  | No Match |  | No Match | 89000 | 9468 | 9.4 | 8.9 |  |  | 81000 | 7910 | 3 | 3 | 53000 | 7394 | 2.1 | Federally-Regulated Commercial & Industrial Equipment | 11/18/1999 |  | 05/23/2000
Trane U.S. Inc. | Trane | BWA180C3K | BWV180B | HRCU-A-CB, Split System: Heat | Heat Pump | 230 | 3 |  |  |  | No Match |  | No Match | 182000 | 22000 | 8.3 |  |  |  | 172000 | 18300 |  |  | 101000 | 15200 |  | Non Federally-Regulated | 05/11/1988 |  | 03/15/1989
Carrier Corp. - Syracuse | Comfortmaker | CHS180(H,L,S)D* | FHS180(M,S,H,L)**A2* | HRCU-A-CB, Split System: Heat | Heat Pump | 460 | 3 |  |  |  |  | True | Single-Speed | 178000 | 16792 | 10.6 | 10.4 |  |  | 178000 | 15343 | 3.4 | 3.2 |  |  |  | Federally-Regulated Commercial & Industrial Equipment | 07/18/2013 |  | 10/28/2014
Carrier Corp. - Syracuse | Day & Night | RHS072(H,L,S)******A |  | HSP-A, Single-Package Heat Pum | Both Heat Pump and Electric Re | 575 | 3 |  |  |  |  | False | Single-Speed | 70000 | 6306 | 11.1 | 8.9 |  |  | 67000 | 5954 | 3.3 | 3 |  |  |  | Federally-Regulated Commercial & Industrial Equipment | 07/16/2009 |  | 12/12/2012
Rheem Sales Company, Inc. | Addison Products | PHC10T-3K |  | HSP-A, Single-Package Heat Pum | Heat Pump | 230 | 3 |  |  |  | No Match |  | No Match | 120000 | 13665 | 8.8 |  |  |  | 126000 | 11875 | 3.1 |  | 67000 | 9345 | 2.1 | Non Federally-Regulated | 05/11/1988 |  | 03/15/1989
Carrier Corp. - Syracuse | Tempstar | CHS240(H,L,S)D* | FHS240(S,H,L)A*A* | HRCU-A-CB, Split System: Heat | Heat Pump | 460 | 3 |  |  |  |  | True | Single-Speed | 222000 | 20747 | 10.7 | 10.4 |  |  | 214000 | 17919 | 3.5 | 3.2 |  |  |  | Federally-Regulated Commercial & Industrial Equipment | 03/10/2011 |  | 12/12/2012
BDP Co. | Payne | 541AE090 | 517A090 | HRCU-A-CB, Split System: Heat | Heat Pump | 460 | 3 |  |  |  | No Match |  | No Match | 88000 | 10700 | 8.2 | 8.2 |  |  | 87000 | 9800 |  |  | 47000 | 7300 | 1.9 | Non Federally-Regulated | 05/16/1984 |  | 06/11/1985
Rheem Sales Company, Inc. | Century | HR1004SZ | AHH100-Z | HRCU-A-CB, Split System: Heat | Heat Pump | 460 | 3 |  |  |  | No Match |  | No Match | 120000 | 13043 | 9.2 | 8.9 |  |  | 125000 | 11817 | 3.1 | 3 | 68000 | 9490 | 2.1 | Federally-Regulated Commercial & Industrial Equipment | 12/14/1998 |  | 08/18/1999
Rheem Sales Company, Inc. | Ruud | UPWA-075DAS | UHPA-075G | HRCU-A-CB, Split System: Heat | Heat Pump | 460 | 3 |  |  |  | No Match |  | No Match | 90000 | 11250 | 8 | 8.2 |  |  | 90000 | 8790 |  |  | 51000 | 6890 |  | Non Federally-Regulated | 05/16/1984 |  | 06/11/1985
Lennox Industries Inc. | Lennox | HP17-1353V-4Y | CB17-135V-1 | HRCU-A-CB, Split System: Heat | Heat Pump | 208 | 3 |  |  |  | No Match |  | No Match | 119000 | 14512 | 8.2 | 8.2 |  |  | 119000 | 11626 |  |  | 69000 | 9406 |  | Non Federally-Regulated | 06/11/1985 |  | 08/29/1986
Carrier Corp. - Syracuse | Airquest | CHS180(H,L,S)D* | FHS180(M,S,H,L)A*A* | HRCU-A-CB, Split System: Heat | Heat Pump | 460 | 3 |  |  |  |  | True | Single-Speed | 178000 | 16792 | 10.6 | 10.4 |  |  | 178000 | 15343 | 3.4 | 3.2 |  |  |  | Federally-Regulated Commercial & Industrial Equipment | 03/10/2011 |  | 12/12/2012
McQuay International | McQuay International | DPS010AHHY2**-4 |  | HSP-A, Single-Package Heat Pum | Heat Pump | 230 | 3 | False |  |  |  | True | Variable-Speed | 120000 | 9836 | 12.2 | 10.8 |  |  | 110000 | 9290 | 3.5 | 3.3 |  |  |  | Federally-Regulated Commercial & Industrial Equipment | 08/28/2012 |  | 04/19/2013
Trane U.S. Inc. | Trane | TWA090A400A | TWE090A400A | HRCU-A-CB, Split System: Heat | Heat Pump | 460 | 3 |  |  |  | No Match |  | No Match | 88000 | 10230 | 8.6 |  |  |  | 85000 | 8300 | 3 | 2.5 | 44000 | 6380 | 2 | Non Federally-Regulated | 05/25/1989 |  | 07/27/1992
Trane U.S. Inc. | Trane | TWA240B400A | TWE240B400A | HRCU-A-CB, Split System: Heat | Heat Pump | 460 | 3 |  |  |  | No Match |  | No Match | 234000 | 27530 | 8.5 | 8.2 |  |  | 234000 | 22860 |  |  | 122000 | 17880 |  | Non Federally-Regulated | 02/22/1990 |  | 07/31/1992
Carrier Corp. - Syracuse | Payne | 542JP/EX180 |  | HSP-A, Single-Package Heat Pum | Heat Pump | 208 | 3 |  |  |  | No Match |  | No Match | 172000 | 18494 | 9.3 | 8.5 |  | 9.7 | 172000 | 15275 | 3.3 | 2.9 | 94000 | 12522 | 2.2 | Federally-Regulated Commercial & Industrial Equipment | 03/31/1998 |  | 05/09/1998
York International | Fraser Johnston | BA-15[E18,E36]***(T,W,X)* |  | HSP-A, Single-Package Heat Pum | Both Heat Pump and Electric Re | 208 | 3 |  |  |  |  | True | Single-Speed | 164000 | 16566 | 9.9 | 8.5 |  | 9.5 | 172000 | 15762 | 3.2 | 2.9 | 102000 | 14244 | 2.1 | Federally-Regulated Commercial & Industrial Equipment | 01/18/2008 |  | 02/24/2011
Carrier Corp. - Syracuse | ICP Commercial | RHS090(L,S)******AA |  | HSP-A, Single-Package Heat Pum | Heat Pump | 460 | 3 | False |  |  |  | False | Single-Speed | 88000 | 7857 | 11.2 | 10.8 |  |  | 86000 | 7413 | 3.4 | 3.3 |  |  |  | Federally-Regulated Commercial & Industrial Equipment | 10/28/2014 |  | 10/28/2014
Borg Warner | Moncrief | BAHT-T090A |  | HSP-A, Single-Package Heat Pum | Heat Pump | 230 | 3 |  |  |  | No Match |  | No Match | 93000 | 9660 | 8.5 | 8.2 |  |  | 101000 | 8300 | 3.6 |  | 63000 | 6562 | 2.8 | Non Federally-Regulated | 05/16/1984 |  | 06/11/1985
Lennox Industries Inc. | Armstrong | PRTC118BH-2 |  | HSP-A, Single-Package Heat Pum | Heat Pump | 208 | 3 |  |  |  | No Match |  | No Match | 117000 | 13146 | 8.9 | 8.9 |  |  | 119000 | 11424 | 3.1 | 3 | 64000 | 9377 | 2 | Non Federally-Regulated | 08/14/1992 |  | 09/02/1995
GE Appliances, a Haier company | General Electric | BWC240A3 |  | HSP-A, Single-Package Heat Pum | Heat Pump | 230 | 3 |  |  |  | No Match |  | No Match | 234000 | 29000 | 8.1 | 7.5 |  |  | 240000 | 24800 |  |  | 116000 | 18400 |  | Non Federally-Regulated | 01/05/1982 |  | 09/03/2015
Carrier Corp. - Syracuse | ICP Commercial | RHH(120,121)(H,L,S)******AA |  | HSP-A, Single-Package Heat Pum | Heat Pump | 230 | 3 | False |  |  |  | True | Single-Speed | 119000 | 9674 | 12.3 | 10.8 |  |  | 116000 | 9713 | 3.5 | 3.3 |  |  |  | Federally-Regulated Commercial & Industrial Equipment | 12/12/2012 |  | 10/28/2014
Carrier Corp. - Syracuse | Arcoaire | RHH090(H,L,S)******AA |  | HSP-A, Single-Package Heat Pum | Heat Pump | 208 | 3 | False |  |  |  | True | Single-Speed | 90000 | 7438 | 12.1 | 10.8 |  |  | 84000 | 7033 | 3.5 | 3.3 |  |  |  | Federally-Regulated Commercial & Industrial Equipment | 12/12/2012 |  | 10/28/2014
Carrier Corp. - Syracuse | Bryant Heating & Cooling Systems | 548J(P,E,T)07A*********A |  | HSP-A, Single-Package Heat Pum | Both Heat Pump and Electric Re | 460 | 3 |  |  |  |  | False | Single-Speed | 70000 | 6306 | 11.1 | 8.9 |  |  | 67000 | 5954 | 3.3 | 3 |  |  |  | Federally-Regulated Commercial & Industrial Equipment | 07/16/2009 |  | 12/12/2012
Carrier Corp. - Syracuse | Carrier | 50RQ0086 |  | HSP-A, Single-Package Heat Pum | Heat Pump | 460 | 3 |  |  |  | No Match |  | No Match | 88000 | 11300 | 7.8 | 8.2 |  |  | 91000 | 9600 |  |  | 51000 | 7600 |  | Non Federally-Regulated | 06/11/1985 |  | 08/29/1986
Carrier Corp. - Syracuse | Carrier | 50EQ0286 |  | HSP-A, Single-Package Heat Pum | Heat Pump | 460 | 3 |  |  |  | No Match |  | No Match | 270000 | 33500 | 8.5 |  |  |  | 276000 | 27400 |  |  | 163000 | 23000 |  | Non Federally-Regulated | 06/11/1985 |  | 02/22/1990
Carrier Corp. - Syracuse | Day & Night | RHS150(H,L,S)******** |  | HSP-A, Single-Package Heat Pum | Heat Pump | 208 | 3 | False |  |  |  | False | Single-Speed | 142000 | 13396 | 10.6 | 10.4 |  |  | 142000 | 13005 | 3.2 | 3.2 |  |  |  | Federally-Regulated Commercial & Industrial Equipment | 11/30/2011 |  | 12/12/2012
Lennox Industries Inc. | Lennox | CHP16-1353-1Y |  | HSP-A, Single-Package Heat Pum | Heat Pump | 230 | 3 |  |  |  | No Match |  | No Match | 118000 | 14217 | 8.3 |  |  |  | 120000 | 12297 |  |  | 64000 | 9872 |  | Non Federally-Regulated | 05/11/1988 |  | 03/15/1989
York International | Coleman | PH180C00A*(2,4,5)***** | NH180C00*(5,6)****** | HRCU-A-CB, Split System: Heat | Heat Pump | 575 | 3 |  |  |  |  | True | Single-Speed | 180000 | 16981 | 10.6 | 8.5 |  |  | 168000 | 14929 | 3.3 | 2.9 |  |  |  | Federally-Regulated Commercial & Industrial Equipment | 07/16/2009 |  | 06/14/2011
Carrier Corp. - Syracuse | Tempstar | CHS240(H,L,S)D* | FHS240(S,H,L)A*A* | HRCU-A-CB, Split System: Heat | Heat Pump | 230 | 3 |  |  |  |  | True | Single-Speed | 222000 | 20747 | 10.7 | 10.4 |  |  | 214000 | 17919 | 3.5 | 3.2 |  |  |  | Federally-Regulated Commercial & Industrial Equipment | 03/10/2011 |  | 12/12/2012
Carrier Corp. - Syracuse | Carrier | 50TJQ00950/60 |  | HSP-A, Single-Package Heat Pum | Heat Pump | 208 | 3 |  |  |  | No Match |  | No Match | 96000 | 10786 | 8.9 | 8.9 |  | 8.9 | 93000 | 8789 | 3.1 | 3 | 43000 | 7411 | 1.7 | Federally-Regulated Commercial & Industrial Equipment | 11/18/1999 |  | 04/13/2000
Carrier Corp. - Syracuse | Keeprite | RHS(181,183)(H,L,S)******TC |  | HSP-A, Single-Package Heat Pum | Heat Pump | 208 | 3 | False |  |  |  | True | Single-Speed | 172000 | 15925 | 10.8 | 10.4 |  |  | 220000 | 19538 | 3.3 | 3.2 |  |  |  | Federally-Regulated Commercial & Industrial Equipment | 01/09/2014 |  | 10/28/2014
Lennox Industries Inc. | Lennox | LHA180HN2* |  | HSP-A, Single-Package Heat Pum | Heat Pump | 460 | 3 |  |  |  | No Match |  | No Match | 182000 | 16545 | 11 | 8.5 |  | 12 | 192000 | 17047 | 3.3 | 2.9 | 106000 | 15528 | 2 | Federally-Regulated Commercial & Industrial Equipment | 02/05/2002 |  | 07/18/2002
Carrier Corp. - Syracuse | Tempstar | RHH090(H,L,S)******** |  | HSP-A, Single-Package Heat Pum | Heat Pump | 575 | 3 | False |  |  |  | True | Single-Speed | 90000 | 7438 | 12.1 | 10.8 |  |  | 84000 | 7033 | 3.5 | 3.3 |  |  |  | Federally-Regulated Commercial & Industrial Equipment | 11/30/2011 |  | 12/12/2012
Carrier Corp. - Syracuse | Day & Night | RHS(243)(H,L,S)******TA |  | HSP-A, Single-Package Heat Pum | Heat Pump | 230 | 3 | False |  |  |  | True | Single-Speed | 232000 | 21886 | 10.6 | 10.4 |  |  | 220000 | 19538 | 3.3 | 3.2 |  |  |  | Federally-Regulated Commercial & Industrial Equipment | 04/21/2014 |  | 10/28/2014
Trane U.S. Inc. | American Standard, Inc. | WC(D,H)090C400A |  | HSP-A, Single-Package Heat Pum | Heat Pump | 460 | 3 |  |  |  | No Match |  | No Match | 87000 | 9775 | 8.9 | 8.9 |  |  | 86000 | 8400 | 3 | 3 | 43000 | 6299 | 2 | Non Federally-Regulated | 07/31/1992 |  | 03/31/1998
Carrier Corp. - Syracuse | Airquest | CHS240(H,L,S)D* | FHS240(S,H,L)**A2* | HRCU-A-CB, Split System: Heat | Heat Pump | 208 | 3 |  |  |  |  | True | Single-Speed | 222000 | 20747 | 10.7 | 10.4 |  |  | 214000 | 17919 | 3.5 | 3.2 |  |  |  | Federally-Regulated Commercial & Industrial Equipment | 07/18/2013 |  | 10/28/2014
Carrier Corp. - Syracuse | Arcoaire | RHS(181,183)(H,L,S)******TA |  | HSP-A, Single-Package Heat Pum | Heat Pump | 460 | 3 | False |  |  |  | True | Single-Speed | 172000 | 15925 | 10.8 | 10.4 |  |  | 220000 | 19538 | 3.3 | 3.2 |  |  |  | Federally-Regulated Commercial & Industrial Equipment | 12/12/2012 |  | 05/09/2013
Carrier Corp. - Syracuse | Heil | RHS090H******TA |  | HSP-A, Single-Package Heat Pum | Heat Pump | 208 | 3 | False |  |  |  | False | Single-Speed | 87000 | 7767 | 11.2 | 10.8 |  |  | 86000 | 7413 | 3.4 | 3.3 |  |  |  | Federally-Regulated Commercial & Industrial Equipment | 12/12/2012 |  | 10/28/2014
Carrier Corp. - Syracuse | Carrier Corp. | 50TCQ*24***(5,6,1)A***(G,J,K,M)*-VERT |  | HSP-A, Single-Package Heat Pum | Heat Pump | 460 | 3 | False |  |  |  | True | Single-Speed | 232000 | 21886 | 10.6 | 10.4 |  |  | 220000 | 19538 | 3.3 | 3.2 |  |  |  | Federally-Regulated Commercial & Industrial Equipment | 04/21/2014 |  | 10/28/2014
McQuay International | McQuay International | DPS012AHHW2*C-6 |  | HSP-A, Single-Package Heat Pum | Heat Pump | 230 | 3 | False |  |  |  | True | Variable-Speed | 144000 | 12203 | 11.8 | 10.4 |  |  | 135000 | 11810 | 3.4 | 3.2 |  |  |  | Federally-Regulated Commercial & Industrial Equipment | 08/28/2012 |  | 04/19/2013
Lennox Industries Inc. | Lennox | LHA120H* |  | HSP-A, Single-Package Heat Pum | Heat Pump | 230 | 3 |  |  |  | No Match |  | No Match | 118000 | 11456 | 10.3 | 8.9 |  |  | 120000 | 10654 | 3.3 | 3 | 72000 | 10045 | 2.1 | Federally-Regulated Commercial & Industrial Equipment | 07/19/2001 |  | 11/21/2001
McQuay International | McQuay International | DPS012AHHG2**-6 |  | HSP-A, Single-Package Heat Pum | Heat Pump | 208 | 3 | False |  |  |  | True | Variable-Speed | 144000 | 12203 | 11.8 | 10.4 |  |  | 135000 | 11810 | 3.4 | 3.2 |  |  |  | Federally-Regulated Commercial & Industrial Equipment | 08/28/2012 |  | 04/19/2013
Carrier Corp. - Syracuse | Day & Night | RHS150(H,L,S)******AA |  | HSP-A, Single-Package Heat Pum | Heat Pump | 575 | 3 | False |  |  |  | False | Single-Speed | 142000 | 13396 | 10.6 | 10.4 |  |  | 142000 | 13005 | 3.2 | 3.2 |  |  |  | Federally-Regulated Commercial & Industrial Equipment | 12/12/2012 |  | 10/28/2014
York International | Evcon | BA-07[C,E]***(T,W,X)* |  | HSP-A, Single-Package Heat Pum | Both Heat Pump and Electric Re | 230 | 3 |  |  |  |  | False | Dual-Speed | 89000 | 8396 | 10.6 | 8.9 |  | 11 | 85000 | 7790 | 3.2 | 3 | 46000 | 6132 | 2.2 | Federally-Regulated Commercial & Industrial Equipment | 01/18/2008 |  | 02/24/2011
York International | Fraser Johnston | XA-12[C,E]***(T,W,X)* |  | HSP-A, Single-Package Heat Pum | Both Heat Pump and Electric Re | 230 | 3 | False |  |  |  | True | Single-Speed | 150000 | 13636 | 11 | 10.4 |  | 11.9 | 135000 | 12364 | 3.2 | 3.2 | 90000 | 11997 | 2.2 | Federally-Regulated Commercial & Industrial Equipment | 01/24/2011 |  | 01/09/2014
York International | York | BP180[E72]***(2,4,5)* |  | HSP-A, Single-Package Heat Pum | Both Heat Pump and Electric Re | 575 | 3 |  |  |  |  | True | Single-Speed | 160000 | 16327 | 9.8 | 8.5 |  | 9.4 | 172000 | 15762 | 3.2 | 2.9 | 102000 | 14244 | 2.1 | Federally-Regulated Commercial & Industrial Equipment | 01/18/2008 |  | 02/24/2011
Carrier Corp. - Syracuse | Day & Night | RHS090H******TA |  | HSP-A, Single-Package Heat Pum | Heat Pump | 230 | 3 | False |  |  |  | False | Single-Speed | 88000 | 7857 | 11.2 | 10.8 |  |  | 86000 | 7413 | 3.4 | 3.3 |  |  |  | Federally-Regulated Commercial & Industrial Equipment | 12/12/2012 |  | 10/28/2014
International Comfort Products | Heil | NRHR92HP15B |  | HSP-A, Single-Package Heat Pum | Heat Pump | 208 | 3 |  |  |  | No Match |  | No Match | 93000 | 10333 | 9 | 8.9 |  | 9.9 | 93000 | 9085 | 3 | 3 | 51000 | 7117 | 2.1 | Federally-Regulated Commercial & Industrial Equipment | 03/31/1998 |  | 05/09/1998
International Comfort Products | Kenmore | PH*090N2LA* |  | HSP-A, Single-Package Heat Pum | Heat Pump | 460 | 3 |  |  |  | No Match |  | No Match | 91000 | 9784 | 9.3 | 8.9 |  | 10.4 | 90000 | 8506 | 3.1 | 3 | 48000 | 7031 | 2 | Federally-Regulated Commercial & Industrial Equipment | 11/18/1999 |  | 04/13/2000
Carrier Corp. - Syracuse | Carrier | 50RQ0106 | BWV240B | HSP-A, Single-Package Heat Pum | Heat Pump | 460 | 3 |  |  |  | No Match |  | No Match | 240000 | 29200 | 8.2 | 8.2 |  |  | 236000 | 24200 |  |  | 61000 | 9000 |  | Non Federally-Regulated | 06/11/1985 |  | 08/29/1986
McQuay International | McQuay International | DPS012AHHY4*C-4 |  | HSP-A, Single-Package Heat Pum | Heat Pump | 460 | 3 | False |  |  |  | True | Variable-Speed | 144000 | 12100 | 11.9 | 10.4 |  |  | 134000 | 11618 | 3.4 | 3.2 |  |  |  | Federally-Regulated Commercial & Industrial Equipment | 08/28/2012 |  | 04/19/2013
Carrier Corp. - Syracuse | Keeprite | CHS091(H,L,S)A* | FHS091(M,S,K)**A0* | HRCU-A-CB, Split System: Heat | Heat Pump | 575 | 3 |  |  |  |  | True | Single-Speed | 89000 | 8090 | 11 | 10.8 |  |  | 87000 | 7726 | 3.3 | 3.3 |  |  |  | Federally-Regulated Commercial & Industrial Equipment | 07/18/2013 |  | 10/28/2014
Carrier Corp. - Syracuse | ICP Commercial | RHS102H******TA |  | HSP-A, Single-Package Heat Pum | Heat Pump | 208 | 3 | False |  |  |  | False | Single-Speed | 98000 | 8521 | 11.5 | 10.8 |  |  | 94000 | 8348 | 3.3 | 3.3 |  |  |  | Federally-Regulated Commercial & Industrial Equipment | 12/12/2012 |  | 10/28/2014
Trane U.S. Inc. | American Standard, Inc. | WCD150B300B |  | HSP-A, Single-Package Heat Pum | Heat Pump | 230 | 3 |  |  |  | No Match |  | No Match | 146000 | 16040 | 9.1 |  |  |  | 136000 | 13280 | 3 |  | 72000 | 10040 | 2.1 | Non Federally-Regulated | 07/31/1992 |  | 03/31/1998
International Comfort Products | Arcoaire | RYMA75F**** |  | HSP-A, Single-Package Heat Pum | Heat Pump | 460 | 3 |  |  |  | No Match |  | No Match | 91000 | 9784 | 9.3 | 8.9 |  | 10.4 | 90000 | 8508 | 3.1 | 3 | 48000 | 6862 | 2.1 | Federally-Regulated Commercial & Industrial Equipment | 02/03/1998 |  | 03/31/1998
York International | Fraser Johnston | BA-12C00*T/W/X***** |  | HSP-A, Single-Package Heat Pum | Heat Pump | 575 | 3 |  |  |  | No Match |  | No Match | 144000 | 15483 | 9.3 | 8.5 |  | 11 | 142000 | 13421 | 3.1 | 2.9 | 91000 | 12696 | 2.1 | Federally-Regulated Commercial & Industrial Equipment | 05/21/2002 |  | 07/18/2002
Carrier Corp. - Syracuse | Heil | RHS(243)(H,L,S)******AA |  | HSP-A, Single-Package Heat Pum | Heat Pump | 460 | 3 | False |  |  |  | True | Single-Speed | 232000 | 21886 | 10.6 | 10.4 |  |  | 220000 | 19538 | 3.3 | 3.2 |  |  |  | Federally-Regulated Commercial & Industrial Equipment | 04/21/2014 |  | 10/28/2014
York International | Luxaire | EBSE-T,W,X120 | FDHP-S120 | HRCU-A-CB, Split System: Heat | Heat Pump | 460 | 3 |  |  |  |  | True | Single-Speed | 118000 | 12553 | 9.4 | 8.9 |  | 0 | 111000 | 10500 | 3.1 | 3 | 71000 | 9053 | 2.3 | Federally-Regulated Commercial & Industrial Equipment | 01/18/2008 |  | 02/24/2011
Carrier Corp. - Syracuse | Airquest | RHS102H******TA |  | HSP-A, Single-Package Heat Pum | Heat Pump | 208 | 3 | False |  |  |  | False | Single-Speed | 98000 | 8521 | 11.5 | 10.8 |  |  | 94000 | 8348 | 3.3 | 3.3 |  |  |  | Federally-Regulated Commercial & Industrial Equipment | 12/12/2012 |  | 10/28/2014
Carrier Corp. - Syracuse | Airquest | RHS(181,183)(H,L,S)******AC |  | HSP-A, Single-Package Heat Pum | Heat Pump | 208 | 3 | False |  |  |  | True | Single-Speed | 172000 | 15925 | 10.8 | 10.4 |  |  | 220000 | 19538 | 3.3 | 3.2 |  |  |  | Federally-Regulated Commercial & Industrial Equipment | 01/09/2014 |  | 10/28/2014
Carrier Corp. - Syracuse | Day & Night | RHS(243)(H,L,S)******AA |  | HSP-A, Single-Package Heat Pum | Heat Pump | 575 | 3 | False |  |  |  | True | Single-Speed | 232000 | 21886 | 10.6 | 10.4 |  |  | 220000 | 19538 | 3.3 | 3.2 |  |  |  | Federally-Regulated Commercial & Industrial Equipment | 10/28/2014 |  | 10/28/2014
McQuay International | McQuay International | DPS006AHHG4*C-4 |  | HSP-A, Single-Package Heat Pum | Heat Pump | 460 | 3 | False |  |  |  | True | Variable-Speed | 69000 | 6216 | 11.1 | 10.8 |  |  | 64000 | 5083 | 3.7 | 3.3 |  |  |  | Federally-Regulated Commercial & Industrial Equipment | 08/28/2012 |  | 04/19/2013
Carrier Corp. - Syracuse | Airquest | RHH102(H,L,S)******TA |  | HSP-A, Single-Package Heat Pum | Heat Pump | 460 | 3 | False |  |  |  | True | Single-Speed | 100000 | 8333 | 12 | 10.8 |  |  | 100000 | 8619 | 3.4 | 3.3 |  |  |  | Federally-Regulated Commercial & Industrial Equipment | 10/28/2014 |  | 10/28/2014
Carrier Corp. - Syracuse | Bryant Heating & Cooling Systems | 575J(P,E,T)16D000* | 524J(E,P,T)16H000A** | HRCU-A-CB, Split System: Heat | Heat Pump | 230 | 3 |  |  |  |  | True | Single-Speed | 178000 | 16792 | 10.6 | 10.4 |  |  | 178000 | 15343 | 3.4 | 3.2 |  |  |  | Federally-Regulated Commercial & Industrial Equipment | 07/18/2013 |  | 04/20/2015
Carrier Corp. - Syracuse | ICP Commercial | RHS(240)(H,L,S)******TA |  | HSP-A, Single-Package Heat Pum | Heat Pump | 230 | 3 | False |  |  |  | True | Single-Speed | 232000 | 21886 | 10.6 | 10.4 |  |  | 220000 | 19538 | 3.3 | 3.2 |  |  |  | Federally-Regulated Commercial & Industrial Equipment | 04/21/2014 |  | 10/28/2014
Carrier Corp. - Syracuse | Day & Night | RHS(243)(H,L,S)******AA |  | HSP-A, Single-Package Heat Pum | Heat Pump | 460 | 3 | False |  |  |  | True | Single-Speed | 232000 | 21886 | 10.6 | 10.4 |  |  | 220000 | 19538 | 3.3 | 3.2 |  |  |  | Federally-Regulated Commercial & Industrial Equipment | 10/28/2014 |  | 10/28/2014
Carrier Corp. - Syracuse | Keeprite | RHS(243)(H,L,S)******AA |  | HSP-A, Single-Package Heat Pum | Heat Pump | 230 | 3 | False |  |  |  | True | Single-Speed | 232000 | 21886 | 10.6 | 10.4 |  |  | 220000 | 19538 | 3.3 | 3.2 |  |  |  | Federally-Regulated Commercial & Industrial Equipment | 04/21/2014 |  | 10/28/2014
Trane U.S. Inc. | American Standard, Inc. | WC(D,H)180EWA*B |  | HSP-A, Single-Package Heat Pum | Both Heat Pump and Electric Re | 208 | 3 | False |  |  |  | False | Single-Speed | 170000 | 15454 | 11 | 10.4 |  |  | 176000 | 16119 | 3.2 | 3.2 |  |  |  | Federally-Regulated Commercial & Industrial Equipment | 03/02/2012 |  | 08/28/2012
Lennox Industries Inc. | Armstrong | LHA090H* |  | HSP-A, Single-Package Heat Pum | Heat Pump | 208 | 3 |  |  |  | No Match |  | No Match | 89000 | 7739 | 11.5 | 8.9 |  | 12 | 90000 | 7992 | 3.3 | 3 | 52000 | 7257 | 2.1 | Federally-Regulated Commercial & Industrial Equipment | 12/14/1998 |  | 08/17/1999
Carrier Corp. - Syracuse | Carrier | 50HJQ008--50/60 |  | HSP-A, Single-Package Heat Pum | Heat Pump | 208 | 3 |  |  |  | No Match |  | No Match | 88000 | 8543 | 10.3 | 8.9 |  | 10.5 | 85000 | 7546 | 3.3 | 3 | 48000 | 6392 | 2.2 | Federally-Regulated Commercial & Industrial Equipment | 07/31/2002 |  | 09/25/2002
York International | Luxaire | EAHP-T120A | FBHP-S120A | HRCU-A-CB, Split System: Heat | Heat Pump | 208 | 3 |  |  |  | No Match |  | No Match | 116000 | 14146 | 8.2 | 8.2 |  |  | 127000 | 12407 |  |  | 75000 | 9158 |  | Non Federally-Regulated | 02/22/1990 |  | 07/31/1992
Carrier Corp. - Syracuse | ICP Commercial | CHS180(H,L,S)D* | FHS180(M,S,H,L)**A2* | HRCU-A-CB, Split System: Heat | Heat Pump | 230 | 3 |  |  |  |  | True | Single-Speed | 178000 | 16792 | 10.6 | 10.4 |  |  | 178000 | 15343 | 3.4 | 3.2 |  |  |  | Federally-Regulated Commercial & Industrial Equipment | 07/18/2013 |  | 10/28/2014
Lennox Industries Inc. | Lennox | LHA090H* |  | HSP-A, Single-Package Heat Pum | Heat Pump | 575 | 3 |  |  |  | No Match |  | No Match | 89000 | 7739 | 11.5 | 8.9 |  | 12 | 90000 | 7990 | 3.3 | 3 | 52000 | 7255 | 2.1 | Federally-Regulated Commercial & Industrial Equipment | 07/31/2002 |  | 01/18/2008
Carrier Corp. - Syracuse | Carrier Corp. | 50TCQ*12***(5,6,1)A***(A,C,D,F)* |  | HSP-A, Single-Package Heat Pum | Heat Pump | 230 | 3 | False |  |  |  | False | Single-Speed | 116000 | 10545 | 11 | 10.8 |  |  | 116000 | 9999 | 3.4 | 3.3 |  |  |  | Federally-Regulated Commercial & Industrial Equipment | 12/12/2012 |  | 04/21/2015
Carrier Corp. - Syracuse | Carrier Corp. | 50TCQ*14***(5,6,1)A***(G,J,K,M)* |  | HSP-A, Single-Package Heat Pum | Heat Pump | 230 | 3 | False |  |  |  | False | Single-Speed | 142000 | 13396 | 10.6 | 10.4 |  |  | 142000 | 13005 | 3.2 | 3.2 |  |  |  | Federally-Regulated Commercial & Industrial Equipment | 12/12/2012 |  | 10/28/2014
Rheem Sales Company, Inc. | Whirlpool | NRHR92HP00B |  | HSP-A, Single-Package Heat Pum | Heat Pump | 230 | 3 |  |  |  | No Match |  | No Match | 88000 | 10730 | 8.2 | 8.2 |  |  | 88000 | 8595 |  |  | 46000 | 6740 |  | Non Federally-Regulated | 06/11/1985 |  | 05/11/1988
Carrier Corp. - Syracuse | ICP Commercial | RHS072(H,L,S)******** |  | HSP-A, Single-Package Heat Pum | Heat Pump | 460 | 3 | False |  |  |  | False | Single-Speed | 70000 | 6306 | 11.1 | 10.8 |  |  | 67000 | 5950 | 3.3 | 3.3 |  |  |  | Federally-Regulated Commercial & Industrial Equipment | 10/28/2014 |  | 10/28/2014
Carrier Corp. - Syracuse | Payne | 542EP120017 |  | HSP-A, Single-Package Heat Pum | Heat Pump | 230 | 3 |  |  |  | No Match |  | No Match | 120000 | 14700 | 8.2 | 8.2 |  |  | 120000 | 12200 |  |  | 65000 | 9200 |  | Non Federally-Regulated | 06/11/1985 |  | 05/11/1988
Carrier Corp. - Syracuse | Airquest | RHH(120,121)(H,L,S)******** |  | HSP-A, Single-Package Heat Pum | Heat Pump | 230 | 3 | False |  |  |  | True | Single-Speed | 119000 | 9674 | 12.3 | 10.8 |  |  | 116000 | 9713 | 3.5 | 3.3 |  |  |  | Federally-Regulated Commercial & Industrial Equipment | 11/30/2011 |  | 12/12/2012
York International | Fraser Johnston | PJ240C00A*(2,4,5)***** | NJ240C00*(5,6)****** | HRCU-A-CB, Split System: Heat | Heat Pump | 460 | 3 |  |  |  |  | True | Single-Speed | 238000 | 22453 | 10.6 | 8.5 |  |  | 220000 | 18975 | 3.4 | 2.9 |  |  |  | Federally-Regulated Commercial & Industrial Equipment | 07/16/2009 |  | 01/24/2011
Carrier Corp. - Syracuse | Heil | CHS072(H,L,S)A* | FHS072(M,S,K)**A0* | HRCU-A-CB, Split System: Heat | Heat Pump | 230 | 3 |  |  |  |  | True | Single-Speed | 70000 | 6363 | 11 | 10.8 |  |  | 66000 | 5861 | 3.3 | 3.3 |  |  |  | Federally-Regulated Commercial & Industrial Equipment | 07/18/2013 |  | 04/20/2015
Trane U.S. Inc. | American Standard, Inc. | WC(D,H)180E40*B |  | HSP-A, Single-Package Heat Pum | Both Heat Pump and Electric Re | 575 | 3 | False |  |  |  | False | Single-Speed | 170000 | 15454 | 11 | 10.4 |  |  | 176000 | 16119 | 3.2 | 3.2 |  |  |  | Federally-Regulated Commercial & Industrial Equipment | 03/02/2012 |  | 08/28/2012
Trane U.S. Inc. | American Standard, Inc. | WSC072E4*0A |  | HSP-A, Single-Package Heat Pum | Heat Pump | 460 | 3 | False |  |  |  | True | Single-Speed | 75000 | 6578 | 11.4 | 10.8 |  |  | 71000 | 5945 | 3.5 | 3.3 |  |  |  | Federally-Regulated Commercial & Industrial Equipment | 12/12/2012 |  | 08/28/2014
Carrier Corp. - Syracuse | Comfortmaker | RHS(240)(H,L,S)******TA |  | HSP-A, Single-Package Heat Pum | Heat Pump | 230 | 3 | False |  |  |  | True | Single-Speed | 232000 | 21886 | 10.6 | 10.4 |  |  | 220000 | 19538 | 3.3 | 3.2 |  |  |  | Federally-Regulated Commercial & Industrial Equipment | 10/28/2014 |  | 10/28/2014
York International | Fraser Johnston | BADF-W120N205 |  | HSP-A, Single-Package Heat Pum | Heat Pump | 460 | 3 |  |  |  | No Match |  | No Match | 118000 | 13111 | 9 | 8.9 |  |  | 116000 | 11329 | 3 | 3 | 70000 | 10254 | 2 | Non Federally-Regulated | 02/17/1993 |  | 09/02/1995
McQuay International | McQuay International | DPS006AHHW4*C-4 |  | HSP-A, Single-Package Heat Pum | Heat Pump | 460 | 3 | False |  |  |  | True | Variable-Speed | 69000 | 6216 | 11.1 | 10.8 |  |  | 71000 | 5176 | 4 | 3.3 |  |  |  | Federally-Regulated Commercial & Industrial Equipment | 03/02/2012 |  | 08/28/2012
Carrier Corp. - Syracuse | Carrier | 50TJQ00850/60 |  | HSP-A, Single-Package Heat Pum | Heat Pump | 460 | 3 |  |  |  | No Match |  | No Match | 86000 | 9555 | 9 | 8.9 |  | 9.3 | 78000 | 7620 | 3 | 3 | 36000 | 6433 | 1.6 | Federally-Regulated Commercial & Industrial Equipment | 03/31/1998 |  | 05/09/1998
Carrier Corp. - Syracuse | ICP Commercial | RHH102(H,L,S)******AA |  | HSP-A, Single-Package Heat Pum | Heat Pump | 575 | 3 | False |  |  |  | True | Single-Speed | 100000 | 8333 | 12 | 10.8 |  |  | 100000 | 8619 | 3.4 | 3.3 |  |  |  | Federally-Regulated Commercial & Industrial Equipment | 10/28/2014 |  | 10/28/2014
Inter-City Products Corp. | Airquest | NCHR91H001C | NEMR10M030A | HRCU-A-CB, Split System: Heat | Heat Pump | 208 | 3 |  |  |  | No Match |  | No Match | 92000 | 9583 | 9.6 | 8.9 |  |  | 88000 | 8059 | 3.2 | 3 | 48000 | 6699 | 2.1 | Federally-Regulated Commercial & Industrial Equipment | 06/11/1997 |  | 09/02/1997
Carrier Corp. - Syracuse | Carrier | 50EQ0285 |  | HSP-A, Single-Package Heat Pum | Heat Pump | 230 | 3 |  |  |  | No Match |  | No Match | 270000 | 33500 | 8.1 | 7.5 |  |  | 276000 | 27400 |  |  | 163000 | 23000 |  | Non Federally-Regulated | 09/08/1982 |  | 06/11/1985
Rheem Sales Company, Inc. | Airquest | NRHR92LP15B |  | HSP-A, Single-Package Heat Pum | Heat Pump | 460 | 3 |  |  |  | No Match |  | No Match | 93000 | 10333 | 9 | 8.9 |  | 9.9 | 93000 | 9085 | 3 | 3 | 51000 | 7117 | 2.1 | Federally-Regulated Commercial & Industrial Equipment | 03/31/1998 |  | 05/09/1998
Rheem Sales Company, Inc. | Dayton | MPWC-075C | MHGF-100Z | HRCU-A-CB, Split System: Heat | Heat Pump | 208 | 3 |  |  |  | No Match |  | No Match | 92000 | 9583 | 9.6 | 8.9 |  |  | 88000 | 8057 | 3.2 | 3 | 48000 | 6697 | 2.1 | Federally-Regulated Commercial & Industrial Equipment | 07/25/2000 |  | 02/06/2002
Trane U.S. Inc. | General Electric | BWA090C4K | BWE090C-D | HRCU-A-CB, Split System: Heat | Heat Pump | 460 | 3 |  |  |  | No Match |  | No Match | 90000 | 10200 | 8.8 | 8.2 |  |  | 87000 | 8790 |  |  | 51000 | 7150 |  | Non Federally-Regulated | 05/16/1984 |  | 06/11/1985
Carrier Corp. - Syracuse | Bryant Air Conditioning | 541APX/AEX180 | 524APH/AEH180GC | HRCU-A-CB, Split System: Heat | Heat Pump | 460 | 3 |  |  |  | No Match |  | No Match | 172000 | 19545 | 8.8 | 8.5 |  |  | 164000 | 16017 | 3 | 2.9 | 94000 | 12518 | 2.2 | Federally-Regulated Commercial & Industrial Equipment | 07/31/2002 |  | 09/25/2002
Carrier Corp. - Syracuse | Carrier | 38AQ0246+0246+0166 | 40RR054 | HRCU-A-CB, Split System: Heat | Heat Pump | 460 | 3 |  |  |  | No Match |  | No Match | 568915 | 72014 | 7.9 | 7.5 |  |  | 596000 | 69830 |  |  | 323000 | 52561 |  | Non Federally-Regulated | 09/08/1982 |  | 06/11/1985
Carrier Corp. - Syracuse | Carrier | 50TJQ00751/61 |  | HSP-A, Single-Package Heat Pum | Heat Pump | 208 | 3 |  |  |  | No Match |  | No Match | 70000 | 7777 | 9 | 8.9 |  |  | 72000 | 6592 | 3.2 | 3 | 38000 | 5859 | 1.9 | Federally-Regulated Commercial & Industrial Equipment | 11/18/1999 |  | 04/13/2000
Carrier Corp. - Syracuse | Arcoaire | RHH102(H,L,S)******AA |  | HSP-A, Single-Package Heat Pum | Heat Pump | 208 | 3 | False |  |  |  | True | Single-Speed | 100000 | 8333 | 12 | 10.8 |  |  | 100000 | 8619 | 3.4 | 3.3 |  |  |  | Federally-Regulated Commercial & Industrial Equipment | 10/28/2014 |  | 10/28/2014
Trane U.S. Inc. | American Standard, Inc. | WS(D,H)180E(3,4,W)R(G,N,P,R)****(6,7) |  | HSP-A, Single-Package Heat Pum | Both Heat Pump and Electric Re | 460 | 3 | False |  |  |  | False | Single-Speed | 170000 | 16037 | 10.6 | 10.4 |  |  | 170000 | 15569 | 3.2 | 3.2 |  |  |  | Federally-Regulated Commercial & Industrial Equipment | 12/12/2012 |  | 04/21/2014
Carrier Corp. - Syracuse | Carrier | 38AQ0166 + 38AQ0126 | 40RR034 | HRCU-A-CB, Split System: Heat | Heat Pump | 460 | 3 |  |  |  | No Match |  | No Match | 273512 | 34828 | 7.9 | 7.5 |  |  | 283599 | 28848 |  |  | 173199 | 24128 |  | Non Federally-Regulated | 09/08/1982 |  | 08/30/1983
International Comfort Products | Heil | PH*120N2LA* |  | HSP-A, Single-Package Heat Pum | Heat Pump | 460 | 3 |  |  |  | No Match |  | No Match | 123000 | 13516 | 9.1 | 8.9 |  | 9.5 | 123000 | 11625 | 3.1 | 3 | 71000 | 10401 | 2 | Federally-Regulated Commercial & Industrial Equipment | 05/22/2000 |  | 09/20/2001
Carrier Corp. - Syracuse | Airquest | CHS072(H,L,S)A* | FHS072(M,S,K)**A0* | HRCU-A-CB, Split System: Heat | Heat Pump | 575 | 3 |  |  |  |  | True | Single-Speed | 70000 | 6363 | 11 | 10.8 |  |  | 66000 | 5861 | 3.3 | 3.3 |  |  |  | Federally-Regulated Commercial & Industrial Equipment | 07/18/2013 |  | 10/28/2014
Carrier Corp. - Syracuse | Tempstar | CHS180(H,L,S)D* | FHS180(M,S,H,L)**A0* | HRCU-A-CB, Split System: Heat | Heat Pump | 230 | 3 |  |  |  |  | True | Single-Speed | 178000 | 16792 | 10.6 | 10.4 |  |  | 178000 | 15343 | 3.4 | 3.2 |  |  |  | Federally-Regulated Commercial & Industrial Equipment | 07/18/2013 |  | 10/28/2014
York International | Coleman | BA-15[E54]***(T,W,X)* |  | HSP-A, Single-Package Heat Pum | Both Heat Pump and Electric Re | 575 | 3 |  |  |  |  | True | Single-Speed | 162000 | 16531 | 9.8 | 8.5 |  | 9.4 | 172000 | 15762 | 3.2 | 2.9 | 102000 | 9348 | 3.2 | Federally-Regulated Commercial & Industrial Equipment | 01/18/2008 |  | 02/24/2011
Carrier Corp. - Syracuse | Heil | CHS121(H,L,S)A* | FHS120(M,S)**A0* | HRCU-A-CB, Split System: Heat | Heat Pump | 208 | 3 |  |  |  |  | True | Single-Speed | 112000 | 10181 | 11 | 10.8 |  |  | 106000 | 9413 | 3.3 | 3.3 |  |  |  | Federally-Regulated Commercial & Industrial Equipment | 07/18/2013 |  | 04/20/2015
Carrier Corp. - Syracuse | Bryant Heating & Cooling Systems | 548J(E,T)09**********A |  | HSP-A, Single-Package Heat Pum | Heat Pump | 460 | 3 | False |  |  |  | False | Single-Speed | 99000 | 8839 | 11.2 | 10.8 |  |  | 96000 | 8525 | 3.3 | 3.3 |  |  |  | Federally-Regulated Commercial & Industrial Equipment | 11/30/2011 |  | 12/12/2012
Lennox Industries Inc. | Ducane | LHA240HN2* |  | HSP-A, Single-Package Heat Pum | Heat Pump | 230 | 3 |  |  |  | No Match |  | No Match | 220000 | 21568 | 10.2 | 8.5 |  | 11 | 220000 | 19533 | 3.3 | 2.9 | 118000 | 16463 | 2.1 | Federally-Regulated Commercial & Industrial Equipment | 02/05/2002 |  | 07/18/2002
Rheem Sales Company, Inc. | Square D | HCS7.5JAR1H | A08-62-00M-7.5US1G | HRCU-A-CB, Split System: Heat | Heat Pump | 230 | 3 |  |  |  | No Match |  | No Match | 90000 | 11000 | 8.2 | 8.2 |  |  | 88000 | 8595 |  |  | 46000 | 6740 |  | Non Federally-Regulated | 06/11/1985 |  | 08/29/1986
Rheem Sales Company, Inc. | Rheem | RPWC-100CAZ | RHGF-100Z | HRCU-A-CB, Split System: Heat | Heat Pump | 230 | 3 |  |  |  | No Match |  | No Match | 118000 | 12826 | 9.2 | 8.9 |  |  | 125000 | 11814 | 3.1 | 3 | 68000 | 9487 | 2.1 | Federally-Regulated Commercial & Industrial Equipment | 11/18/1999 |  | 04/13/2000
Carrier Corp. - Syracuse | ICP Commercial | RHS090H******AA |  | HSP-A, Single-Package Heat Pum | Heat Pump | 230 | 3 | False |  |  |  | False | Single-Speed | 88000 | 7857 | 11.2 | 10.8 |  |  | 86000 | 7413 | 3.4 | 3.3 |  |  |  | Federally-Regulated Commercial & Industrial Equipment | 12/12/2012 |  | 10/28/2014
Rheem Sales Company, Inc. | Heat Controller | HR075-3SZ | AHH100-Z | HRCU-A-CB, Split System: Heat | Heat Pump | 230 | 3 |  |  |  | No Match |  | No Match | 92000 | 9583 | 9.6 | 8.9 |  |  | 88000 | 8057 | 3.2 | 3 | 48000 | 6697 | 2.1 | Federally-Regulated Commercial & Industrial Equipment | 07/25/2000 |  | 07/18/2002
Borg Warner | Fraser Johnston | EAHP-T090A | FBHP-S090A | HRCU-A-CB, Split System: Heat | Heat Pump | 230 | 3 |  |  |  | No Match |  | No Match | 93000 | 10134 | 8.5 | 8.2 |  |  | 103000 | 8710 | 3.5 |  | 59000 | 6263 | 2.8 | Non Federally-Regulated | 05/16/1984 |  | 06/11/1985
Carrier Corp. - Syracuse | Day & Night | CHS072(H,L,S)A* | FHS072(M,S,K)A*A* | HRCU-A-CB, Split System: Heat | Heat Pump | 230 | 3 |  |  |  |  | True | Single-Speed | 70000 | 6363 | 11 | 10.8 |  |  | 66000 | 5861 | 3.3 | 3.3 |  |  |  | Federally-Regulated Commercial & Industrial Equipment | 03/10/2011 |  | 12/12/2012
York International | Fraser Johnston | BADF-T/W090N165/205 |  | HSP-A, Single-Package Heat Pum | Heat Pump | 208 | 3 |  |  |  | No Match |  | No Match | 87000 | 9666 | 9 | 8.9 |  |  | 89000 | 8694 | 3 | 3 | 49000 | 7180 | 2 | Federally-Regulated Commercial & Industrial Equipment | 03/31/1998 |  | 05/09/1998
International Comfort Products | Arcoaire | RYMA10F**** |  | HSP-A, Single-Package Heat Pum | Heat Pump | 460 | 3 |  |  |  | No Match |  | No Match | 123000 | 13516 | 9.1 | 8.9 |  | 9.5 | 123000 | 11625 | 3.1 | 3 | 71000 | 10401 | 2 | Federally-Regulated Commercial & Industrial Equipment | 11/18/1999 |  | 04/13/2000
Trane U.S. Inc. | American Standard, Inc. | WCD120B300B |  | HSP-A, Single-Package Heat Pum | Heat Pump | 230 | 3 |  |  |  | No Match |  | No Match | 117000 | 12720 | 9.2 | 8.9 |  |  | 119000 | 11460 | 3 | 3 | 61000 | 8840 | 2 | Non Federally-Regulated | 01/27/1992 |  | 07/02/1992
York International | Johnson Controls | J06XP[C,E]***(2,4,5)***6 |  | HSP-A, Single-Package Heat Pum | Both Heat Pump and Electric Re | 460 | 3 | False |  |  |  | True | Single-Speed | 78000 | 6782 | 11.5 | 10.8 |  |  | 75000 | 6561 | 3.4 | 3.3 |  |  |  | Federally-Regulated Commercial & Industrial Equipment | 04/19/2013 |  | 01/09/2014
Rheem Sales Company, Inc. | Rheem | RPWA-150CAS | RHPA-150E | HRCU-A-CB, Split System: Heat | Heat Pump | 208 | 3 |  |  |  | No Match |  | No Match | 176400 | 22030 | 8 |  |  |  | 177800 | 19600 | 2.7 |  | 93800 | 17800 | 1.5 | Non Federally-Regulated | 05/16/1984 |  | 06/11/1985
Rheem Sales Company, Inc. | Whirlpool | NRHR10LP00A |  | HSP-A, Single-Package Heat Pum | Heat Pump | 460 | 3 |  |  |  | No Match |  | No Match | 118000 | 14390 | 8.2 | 8.2 |  |  | 122000 | 13243 | 2.7 |  | 62000 | 18172 | 1 | Non Federally-Regulated | 05/16/1984 |  | 06/11/1985
Carrier Corp. - Syracuse | Carrier Corp. | 50TCQ*17***(5,6,1)A***(G,J,K,M)* |  | HSP-A, Single-Package Heat Pum | Heat Pump | 208 | 3 | False |  |  |  | True | Single-Speed | 172000 | 15925 | 10.8 | 10.4 |  |  | 220000 | 19538 | 3.3 | 3.2 |  |  |  | Federally-Regulated Commercial & Industrial Equipment | 12/12/2012 |  | 05/09/2013
Carrier Corp. - Syracuse | Carrier | 50HJQ01250/60 |  | HSP-A, Single-Package Heat Pum | Heat Pump | 460 | 3 |  |  |  | No Match |  | No Match | 115000 | 11500 | 10 | 8.9 |  | 10.4 | 110000 | 9766 | 3.3 | 3 | 58000 | 8944 | 1.9 | Federally-Regulated Commercial & Industrial Equipment | 05/22/2000 |  | 07/18/2002
McQuay International | McQuay International | DPS007AHHW2*C-4 |  | HSP-A, Single-Package Heat Pum | Heat Pump | 208 | 3 | False |  |  |  | True | Variable-Speed | 89000 | 7177 | 12.4 | 10.8 |  |  | 79000 | 6291 | 3.7 | 3.3 |  |  |  | Federally-Regulated Commercial & Industrial Equipment | 08/28/2012 |  | 04/19/2013
Lennox Industries Inc. | Lennox | CHP11-953-1Q |  | HSP-A, Single-Package Heat Pum | Heat Pump | 230 | 3 |  |  |  | No Match |  | No Match | 89000 | 11300 | 7.9 | 7.5 |  |  | 89600 | 9300 |  |  | 43000 | 7000 |  | Non Federally-Regulated | 09/08/1982 |  | 08/30/1983
Trane U.S. Inc. | American Standard, Inc. | TWA240B300A | TWE240B300A | HRCU-A-CB, Split System: Heat | Heat Pump | 208 | 3 |  |  |  | No Match |  | No Match | 234000 | 27530 | 8.5 | 8.2 |  |  | 234000 | 22860 |  |  | 122000 | 17880 |  | Non Federally-Regulated | 10/10/1989 |  | 02/22/1990
Borg Warner | Fraser Johnston | EAHP-T120A | FBHP-S120A | HRCU-A-CB, Split System: Heat | Heat Pump | 208 | 3 |  |  |  | No Match |  | No Match | 119000 | 13140 | 8.2 | 8.2 |  |  | 129000 | 11080 | 3.4 |  | 76000 | 8040 | 2.8 | Non Federally-Regulated | 06/11/1985 |  | 05/11/1988
Lennox Industries Inc. | Lennox | CHP11-2753-6G |  | HSP-A, Single-Package Heat Pum | Heat Pump | 460 | 3 |  |  |  | No Match |  | No Match | 240000 | 28800 | 8.3 |  |  |  | 240000 | 24700 |  |  | 134000 | 18700 |  | Non Federally-Regulated | 02/22/1990 |  | 07/31/1992
Carrier Corp. - Syracuse | Comfortmaker | RHH072(H,L,S)******** |  | HSP-A, Single-Package Heat Pum | Heat Pump | 230 | 3 | False |  |  |  | True | Single-Speed | 72000 | 6000 | 12 | 10.8 |  |  | 70000 | 6033 | 3.4 | 3.3 |  |  |  | Federally-Regulated Commercial & Industrial Equipment | 11/30/2011 |  | 10/28/2014
York International | Luxaire | BADF-T/W120N205/245 |  | HSP-A, Single-Package Heat Pum | Heat Pump | 208 | 3 |  |  |  | No Match |  | No Match | 118000 | 13111 | 9 | 8.9 |  |  | 116000 | 11332 | 3 | 3 | 70000 | 10257 | 2 | Federally-Regulated Commercial & Industrial Equipment | 03/31/1998 |  | 05/09/1998
Trane U.S. Inc. | Trane | WCH240B300B |  | HSP-A, Single-Package Heat Pum | Heat Pump | 230 | 3 |  |  |  | No Match |  | No Match | 236000 | 27440 | 8.6 |  |  |  | 230000 | 21730 | 3.1 |  | 114000 | 16690 | 2 | Non Federally-Regulated | 07/31/1992 |  | 03/31/1998
Rheem Sales Company, Inc. | Weatherking | WPDC-101D |  | HSP-A, Single-Package Heat Pum | Heat Pump | 460 | 3 |  |  |  | No Match |  | No Match | 120000 | 13483 | 8.9 | 8.9 |  | 10.3 | 126000 | 12309 | 3 | 3 | 67000 | 9350 | 2.1 | Federally-Regulated Commercial & Industrial Equipment | 03/31/1998 |  | 05/09/1998
Trane U.S. Inc. | Trane | WCD075A300A |  | HSP-A, Single-Package Heat Pum | Heat Pump | 230 | 3 |  |  |  | No Match |  | No Match | 71000 | 8300 | 8.6 | 8.2 |  |  | 71000 | 7170 |  |  | 33000 | 5090 |  | Non Federally-Regulated | 10/10/1989 |  | 02/22/1990
Carrier Corp. - Syracuse | Day & Night | RHS090H******TA |  | HSP-A, Single-Package Heat Pum | Heat Pump | 208 | 3 | False |  |  |  | False | Single-Speed | 87000 | 7767 | 11.2 | 10.8 |  |  | 86000 | 7413 | 3.4 | 3.3 |  |  |  | Federally-Regulated Commercial & Industrial Equipment | 10/28/2014 |  | 10/28/2014
Carrier Corp. - Syracuse | ICP Commercial | RHH102(H,L,S)******AA |  | HSP-A, Single-Package Heat Pum | Heat Pump | 575 | 3 | False |  |  |  | True | Single-Speed | 100000 | 8333 | 12 | 10.8 |  |  | 100000 | 8619 | 3.4 | 3.3 |  |  |  | Federally-Regulated Commercial & Industrial Equipment | 12/12/2012 |  | 10/28/2014
Carrier Corp. - Syracuse | Heil | RHH(120,121)(H,L,S)******** |  | HSP-A, Single-Package Heat Pum | Heat Pump | 575 | 3 | False |  |  |  | True | Single-Speed | 119000 | 9674 | 12.3 | 10.8 |  |  | 116000 | 9713 | 3.5 | 3.3 |  |  |  | Federally-Regulated Commercial & Industrial Equipment | 11/30/2011 |  | 12/12/2012
Rheem Sales Company, Inc. | Addison Products | PHC7.5T-4K |  | HSP-A, Single-Package Heat Pum | Heat Pump | 460 | 3 |  |  |  | No Match |  | No Match | 93000 | 10300 | 9 | 8.2 |  |  | 93000 | 8960 |  |  | 51000 | 6990 |  | Non Federally-Regulated | 03/15/1989 |  | 10/10/1989
Carrier Corp. - Syracuse | Payne | 542EE120 |  | HSP-A, Single-Package Heat Pum | Heat Pump | 460 | 3 |  |  |  | No Match |  | No Match | 119000 | 14600 | 8.2 |  |  |  | 119000 | 12300 |  |  | 64000 | 9200 |  | Non Federally-Regulated | 05/11/1988 |  | 03/15/1989
Carrier Corp. - Syracuse | Day & Night | RHS072(H,L,S)******A |  | HSP-A, Single-Package Heat Pum | Both Heat Pump and Electric Re | 208 | 3 |  |  |  |  | False | Single-Speed | 70000 | 6306 | 11.1 | 8.9 |  |  | 67000 | 5954 | 3.3 | 3 |  |  |  | Federally-Regulated Commercial & Industrial Equipment | 07/16/2009 |  | 12/12/2012
Lennox Industries Inc. | Lennox | LHA088S* |  | HSP-A, Single-Package Heat Pum | Heat Pump | 575 | 3 |  |  |  | No Match |  | No Match | 86000 | 9555 | 9 | 8.9 |  |  | 86000 | 8399 | 3 | 3 | 48000 | 7031 | 2 | Federally-Regulated Commercial & Industrial Equipment | 11/18/1999 |  | 04/13/2000
Lennox Industries Inc. | Lennox | CHP11-2753-5Q |  | HSP-A, Single-Package Heat Pum | Heat Pump | 230 | 3 |  |  |  | No Match |  | No Match | 240000 | 28800 | 8.3 |  |  |  | 240000 | 24700 | 2.8 |  | 134000 | 18700 | 2.1 | Voluntarily Certified | 01/31/1990 |  | 07/27/1992
Lennox Industries Inc. | Armstrong | LHA120H* |  | HSP-A, Single-Package Heat Pum | Heat Pump | 208 | 3 |  |  |  | No Match |  | No Match | 118000 | 11456 | 10.3 | 8.9 |  | 11.3 | 120000 | 10654 | 3.3 | 3 | 72000 | 10045 | 2.1 | Federally-Regulated Commercial & Industrial Equipment | 07/31/2002 |  | 01/18/2008
McQuay International | McQuay International | DPS010AHHY2**-6 |  | HSP-A, Single-Package Heat Pum | Heat Pump | 230 | 3 | False |  |  |  | True | Variable-Speed | 121000 | 9837 | 12.3 | 10.8 |  |  | 112000 | 9325 | 3.5 | 3.3 |  |  |  | Federally-Regulated Commercial & Industrial Equipment | 08/28/2012 |  | 04/19/2013
Solar Oriented Environmental Systems | S.O.E.S.I. | SW-600 (2) | SW-600 (2)* | HRCU-A-CB, Split System: Heat | Heat Pump | 230 | 1 |  |  |  | No Match |  | No Match | 76000 | 4922 | 14.4 | 8.2 |  |  | 68000 | 4719 | 4.2 |  | 40000 | 4471 | 2.6 | Non Federally-Regulated | 06/11/1985 |  | 05/11/1988
Lennox Industries Inc. | Lennox | GHP16-953-2G |  | HSP-A, Single-Package Heat Pum | Heat Pump | 460 | 3 |  |  |  | No Match |  | No Match | 88000 | 9778 | 9 | 8.9 |  |  | 90000 | 8307 | 3.2 | 3 | 46000 | 6740 | 2 | Non Federally-Regulated | 07/31/1992 |  | 03/31/1998
Trane U.S. Inc. | Trane | WCH090C30*B* |  | HSP-A, Single-Package Heat Pum | Heat Pump | 230 | 3 |  |  |  | No Match |  | No Match | 87000 | 9775 | 8.9 | 8.9 |  |  | 86000 | 8399 | 3 | 3 | 43000 | 6299 | 2 | Federally-Regulated Commercial & Industrial Equipment | 05/22/2000 |  | 07/18/2002
York International | Evcon | EABA-(T/W)090S | F3EH090 | HRCU-A-CB, Split System: Heat | Heat Pump | 208 | 3 |  |  |  | No Match |  | No Match | 89000 | 9468 | 9.4 | 8.9 |  |  | 81000 | 7910 | 3 | 3 | 53000 | 7394 | 2.1 | Federally-Regulated Commercial & Industrial Equipment | 11/21/2001 |  | 07/18/2002
International Comfort Products | Comfortmaker | RYMA10H**** |  | HSP-A, Single-Package Heat Pum | Heat Pump | 208 | 3 |  |  |  | No Match |  | No Match | 123000 | 13516 | 9.1 | 8.9 |  | 9.5 | 123000 | 11625 | 3.1 | 3 | 71000 | 10401 | 2 | Federally-Regulated Commercial & Industrial Equipment | 05/22/2000 |  | 09/20/2001
Carrier Corp. - Syracuse | Day & Night | RHS(240)(H,L,S)******AA |  | HSP-A, Single-Package Heat Pum | Heat Pump | 208 | 3 | False |  |  |  | True | Single-Speed | 232000 | 21886 | 10.6 | 10.4 |  |  | 220000 | 19538 | 3.3 | 3.2 |  |  |  | Federally-Regulated Commercial & Industrial Equipment | 04/21/2014 |  | 10/28/2014
Lennox Industries Inc. | Lennox | CHP11-953-3G |  | HSP-A, Single-Package Heat Pum | Heat Pump | 460 | 3 |  |  |  | No Match |  | No Match | 89000 | 11300 | 7.9 | 7.5 |  |  | 89000 | 9300 |  |  | 43000 | 7000 |  | Non Federally-Regulated | 01/05/1982 |  | 08/30/1983
Inter-City Products Corp. | Kenmore | PH*090N2HA |  | HSP-A, Single-Package Heat Pum | Heat Pump | 208 | 3 |  |  |  | No Match |  | No Match | 91000 | 9784 | 9.3 | 8.9 |  | 10.4 | 90000 | 8508 | 3.1 | 3 | 48000 | 6862 | 2.1 | Federally-Regulated Commercial & Industrial Equipment | 06/11/1997 |  | 09/02/1997
Carrier Corp. - Syracuse | Arcoaire | RHS(181,183)(H,L,S)******TC |  | HSP-A, Single-Package Heat Pum | Heat Pump | 208 | 3 | False |  |  |  | True | Single-Speed | 172000 | 15925 | 10.8 | 10.4 |  |  | 220000 | 19538 | 3.3 | 3.2 |  |  |  | Federally-Regulated Commercial & Industrial Equipment | 01/09/2014 |  | 10/28/2014
Trane U.S. Inc. | Trane Unitary Products Group | WS(D,H)150E(3,4,W)R0****0 |  | HSP-A, Single-Package Heat Pum | Heat Pump | 230 | 3 | False |  |  |  | False | Single-Speed | 146000 | 13773 | 10.6 | 10.4 |  |  | 136000 | 12455 | 3.2 | 3.2 |  |  |  | Federally-Regulated Commercial & Industrial Equipment | 12/12/2012 |  | 08/28/2014
Carrier Corp. - Syracuse | Arcoaire | RHS(240)(H,L,S)******TA |  | HSP-A, Single-Package Heat Pum | Heat Pump | 230 | 3 | False |  |  |  | True | Single-Speed | 232000 | 21886 | 10.6 | 10.4 |  |  | 220000 | 19538 | 3.3 | 3.2 |  |  |  | Federally-Regulated Commercial & Industrial Equipment | 10/28/2014 |  | 10/28/2014
Carrier Corp. - Syracuse | Bryant Heating & Cooling Systems | 549J(P,E,T)09**********A |  | HSP-A, Single-Package Heat Pum | Heat Pump | 460 | 3 | False |  |  |  | True | Single-Speed | 100000 | 8333 | 12 | 10.8 |  |  | 100000 | 8619 | 3.4 | 3.3 |  |  |  | Federally-Regulated Commercial & Industrial Equipment | 11/30/2011 |  | 04/19/2013
Rheem Sales Company, Inc. | Ruud | UPDA-100D |  | HSP-A, Single-Package Heat Pum | Heat Pump | 460 | 3 |  |  |  | No Match |  | No Match | 118000 | 14390 | 8.2 | 8.2 |  |  | 122000 | 13243 | 2.7 |  | 62000 | 18172 | 1 | Non Federally-Regulated | 05/16/1984 |  | 06/11/1985
Carrier Corp. - Syracuse | Carrier | 50TFQ00950/60 |  | HSP-A, Single-Package Heat Pum | Heat Pump | 208 | 3 |  |  |  | No Match |  | No Match | 96000 | 10786 | 8.9 | 8.9 |  | 8.9 | 93000 | 8789 | 3.1 | 3 | 43000 | 7411 | 1.7 | Federally-Regulated Commercial & Industrial Equipment | 07/31/2002 |  | 09/25/2002
Rheem Sales Company, Inc. | Tempstar | NRHR92LP15B |  | HSP-A, Single-Package Heat Pum | Heat Pump | 460 | 3 |  |  |  | No Match |  | No Match | 93000 | 10300 | 9 | 8.9 |  |  | 93000 | 8960 | 3 | 3 | 51000 | 6990 | 2.1 | Non Federally-Regulated | 01/26/1993 |  | 09/02/1995
Trane U.S. Inc. | Trane | BWA180C2J | BWH180A | HRCU-A-CB, Split System: Heat | Heat Pump | 200 | 3 |  |  |  | No Match |  | No Match | 180000 | 23200 | 7.8 |  |  |  | 180000 | 20000 | 2.6 |  | 100000 | 16200 | 1.8 | Non Federally-Regulated | 05/11/1988 |  | 03/15/1989
Carrier Corp. - Syracuse | Payne | PH1RPA/REA120-AA |  | HSP-A, Single-Package Heat Pum | Heat Pump | 460 | 3 |  |  |  | No Match |  | No Match | 112000 | 12444 | 9 | 8.9 |  | 9 | 105000 | 9926 | 3.1 | 3 | 53000 | 8726 | 1.8 | Federally-Regulated Commercial & Industrial Equipment | 12/14/1998 |  | 08/17/1999
Compu-Aire | Compu-Aire | CASH-732 | 40RR054 | HSP-A, Single-Package Heat Pum | Heat Pump | 208 | 3 |  |  |  | No Match |  | No Match | 83500 | 9350 | 8.9 | 8.9 |  |  | 81500 | 8050 | 3 | 3 | 50300 | 7360 | 2.2 | Non Federally-Regulated | 08/10/1992 |  | 02/24/1993
Carrier Corp. - Syracuse | Day & Night | RHH090(H,L,S)******TA |  | HSP-A, Single-Package Heat Pum | Heat Pump | 230 | 3 | False |  |  |  | True | Single-Speed | 90000 | 7438 | 12.1 | 10.8 |  |  | 84000 | 7033 | 3.5 | 3.3 |  |  |  | Federally-Regulated Commercial & Industrial Equipment | 10/28/2014 |  | 10/28/2014
International Comfort Products | Airquest | NRHR92HP15B |  | HSP-A, Single-Package Heat Pum | Heat Pump | 208 | 3 |  |  |  | No Match |  | No Match | 93000 | 10333 | 9 | 8.9 |  | 9.9 | 93000 | 9085 | 3 | 3 | 51000 | 7117 | 2.1 | Federally-Regulated Commercial & Industrial Equipment | 02/03/1998 |  | 03/31/1998
Rheem Sales Company, Inc. | Rheem | RPDC-100C* |  | HSP-A, Single-Package Heat Pum | Heat Pump | 208 | 3 |  |  |  | No Match |  | No Match | 120000 | 13665 | 8.8 |  |  |  | 126000 | 11875 | 3.1 |  | 67000 | 9345 | 2.1 | Non Federally-Regulated | 05/11/1988 |  | 03/15/1989
Carrier Corp. - Syracuse | Carrier | 38AQ0245 | 40RR024 | HRCU-A-CB, Split System: Heat | Heat Pump | 208 | 3 |  |  |  | No Match |  | No Match | 202771 | 25346 | 8 |  |  |  | 230000 | 24060 |  |  | 129900 | 19024 |  | Non Federally-Regulated | 05/16/1984 |  | 06/11/1985
Carrier Corp. - Syracuse | Comfortmaker | RHS(181,183)(H,L,S)******AC |  | HSP-A, Single-Package Heat Pum | Heat Pump | 575 | 3 | False |  |  |  | True | Single-Speed | 172000 | 15925 | 10.8 | 10.4 |  |  | 220000 | 19538 | 3.3 | 3.2 |  |  |  | Federally-Regulated Commercial & Industrial Equipment | 01/09/2014 |  | 10/28/2014
York International | Fraser Johnston | BACB-T/-W240A/E |  | HSP-A, Single-Package Heat Pum | Heat Pump | 230 | 3 |  |  |  | No Match |  | No Match | 222000 | 26117 | 8.5 | 8.5 |  | 8 | 226000 | 22078 | 3 | 2.9 | 120000 | 17584 | 2 | Federally-Regulated Commercial & Industrial Equipment | 05/09/1998 |  | 10/02/1998
Carrier Corp. - Syracuse | Bryant Heating & Cooling Systems | 548J(P,E,T)24*********(A,B)A-HORZ |  | HSP-A, Single-Package Heat Pum | Heat Pump | 575 | 3 | False |  |  |  | True | Single-Speed | 232000 | 21886 | 10.6 | 10.4 |  |  | 220000 | 19538 | 3.3 | 3.2 |  |  |  | Federally-Regulated Commercial & Industrial Equipment | 04/21/2014 |  | 10/28/2014
Trane U.S. Inc. | Trane | WCH240B400B |  | HSP-A, Single-Package Heat Pum | Heat Pump | 460 | 3 |  |  |  | No Match |  | No Match | 236000 | 27440 | 8.6 |  |  |  | 230000 | 21730 | 3 |  | 114000 | 16690 | 2 | Federally-Regulated Commercial & Industrial Equipment | 01/27/1992 |  | 07/22/1992
Carrier Corp. - Syracuse | Keeprite | RHS(181,183)(H,L,S)******TA |  | HSP-A, Single-Package Heat Pum | Heat Pump | 230 | 3 | False |  |  |  | True | Single-Speed | 172000 | 15925 | 10.8 | 10.4 |  |  | 166000 | 14742 | 3.3 | 3.2 |  |  |  | Federally-Regulated Commercial & Industrial Equipment | 05/09/2013 |  | 08/28/2014
Carrier Corp. - Syracuse | Payne | PH1RPA/REA120-AA |  | HSP-A, Single-Package Heat Pum | Heat Pump | 460 | 3 |  |  |  | No Match |  | No Match | 112000 | 12444 | 9 | 8.9 |  | 9 | 105000 | 9926 | 3.1 | 3 | 53000 | 8726 | 1.8 | Federally-Regulated Commercial & Industrial Equipment | 03/31/1998 |  | 05/09/1998
Carrier Corp. - Syracuse | Comfortmaker | RHS072(H,L,S)******** |  | HSP-A, Single-Package Heat Pum | Heat Pump | 460 | 3 | False |  |  |  | False | Single-Speed | 70000 | 6306 | 11.1 | 10.8 |  |  | 67000 | 5950 | 3.3 | 3.3 |  |  |  | Federally-Regulated Commercial & Industrial Equipment | 10/28/2014 |  | 10/28/2014
Rheem Sales Company, Inc. | Rheem | RJKB-A090C |  | HSP-A, Single-Package Heat Pum | Heat Pump | 230 | 3 |  |  |  | No Match |  | No Match | 89000 | 9673 | 9.2 | 8.9 |  | 10.6 | 90000 | 8789 | 3 | 3 | 52500 | 7691 | 2 | Federally-Regulated Commercial & Industrial Equipment | 11/21/2001 |  | 07/18/2002
York International | Evcon | BA-10C00*T/W/X***** |  | HSP-A, Single-Package Heat Pum | Heat Pump | 230 | 3 |  |  |  | No Match |  | No Match | 120000 | 11650 | 10.3 | 8.9 |  | 10 | 113000 | 10346 | 3.2 | 3 | 60000 | 7990 | 2.2 | Federally-Regulated Commercial & Industrial Equipment | 05/21/2002 |  | 07/18/2002
Trane U.S. Inc. | Trane | BWC240A4 |  | HSP-A, Single-Package Heat Pum | Heat Pump | 460 | 3 |  |  |  | No Match |  | No Match | 234000 | 29000 | 8.1 |  |  |  | 224000 | 24000 | 2.7 |  | 116000 | 18400 | 1.8 | Non Federally-Regulated | 06/11/1985 |  | 05/11/1988
Trane U.S. Inc. | American Standard, Inc. | WCD180A400A |  | HSP-A, Single-Package Heat Pum | Heat Pump | 460 | 3 |  |  |  | No Match |  | No Match | 174000 | 19770 | 8.8 |  |  |  | 160000 | 15620 | 3 |  | 84000 | 11710 | 2.1 | Non Federally-Regulated | 07/31/1992 |  | 03/31/1998
Rheem Sales Company, Inc. | Heat Controller | HR100-3SZ | AHH100-Z | HRCU-A-CB, Split System: Heat | Heat Pump | 230 | 3 |  |  |  | No Match |  | No Match | 116000 | 13033 | 8.9 | 8.9 |  |  | 125000 | 11814 | 3.1 | 3 | 68000 | 9487 | 2.1 | Federally-Regulated Commercial & Industrial Equipment | 07/31/2002 |  | 01/18/2008
Carrier Corp. - Syracuse | Day & Night | RHH090(H,L,S)******AA |  | HSP-A, Single-Package Heat Pum | Heat Pump | 575 | 3 | False |  |  |  | True | Single-Speed | 90000 | 7438 | 12.1 | 10.8 |  |  | 84000 | 7033 | 3.5 | 3.3 |  |  |  | Federally-Regulated Commercial & Industrial Equipment | 10/28/2014 |  | 10/28/2014
Carrier Corp. - Syracuse | Bryant Air Conditioning | 548DPX/DEX090-AA |  | HSP-A, Single-Package Heat Pum | Heat Pump | 208 | 3 |  |  |  | No Match |  | No Match | 86000 | 9555 | 9 | 8.9 |  | 9.3 | 78000 | 7617 | 3 | 3 | 36000 | 6592 | 1.6 | Federally-Regulated Commercial & Industrial Equipment | 11/18/1999 |  | 04/13/2000
Compu-Aire | Maxi-Kool | MKH-1234 |  | HSP-A, Single-Package Heat Pum | Heat Pump | 460 | 3 |  |  |  | No Match |  | No Match | 134800 | 14810 | 9.1 | 8.9 |  |  | 103300 | 9460 | 3.2 | 3 | 59200 | 8230 | 2.1 | Non Federally-Regulated | 03/31/1993 |  | 04/07/1996
Carrier Corp. - Syracuse | Tempstar | RHS(243)(H,L,S)******AA |  | HSP-A, Single-Package Heat Pum | Heat Pump | 460 | 3 | False |  |  |  | True | Single-Speed | 232000 | 21886 | 10.6 | 10.4 |  |  | 220000 | 19538 | 3.3 | 3.2 |  |  |  | Federally-Regulated Commercial & Industrial Equipment | 10/28/2014 |  | 10/28/2014
Trane U.S. Inc. | Trane | TWA072A3 | BWE090C-F | HRCU-A-CB, Split System: Heat | Heat Pump | 230 | 3 |  |  |  | No Match |  | No Match | 70500 | 7880 | 8.9 | 8.2 |  |  | 67000 | 6250 | 3.1 |  | 36400 | 4710 | 2.3 | Non Federally-Regulated | 02/22/1990 |  | 07/31/1992
Rheem Sales Company, Inc. | Rheem | RPWA-150CAS | RHPA-150E | HRCU-A-CB, Split System: Heat | Heat Pump | 208 | 3 |  |  |  | No Match |  | No Match | 176400 | 22030 | 8 |  |  |  | 177800 | 19600 | 2.7 |  | 93800 | 17800 | 1.5 | Non Federally-Regulated | 06/11/1985 |  | 05/11/1988
Carrier Corp. - Syracuse | Airquest | RHH090(H,L,S)******** |  | HSP-A, Single-Package Heat Pum | Heat Pump | 208 | 3 | False |  |  |  | True | Single-Speed | 90000 | 7438 | 12.1 | 10.8 |  |  | 84000 | 7033 | 3.5 | 3.3 |  |  |  | Federally-Regulated Commercial & Industrial Equipment | 11/30/2011 |  | 12/12/2012
Carrier Corp. - Syracuse | Arcoaire | RHH090(H,L,S)******AA |  | HSP-A, Single-Package Heat Pum | Heat Pump | 575 | 3 | False |  |  |  | True | Single-Speed | 90000 | 7438 | 12.1 | 10.8 |  |  | 84000 | 7033 | 3.5 | 3.3 |  |  |  | Federally-Regulated Commercial & Industrial Equipment | 12/12/2012 |  | 10/28/2014
McQuay International | McQuay International | DPS006AHHY2**-6 |  | HSP-A, Single-Package Heat Pum | Heat Pump | 230 | 3 | False |  |  |  | True | Variable-Speed | 70000 | 6034 | 11.6 | 10.8 |  |  | 65000 | 5053 | 3.8 | 3.3 |  |  |  | Federally-Regulated Commercial & Industrial Equipment | 08/28/2012 |  | 04/19/2013
Carrier Corp. | Day & Night | 548CPX120000AB** | 40RR054 | HSP-A, Single-Package Heat Pum | Heat Pump | 460 | 3 |  |  |  | No Match |  | No Match | 439102 | 58045 | 9 | 8.9 |  | 9.8 | 489386 | 46625 | 3.1 | 3 | 65000 | 9430 | 2 | Non Federally-Regulated | 05/07/1992 |  | 03/08/1996
Carrier Corp. - Syracuse | Carrier Corp. | 50TCQD17***(5,6,1)A* |  | HSP-A, Single-Package Heat Pum | Heat Pump | 460 | 3 | False |  |  |  | True | Single-Speed | 172000 | 15925 | 10.8 | 10.4 |  |  | 220000 | 19538 | 3.3 | 3.2 |  |  |  | Federally-Regulated Commercial & Industrial Equipment | 03/10/2011 |  | 12/12/2012
Carrier Corp. - Syracuse | Day & Night | CHS240(H,L,S)D* | FHS240(S,H,L)**A2* | HRCU-A-CB, Split System: Heat | Heat Pump | 230 | 3 |  |  |  |  | True | Single-Speed | 222000 | 20747 | 10.7 | 10.4 |  |  | 214000 | 17919 | 3.5 | 3.2 |  |  |  | Federally-Regulated Commercial & Industrial Equipment | 07/18/2013 |  | 10/28/2014
Carrier Corp. - Syracuse | Keeprite | RHS(181,183)(H,L,S)******** |  | HSP-A, Single-Package Heat Pum | Heat Pump | 460 | 3 | False |  |  |  | True | Single-Speed | 172000 | 15925 | 10.8 | 10.4 |  |  | 220000 | 19538 | 3.3 | 3.2 |  |  |  | Federally-Regulated Commercial & Industrial Equipment | 11/30/2011 |  | 12/12/2012
Daikin Comfort Technologies Manufacturing, L.P. | Kenmore Heating & Cooling | (2)CPKE48-3 | AH120-XX | HRCU-A-CB, Split System: Heat | Heat Pump | 208 | 3 |  |  |  | No Match |  | No Match | 86000 | 9662 | 8.9 | 8.9 |  | 9.5 | 86000 | 8401 | 3 | 3 | 52000 | 7620 | 2 | Federally-Regulated Commercial & Industrial Equipment | 03/31/1998 |  | 05/09/1998
Lennox Industries Inc. | Armstrong | LHA180HN2* |  | HSP-A, Single-Package Heat Pum | Heat Pump | 460 | 3 |  |  |  | No Match |  | No Match | 182000 | 16545 | 11 | 8.5 |  | 12 | 192000 | 17047 | 3.3 | 2.9 | 106000 | 15528 | 2 | Federally-Regulated Commercial & Industrial Equipment | 02/05/2002 |  | 07/18/2002
Lennox Industries Inc. | Lennox | CHP11-2753-1Q |  | HSP-A, Single-Package Heat Pum | Heat Pump | 230 | 3 |  |  |  | No Match |  | No Match | 240000 | 28800 | 8.3 |  |  |  | 240000 | 24700 |  |  | 134000 | 18700 |  | Non Federally-Regulated | 02/22/1990 |  | 07/31/1992
Trane U.S. Inc. | American Standard, Inc. | WCH090C40*A* |  | HSP-A, Single-Package Heat Pum | Heat Pump | 460 | 3 |  |  |  | No Match |  | No Match | 87000 | 9775 | 8.9 | 8.9 |  |  | 86000 | 8400 | 3 | 3 | 43000 | 6299 | 2 | Non Federally-Regulated | 04/14/1993 |  | 09/02/1995
McQuay International | McQuay International | DPS010AHHG2*C-6 |  | HSP-A, Single-Package Heat Pum | Heat Pump | 230 | 3 | False |  |  |  | True | Variable-Speed | 121000 | 10000 | 12.1 | 10.8 |  |  | 119000 | 9105 | 3.8 | 3.3 |  |  |  | Federally-Regulated Commercial & Industrial Equipment | 03/02/2012 |  | 08/28/2012
Rheem Sales Company, Inc. | Addison Products | RHB10T-4 | AH10T3/4K | HRCU-A-CB, Split System: Heat | Heat Pump | 460 | 3 |  |  |  | No Match |  | No Match | 118000 | 14390 | 8.2 | 8.2 |  |  | 118000 | 14390 | 2.4 |  | 60000 | 8790 | 2 | Non Federally-Regulated | 03/15/1989 |  | 10/10/1989
Carrier Corp. - Syracuse | Comfortmaker | RHS(181,183)(H,L,S)******TA |  | HSP-A, Single-Package Heat Pum | Heat Pump | 230 | 3 | False |  |  |  | True | Single-Speed | 172000 | 15925 | 10.8 | 10.4 |  |  | 166000 | 14742 | 3.3 | 3.2 |  |  |  | Federally-Regulated Commercial & Industrial Equipment | 05/09/2013 |  | 08/28/2014
York International | Fraser Johnston | XA-07[C,E]***(T,W,X)* |  | HSP-A, Single-Package Heat Pum | Both Heat Pump and Electric Re | 230 | 3 |  |  |  |  | True | Single-Speed | 92000 | 8364 | 11 | 8.9 |  | 12.4 | 92000 | 7708 | 3.5 | 3 | 55000 | 7013 | 2.3 | Federally-Regulated Commercial & Industrial Equipment | 01/18/2008 |  | 07/16/2009
Inter-City Products Corp. | Kenmore | PH*120N2LA |  | HSP-A, Single-Package Heat Pum | Heat Pump | 460 | 3 |  |  |  | No Match |  | No Match | 123000 | 13516 | 9.1 | 8.9 |  | 9.5 | 123000 | 11628 | 3.1 | 3 | 71000 | 10404 | 2 | Federally-Regulated Commercial & Industrial Equipment | 06/11/1997 |  | 09/02/1997
Carrier Corp. - Syracuse | ICP Commercial | RHS090(L,S)******** |  | HSP-A, Single-Package Heat Pum | Heat Pump | 460 | 3 | False |  |  |  | False | Single-Speed | 88000 | 7857 | 11.2 | 10.8 |  |  | 86000 | 7413 | 3.4 | 3.3 |  |  |  | Federally-Regulated Commercial & Industrial Equipment | 03/02/2012 |  | 12/12/2012
Carrier Corp. - Syracuse | Carrier | 38AQS0165/6 | 40RMQ0165/6GC | HRCU-A-CB, Split System: Heat | Heat Pump | 230 | 3 |  |  |  | No Match |  | No Match | 172000 | 19545 | 8.8 | 8.5 |  |  | 164000 | 16017 | 3 | 2.9 | 94000 | 12518 | 2.2 | Federally-Regulated Commercial & Industrial Equipment | 07/31/2002 |  | 09/25/2002
York International | York | B1SP090A46 |  | HSP-A, Single-Package Heat Pum | Heat Pump | 460 | 3 |  |  |  | No Match |  | No Match | 95000 | 11176 | 8.5 | 8.2 |  |  | 103000 | 9738 | 3.1 |  | 57000 | 8353 | 2 | Non Federally-Regulated | 03/15/1989 |  | 10/10/1989
Carrier Corp. - Syracuse | ICP Commercial | RHH090(H,L,S)******** |  | HSP-A, Single-Package Heat Pum | Heat Pump | 575 | 3 | False |  |  |  | True | Single-Speed | 90000 | 7438 | 12.1 | 10.8 |  |  | 84000 | 7033 | 3.5 | 3.3 |  |  |  | Federally-Regulated Commercial & Industrial Equipment | 11/30/2011 |  | 12/12/2012
Carrier Corp. - Syracuse | Comfortmaker | RHH072(H,L,S)0******A |  | HSP-A, Single-Package Heat Pum | Heat Pump | 575 | 3 | False |  |  |  | True | Single-Speed | 72000 | 6000 | 12 | 10.8 |  |  | 70000 | 6033 | 3.4 | 3.3 |  |  |  | Federally-Regulated Commercial & Industrial Equipment | 03/10/2011 |  | 04/19/2013
Carrier Corp. - Syracuse | Heil | RHS(181,183)(H,L,S)******AC |  | HSP-A, Single-Package Heat Pum | Heat Pump | 208 | 3 | False |  |  |  | True | Single-Speed | 172000 | 15925 | 10.8 | 10.4 |  |  | 220000 | 19538 | 3.3 | 3.2 |  |  |  | Federally-Regulated Commercial & Industrial Equipment | 01/09/2014 |  | 10/28/2014
Carrier Corp. - Syracuse | Comfortmaker | RHH102(H,L,S)******AA |  | HSP-A, Single-Package Heat Pum | Heat Pump | 460 | 3 | False |  |  |  | True | Single-Speed | 100000 | 8333 | 12 | 10.8 |  |  | 100000 | 8619 | 3.4 | 3.3 |  |  |  | Federally-Regulated Commercial & Industrial Equipment | 10/28/2014 |  | 10/28/2014
Carrier Corp. - Syracuse | Heil | RHS(181,183)(H,L,S)******AC |  | HSP-A, Single-Package Heat Pum | Heat Pump | 230 | 3 | False |  |  |  | True | Single-Speed | 172000 | 15925 | 10.8 | 10.4 |  |  | 166000 | 14742 | 3.3 | 3.2 |  |  |  | Federally-Regulated Commercial & Industrial Equipment | 01/09/2014 |  | 10/28/2014
Rheem Sales Company, Inc. | Rheem | RPWA-200DAS | RHPA-200G | HRCU-A-CB, Split System: Heat | Heat Pump | 460 | 3 |  |  |  | No Match |  | No Match | 237600 | 28600 | 8.3 |  |  |  | 230250 | 24085 |  |  | 141700 | 21850 |  | Non Federally-Regulated | 05/16/1984 |  | 06/11/1985
Carrier Corp. - Syracuse | Bryant Heating & Cooling Systems | 548J(P,E,T)17*********(D,E)C |  | HSP-A, Single-Package Heat Pum | Heat Pump | 230 | 3 | False |  |  |  | True | Single-Speed | 172000 | 15925 | 10.8 | 10.4 |  |  | 166000 | 14742 | 3.3 | 3.2 |  |  |  | Federally-Regulated Commercial & Industrial Equipment | 10/28/2014 |  | 04/21/2015
Trane U.S. Inc. | Trane | WCH090A3OOA |  | HSP-A, Single-Package Heat Pum | Heat Pump | 230 | 3 |  |  |  | No Match |  | No Match | 85000 | 10240 | 8.3 | 8.2 |  |  | 82000 | 8580 |  |  | 39000 | 6010 |  | Non Federally-Regulated | 03/15/1989 |  | 10/10/1989
Carrier Corp. - Syracuse | Day & Night | 542EE,FE090 |  | HSP-A, Single-Package Heat Pum | Heat Pump | 460 | 3 |  |  |  | No Match |  | No Match | 86000 | 10238 | 8.4 | 8.2 |  |  | 87000 | 8792 |  |  | 50000 | 7327 |  | Non Federally-Regulated | 02/22/1990 |  | 07/31/1992
Trane U.S. Inc. | Trane Unitary Products Group | WS(D,H)150E(3,4,W)R(G,N,P,R)****(6,7) |  | HSP-A, Single-Package Heat Pum | Both Heat Pump and Electric Re | 230 | 3 | False |  |  |  | False | Single-Speed | 146000 | 13773 | 10.6 | 10.4 |  |  | 136000 | 12455 | 3.2 | 3.2 |  |  |  | Federally-Regulated Commercial & Industrial Equipment | 12/12/2012 |  | 04/21/2014
Carrier Corp. - Syracuse | Tempstar | CHS240(H,L,S)D* | FHS240(S,H,L)**A0* | HRCU-A-CB, Split System: Heat | Heat Pump | 575 | 3 |  |  |  |  | True | Single-Speed | 222000 | 20747 | 10.7 | 10.4 |  |  | 214000 | 17919 | 3.5 | 3.2 |  |  |  | Federally-Regulated Commercial & Industrial Equipment | 07/18/2013 |  | 10/28/2014
Phoenix Manufacturing, Inc. | Phoenix Manufacturing, Inc. | PHR 90 3 |  | HSP-A, Single-Package Heat Pum | Heat Pump | 208 | 3 |  |  |  | No Match |  | No Match | 95000 | 12460 | 7.6 | 8.2 |  |  | 102000 | 10990 | 2.7 |  | 49000 | 8230 | 1.7 | Non Federally-Regulated | 06/11/1985 |  | 08/29/1986
Lennox Industries Inc. | Ducane | LHA180HN2* |  | HSP-A, Single-Package Heat Pum | Heat Pump | 460 | 3 |  |  |  | No Match |  | No Match | 182000 | 16545 | 11 | 8.5 |  | 12 | 192000 | 17047 | 3.3 | 2.9 | 106000 | 15528 | 2 | Federally-Regulated Commercial & Industrial Equipment | 02/05/2002 |  | 07/18/2002
Carrier Corp. - Syracuse | Payne | PH1RPA/REA120-AA |  | HSP-A, Single-Package Heat Pum | Heat Pump | 208 | 3 |  |  |  | No Match |  | No Match | 112000 | 12444 | 9 | 8.9 |  | 9 | 105000 | 9926 | 3.1 | 3 | 53000 | 8726 | 1.8 | Federally-Regulated Commercial & Industrial Equipment | 03/31/1998 |  | 05/09/1998
Carrier Corp. - Syracuse | Airquest | RHS102(L,S)******AA |  | HSP-A, Single-Package Heat Pum | Heat Pump | 460 | 3 | False |  |  |  | False | Single-Speed | 99000 | 8608 | 11.5 | 10.8 |  |  | 96000 | 8525 | 3.3 | 3.3 |  |  |  | Federally-Regulated Commercial & Industrial Equipment | 12/12/2012 |  | 10/28/2014
York International | Fraser Johnston | BACB-(T/W/X)240(A/E) |  | HSP-A, Single-Package Heat Pum | Heat Pump | 575 | 3 |  |  |  | No Match |  | No Match | 222000 | 26117 | 8.5 | 8.5 |  | 8 | 226000 | 22078 | 3 | 2.9 | 120000 | 17584 | 2 | Federally-Regulated Commercial & Industrial Equipment | 10/02/1998 |  | 08/19/1999
Trane U.S. Inc. | American Standard, Inc. | TWA180E4**A* | TWE180E3**A* | HRCU-A-CB, Split System: Heat | Heat Pump | 460 | 3 |  |  |  |  | True | Single-Speed | 180000 | 16981 | 10.6 | 8.5 |  |  | 174000 | 15946 | 3.2 | 2.9 |  |  |  | Federally-Regulated Commercial & Industrial Equipment | 11/25/2009 |  | 01/09/2014
Carrier Corp. - Syracuse | Carrier | 38AQS0125/6 | 40RMQ0125/6GC | HRCU-A-CB, Split System: Heat | Heat Pump | 230 | 3 |  |  |  | No Match |  | No Match | 108000 | 12134 | 8.9 | 8.9 |  |  | 111000 | 10840 | 3 | 3 | 62000 | 9082 | 2 | Federally-Regulated Commercial & Industrial Equipment | 07/31/2002 |  | 09/25/2002
York International | Luxaire | BA-07[C,E]***(T,W,X)* |  | HSP-A, Single-Package Heat Pum | Both Heat Pump and Electric Re | 460 | 3 |  |  |  |  | False | Dual-Speed | 89000 | 8396 | 10.6 | 8.9 |  | 11 | 85000 | 7790 | 3.2 | 3 | 46000 | 6132 | 2.2 | Federally-Regulated Commercial & Industrial Equipment | 01/18/2008 |  | 02/24/2011
Carrier Corp. - Syracuse | Bryant Air Conditioning | 541APX/AEX120 | 524APH/AEH120GC | HRCU-A-CB, Split System: Heat | Heat Pump | 460 | 3 |  |  |  | No Match |  | No Match | 108000 | 12134 | 8.9 | 8.9 |  |  | 111000 | 10840 | 3 | 3 | 62000 | 9082 | 2 | Federally-Regulated Commercial & Industrial Equipment | 07/31/2002 |  | 09/25/2002
Goettl | Goettl | HP662A-3 |  | HSP-A, Single-Package Heat Pum | Heat Pump | 208 | 3 |  |  |  | No Match |  | No Match | 67000 | 7485 | 9 | 8.9 |  |  | 67000 | 6500 | 3 | 3 | 35600 | 5110 | 2 | Non Federally-Regulated | 03/02/1993 |  | 09/02/1995
Carrier Corp. - Syracuse | Payne | 542DE090 |  | HSP-A, Single-Package Heat Pum | Heat Pump | 460 | 3 |  |  |  | No Match |  | No Match | 87000 | 10200 | 8.5 | 8.2 |  |  | 89000 | 8800 |  |  | 49000 | 7300 |  | Non Federally-Regulated | 08/29/1986 |  | 05/11/1988
Borg Warner | York | B1SP120A25 |  | HSP-A, Single-Package Heat Pum | Heat Pump | 230 | 3 |  |  |  | No Match |  | No Match | 119000 | 12625 | 8.3 | 8.2 |  |  | 124000 | 10950 | 3.3 |  | 75000 | 7980 | 2.8 | Non Federally-Regulated | 05/16/1984 |  | 06/11/1985
Lennox Industries Inc. | Lennox | CHP11-2753-2G |  | HSP-A, Single-Package Heat Pum | Heat Pump | 460 | 3 |  |  |  | No Match |  | No Match | 240000 | 28800 | 8.3 |  |  |  | 240000 | 24700 |  |  | 150000 | 20900 |  | Non Federally-Regulated | 05/11/1988 |  | 03/15/1989
Carrier Corp. - Syracuse | Keeprite | RHH102(H,L,S)******AA |  | HSP-A, Single-Package Heat Pum | Heat Pump | 575 | 3 | False |  |  |  | True | Single-Speed | 100000 | 8333 | 12 | 10.8 |  |  | 100000 | 8619 | 3.4 | 3.3 |  |  |  | Federally-Regulated Commercial & Industrial Equipment | 12/12/2012 |  | 10/28/2014
Carrier Corp. - Syracuse | Heil | RHS150(H,L,S)******TA |  | HSP-A, Single-Package Heat Pum | Heat Pump | 208 | 3 | False |  |  |  | False | Single-Speed | 142000 | 13396 | 10.6 | 10.4 |  |  | 142000 | 13005 | 3.2 | 3.2 |  |  |  | Federally-Regulated Commercial & Industrial Equipment | 12/12/2012 |  | 10/28/2014
York International | Luxaire | EAHP-W090A | FBHP-S090A | HRCU-A-CB, Split System: Heat | Heat Pump | 460 | 3 |  |  |  | No Match |  | No Match | 93000 | 10941 | 8.5 |  |  |  | 103000 | 9434 | 3.1 | 2.5 | 59000 | 6917 | 2.5 | Non Federally-Regulated | 04/11/1988 |  | 05/11/1988
York International | York | BP240[E54]***(2,4,5)* |  | HSP-A, Single-Package Heat Pum | Both Heat Pump and Electric Re | 230 | 3 |  |  |  |  | True | Single-Speed | 224000 | 21961 | 10.2 | 8.5 |  | 10.1 | 218000 | 18803 | 3.4 | 2.9 | 129000 | 18014 | 2.1 | Federally-Regulated Commercial & Industrial Equipment | 02/11/2008 |  | 02/24/2011
Lennox Industries Inc. | Lennox | LHA120H* |  | HSP-A, Single-Package Heat Pum | Heat Pump | 208 | 3 |  |  |  | No Match |  | No Match | 118000 | 11456 | 10.3 | 8.9 |  |  | 120000 | 10654 | 3.3 | 3 | 72000 | 10045 | 2.1 | Federally-Regulated Commercial & Industrial Equipment | 11/18/1999 |  | 04/13/2000
Carrier Corp. - Syracuse | Keeprite | CHS121(H,L,S)A* | FHS120(M,S)A*A* | HRCU-A-CB, Split System: Heat | Heat Pump | 460 | 3 |  |  |  |  | True | Single-Speed | 112000 | 10181 | 11 | 10.8 |  |  | 106000 | 9414 | 3.3 | 3.3 |  |  |  | Federally-Regulated Commercial & Industrial Equipment | 03/10/2011 |  | 12/12/2012
Carrier Corp. - Syracuse | Bryant Heating & Cooling Systems | 548J(P,E,T)24*********(A,B)A-VERT |  | HSP-A, Single-Package Heat Pum | Heat Pump | 208 | 3 | False |  |  |  | True | Single-Speed | 232000 | 21886 | 10.6 | 10.4 |  |  | 220000 | 19538 | 3.3 | 3.2 |  |  |  | Federally-Regulated Commercial & Industrial Equipment | 10/28/2014 |  | 04/21/2015
McQuay International | McQuay International | DPS010AHHW4**-4 |  | HSP-A, Single-Package Heat Pum | Heat Pump | 460 | 3 | False |  |  |  | True | Variable-Speed | 120000 | 10000 | 12 | 10.8 |  |  | 118000 | 9124 | 3.8 | 3.3 |  |  |  | Federally-Regulated Commercial & Industrial Equipment | 03/02/2012 |  | 08/28/2012
York International | Evcon | BB-20[E54]***(T,W,X)* |  | HSP-A, Single-Package Heat Pum | Both Heat Pump and Electric Re | 230 | 3 |  |  |  |  | True | Single-Speed | 216000 | 22737 | 9.5 | 8.5 |  | 9.5 | 210000 | 19866 | 3.1 | 2.9 | 130000 | 19062 | 2 | Federally-Regulated Commercial & Industrial Equipment | 01/18/2008 |  | 01/24/2011
McQuay International | McQuay International | DPS012AHHY4**-4 |  | HSP-A, Single-Package Heat Pum | Heat Pump | 460 | 3 | False |  |  |  | True | Variable-Speed | 144000 | 12100 | 11.9 | 10.4 |  |  | 138000 | 11234 | 3.6 | 3.2 |  |  |  | Federally-Regulated Commercial & Industrial Equipment | 03/02/2012 |  | 08/28/2012
Carrier Corp. - Syracuse | Airquest | RHS(240,243)(H,L,S)******AA |  | HSP-A, Single-Package Heat Pum | Heat Pump | 460 | 3 | False |  |  |  | True | Single-Speed | 232000 | 21886 | 10.6 | 10.4 |  |  | 220000 | 19538 | 3.3 | 3.2 |  |  |  | Federally-Regulated Commercial & Industrial Equipment | 12/12/2012 |  | 04/21/2014
Lennox Industries Inc. | Armstrong | SHP90C-1 | AHV90-1 | HRCU-A-CB, Split System: Heat | Heat Pump | 460 | 3 |  |  |  | No Match |  | No Match | 89000 | 10114 | 8.8 | 8.3 |  |  | 87000 | 8373 | 3 | 2.8 | 49000 | 6527 | 2.2 | Non Federally-Regulated | 08/12/1991 |  | 07/27/1992
Carrier Corp. - Syracuse | Carrier | 50HJQ01650/60 |  | HSP-A, Single-Package Heat Pum | Heat Pump | 230 | 3 |  |  |  | No Match |  | No Match | 172000 | 18494 | 9.3 | 8.5 |  | 9.7 | 172000 | 15275 | 3.3 | 2.9 | 94000 | 12522 | 2.2 | Federally-Regulated Commercial & Industrial Equipment | 12/14/1998 |  | 11/18/1999
Trane U.S. Inc. | General Electric | BWC120F4F |  | HSP-A, Single-Package Heat Pum | Heat Pump | 460 | 3 |  |  |  | No Match |  | No Match | 118000 | 14300 | 8.3 | 8.2 |  |  | 118000 | 11900 |  |  | 62500 | 8750 |  | Non Federally-Regulated | 06/11/1985 |  | 05/11/1988
Carrier Corp. - Syracuse | Heil | RHH072(H,L,S)******** |  | HSP-A, Single-Package Heat Pum | Heat Pump | 230 | 3 | False |  |  |  | True | Single-Speed | 72000 | 6000 | 12 | 10.8 |  |  | 70000 | 6033 | 3.4 | 3.3 |  |  |  | Federally-Regulated Commercial & Industrial Equipment | 11/30/2011 |  | 10/28/2014
Carrier Corp. - Syracuse | Airquest | RHS(181,183)(H,L,S)******AA |  | HSP-A, Single-Package Heat Pum | Heat Pump | 230 | 3 | False |  |  |  | True | Single-Speed | 172000 | 15925 | 10.8 | 10.4 |  |  | 166000 | 14742 | 3.3 | 3.2 |  |  |  | Federally-Regulated Commercial & Industrial Equipment | 05/09/2013 |  | 08/28/2014
Carrier Corp. - Syracuse | Bryant Heating & Cooling Systems | 548J(E,T)08*********(A,B)A |  | HSP-A, Single-Package Heat Pum | Heat Pump | 575 | 3 | False |  |  |  | False | Single-Speed | 88000 | 7857 | 11.2 | 10.8 |  |  | 86000 | 7413 | 3.4 | 3.3 |  |  |  | Federally-Regulated Commercial & Industrial Equipment | 10/28/2014 |  | 04/21/2015
Rheem Sales Company, Inc. | Rheem | RPDB-075D* |  | HSP-A, Single-Package Heat Pum | Heat Pump | 460 | 3 |  |  |  | No Match |  | No Match | 88000 | 10700 | 8.2 | 8.2 |  |  | 88000 | 8590 |  |  | 46000 | 6730 |  | Non Federally-Regulated | 03/15/1989 |  | 10/10/1989
Trane U.S. Inc. | American Standard, Inc. | WCH120B40*D* |  | HSP-A, Single-Package Heat Pum | Heat Pump | 460 | 3 |  |  |  | No Match |  | No Match | 124000 | 12920 | 9.6 | 8.9 |  | 9.8 | 110000 | 10740 | 3 | 3 | 59000 | 8640 | 2 | Federally-Regulated Commercial & Industrial Equipment | 04/19/1994 |  | 09/02/1995
Trane U.S. Inc. | Trane Unitary Products Group | 4TWA3042A3 (2) | TWE090E1**A* | HRCU-A-CB, Split System: Heat | Heat Pump | 208 | 3 |  |  |  |  | True | Single-Speed | 84000 | 7046 | 11.9 | 10.8 |  |  | 80000 | 6604 | 3.6 | 3.3 |  |  |  | Federally-Regulated Commercial & Industrial Equipment | 11/30/2011 |  | 05/02/2012
Carrier Corp. - Syracuse | Carrier Corp. | 38AUQA12A0*(5,6,1)A* | 40RUQA12A*A(3,5,6,1)A* | HRCU-A-CB, Split System: Heat | Heat Pump | 230 | 3 |  |  |  |  | True | Single-Speed | 112000 | 10181 | 11 | 10.8 |  |  | 106000 | 9413 | 3.3 | 3.3 |  |  |  | Federally-Regulated Commercial & Industrial Equipment | 06/17/2013 |  | 04/20/2015
Phoenix Manufacturing, Inc. | Frigiking Tappan | PHR 90 5 |  | HSP-A, Single-Package Heat Pum | Heat Pump | 460 | 3 |  |  |  | No Match |  | No Match | 97000 | 12460 | 7.8 | 7.5 |  |  | 104000 | 10990 |  |  | 51000 | 8230 |  | Non Federally-Regulated | 08/30/1983 |  | 05/16/1984
Carrier Corp. - Syracuse | Tempstar | RHS090H******** |  | HSP-A, Single-Package Heat Pum | Heat Pump | 230 | 3 | False |  |  |  | False | Single-Speed | 88000 | 7857 | 11.2 | 10.8 |  |  | 86000 | 7413 | 3.4 | 3.3 |  |  |  | Federally-Regulated Commercial & Industrial Equipment | 11/30/2011 |  | 03/02/2012
Trane U.S. Inc. | American Standard, Inc. | WS(D,H)180E(3,4,W)R0****(6,7) |  | HSP-A, Single-Package Heat Pum | Heat Pump | 208 | 3 | False |  |  |  | False | Single-Speed | 170000 | 16037 | 10.6 | 10.4 |  |  | 170000 | 15569 | 3.2 | 3.2 |  |  |  | Federally-Regulated Commercial & Industrial Equipment | 12/12/2012 |  | 04/21/2014
York International | Evcon | ECSE-T,W090 | FCHP-S090 | HRCU-A-CB, Split System: Heat | Heat Pump | 230 | 3 |  |  |  |  | True | Single-Speed | 83000 | 9222 | 9 | 8.9 |  | 0 | 78000 | 7625 | 3 | 3 | 51000 | 6503 | 2.3 | Federally-Regulated Commercial & Industrial Equipment | 01/18/2008 |  | 02/24/2011
Carrier Corp. - Syracuse | Carrier | 38AQ0166 * 0166 * 0126 | 40RR044 | HRCU-A-CB, Split System: Heat | Heat Pump | 460 | 3 |  |  |  | No Match |  | No Match | 420805 | 56160 | 7.5 |  |  |  | 496199 | 48260 |  |  | 294398 | 38800 |  | Non Federally-Regulated | 02/22/1990 |  | 07/31/1992
Trane U.S. Inc. | Trane Unitary Products Group | WC(D,H)150EW0*B |  | HSP-A, Single-Package Heat Pum | Both Heat Pump and Electric Re | 208 | 3 | False |  |  |  | False | Single-Speed | 146000 | 13272 | 11 | 10.4 |  |  | 146000 | 13371 | 3.2 | 3.2 |  |  |  | Federally-Regulated Commercial & Industrial Equipment | 03/02/2012 |  | 08/28/2012
Carrier Corp. - Syracuse | Airquest | CHS180(H,L,S)D* | FHS180(M,S,H,L)A*A* | HRCU-A-CB, Split System: Heat | Heat Pump | 575 | 3 |  |  |  |  | True | Single-Speed | 178000 | 16792 | 10.6 | 10.4 |  |  | 178000 | 15343 | 3.4 | 3.2 |  |  |  | Federally-Regulated Commercial & Industrial Equipment | 03/10/2011 |  | 12/12/2012
York International | York | B1CH240A/E***25/46/58 |  | HSP-A, Single-Package Heat Pum | Heat Pump | 230 | 3 |  |  |  | No Match |  | No Match | 222000 | 26117 | 8.5 | 8.5 |  | 8 | 226000 | 22078 | 3 | 2.9 | 120000 | 17584 | 2 | Federally-Regulated Commercial & Industrial Equipment | 10/02/1998 |  | 10/06/1999
York International | Fraser Johnston | BCCB-T/-W090 |  | HSP-A, Single-Package Heat Pum | Heat Pump | 208 | 3 |  |  |  | No Match |  | No Match | 87000 | 9666 | 9 | 8.9 |  |  | 89000 | 8694 | 3 | 3 | 49000 | 7180 | 2 | Federally-Regulated Commercial & Industrial Equipment | 03/31/1998 |  | 05/09/1998
Carrier Corp. - Syracuse | Carrier Corp. | 38AUQA12A0*(5,6,1)A* | 40RUQA12A*A(3,5,6,1)A* | HRCU-A-CB, Split System: Heat | Heat Pump | 208 | 3 |  |  |  |  | True | Single-Speed | 112000 | 10181 | 11 | 10.8 |  |  | 106000 | 9413 | 3.3 | 3.3 |  |  |  | Federally-Regulated Commercial & Industrial Equipment | 06/17/2013 |  | 04/20/2015
Carrier Corp. - Syracuse | Comfortmaker | RHH072(H,L,S)******** |  | HSP-A, Single-Package Heat Pum | Heat Pump | 575 | 3 | False |  |  |  | True | Single-Speed | 72000 | 6000 | 12 | 10.8 |  |  | 70000 | 6033 | 3.4 | 3.3 |  |  |  | Federally-Regulated Commercial & Industrial Equipment | 11/30/2011 |  | 10/28/2014
Trane U.S. Inc. | Trane | BWA240C4J | BWH240A | HRCU-A-CB, Split System: Heat | Heat Pump | 460 | 3 |  |  |  | No Match |  | No Match | 234000 | 30100 | 7.8 |  |  |  | 224000 | 24700 | 2.7 |  | 116000 | 19700 | 1.7 | Non Federally-Regulated | 05/11/1988 |  | 03/15/1989
Trane U.S. Inc. | American Standard, Inc. | WCH075A400A |  | HSP-A, Single-Package Heat Pum | Heat Pump | 460 | 3 |  |  |  | No Match |  | No Match | 71000 | 8300 | 8.6 | 8.2 |  |  | 71000 | 7170 |  |  | 33000 | 5090 |  | Non Federally-Regulated | 02/22/1990 |  | 07/31/1992
Carrier Corp. - Syracuse | Carrier | 50PQ0086 |  | HSP-A, Single-Package Heat Pum | Heat Pump | 460 | 3 |  |  |  | No Match |  | No Match | 87000 | 11500 | 7.6 | 7.5 |  |  | 92000 | 9800 |  |  | 52000 | 7800 |  | Non Federally-Regulated | 01/05/1982 |  | 05/16/1984
York International | Luxaire | EAHP-T120A | FBHP-S120A | HRCU-A-CB, Split System: Heat | Heat Pump | 208 | 3 |  |  |  | No Match |  | No Match | 116000 | 14146 | 8.2 |  |  |  | 127000 | 12407 | 2.9 | 2.5 | 75000 | 9158 | 2.4 | Non Federally-Regulated | 04/11/1988 |  | 05/11/1988
Trane U.S. Inc. | American Standard, Inc. | WS(D,H)150E(3,4,W)R0****(6,7) |  | HSP-A, Single-Package Heat Pum | Heat Pump | 575 | 3 | False |  |  |  | False | Single-Speed | 146000 | 13773 | 10.6 | 10.4 |  |  | 136000 | 12455 | 3.2 | 3.2 |  |  |  | Federally-Regulated Commercial & Industrial Equipment | 12/12/2012 |  | 04/21/2014
Carrier Corp. - Syracuse | Day & Night | RHS(181,183)(H,L,S)******AC |  | HSP-A, Single-Package Heat Pum | Heat Pump | 575 | 3 | False |  |  |  | True | Single-Speed | 172000 | 15925 | 10.8 | 10.4 |  |  | 220000 | 19538 | 3.3 | 3.2 |  |  |  | Federally-Regulated Commercial & Industrial Equipment | 10/28/2014 |  | 10/28/2014
Carrier Corp. - Syracuse | Arcoaire | RHH102(H,L,S)******AA |  | HSP-A, Single-Package Heat Pum | Heat Pump | 208 | 3 | False |  |  |  | True | Single-Speed | 100000 | 8333 | 12 | 10.8 |  |  | 100000 | 8619 | 3.4 | 3.3 |  |  |  | Federally-Regulated Commercial & Industrial Equipment | 12/12/2012 |  | 10/28/2014
York International | Fraser Johnston | BACB-T/-W240A/E |  | HSP-A, Single-Package Heat Pum | Heat Pump | 460 | 3 |  |  |  | No Match |  | No Match | 222000 | 26117 | 8.5 | 8.5 |  | 8 | 226000 | 22078 | 3 | 2.9 | 120000 | 17584 | 2 | Federally-Regulated Commercial & Industrial Equipment | 12/01/1997 |  | 03/31/1998
Trane U.S. Inc. | American Standard, Inc. | WCD075C40*B* |  | HSP-A, Single-Package Heat Pum | Heat Pump | 460 | 3 |  |  |  | No Match |  | No Match | 71000 | 7977 | 8.9 | 8.9 |  |  | 71000 | 6934 | 3 | 3 | 35000 | 5127 | 2 | Federally-Regulated Commercial & Industrial Equipment | 05/22/2000 |  | 09/25/2002
Carrier Corp. - Syracuse | Bryant Air Conditioning | 548DPX/DEX102-AA |  | HSP-A, Single-Package Heat Pum | Heat Pump | 230 | 3 |  |  |  | No Match |  | No Match | 96000 | 10786 | 8.9 | 8.9 |  | 8.9 | 93000 | 8789 | 3.1 | 3 | 43000 | 7411 | 1.7 | Federally-Regulated Commercial & Industrial Equipment | 11/18/1999 |  | 04/13/2000
Rheem Sales Company, Inc. | Heil Quaker | NRHR10LP00A |  | HSP-A, Single-Package Heat Pum | Heat Pump | 460 | 3 |  |  |  | No Match |  | No Match | 118000 | 14390 | 8.2 | 8.2 |  |  | 122000 | 13243 | 2.7 |  | 62000 | 18172 | 1 | Non Federally-Regulated | 06/11/1985 |  | 05/11/1988
Trane U.S. Inc. | American Standard, Inc. | WCH120A300A |  | HSP-A, Single-Package Heat Pum | Heat Pump | 230 | 3 |  |  |  | No Match |  | No Match | 116000 | 12890 | 9 | 8.3 |  | 9.2 | 116000 | 11710 | 2.9 | 2.8 | 60000 | 8960 | 2 | Non Federally-Regulated | 03/29/1991 |  | 07/31/1992
Trane U.S. Inc. | Trane | WCD075A400A |  | HSP-A, Single-Package Heat Pum | Heat Pump | 460 | 3 |  |  |  | No Match |  | No Match | 71000 | 8300 | 8.6 | 8.9 |  |  | 71000 | 7170 | 2.9 | 3 | 33000 | 5090 | 1.9 | Non Federally-Regulated | 07/31/1992 |  | 03/31/1998
Carrier Corp. - Syracuse | Carrier | 50HJQ00750/60 |  | HSP-A, Single-Package Heat Pum | Heat Pump | 208 | 3 |  |  |  | No Match |  | No Match | 68000 | 7157 | 9.5 | 8.9 |  |  | 72000 | 6204 | 3.4 | 3 | 36000 | 5551 | 1.9 | Federally-Regulated Commercial & Industrial Equipment | 11/18/1999 |  | 04/13/2000
York International | Evcon | BA-06[C,E]***(T,W,X)* |  | HSP-A, Single-Package Heat Pum | Both Heat Pump and Electric Re | 460 | 3 |  |  |  |  | False | Single-Speed | 78000 | 7647 | 10.2 | 8.9 |  | 0 | 69000 | 6323 | 3.2 | 3 | 43000 | 5732 | 2.2 | Federally-Regulated Commercial & Industrial Equipment | 01/18/2008 |  | 02/24/2011
Rheem Sales Company, Inc. | Ruud | UPWA-100CAS | UHPA-100G | HRCU-A-CB, Split System: Heat | Heat Pump | 230 | 3 |  |  |  | No Match |  | No Match | 119000 | 14880 | 8 | 8.2 |  |  | 118000 | 12345 |  |  | 61000 | 9405 |  | Non Federally-Regulated | 06/11/1985 |  | 05/11/1988
Carrier Corp. - Syracuse | Arcoaire | RHS150(H,L,S)******** |  | HSP-A, Single-Package Heat Pum | Heat Pump | 575 | 3 | False |  |  |  | False | Single-Speed | 142000 | 13396 | 10.6 | 10.4 |  |  | 142000 | 13005 | 3.2 | 3.2 |  |  |  | Federally-Regulated Commercial & Industrial Equipment | 11/30/2011 |  | 12/12/2012
Carrier Corp. - Syracuse | Carrier | 50EQ0346 |  | HSP-A, Single-Package Heat Pum | Heat Pump | 460 | 3 |  |  |  | No Match |  | No Match | 336000 | 43000 | 7.8 |  |  |  | 360000 | 35000 |  |  | 211000 | 28900 |  | Non Federally-Regulated | 06/11/1985 |  | 02/22/1990
Carrier Corp. - Syracuse | Day & Night | RHS072(H,L,S)******** |  | HSP-A, Single-Package Heat Pum | Heat Pump | 575 | 3 | False |  |  |  | False | Single-Speed | 70000 | 6306 | 11.1 | 10.8 |  |  | 67000 | 5950 | 3.3 | 3.3 |  |  |  | Federally-Regulated Commercial & Industrial Equipment | 11/30/2011 |  | 10/28/2014
Rheem Sales Company, Inc. | Ruud | UPDC-101C* |  | HSP-A, Single-Package Heat Pum | Heat Pump | 208 | 3 |  |  |  | No Match |  | No Match | 120000 | 13400 | 9 | 8.9 |  | 10.3 | 126000 | 11875 | 3 | 3 | 67000 | 9345 | 2.1 | Non Federally-Regulated | 07/06/1992 |  | 07/31/1992
Carrier Corp. - Syracuse | Keeprite | CHS180(H,L,S)D* | FHS180(M,S,H,L)**A2* | HRCU-A-CB, Split System: Heat | Heat Pump | 230 | 3 |  |  |  |  | True | Single-Speed | 178000 | 16792 | 10.6 | 10.4 |  |  | 178000 | 15343 | 3.4 | 3.2 |  |  |  | Federally-Regulated Commercial & Industrial Equipment | 07/18/2013 |  | 10/28/2014
Carrier Corp. - Syracuse | Carrier | 50HJQ007--50/60 |  | HSP-A, Single-Package Heat Pum | Heat Pump | 230 | 3 |  |  |  | No Match |  | No Match | 71000 | 6761 | 10.5 | 8.9 |  |  | 69000 | 5946 | 3.4 | 3 | 37000 | 4927 | 2.2 | Federally-Regulated Commercial & Industrial Equipment | 11/21/2001 |  | 09/25/2002
York International | Fraser Johnston | BACB-T/-W180A/E |  | HSP-A, Single-Package Heat Pum | Heat Pump | 460 | 3 |  |  |  | No Match |  | No Match | 164000 | 18636 | 8.8 | 8.5 |  | 8.5 | 174000 | 16998 | 3 | 2.9 | 90000 | 13188 | 2 | Federally-Regulated Commercial & Industrial Equipment | 05/09/1998 |  | 10/02/1998
Carrier Corp. - Syracuse | Day & Night | 541APX/AEX180 | 524APH/AEH180GC | HRCU-A-CB, Split System: Heat | Heat Pump | 460 | 3 |  |  |  | No Match |  | No Match | 172000 | 19545 | 8.8 | 8.5 |  | 9.9 | 164000 | 16021 | 3 | 2.9 | 94000 | 12522 | 2.2 | Federally-Regulated Commercial & Industrial Equipment | 03/31/1998 |  | 05/09/1998
Trane U.S. Inc. | American Standard, Inc. | WCD150B30*E* |  | HSP-A, Single-Package Heat Pum | Heat Pump | 230 | 3 |  |  |  | No Match |  | No Match | 146000 | 16043 | 9.1 | 8.5 |  | 9.4 | 136000 | 13286 | 3 | 2.9 | 72000 | 10048 | 2.1 | Federally-Regulated Commercial & Industrial Equipment | 03/31/1998 |  | 05/09/1998
Trane U.S. Inc. | Trane | TWA090A300A | TWE090A300A | HRCU-A-CB, Split System: Heat | Heat Pump | 208 | 3 |  |  |  | No Match |  | No Match | 88000 | 10230 | 8.6 | 8.2 |  |  | 85000 | 8300 |  |  | 44000 | 6380 |  | Non Federally-Regulated | 10/10/1989 |  | 02/22/1990
Carrier Corp. - Syracuse | Heil | RHH090(H,L,S)******TA |  | HSP-A, Single-Package Heat Pum | Heat Pump | 460 | 3 | False |  |  |  | True | Single-Speed | 90000 | 7438 | 12.1 | 10.8 |  |  | 84000 | 7033 | 3.5 | 3.3 |  |  |  | Federally-Regulated Commercial & Industrial Equipment | 12/12/2012 |  | 10/28/2014
Carrier Corp. - Syracuse | Comfortmaker | CHS240(H,L,S)D* | FHS240(S,H,L)**A2* | HRCU-A-CB, Split System: Heat | Heat Pump | 575 | 3 |  |  |  |  | True | Single-Speed | 222000 | 20747 | 10.7 | 10.4 |  |  | 214000 | 17919 | 3.5 | 3.2 |  |  |  | Federally-Regulated Commercial & Industrial Equipment | 07/18/2013 |  | 10/28/2014
York International | Fraser Johnston | BACB-T/-W180A/E |  | HSP-A, Single-Package Heat Pum | Heat Pump | 208 | 3 |  |  |  | No Match |  | No Match | 164000 | 18636 | 8.8 | 8.5 |  | 8.5 | 174000 | 16998 | 3 | 2.9 | 90000 | 13188 | 2 | Federally-Regulated Commercial & Industrial Equipment | 05/09/1998 |  | 10/02/1998
McQuay International | McQuay International | DPS010AHHE2**-4 |  | HSP-A, Single-Package Heat Pum | Heat Pump | 230 | 3 | False |  |  |  | True | Variable-Speed | 120000 | 10000 | 12 | 10.8 |  |  | 118000 | 9124 | 3.8 | 3.3 |  |  |  | Federally-Regulated Commercial & Industrial Equipment | 03/02/2012 |  | 08/28/2012
Lennox Industries Inc. | Lennox | HP17-953V-2G | CB17-95V-1 | HRCU-A-CB, Split System: Heat | Heat Pump | 460 | 3 |  |  |  | No Match |  | No Match | 87000 | 10235 | 8.5 | 8.2 |  |  | 88000 | 8597 |  |  | 51000 | 6794 |  | Non Federally-Regulated | 06/11/1985 |  | 08/29/1986
Rheem Sales Company, Inc. | Rheem | RJKB-A090D |  | HSP-A, Single-Package Heat Pum | Heat Pump | 460 | 3 |  |  |  | No Match |  | No Match | 89000 | 9673 | 9.2 | 8.9 |  | 12.1 | 90000 | 8789 | 3 | 3 | 52500 | 7691 | 2 | Federally-Regulated Commercial & Industrial Equipment | 11/18/1999 |  | 04/13/2000
Rheem Sales Company, Inc. | Heat Controller | HR100-3SZ | AHH100-Z | HRCU-A-CB, Split System: Heat | Heat Pump | 208 | 3 |  |  |  | No Match |  | No Match | 121000 | 12872 | 9.4 | 8.9 |  |  | 125000 | 11817 | 3.1 | 3 | 84000 | 11190 | 2.2 | Federally-Regulated Commercial & Industrial Equipment | 02/03/1998 |  | 03/31/1998
Carrier Corp. - Syracuse | Tempstar | RHS(120,121)(H,L,S)******AA |  | HSP-A, Single-Package Heat Pum | Heat Pump | 230 | 3 | False |  |  |  | False | Single-Speed | 116000 | 10545 | 11 | 10.8 |  |  | 116000 | 9999 | 3.4 | 3.3 |  |  |  | Federally-Regulated Commercial & Industrial Equipment | 12/12/2012 |  | 10/28/2014
Carrier Corp. - Syracuse | Payne | PH1RPA/REA090-AA |  | HSP-A, Single-Package Heat Pum | Heat Pump | 208 | 3 |  |  |  | No Match |  | No Match | 86000 | 9555 | 9 | 8.9 |  | 9.3 | 78000 | 7620 | 3 | 3 | 36000 | 6433 | 1.6 | Federally-Regulated Commercial & Industrial Equipment | 03/31/1998 |  | 05/09/1998
Rheem Sales Company, Inc. | Century | HR100-3SZ | AHH100-Z | HRCU-A-CB, Split System: Heat | Heat Pump | 208 | 3 |  |  |  | No Match |  | No Match | 120000 | 13043 | 9.2 | 8.9 |  |  | 125000 | 11817 | 3.1 | 3 | 68000 | 9490 | 2.1 | Federally-Regulated Commercial & Industrial Equipment | 12/14/1998 |  | 08/18/1999
Carrier Corp. - Syracuse | Carrier | 38AQS086 | 40RMQ0085/6GC | HRCU-A-CB, Split System: Heat | Heat Pump | 460 | 3 |  |  |  | No Match |  | No Match | 86000 | 8775 | 9.8 | 8.9 |  |  | 83000 | 8100 | 3 | 3 | 46000 | 6700 | 2 | Federally-Regulated Commercial & Industrial Equipment | 06/30/1998 |  | 07/29/1998
Lennox Industries Inc. | Armstrong | PRTC88BL-2 |  | HSP-A, Single-Package Heat Pum | Heat Pump | 230 | 3 |  |  |  | No Match |  | No Match | 88000 | 9778 | 9 | 8.9 |  |  | 90000 | 8307 | 3.1 | 3 | 46000 | 6740 | 2 | Non Federally-Regulated | 01/17/1992 |  | 07/31/1992
Lennox Industries Inc. | Lennox | CHP16-953-1Y |  | HSP-A, Single-Package Heat Pum | Heat Pump | 230 | 3 |  |  |  | No Match |  | No Match | 88000 | 10602 | 8.3 |  |  |  | 88000 | 8713 |  |  | 43000 | 6633 |  | Non Federally-Regulated | 05/11/1988 |  | 03/15/1989
Carrier Corp. - Syracuse | Carrier Corp. | 50TCQ*17***(5,6,1)A* |  | HSP-A, Single-Package Heat Pum | Heat Pump | 460 | 3 | False |  |  |  | True | Single-Speed | 172000 | 15925 | 10.8 | 10.4 |  |  | 220000 | 19538 | 3.3 | 3.2 |  |  |  | Federally-Regulated Commercial & Industrial Equipment | 11/30/2011 |  | 12/12/2012
Trane U.S. Inc. | Trane | RPUB-B753-A*A | BPCB-B75*-A*A | HRCU-A-CB, Split System: Heat | Heat Pump | 230 | 3 |  |  |  | No Match |  | No Match | 90000 | 10200 | 8.8 | 8.2 |  |  | 87000 | 8790 |  |  | 51000 | 7150 |  | Non Federally-Regulated | 06/11/1985 |  | 08/29/1986
York International | Luxaire | PH090C00A*(2,4,5)***** | NH090C00*(5,6)****** | HRCU-A-CB, Split System: Heat | Heat Pump | 230 | 3 |  |  |  |  | True | Single-Speed | 92000 | 8364 | 11 | 8.9 |  |  | 82000 | 7287 | 3.3 | 3 |  |  |  | Federally-Regulated Commercial & Industrial Equipment | 07/16/2009 |  | 01/24/2011
Carrier Corp. - Syracuse | Day & Night | 542EE120030 |  | HSP-A, Single-Package Heat Pum | Heat Pump | 460 | 3 |  |  |  | No Match |  | No Match | 120000 | 14700 | 8.2 |  |  |  | 120000 | 12200 |  |  | 65000 | 9200 |  | Non Federally-Regulated | 05/11/1988 |  | 03/15/1989
McQuay International | McQuay International | DPS012AHHY4*C-4 |  | HSP-A, Single-Package Heat Pum | Heat Pump | 460 | 3 | False |  |  |  | True | Variable-Speed | 144000 | 12100 | 11.9 | 10.4 |  |  | 138000 | 11234 | 3.6 | 3.2 |  |  |  | Federally-Regulated Commercial & Industrial Equipment | 03/02/2012 |  | 08/28/2012
Carrier Corp. - Syracuse | Tempstar | RHS(120,121)(H,L,S)******TA |  | HSP-A, Single-Package Heat Pum | Heat Pump | 460 | 3 | False |  |  |  | False | Single-Speed | 116000 | 10545 | 11 | 10.8 |  |  | 116000 | 9999 | 3.4 | 3.3 |  |  |  | Federally-Regulated Commercial & Industrial Equipment | 12/12/2012 |  | 10/28/2014
Trane U.S. Inc. | American Standard, Inc. | WCD090C30*B* |  | HSP-A, Single-Package Heat Pum | Heat Pump | 230 | 3 |  |  |  | No Match |  | No Match | 87000 | 9775 | 8.9 | 8.9 |  |  | 86000 | 8399 | 3 | 3 | 43000 | 6299 | 2 | Federally-Regulated Commercial & Industrial Equipment | 11/18/1999 |  | 04/13/2000
Carrier Corp. - Syracuse | Tempstar | RHS(181,183)(H,L,S)******AA |  | HSP-A, Single-Package Heat Pum | Heat Pump | 208 | 3 | False |  |  |  | True | Single-Speed | 172000 | 15925 | 10.8 | 10.4 |  |  | 220000 | 19538 | 3.3 | 3.2 |  |  |  | Federally-Regulated Commercial & Industrial Equipment | 12/12/2012 |  | 05/09/2013
Carrier Corp. - Syracuse | Payne | 542EE,FE090 |  | HSP-A, Single-Package Heat Pum | Heat Pump | 460 | 3 |  |  |  | No Match |  | No Match | 86000 | 10238 | 8.4 | 8.2 |  |  | 87000 | 8792 |  |  | 50000 | 7327 |  | Non Federally-Regulated | 03/15/1989 |  | 10/10/1989
McQuay International | McQuay International | DPS012AHHY2**-6 |  | HSP-A, Single-Package Heat Pum | Heat Pump | 230 | 3 | False |  |  |  | True | Variable-Speed | 144000 | 12000 | 12 | 10.4 |  |  | 135000 | 11636 | 3.4 | 3.2 |  |  |  | Federally-Regulated Commercial & Industrial Equipment | 08/28/2012 |  | 04/19/2013
York International | York | B1CH090A25 |  | HSP-A, Single-Package Heat Pum | Heat Pump | 208 | 3 |  |  |  | No Match |  | No Match | 87000 | 9886 | 8.8 | 8.2 |  |  | 88000 | 8597 |  |  | 47000 | 6888 |  | Non Federally-Regulated | 02/22/1990 |  | 07/31/1992
York International | Fraser Johnston | BA-15[E18,E36]***(T,W,X)* |  | HSP-A, Single-Package Heat Pum | Both Heat Pump and Electric Re | 460 | 3 |  |  |  |  | True | Single-Speed | 164000 | 16566 | 9.9 | 8.5 |  | 9.5 | 172000 | 15762 | 3.2 | 2.9 | 102000 | 14244 | 2.1 | Federally-Regulated Commercial & Industrial Equipment | 01/18/2008 |  | 02/24/2011
Carrier Corp. - Syracuse | Carrier | 50PQ0126 |  | HSP-A, Single-Package Heat Pum | Heat Pump | 460 | 3 |  |  |  | No Match |  | No Match | 120000 | 14700 | 8.2 | 8.2 |  |  | 120000 | 12200 |  |  | 65000 | 9200 |  | Non Federally-Regulated | 03/15/1989 |  | 10/10/1989
Trane U.S. Inc. | Trane | WCH240B40*F* |  | HSP-A, Single-Package Heat Pum | Heat Pump | 460 | 3 |  |  |  | No Match |  | No Match | 224000 | 21333 | 10.5 | 8.5 |  | 10.3 | 204000 | 19281 | 3.1 | 2.9 | 118000 | 17286 | 2 | Federally-Regulated Commercial & Industrial Equipment | 07/31/2002 |  | 06/19/2003
Carrier Corp. - Syracuse | Comfortmaker | RHS(181,183)(H,L,S)******TC |  | HSP-A, Single-Package Heat Pum | Heat Pump | 575 | 3 | False |  |  |  | True | Single-Speed | 172000 | 15925 | 10.8 | 10.4 |  |  | 220000 | 19538 | 3.3 | 3.2 |  |  |  | Federally-Regulated Commercial & Industrial Equipment | 10/28/2014 |  | 10/28/2014
Carrier Corp. - Syracuse | Comfortmaker | RHS102H******TA |  | HSP-A, Single-Package Heat Pum | Heat Pump | 230 | 3 | False |  |  |  | False | Single-Speed | 99000 | 8608 | 11.5 | 10.8 |  |  | 96000 | 8525 | 3.3 | 3.3 |  |  |  | Federally-Regulated Commercial & Industrial Equipment | 12/12/2012 |  | 10/28/2014
Carrier Corp. - Syracuse | Bryant Air Conditioning | 548DPX/DEX120-AA |  | HSP-A, Single-Package Heat Pum | Heat Pump | 208 | 3 |  |  |  | No Match |  | No Match | 112000 | 12444 | 9 | 8.9 |  | 9 | 105000 | 9924 | 3.1 | 3 | 53000 | 9134 | 1.7 | Federally-Regulated Commercial & Industrial Equipment | 11/18/1999 |  | 04/13/2000
Trane U.S. Inc. | Trane | BWC120F3F |  | HSP-A, Single-Package Heat Pum | Heat Pump | 230 | 3 |  |  |  | No Match |  | No Match | 118000 | 14300 | 8.3 |  |  |  | 118000 | 11900 |  |  | 62500 | 8750 |  | Non Federally-Regulated | 05/11/1988 |  | 03/15/1989
Carrier Corp. - Syracuse | Carrier | 50HJQ007--50/60 |  | HSP-A, Single-Package Heat Pum | Heat Pump | 460 | 3 |  |  |  | No Match |  | No Match | 71000 | 6761 | 10.5 | 8.9 |  |  | 69000 | 5946 | 3.4 | 3 | 37000 | 4927 | 2.2 | Federally-Regulated Commercial & Industrial Equipment | 11/21/2001 |  | 09/25/2002
Carrier Corp. - Syracuse | Day & Night | 542EE120016 |  | HSP-A, Single-Package Heat Pum | Heat Pump | 460 | 3 |  |  |  | No Match |  | No Match | 120000 | 14700 | 8.2 | 8.2 |  |  | 120000 | 12200 |  |  | 65000 | 9200 |  | Non Federally-Regulated | 02/22/1990 |  | 07/31/1992
Carrier Corp. - Syracuse | Payne | PH1RPA/REA120-AA |  | HSP-A, Single-Package Heat Pum | Heat Pump | 460 | 3 |  |  |  | No Match |  | No Match | 112000 | 12444 | 9 | 8.9 |  | 9 | 105000 | 9924 | 3.1 | 3 | 53000 | 9134 | 1.7 | Federally-Regulated Commercial & Industrial Equipment | 05/22/2000 |  | 07/25/2000
Trane U.S. Inc. | American Standard, Inc. | WCD240B30*E* |  | HSP-A, Single-Package Heat Pum | Heat Pump | 230 | 3 |  |  |  | No Match |  | No Match | 230000 | 26744 | 8.6 | 8.5 |  | 8.7 | 230000 | 21738 | 3.1 | 2.9 | 128000 | 17858 | 2.1 | Federally-Regulated Commercial & Industrial Equipment | 07/19/2001 |  | 11/21/2001
Trane U.S. Inc. | American Standard, Inc. | TWA120A300E* | TWE120A300D* | HRCU-A-CB, Split System: Heat | Heat Pump | 208 | 3 |  |  |  | No Match |  | No Match | 120000 | 11881 | 10.1 | 8.9 |  |  | 122000 | 11170 | 3.2 | 3 | 80000 | 9766 | 2.4 | Federally-Regulated Commercial & Industrial Equipment | 09/21/2001 |  | 07/18/2002
Rheem Sales Company, Inc. | Rheem | RPWB-100CAS* | RHPA-100Z | HRCU-A-CB, Split System: Heat | Heat Pump | 208 | 3 |  |  |  | No Match |  | No Match | 118000 | 14390 | 8.2 |  |  |  | 118000 | 12350 |  |  | 60000 | 8790 | 2 | Non Federally-Regulated | 05/11/1988 |  | 03/15/1989
York International | Luxaire | BCCB-T120A |  | HSP-A, Single-Package Heat Pum | Heat Pump | 230 | 3 |  |  |  | No Match |  | No Match | 118000 | 13111 | 9 | 8.9 |  |  | 116000 | 11329 | 3 | 3 | 70000 | 10254 | 2 | Non Federally-Regulated | 02/17/1993 |  | 09/02/1995
Carrier Corp. - Syracuse | Carrier | 50HJQ01450/60 |  | HSP-A, Single-Package Heat Pum | Heat Pump | 230 | 3 |  |  |  | No Match |  | No Match | 140000 | 14285 | 9.8 | 8.5 |  | 12.4 | 136000 | 12456 | 3.2 | 2.9 | 72000 | 10048 | 2.1 | Federally-Regulated Commercial & Industrial Equipment | 12/14/1998 |  | 11/18/1999
York International | York | XP120[C,E]***(2,4,5)***6 |  | HSP-A, Single-Package Heat Pum | Both Heat Pump and Electric Re | 230 | 3 | False |  |  |  | True | Single-Speed | 118000 | 10727 | 11 | 10.8 |  |  | 110000 | 9481 | 3.4 | 3.3 |  |  |  | Federally-Regulated Commercial & Industrial Equipment | 01/09/2014 |  | 01/05/2015
Carrier Corp. - Syracuse | Arcoaire | CHS180(H,L,S)D* | FHS180(M,S,H,L)**A2* | HRCU-A-CB, Split System: Heat | Heat Pump | 230 | 3 |  |  |  |  | True | Single-Speed | 178000 | 16792 | 10.6 | 10.4 |  |  | 178000 | 15343 | 3.4 | 3.2 |  |  |  | Federally-Regulated Commercial & Industrial Equipment | 07/18/2013 |  | 10/28/2014
McQuay International | McQuay International | DPS006AHHG4*C-4 |  | HSP-A, Single-Package Heat Pum | Heat Pump | 460 | 3 | False |  |  |  | True | Variable-Speed | 69000 | 6216 | 11.1 | 10.8 |  |  | 71000 | 5176 | 4 | 3.3 |  |  |  | Federally-Regulated Commercial & Industrial Equipment | 03/02/2012 |  | 08/28/2012
Trane U.S. Inc. | Trane | WCH150B30*E* |  | HSP-A, Single-Package Heat Pum | Heat Pump | 230 | 3 |  |  |  | No Match |  | No Match | 146000 | 15531 | 9.4 | 8.5 |  | 9.7 | 132000 | 13340 | 2.9 | 2.9 | 72000 | 10550 | 2 | Federally-Regulated Commercial & Industrial Equipment | 05/09/1998 |  | 10/02/1998
York International | York | EA090C***(2,4,5)* | FA090C***(6)* | HRCU-A-CB, Split System: Heat | Both Heat Pump and Electric Re | 230 | 3 |  |  |  |  | True | Single-Speed | 90000 | 8443 | 10.7 | 8.9 |  | 0 | 88000 | 8065 | 3.2 | 3 | 55000 | 7013 | 2.3 | Federally-Regulated Commercial & Industrial Equipment | 08/27/2008 |  | 02/24/2011
McQuay International | McQuay International | DPS006AHHW2*C-6 |  | HSP-A, Single-Package Heat Pum | Heat Pump | 208 | 3 | False |  |  |  | True | Variable-Speed | 70000 | 6194 | 11.3 | 10.8 |  |  | 72000 | 5197 | 4.1 | 3.3 |  |  |  | Federally-Regulated Commercial & Industrial Equipment | 03/02/2012 |  | 08/28/2012
Trane U.S. Inc. | Trane | TWA090A300E* | TWE090A300C* | HRCU-A-CB, Split System: Heat | Heat Pump | 208 | 3 |  |  |  | No Match |  | No Match | 89000 | 8811 | 10.1 | 8.9 |  |  | 87000 | 7724 | 3.3 | 3 | 54000 | 6592 | 2.4 | Federally-Regulated Commercial & Industrial Equipment | 07/19/2001 |  | 09/21/2001
Carrier Corp. - Syracuse | ICP Commercial | CHS240(H,L,S)D* | FHS240(S,H,L)**A2* | HRCU-A-CB, Split System: Heat | Heat Pump | 230 | 3 |  |  |  |  | True | Single-Speed | 222000 | 20747 | 10.7 | 10.4 |  |  | 214000 | 17919 | 3.5 | 3.2 |  |  |  | Federally-Regulated Commercial & Industrial Equipment | 07/18/2013 |  | 10/28/2014
Trane U.S. Inc. | Trane | WCD180B30*E* |  | HSP-A, Single-Package Heat Pum | Heat Pump | 230 | 3 |  |  |  | No Match |  | No Match | 174000 | 19333 | 9 | 8.5 |  | 9.3 | 160000 | 15631 | 3 | 2.9 | 84000 | 11723 | 2.1 | Federally-Regulated Commercial & Industrial Equipment | 03/31/1998 |  | 05/09/1998
Carrier Corp. - Syracuse | Keeprite | RHH102(H,L,S)******AA |  | HSP-A, Single-Package Heat Pum | Heat Pump | 208 | 3 | False |  |  |  | True | Single-Speed | 100000 | 8333 | 12 | 10.8 |  |  | 100000 | 8619 | 3.4 | 3.3 |  |  |  | Federally-Regulated Commercial & Industrial Equipment | 12/12/2012 |  | 10/28/2014
Carrier Corp. - Syracuse | Day & Night | RHH072(H,L,S)******** |  | HSP-A, Single-Package Heat Pum | Heat Pump | 208 | 3 | False |  |  |  | True | Single-Speed | 72000 | 6000 | 12 | 10.8 |  |  | 70000 | 6033 | 3.4 | 3.3 |  |  |  | Federally-Regulated Commercial & Industrial Equipment | 11/30/2011 |  | 10/28/2014
York International | Fraser Johnston | BA-15[E18,E36]***(T,W,X)* |  | HSP-A, Single-Package Heat Pum | Both Heat Pump and Electric Re | 230 | 3 |  |  |  |  | True | Single-Speed | 164000 | 16566 | 9.9 | 8.5 |  | 9.5 | 172000 | 15762 | 3.2 | 2.9 | 102000 | 14244 | 2.1 | Federally-Regulated Commercial & Industrial Equipment | 01/18/2008 |  | 02/24/2011
Carrier Corp. - Syracuse | Carrier | 50EWQ024511/611 |  | HSP-A, Single-Package Heat Pum | Heat Pump | 230 | 3 |  |  |  | No Match |  | No Match | 230000 | 23469 | 9.8 | 8.5 |  | 10 | 228000 | 20249 | 3.3 | 2.9 | 116000 | 16998 | 2 | Federally-Regulated Commercial & Industrial Equipment | 03/31/1998 |  | 05/09/1998
Carrier Corp. - Syracuse | Payne | 542EP120017 |  | HSP-A, Single-Package Heat Pum | Heat Pump | 208 | 3 |  |  |  | No Match |  | No Match | 120000 | 14700 | 8.2 | 8.2 |  |  | 120000 | 12200 |  |  | 65000 | 9200 |  | Non Federally-Regulated | 03/15/1989 |  | 10/10/1989
York International | York | BP090[C,E]***(2,4,5)* |  | HSP-A, Single-Package Heat Pum | Both Heat Pump and Electric Re | 230 | 3 |  |  |  |  | False | Dual-Speed | 89000 | 8396 | 10.6 | 8.9 |  | 11 | 85000 | 7790 | 3.2 | 3 | 46000 | 6132 | 2.2 | Federally-Regulated Commercial & Industrial Equipment | 01/18/2008 |  | 02/24/2011
York International | Luxaire | BAHT-T090A |  | HSP-A, Single-Package Heat Pum | Heat Pump | 208 | 3 |  |  |  | No Match |  | No Match | 95000 | 11176 | 8.5 | 8.2 |  |  | 103000 | 9738 | 3.1 |  | 57000 | 8353 | 2 | Non Federally-Regulated | 02/22/1990 |  | 07/31/1992
Carrier Corp. - Syracuse | Comfortmaker | RHS(120,121)(H,L,S)******** |  | HSP-A, Single-Package Heat Pum | Heat Pump | 460 | 3 | False |  |  |  | False | Single-Speed | 116000 | 10545 | 11 | 10.8 |  |  | 116000 | 9999 | 3.4 | 3.3 |  |  |  | Federally-Regulated Commercial & Industrial Equipment | 11/30/2011 |  | 12/12/2012
Carrier Corp. - Syracuse | Tempstar | RHS072(H,L,S)******** |  | HSP-A, Single-Package Heat Pum | Heat Pump | 575 | 3 | False |  |  |  | False | Single-Speed | 70000 | 6306 | 11.1 | 10.8 |  |  | 67000 | 5950 | 3.3 | 3.3 |  |  |  | Federally-Regulated Commercial & Industrial Equipment | 11/30/2011 |  | 10/28/2014
Carrier Corp. - Syracuse | Comfortmaker | RHS(240)(H,L,S)******AA |  | HSP-A, Single-Package Heat Pum | Heat Pump | 460 | 3 | False |  |  |  | True | Single-Speed | 232000 | 21886 | 10.6 | 10.4 |  |  | 220000 | 19538 | 3.3 | 3.2 |  |  |  | Federally-Regulated Commercial & Industrial Equipment | 04/21/2014 |  | 10/28/2014
Carrier Corp. - Syracuse | Payne | 542JP/EX150 |  | HSP-A, Single-Package Heat Pum | Heat Pump | 460 | 3 |  |  |  | No Match |  | No Match | 140000 | 14285 | 9.8 | 8.5 |  | 12.4 | 136000 | 12456 | 3.2 | 2.9 | 72000 | 10048 | 2.1 | Federally-Regulated Commercial & Industrial Equipment | 10/24/1997 |  | 03/31/1998
Addison Products | Addison Products | DFH374*3E**** |  | HSP-A, Single-Package Heat Pum | Heat Pump | 208 | 3 |  |  |  | No Match |  | No Match | 339200 | 35000 | 9.7 |  |  | 10.2 | 353100 | 31400 | 3.3 |  | 223200 | 25500 | 2.6 | Voluntarily Certified | 11/03/1994 |  | 04/07/1996
York International | Coleman | PJ240C00A*(2,4,5)***** | NJ240C00*(5,6)****** | HRCU-A-CB, Split System: Heat | Heat Pump | 208 | 3 |  |  |  |  | True | Single-Speed | 238000 | 22453 | 10.6 | 8.5 |  |  | 220000 | 18975 | 3.4 | 2.9 |  |  |  | Federally-Regulated Commercial & Industrial Equipment | 07/16/2009 |  | 06/14/2011
York International | Fraser Johnston | BA-12C00*T/W/X***** |  | HSP-A, Single-Package Heat Pum | Heat Pump | 460 | 3 |  |  |  | No Match |  | No Match | 144000 | 15483 | 9.3 | 8.5 |  | 11 | 142000 | 13421 | 3.1 | 2.9 | 91000 | 12696 | 2.1 | Federally-Regulated Commercial & Industrial Equipment | 05/21/2002 |  | 07/18/2002
Trane U.S. Inc. | American Standard, Inc. | WCD150B40*E* |  | HSP-A, Single-Package Heat Pum | Heat Pump | 460 | 3 |  |  |  | No Match |  | No Match | 146000 | 16043 | 9.1 | 8.5 |  | 9.4 | 136000 | 13286 | 3 | 2.9 | 72000 | 10048 | 2.1 | Federally-Regulated Commercial & Industrial Equipment | 03/31/1998 |  | 05/09/1998
Carrier Corp. - Syracuse | Tempstar | RHH102(H,L,S)******AA |  | HSP-A, Single-Package Heat Pum | Heat Pump | 575 | 3 | False |  |  |  | True | Single-Speed | 100000 | 8333 | 12 | 10.8 |  |  | 100000 | 8619 | 3.4 | 3.3 |  |  |  | Federally-Regulated Commercial & Industrial Equipment | 12/12/2012 |  | 10/28/2014
Carrier Corp. - Syracuse | Arcoaire | CHS072(H,L,S)A* | FHS072(M,S,K)A*A* | HRCU-A-CB, Split System: Heat | Heat Pump | 230 | 3 |  |  |  |  | True | Single-Speed | 70000 | 6363 | 11 | 10.8 |  |  | 66000 | 5861 | 3.3 | 3.3 |  |  |  | Federally-Regulated Commercial & Industrial Equipment | 03/10/2011 |  | 12/12/2012
York International | Evcon | BA-10C00*T/W/X***** |  | HSP-A, Single-Package Heat Pum | Heat Pump | 575 | 3 |  |  |  | No Match |  | No Match | 120000 | 11650 | 10.3 | 8.9 |  | 10 | 113000 | 10346 | 3.2 | 3 | 60000 | 7990 | 2.2 | Federally-Regulated Commercial & Industrial Equipment | 05/21/2002 |  | 07/18/2002
Lennox Industries Inc. | Lennox | LHA090H* |  | HSP-A, Single-Package Heat Pum | Heat Pump | 208 | 3 |  |  |  | No Match |  | No Match | 89000 | 7739 | 11.5 | 8.9 |  | 12 | 90000 | 7990 | 3.3 | 3 | 52000 | 7255 | 2.1 | Federally-Regulated Commercial & Industrial Equipment | 11/21/2001 |  | 07/18/2002
Phoenix Manufacturing, Inc. | Phoenix Manufacturing, Inc. | PHR 90 3 |  | HSP-A, Single-Package Heat Pum | Heat Pump | 230 | 3 |  |  |  | No Match |  | No Match | 97000 | 12460 | 7.8 | 7.5 |  |  | 104000 | 10990 |  |  | 51000 | 8230 |  | Non Federally-Regulated | 09/08/1982 |  | 08/30/1983
Evcon Industries, Inc. | Airpro | EABA-T/ W090 | F*EH090 | HRCU-A-CB, Split System: Heat | Heat Pump | 230 | 3 |  |  |  | No Match |  | No Match | 91000 | 9578 | 9.5 | 8.9 |  |  | 83000 | 8106 | 3 | 3 | 54000 | 7534 | 2.1 | Federally-Regulated Commercial & Industrial Equipment | 11/18/1999 |  | 05/23/2000
Carrier Corp. - Syracuse | Carrier | 50HJQ01250/60 |  | HSP-A, Single-Package Heat Pum | Heat Pump | 208 | 3 |  |  |  | No Match |  | No Match | 115000 | 11500 | 10 | 8.9 |  | 10.4 | 110000 | 9766 | 3.3 | 3 | 58000 | 8944 | 1.9 | Federally-Regulated Commercial & Industrial Equipment | 05/22/2000 |  | 07/18/2002
Carrier Corp. - Syracuse | Airquest | CHS180(H,L,S)D* | FHS180(M,S,H,L)**A0* | HRCU-A-CB, Split System: Heat | Heat Pump | 575 | 3 |  |  |  |  | True | Single-Speed | 178000 | 16792 | 10.6 | 10.4 |  |  | 178000 | 15343 | 3.4 | 3.2 |  |  |  | Federally-Regulated Commercial & Industrial Equipment | 07/18/2013 |  | 10/28/2014
GE Appliances, a Haier company | General Electric | BWA090C2 | BWE090C | HRCU-A-CB, Split System: Heat | Heat Pump | 200 | 3 |  |  |  | No Match |  | No Match | 90000 | 11500 | 7.8 | 7.5 |  |  | 90000 | 10000 | 2.6 |  | 50000 | 8000 |  | Non Federally-Regulated | 01/05/1982 |  | 09/03/2015
Carrier Corp. - Syracuse | Day & Night | RHS090(L,S)******AA |  | HSP-A, Single-Package Heat Pum | Heat Pump | 575 | 3 | False |  |  |  | False | Single-Speed | 88000 | 7857 | 11.2 | 10.8 |  |  | 86000 | 7413 | 3.4 | 3.3 |  |  |  | Federally-Regulated Commercial & Industrial Equipment | 10/28/2014 |  | 10/28/2014
York International | Evcon | BA-15[E54]***(T,W,X)* |  | HSP-A, Single-Package Heat Pum | Both Heat Pump and Electric Re | 230 | 3 |  |  |  |  | True | Single-Speed | 162000 | 16531 | 9.8 | 8.5 |  | 9.4 | 172000 | 15762 | 3.2 | 2.9 | 102000 | 14244 | 2.1 | Federally-Regulated Commercial & Industrial Equipment | 01/18/2008 |  | 02/24/2011
Borg Warner | York | E1CH120A46 | F1EH120A33 | HRCU-A-CB, Split System: Heat | Heat Pump | 460 | 3 |  |  |  | No Match |  | No Match | 119000 | 13140 | 8.2 | 8.2 |  |  | 129000 | 11080 | 3.4 |  | 76000 | 8040 | 2.8 | Non Federally-Regulated | 05/16/1984 |  | 06/11/1985
York International | Luxaire | BAHT-T090A |  | HSP-A, Single-Package Heat Pum | Heat Pump | 230 | 3 |  |  |  | No Match |  | No Match | 95000 | 11176 | 8.5 |  |  |  | 103000 | 9738 | 3.1 |  | 57000 | 8353 | 2 | Non Federally-Regulated | 05/11/1988 |  | 03/15/1989
Trane U.S. Inc. | Trane | TWA120A300D* | TWE120A300C* | HRCU-A-CB, Split System: Heat | Heat Pump | 208 | 3 |  |  |  | No Match |  | No Match | 118000 | 12553 | 9.4 | 8.9 |  |  | 119000 | 11622 | 3 | 3 | 79000 | 10063 | 2.3 | Federally-Regulated Commercial & Industrial Equipment | 05/22/2000 |  | 09/21/2001
Carrier Corp. - Syracuse | Comfortmaker | RHS150(H,L,S)******TA |  | HSP-A, Single-Package Heat Pum | Heat Pump | 230 | 3 | False |  |  |  | False | Single-Speed | 142000 | 13396 | 10.6 | 10.4 |  |  | 142000 | 13005 | 3.2 | 3.2 |  |  |  | Federally-Regulated Commercial & Industrial Equipment | 10/28/2014 |  | 10/28/2014
Trane U.S. Inc. | American Standard, Inc. | WCD180B40*E* |  | HSP-A, Single-Package Heat Pum | Heat Pump | 460 | 3 |  |  |  | No Match |  | No Match | 174000 | 19333 | 9 | 8.5 |  | 9.3 | 160000 | 15631 | 3 | 2.9 | 84000 | 11723 | 2.1 | Federally-Regulated Commercial & Industrial Equipment | 10/24/1997 |  | 03/31/1998
Carrier Corp. - Syracuse | Payne | 542EE120016 |  | HSP-A, Single-Package Heat Pum | Heat Pump | 460 | 3 |  |  |  | No Match |  | No Match | 120000 | 14700 | 8.2 |  |  |  | 120000 | 12200 |  |  | 65000 | 9200 |  | Non Federally-Regulated | 05/11/1988 |  | 03/15/1989
Rheem Sales Company, Inc. | Rheem | RPWC-100C | RHGF-100Z | HRCU-A-CB, Split System: Heat | Heat Pump | 208 | 3 |  |  |  | No Match |  | No Match | 116000 | 13033 | 8.9 | 8.9 |  |  | 125000 | 11814 | 3.1 | 3 | 68000 | 9487 | 2.1 | Federally-Regulated Commercial & Industrial Equipment | 07/31/2002 |  | 01/18/2008
Carrier Corp. - Syracuse | Keeprite | RHS(240,243)(H,L,S)******TA |  | HSP-A, Single-Package Heat Pum | Heat Pump | 460 | 3 | False |  |  |  | True | Single-Speed | 232000 | 21886 | 10.6 | 10.4 |  |  | 220000 | 19538 | 3.3 | 3.2 |  |  |  | Federally-Regulated Commercial & Industrial Equipment | 12/12/2012 |  | 04/21/2014
Trane U.S. Inc. | Trane | BWC090F4OOH |  | HSP-A, Single-Package Heat Pum | Heat Pump | 460 | 3 |  |  |  | No Match |  | No Match | 90000 | 10100 | 8.9 | 8.2 |  |  | 85000 | 8600 |  |  | 44000 | 6800 |  | Non Federally-Regulated | 03/15/1989 |  | 10/10/1989
Lennox Industries Inc. | Lennox | LHA090H* |  | HSP-A, Single-Package Heat Pum | Heat Pump | 208 | 3 |  |  |  | No Match |  | No Match | 89000 | 7739 | 11.5 | 8.9 |  | 12 | 90000 | 7992 | 3.3 | 3 | 52000 | 7257 | 2.1 | Federally-Regulated Commercial & Industrial Equipment | 02/03/1998 |  | 03/31/1998
Trane U.S. Inc. | Trane | WCH240B30*E* |  | HSP-A, Single-Package Heat Pum | Heat Pump | 230 | 3 |  |  |  | No Match |  | No Match | 236000 | 27441 | 8.6 | 8.5 |  | 8.8 | 230000 | 21744 | 3.1 | 2.9 | 114000 | 16705 | 2 | Federally-Regulated Commercial & Industrial Equipment | 12/14/1998 |  | 11/18/1999
Borg Warner | Fraser Johnston | BAHT-T090A |  | HSP-A, Single-Package Heat Pum | Heat Pump | 208 | 3 |  |  |  | No Match |  | No Match | 95000 | 10041 | 8.3 | 8.2 |  |  | 103000 | 8607 | 3.5 |  | 63000 | 6562 | 2.8 | Non Federally-Regulated | 06/11/1985 |  | 05/11/1988
Rheem Sales Company, Inc. | Rheem | RPDC-075C* |  | HSP-A, Single-Package Heat Pum | Heat Pump | 208 | 3 |  |  |  | No Match |  | No Match | 93000 | 10300 | 9 | 8.9 |  |  | 93000 | 8960 | 3 | 3 | 51000 | 6990 | 2.1 | Non Federally-Regulated | 01/28/1993 |  | 09/02/1995
Trane U.S. Inc. | American Standard, Inc. | WC(D,H)150E40*B |  | HSP-A, Single-Package Heat Pum | Both Heat Pump and Electric Re | 575 | 3 | False |  |  |  | False | Single-Speed | 146000 | 13272 | 11 | 10.4 |  |  | 146000 | 13371 | 3.2 | 3.2 |  |  |  | Federally-Regulated Commercial & Industrial Equipment | 03/02/2012 |  | 08/28/2012
Carrier Corp. - Syracuse | Comfortmaker | RHS(240)(H,L,S)******TA |  | HSP-A, Single-Package Heat Pum | Heat Pump | 460 | 3 | False |  |  |  | True | Single-Speed | 232000 | 21886 | 10.6 | 10.4 |  |  | 220000 | 19538 | 3.3 | 3.2 |  |  |  | Federally-Regulated Commercial & Industrial Equipment | 04/21/2014 |  | 10/28/2014
Carrier Corp. - Syracuse | Carrier | 50HJQ012--53/63 |  | HSP-A, Single-Package Heat Pum | Heat Pump | 460 | 3 |  |  |  | No Match |  | No Match | 116000 | 11262 | 10.3 | 8.9 |  | 10.5 | 114000 | 10121 | 3.3 | 3 | 64000 | 8523 | 2.2 | Federally-Regulated Commercial & Industrial Equipment | 02/06/2002 |  | 07/18/2002
McQuay International | McQuay International | DPS010AHHG2*C-4 |  | HSP-A, Single-Package Heat Pum | Heat Pump | 230 | 3 | False |  |  |  | True | Variable-Speed | 120000 | 10000 | 12 | 10.8 |  |  | 110000 | 9426 | 3.4 | 3.3 |  |  |  | Federally-Regulated Commercial & Industrial Equipment | 08/28/2012 |  | 04/19/2013
Carrier Corp. - Syracuse | Comfortmaker | RHH072(H,L,S)******** |  | HSP-A, Single-Package Heat Pum | Heat Pump | 208 | 3 | False |  |  |  | True | Single-Speed | 72000 | 6000 | 12 | 10.8 |  |  | 70000 | 6033 | 3.4 | 3.3 |  |  |  | Federally-Regulated Commercial & Industrial Equipment | 11/30/2011 |  | 10/28/2014
Carrier Corp. - Syracuse | Arcoaire | RHS(181,183)(H,L,S)******AA |  | HSP-A, Single-Package Heat Pum | Heat Pump | 575 | 3 | False |  |  |  | True | Single-Speed | 172000 | 15925 | 10.8 | 10.4 |  |  | 220000 | 19538 | 3.3 | 3.2 |  |  |  | Federally-Regulated Commercial & Industrial Equipment | 12/12/2012 |  | 05/09/2013
McQuay International | McQuay International | DPS007AHHW2**-4 |  | HSP-A, Single-Package Heat Pum | Heat Pump | 208 | 3 | False |  |  |  | True | Variable-Speed | 89000 | 7177 | 12.4 | 10.8 |  |  | 79000 | 6291 | 3.7 | 3.3 |  |  |  | Federally-Regulated Commercial & Industrial Equipment | 08/28/2012 |  | 04/19/2013
Carrier Corp. - Syracuse | Keeprite | RHH090(H,L,S)******AA |  | HSP-A, Single-Package Heat Pum | Heat Pump | 208 | 3 | False |  |  |  | True | Single-Speed | 90000 | 7438 | 12.1 | 10.8 |  |  | 84000 | 7033 | 3.5 | 3.3 |  |  |  | Federally-Regulated Commercial & Industrial Equipment | 12/12/2012 |  | 10/28/2014
Carrier Corp. - Syracuse | Heil | CHS240(H,L,S)D* | FHS240(S,H,L)**A0* | HRCU-A-CB, Split System: Heat | Heat Pump | 208 | 3 |  |  |  |  | True | Single-Speed | 222000 | 20747 | 10.7 | 10.4 |  |  | 214000 | 17919 | 3.5 | 3.2 |  |  |  | Federally-Regulated Commercial & Industrial Equipment | 07/18/2013 |  | 04/20/2015
Carrier Corp. - Syracuse | Heil | RHS18*(H,L,S)0******A |  | HSP-A, Single-Package Heat Pum | Heat Pump | 460 | 3 | False |  |  |  | True | Single-Speed | 172000 | 15925 | 10.8 | 10.4 |  |  | 220000 | 19538 | 3.3 | 3.2 |  |  |  | Federally-Regulated Commercial & Industrial Equipment | 03/10/2011 |  | 12/12/2012
Carrier Corp. - Syracuse | Tempstar | RHH090(H,L,S)******TA |  | HSP-A, Single-Package Heat Pum | Heat Pump | 230 | 3 | False |  |  |  | True | Single-Speed | 90000 | 7438 | 12.1 | 10.8 |  |  | 84000 | 7033 | 3.5 | 3.3 |  |  |  | Federally-Regulated Commercial & Industrial Equipment | 12/12/2012 |  | 10/28/2014
Carrier Corp. - Syracuse | Arcoaire | CHS240(H,L,S)D* | FHS240(S,H,L)**A0* | HRCU-A-CB, Split System: Heat | Heat Pump | 230 | 3 |  |  |  |  | True | Single-Speed | 222000 | 20747 | 10.7 | 10.4 |  |  | 214000 | 17919 | 3.5 | 3.2 |  |  |  | Federally-Regulated Commercial & Industrial Equipment | 07/18/2013 |  | 10/28/2014
Coolair Corp. | Coolair | BH6G4A | EH6G4A | HRCU-A-CB, Split System: Heat | Heat Pump | 460 | 3 |  |  |  | No Match |  | No Match | 78300 | 8198 | 9.6 | 8.9 |  |  | 75400 | 6876 | 3.2 | 3 | 37300 | 4895 | 2.2 | Federally-Regulated Commercial & Industrial Equipment | 03/31/1998 |  | 05/09/1998
York International | York | E1RA090S25/46 | F3EH090 | HRCU-A-CB, Split System: Heat | Heat Pump | 208 | 3 |  |  |  | No Match |  | No Match | 89000 | 9468 | 9.4 | 8.9 |  |  | 81000 | 7910 | 3 | 3 | 53000 | 7394 | 2.1 | Federally-Regulated Commercial & Industrial Equipment | 07/25/2000 |  | 07/18/2002
Lennox Industries Inc. | Lennox | CHP16-1353-1G |  | HSP-A, Single-Package Heat Pum | Heat Pump | 460 | 3 |  |  |  | No Match |  | No Match | 118000 | 14217 | 8.3 |  |  |  | 120000 | 12297 | 2.8 | 2.5 | 64000 | 9872 | 1.9 | Non Federally-Regulated | 02/06/1988 |  | 05/11/1988
Carrier Corp. - Syracuse | Arcoaire | RHH072(H,L,S)******** |  | HSP-A, Single-Package Heat Pum | Heat Pump | 230 | 3 | False |  |  |  | True | Single-Speed | 72000 | 6000 | 12 | 10.8 |  |  | 70000 | 6033 | 3.4 | 3.3 |  |  |  | Federally-Regulated Commercial & Industrial Equipment | 11/30/2011 |  | 10/28/2014
Lennox Industries Inc. | Lennox | CHP16-953-4G |  | HSP-A, Single-Package Heat Pum | Heat Pump | 460 | 3 |  |  |  | No Match |  | No Match | 88000 | 9778 | 9 | 8.9 |  |  | 90000 | 8307 | 3.1 | 3 | 46000 | 6740 | 2 | Non Federally-Regulated | 01/17/1992 |  | 04/30/1992
Rheem Sales Company, Inc. | Weatherking | PHC-101C |  | HSP-A, Single-Package Heat Pum | Heat Pump | 208 | 3 |  |  |  | No Match |  | No Match | 120000 | 13483 | 8.9 | 8.9 |  | 10.3 | 126000 | 12309 | 3 | 3 | 67000 | 9350 | 2.1 | Federally-Regulated Commercial & Industrial Equipment | 12/14/1998 |  | 08/18/1999
York International | Luxaire | BCCB-(T/W)120 |  | HSP-A, Single-Package Heat Pum | Heat Pump | 208 | 3 |  |  |  | No Match |  | No Match | 118000 | 13111 | 9 | 8.9 |  |  | 116000 | 11329 | 3 | 3 | 70000 | 10254 | 2 | Federally-Regulated Commercial & Industrial Equipment | 05/22/2000 |  | 01/18/2008
York International | York | B1SP120A46 |  | HSP-A, Single-Package Heat Pum | Heat Pump | 460 | 3 |  |  |  | No Match |  | No Match | 121000 | 14578 | 8.3 | 8.2 |  |  | 126000 | 13189 |  |  | 76000 | 9685 |  | Non Federally-Regulated | 03/15/1989 |  | 10/10/1989
Carrier Corp. - Syracuse | Carrier Corp. | 50TCQ*08***5A* |  | HSP-A, Single-Package Heat Pum | Heat Pump | 230 | 3 | False |  |  |  | False | Single-Speed | 88000 | 7857 | 11.2 | 10.8 |  |  | 86000 | 7413 | 3.4 | 3.3 |  |  |  | Federally-Regulated Commercial & Industrial Equipment | 11/30/2011 |  | 03/02/2012
York International | York | XP102[C,E]***(2,4,5)* |  | HSP-A, Single-Package Heat Pum | Both Heat Pump and Electric Re | 208 | 3 |  |  |  |  | True | Single-Speed | 100000 | 9091 | 11 | 8.9 |  | 12.4 | 94000 | 7876 | 3.5 | 3 | 57000 | 7268 | 2.3 | Federally-Regulated Commercial & Industrial Equipment | 01/18/2008 |  | 01/09/2014
Carrier Corp. - Syracuse | Heil | RHH090(H,L,S)******** |  | HSP-A, Single-Package Heat Pum | Heat Pump | 208 | 3 | False |  |  |  | True | Single-Speed | 90000 | 7438 | 12.1 | 10.8 |  |  | 84000 | 7033 | 3.5 | 3.3 |  |  |  | Federally-Regulated Commercial & Industrial Equipment | 11/30/2011 |  | 12/12/2012
Carrier Corp. - Syracuse | Bryant Air Conditioning | 549BPX/BEX120 |  | HSP-A, Single-Package Heat Pum | Heat Pump | 230 | 3 |  |  |  | No Match |  | No Match | 115000 | 11500 | 10 | 8.9 |  | 10.4 | 110000 | 9766 | 3.3 | 3 | 58000 | 8944 | 1.9 | Federally-Regulated Commercial & Industrial Equipment | 11/18/1999 |  | 04/13/2000
York International | Luxaire | PJ180C00A*(2,4,5)***** | NJ180C00*(5,6)****** | HRCU-A-CB, Split System: Heat | Heat Pump | 230 | 3 |  |  |  |  | True | Single-Speed | 180000 | 16981 | 10.6 | 8.5 |  |  | 168000 | 14490 | 3.4 | 2.9 |  |  |  | Federally-Regulated Commercial & Industrial Equipment | 07/16/2009 |  | 01/24/2011
Carrier Corp. - Syracuse | Day & Night | 541APX/AEX180 | 524APH/AEH180GC | HRCU-A-CB, Split System: Heat | Heat Pump | 208 | 3 |  |  |  | No Match |  | No Match | 172000 | 19545 | 8.8 | 8.5 |  | 9.9 | 164000 | 16021 | 3 | 2.9 | 94000 | 12522 | 2.2 | Federally-Regulated Commercial & Industrial Equipment | 10/24/1997 |  | 03/31/1998
Carrier Corp. - Syracuse | Airquest | RHS090(L,S)******** |  | HSP-A, Single-Package Heat Pum | Heat Pump | 575 | 3 | False |  |  |  | False | Single-Speed | 88000 | 7857 | 11.2 | 10.8 |  |  | 86000 | 7413 | 3.4 | 3.3 |  |  |  | Federally-Regulated Commercial & Industrial Equipment | 03/02/2012 |  | 12/12/2012
Carrier Corp. - Syracuse | Heil | RHS(181,183)(H,L,S)******AA |  | HSP-A, Single-Package Heat Pum | Heat Pump | 208 | 3 | False |  |  |  | True | Single-Speed | 172000 | 15925 | 10.8 | 10.4 |  |  | 220000 | 19538 | 3.3 | 3.2 |  |  |  | Federally-Regulated Commercial & Industrial Equipment | 12/12/2012 |  | 05/09/2013
Carrier Corp. - Syracuse | Tempstar | CHS180(H,L,S)D* | FHS180(M,S,H,L)A*A* | HRCU-A-CB, Split System: Heat | Heat Pump | 460 | 3 |  |  |  |  | True | Single-Speed | 178000 | 16792 | 10.6 | 10.4 |  |  | 178000 | 15343 | 3.4 | 3.2 |  |  |  | Federally-Regulated Commercial & Industrial Equipment | 03/10/2011 |  | 12/12/2012
Carrier Corp. - Syracuse | Carrier | 50PQ0085 |  | HSP-A, Single-Package Heat Pum | Heat Pump | 208 | 3 |  |  |  | No Match |  | No Match | 87000 | 11500 | 7.6 | 8.2 |  |  | 92000 | 9800 |  |  | 52000 | 7800 |  | Non Federally-Regulated | 06/11/1985 |  | 08/29/1986
Borg Warner | Luxaire | EAHP-W090A | FBHP-S090A | HRCU-A-CB, Split System: Heat | Heat Pump | 460 | 3 |  |  |  | No Match |  | No Match | 93000 | 10134 | 8.5 | 8.2 |  |  | 103000 | 8710 | 3.5 |  | 59000 | 6263 | 2.8 | Non Federally-Regulated | 05/16/1984 |  | 06/11/1985
Carrier Corp. | Carrier | 38AQ0345 + 38AQ0165 | 40RR054 | HRCU-A-CB, Split System: Heat | Heat Pump | 208 | 3 |  |  |  | No Match |  | No Match | 480915 | 59372 | 8.1 |  |  | 8.7 | 486000 | 52724 | 2.7 |  | 270000 | 41624 | 1.9 | Voluntarily Certified | 01/23/1988 |  | 03/08/1996
Carrier Corp. - Syracuse | Tempstar | RHS(181,183)(H,L,S)******** |  | HSP-A, Single-Package Heat Pum | Heat Pump | 208 | 3 | False |  |  |  | True | Single-Speed | 172000 | 15925 | 10.8 | 10.4 |  |  | 220000 | 19538 | 3.3 | 3.2 |  |  |  | Federally-Regulated Commercial & Industrial Equipment | 11/30/2011 |  | 12/12/2012
Carrier Corp. - Syracuse | Comfortmaker | RHS150(H,L,S)******TA |  | HSP-A, Single-Package Heat Pum | Heat Pump | 208 | 3 | False |  |  |  | False | Single-Speed | 142000 | 13396 | 10.6 | 10.4 |  |  | 142000 | 13005 | 3.2 | 3.2 |  |  |  | Federally-Regulated Commercial & Industrial Equipment | 12/12/2012 |  | 10/28/2014
Carrier Corp. - Syracuse | Carrier | 50HJQ01450/60 |  | HSP-A, Single-Package Heat Pum | Heat Pump | 208 | 3 |  |  |  | No Match |  | No Match | 140000 | 14285 | 9.8 | 8.5 |  | 12.4 | 136000 | 12452 | 3.2 | 2.9 | 72000 | 10045 | 2.1 | Federally-Regulated Commercial & Industrial Equipment | 11/18/1999 |  | 07/18/2002
Carrier Corp. - Syracuse | Bryant Heating & Cooling Systems | 575J(P,E,T)08A000* | 524J(J,E,T)08H000A** | HRCU-A-CB, Split System: Heat | Heat Pump | 460 | 3 |  |  |  |  | True | Single-Speed | 89000 | 8090 | 11 | 10.8 |  |  | 87000 | 7726 | 3.3 | 3.3 |  |  |  | Federally-Regulated Commercial & Industrial Equipment | 07/18/2013 |  | 04/20/2015
Carrier Corp. - Syracuse | Keeprite | RHS(240)(H,L,S)******AA |  | HSP-A, Single-Package Heat Pum | Heat Pump | 230 | 3 | False |  |  |  | True | Single-Speed | 232000 | 21886 | 10.6 | 10.4 |  |  | 220000 | 19538 | 3.3 | 3.2 |  |  |  | Federally-Regulated Commercial & Industrial Equipment | 04/21/2014 |  | 10/28/2014
Trane U.S. Inc. | Trane | BWA120C300M | BWE120C300G | HRCU-A-CB, Split System: Heat | Heat Pump | 230 | 3 |  |  |  | No Match |  | No Match | 118000 | 14300 | 8.3 | 8.2 |  |  | 120000 | 11550 |  |  | 63000 | 9550 |  | Non Federally-Regulated | 02/22/1990 |  | 07/31/1992
Carrier Corp. - Syracuse | Carrier | 50HJQ016501/601 |  | HSP-A, Single-Package Heat Pum | Heat Pump | 230 | 3 |  |  |  | No Match |  | No Match | 172000 | 18494 | 9.3 | 8.5 |  | 9.7 | 172000 | 15275 | 3.3 | 2.9 | 94000 | 12522 | 2.2 | Federally-Regulated Commercial & Industrial Equipment | 07/28/1998 |  | 10/02/1998
Trane U.S. Inc. | Trane Unitary Products Group | 4TWA3042A3 (2) | TWE090E3**A* | HRCU-A-CB, Split System: Heat | Heat Pump | 230 | 3 |  |  |  |  | True | Single-Speed | 84000 | 7046 | 11.9 | 10.8 |  |  | 80000 | 6604 | 3.6 | 3.3 |  |  |  | Federally-Regulated Commercial & Industrial Equipment | 11/30/2011 |  | 05/02/2012
York International | Evcon | BA-07C00*T/W/X***1* |  | HSP-A, Single-Package Heat Pum | Heat Pump | 460 | 3 |  |  |  | No Match |  | No Match | 90000 | 8411 | 10.7 | 8.9 |  | 11 | 85000 | 7782 | 3.2 | 3 | 46000 | 6126 | 2.2 | Federally-Regulated Commercial & Industrial Equipment | 07/19/2001 |  | 02/05/2002
Compu-Aire | Maxi-Kool | MKH-1232 |  | HSP-A, Single-Package Heat Pum | Heat Pump | 208 | 3 |  |  |  | No Match |  | No Match | 134800 | 14810 | 9.1 | 8.9 |  |  | 103300 | 9460 | 3.2 | 3 | 59200 | 8230 | 2.1 | Non Federally-Regulated | 03/31/1993 |  | 04/07/1996
Trane U.S. Inc. | Trane | BWA120C4-L | BWE120C-E | HRCU-A-CB, Split System: Heat | Heat Pump | 460 | 3 |  |  |  | No Match |  | No Match | 118000 | 14300 | 8.3 | 8.2 |  |  | 120000 | 11550 |  |  | 70000 | 9550 |  | Non Federally-Regulated | 08/29/1986 |  | 05/11/1988
York International | Fraser Johnston | BACB-T/-W180A/E |  | HSP-A, Single-Package Heat Pum | Heat Pump | 460 | 3 |  |  |  | No Match |  | No Match | 164000 | 18636 | 8.8 | 8.5 |  | 8.5 | 174000 | 16998 | 3 | 2.9 | 90000 | 13188 | 2 | Federally-Regulated Commercial & Industrial Equipment | 03/31/1998 |  | 05/09/1998
Carrier Corp. - Syracuse | Tempstar | RHS(181,183)(H,L,S)******TA |  | HSP-A, Single-Package Heat Pum | Heat Pump | 208 | 3 | False |  |  |  | True | Single-Speed | 172000 | 15925 | 10.8 | 10.4 |  |  | 220000 | 19538 | 3.3 | 3.2 |  |  |  | Federally-Regulated Commercial & Industrial Equipment | 05/09/2013 |  | 08/28/2014
Carrier Corp. - Syracuse | Keeprite | CHS121(H,L,S)A* | FHS120(M,S)A*A* | HRCU-A-CB, Split System: Heat | Heat Pump | 575 | 3 |  |  |  |  | True | Single-Speed | 112000 | 10181 | 11 | 10.8 |  |  | 106000 | 9414 | 3.3 | 3.3 |  |  |  | Federally-Regulated Commercial & Industrial Equipment | 03/10/2011 |  | 12/12/2012
Coolair Corp. | Coolair | BH12G3B | EH12G3B | HRCU-A-CB, Split System: Heat | Heat Pump | 208 | 3 |  |  |  | No Match |  | No Match | 154000 | 15991 | 9.6 | 8.5 |  |  | 150825 | 13800 | 3.2 | 2.9 | 77510 | 10048 | 2.3 | Federally-Regulated Commercial & Industrial Equipment | 03/31/1998 |  | 05/09/1998
Trane U.S. Inc. | American Standard, Inc. | BWC120C300J |  | HSP-A, Single-Package Heat Pum | Heat Pump | 230 | 3 |  |  |  | No Match |  | No Match | 119000 | 14300 | 8.3 | 8.2 |  |  | 118000 | 11900 |  |  | 58000 | 8750 |  | Non Federally-Regulated | 02/22/1990 |  | 07/31/1992
Carrier Corp. - Syracuse | Carrier Corp. | 50TCQ*12***(5,6,1)A***(G,J,K,M)* |  | HSP-A, Single-Package Heat Pum | Heat Pump | 575 | 3 | False |  |  |  | False | Single-Speed | 116000 | 10545 | 11 | 10.8 |  |  | 116000 | 9999 | 3.4 | 3.3 |  |  |  | Federally-Regulated Commercial & Industrial Equipment | 12/12/2012 |  | 04/21/2015
Carrier Corp. - Syracuse | ICP Commercial | CHS091(H,L,S)A* | FHS091(M,S,K)A*A* | HRCU-A-CB, Split System: Heat | Heat Pump | 575 | 3 |  |  |  |  | True | Single-Speed | 89000 | 8090 | 11 | 10.8 |  |  | 87000 | 7727 | 3.3 | 3.3 |  |  |  | Federally-Regulated Commercial & Industrial Equipment | 03/10/2011 |  | 12/12/2012
Rheem Sales Company, Inc. | Ruud | UPWB-200CAS | UHPA-200E 1 | HRCU-A-CB, Split System: Heat | Heat Pump | 208 | 3 |  |  |  | No Match |  | No Match | 234000 | 28540 | 8.2 |  |  |  | 234000 | 24490 |  |  | 119000 | 17430 |  | Non Federally-Regulated | 06/11/1985 |  | 05/11/1988
Carrier Corp. - Syracuse | Carrier Corp. | 50TCQ*09***(6,1)A***(A,C,D,F)* |  | HSP-A, Single-Package Heat Pum | Heat Pump | 575 | 3 | False |  |  |  | False | Single-Speed | 99000 | 8608 | 11.5 | 10.8 |  |  | 96000 | 8525 | 3.3 | 3.3 |  |  |  | Federally-Regulated Commercial & Industrial Equipment | 12/12/2012 |  | 04/21/2015
Trane U.S. Inc. | Trane | WCD180B30*F* |  | HSP-A, Single-Package Heat Pum | Heat Pump | 208 | 3 |  |  |  | No Match |  | No Match | 174000 | 18315 | 9.5 | 8.5 |  | 10 | 160000 | 15122 | 3.1 | 2.9 | 88000 | 12891 | 2 | Federally-Regulated Commercial & Industrial Equipment | 11/21/2001 |  | 07/18/2002
Carrier Corp. - Syracuse | Carrier | 38AQS0125/6 | 40RMQ0125/6GC | HRCU-A-CB, Split System: Heat | Heat Pump | 460 | 3 |  |  |  | No Match |  | No Match | 108000 | 12134 | 8.9 | 8.9 |  |  | 111000 | 10840 | 3 | 3 | 62000 | 9082 | 2 | Federally-Regulated Commercial & Industrial Equipment | 11/18/1999 |  | 07/18/2002
Trane U.S. Inc. | Trane | WSC090A4*0A**000000000 |  | HSP-A, Single-Package Heat Pum | Heat Pump | 460 | 3 |  |  |  | No Match |  | No Match | 87000 | 8613 | 10.1 | 8.9 |  |  | 85000 | 7782 | 3.2 | 3 | 51000 | 6792 | 2.2 | Federally-Regulated Commercial & Industrial Equipment | 11/21/2001 |  | 09/25/2002
Rheem Sales Company, Inc. | Heil | NRHR92HP00B |  | HSP-A, Single-Package Heat Pum | Heat Pump | 230 | 3 |  |  |  | No Match |  | No Match | 88000 | 10730 | 8.2 | 8.2 |  |  | 88000 | 8595 |  |  | 46000 | 6740 |  | Non Federally-Regulated | 06/11/1985 |  | 08/29/1986
McQuay International | McQuay International | DPS010AHHE2**-4 |  | HSP-A, Single-Package Heat Pum | Heat Pump | 208 | 3 | False |  |  |  | True | Variable-Speed | 120000 | 10000 | 12 | 10.8 |  |  | 110000 | 9426 | 3.4 | 3.3 |  |  |  | Federally-Regulated Commercial & Industrial Equipment | 08/28/2012 |  | 04/19/2013
Trane U.S. Inc. | American Standard, Inc. | BWA180C300M | BW(H,V)180B300D | HRCU-A-CB, Split System: Heat | Heat Pump | 230 | 3 |  |  |  | No Match |  | No Match | 182000 | 22000 | 8.3 | 8.2 |  |  | 172000 | 18300 |  |  | 101000 | 15200 |  | Non Federally-Regulated | 02/22/1990 |  | 07/31/1992
Rheem Sales Company, Inc. | Weatherking | PHC11T-3 |  | HSP-A, Single-Package Heat Pum | Heat Pump | 208 | 3 |  |  |  | No Match |  | No Match | 120000 | 13400 | 9 | 8.9 |  |  | 126000 | 11875 | 3 | 3 | 67000 | 9345 | 2.1 | Non Federally-Regulated | 07/31/1992 |  | 01/26/1993
York International | York | B2CH180A/E***25/46/58 |  | HSP-A, Single-Package Heat Pum | Heat Pump | 208 | 3 |  |  |  | No Match |  | No Match | 164000 | 16565 | 9.9 | 8.5 |  | 9.5 | 172000 | 15748 | 3.2 | 2.9 | 102000 | 14231 | 2.1 | Federally-Regulated Commercial & Industrial Equipment | 07/31/2002 |  | 01/18/2008
McQuay International | McQuay International | DPS006AHHW4**-6 |  | HSP-A, Single-Package Heat Pum | Heat Pump | 460 | 3 | False |  |  |  | True | Variable-Speed | 70000 | 6194 | 11.3 | 10.8 |  |  | 65000 | 5120 | 3.7 | 3.3 |  |  |  | Federally-Regulated Commercial & Industrial Equipment | 08/28/2012 |  | 04/19/2013
York International | York | E3FB090A25/46 | F3EH090A33 | HRCU-A-CB, Split System: Heat | Heat Pump | 208 | 3 |  |  |  | No Match |  | No Match | 83000 | 9222 | 9 | 8.9 |  |  | 78000 | 7617 | 3 | 3 | 51000 | 6496 | 2.3 | Federally-Regulated Commercial & Industrial Equipment | 06/19/2003 |  | 01/18/2008
Goettl | American Best | HP 662A |  | HSP-A, Single-Package Heat Pum | Heat Pump | 230 | 1 |  |  |  | No Match |  | No Match | 66000 | 8050 | 8.2 | 8.2 |  |  | 66000 | 6670 |  |  | 35600 | 5795 |  | Non Federally-Regulated | 03/15/1989 |  | 10/10/1989
Carrier Corp. - Syracuse | Payne | 548CPX090000AB** |  | HSP-A, Single-Package Heat Pum | Heat Pump | 230 | 3 |  |  |  | No Match |  | No Match | 92000 | 10110 | 9.1 | 8.9 |  |  | 96000 | 9380 | 3 | 3 | 55000 | 8060 | 2 | Non Federally-Regulated | 07/31/1992 |  | 03/31/1998
BDP Co. | Payne | 541AP090 | 517A090 | HRCU-A-CB, Split System: Heat | Heat Pump | 208 | 3 |  |  |  | No Match |  | No Match | 88000 | 10700 | 8.2 | 8.2 |  |  | 87000 | 9800 |  |  | 47000 | 7300 | 1.9 | Non Federally-Regulated | 05/16/1984 |  | 06/11/1985
York International | Fraser Johnston | BAHT-T120A |  | HSP-A, Single-Package Heat Pum | Heat Pump | 208 | 3 |  |  |  | No Match |  | No Match | 121000 | 14578 | 8.3 | 8.2 |  |  | 126000 | 13189 |  |  | 76000 | 9685 |  | Non Federally-Regulated | 02/22/1990 |  | 07/31/1992
Trane U.S. Inc. | Trane | BWA240C4J | BWH240A | HRCU-A-CB, Split System: Heat | Heat Pump | 460 | 3 |  |  |  | No Match |  | No Match | 234000 | 30100 | 7.8 |  |  |  | 224000 | 24700 | 2.7 |  | 116000 | 19700 | 1.7 | Non Federally-Regulated | 05/16/1984 |  | 06/11/1985
Trane U.S. Inc. | Trane | TWA072A3 | BWE090C-F | HRCU-A-CB, Split System: Heat | Heat Pump | 230 | 3 |  |  |  | No Match |  | No Match | 70500 | 7880 | 8.9 | 8.9 |  |  | 67000 | 6250 | 3 | 3 | 36400 | 4710 | 2.3 | Non Federally-Regulated | 07/31/1992 |  | 03/31/1998
Carrier Corp. - Syracuse | Keeprite | CHS180(H,L,S)D* | FHS180(M,S,H,L)**A0* | HRCU-A-CB, Split System: Heat | Heat Pump | 208 | 3 |  |  |  |  | True | Single-Speed | 178000 | 16792 | 10.6 | 10.4 |  |  | 178000 | 15343 | 3.4 | 3.2 |  |  |  | Federally-Regulated Commercial & Industrial Equipment | 07/18/2013 |  | 10/28/2014
York International | Luxaire | ECSE-T/W090 | FCHP-S090 | HRCU-A-CB, Split System: Heat | Heat Pump | 460 | 3 |  |  |  | No Match |  | No Match | 83000 | 9222 | 9 | 8.9 |  |  | 78000 | 7617 | 3 | 3 | 51000 | 6496 | 2.3 | Federally-Regulated Commercial & Industrial Equipment | 02/05/2002 |  | 07/18/2002
York International | Luxaire | BACB-T/-W240A/E |  | HSP-A, Single-Package Heat Pum | Heat Pump | 230 | 3 |  |  |  | No Match |  | No Match | 222000 | 26117 | 8.5 | 8.5 |  | 8 | 226000 | 22078 | 3 | 2.9 | 120000 | 17584 | 2 | Federally-Regulated Commercial & Industrial Equipment | 12/01/1997 |  | 03/31/1998
Carrier Corp. - Syracuse | Tempstar | RHH102(H,L,S)******AA |  | HSP-A, Single-Package Heat Pum | Heat Pump | 575 | 3 | False |  |  |  | True | Single-Speed | 100000 | 8333 | 12 | 10.8 |  |  | 100000 | 8619 | 3.4 | 3.3 |  |  |  | Federally-Regulated Commercial & Industrial Equipment | 10/28/2014 |  | 10/28/2014
Rheem Sales Company, Inc. | Addison Products | RHB20T-3 | AH20T3/4K | HRCU-A-CB, Split System: Heat | Heat Pump | 208 | 3 |  |  |  | No Match |  | No Match | 234000 | 28540 | 8.2 |  |  |  | 234000 | 24490 |  |  | 119000 | 17430 |  | Non Federally-Regulated | 05/11/1988 |  | 10/10/1989
Carrier Corp. - Syracuse | Comfortmaker | RHS090H******TA |  | HSP-A, Single-Package Heat Pum | Heat Pump | 208 | 3 | False |  |  |  | False | Single-Speed | 87000 | 7767 | 11.2 | 10.8 |  |  | 86000 | 7413 | 3.4 | 3.3 |  |  |  | Federally-Regulated Commercial & Industrial Equipment | 10/28/2014 |  | 10/28/2014
Carrier Corp. - Syracuse | Bryant Air Conditioning | 549BPX/BEX120 |  | HSP-A, Single-Package Heat Pum | Heat Pump | 460 | 3 |  |  |  | No Match |  | No Match | 115000 | 11500 | 10 | 8.9 |  | 10.4 | 110000 | 9766 | 3.3 | 3 | 58000 | 8944 | 1.9 | Federally-Regulated Commercial & Industrial Equipment | 05/22/2000 |  | 07/18/2002
York International | Fraser Johnston | BA-A6[C,E]***(T,W,X)* |  | HSP-A, Single-Package Heat Pum | Both Heat Pump and Electric Re | 208 | 3 |  |  |  |  | True | Single-Speed | 68000 | 6667 | 10.2 | 8.9 |  | 0 | 69000 | 6323 | 3.2 | 3 | 43000 | 5732 | 2.2 | Federally-Regulated Commercial & Industrial Equipment | 01/18/2008 |  | 01/24/2011
Trane U.S. Inc. | American Standard, Inc. | WCD150B30*E* |  | HSP-A, Single-Package Heat Pum | Heat Pump | 208 | 3 |  |  |  | No Match |  | No Match | 146000 | 16043 | 9.1 | 8.5 |  | 8.7 | 136000 | 13282 | 3 | 2.9 | 72000 | 10045 | 2.1 | Federally-Regulated Commercial & Industrial Equipment | 11/18/1999 |  | 11/21/2001
Carrier Corp. - Syracuse | Payne | PH1RPA/REA120-AA |  | HSP-A, Single-Package Heat Pum | Heat Pump | 230 | 3 |  |  |  | No Match |  | No Match | 112000 | 12444 | 9 | 8.9 |  | 9 | 105000 | 9924 | 3.1 | 3 | 53000 | 9134 | 1.7 | Federally-Regulated Commercial & Industrial Equipment | 11/18/1999 |  | 04/13/2000
Borg Warner | Fraser Johnston | EAHP-T120A | FBHP-S120A | HRCU-A-CB, Split System: Heat | Heat Pump | 230 | 3 |  |  |  | No Match |  | No Match | 119000 | 13140 | 8.2 | 8.2 |  |  | 129000 | 11080 | 3.4 |  | 76000 | 8040 | 2.8 | Non Federally-Regulated | 06/11/1985 |  | 05/11/1988
Trane U.S. Inc. | Trane | WCD075A400A |  | HSP-A, Single-Package Heat Pum | Heat Pump | 460 | 3 |  |  |  | No Match |  | No Match | 71000 | 8300 | 8.6 | 8.2 |  |  | 71000 | 7170 |  |  | 33000 | 5090 |  | Non Federally-Regulated | 10/10/1989 |  | 02/22/1990
McQuay International | McQuay International | DPS006AHHY2**-4 |  | HSP-A, Single-Package Heat Pum | Heat Pump | 230 | 3 | False |  |  |  | True | Variable-Speed | 69000 | 6052 | 11.4 | 10.8 |  |  | 71000 | 5075 | 4.1 | 3.3 |  |  |  | Federally-Regulated Commercial & Industrial Equipment | 03/02/2012 |  | 08/28/2012
McQuay International | McQuay International | DPS007AHHE4*C-3 |  | HSP-A, Single-Package Heat Pum | Heat Pump | 460 | 3 | False |  |  |  | True | Variable-Speed | 88000 | 7154 | 12.3 | 10.8 |  |  | 78000 | 6245 | 3.7 | 3.3 |  |  |  | Federally-Regulated Commercial & Industrial Equipment | 08/28/2012 |  | 04/19/2013
Coolair Corp. | Coolair | BH5G3A | EH5G3A | HRCU-A-CB, Split System: Heat | Heat Pump | 230 | 3 |  |  |  | No Match |  | No Match | 67300 | 6988 | 9.6 | 8.9 |  |  | 64300 | 6011 | 3.1 | 3 | 34900 | 4333 | 2.4 | Federally-Regulated Commercial & Industrial Equipment | 04/30/1997 |  | 03/31/1998
Rheem Sales Company, Inc. | Rheem | RPWB-200CAS | RHPA-200E 1 | HRCU-A-CB, Split System: Heat | Heat Pump | 208 | 3 |  |  |  | No Match |  | No Match | 234000 | 28540 | 8.2 |  |  |  | 234000 | 24490 |  |  | 119000 | 17430 |  | Non Federally-Regulated | 06/11/1985 |  | 05/11/1988
Carrier Corp. - Syracuse | Keeprite | RHS150(H,L,S)******TA |  | HSP-A, Single-Package Heat Pum | Heat Pump | 208 | 3 | False |  |  |  | False | Single-Speed | 142000 | 13396 | 10.6 | 10.4 |  |  | 142000 | 13005 | 3.2 | 3.2 |  |  |  | Federally-Regulated Commercial & Industrial Equipment | 12/12/2012 |  | 10/28/2014
Carrier Corp. - Syracuse | Carrier | 50RQ0085 |  | HSP-A, Single-Package Heat Pum | Heat Pump | 208 | 3 |  |  |  | No Match |  | No Match | 88000 | 11300 | 7.8 | 8.2 |  |  | 91000 | 9600 |  |  | 51000 | 7600 |  | Non Federally-Regulated | 05/16/1984 |  | 06/11/1985
Trane U.S. Inc. | General Electric | BWA090C3K | BWE090C-D | HRCU-A-CB, Split System: Heat | Heat Pump | 200 | 3 |  |  |  | No Match |  | No Match | 90000 | 10200 | 8.8 | 8.2 |  |  | 87000 | 8790 |  |  | 51000 | 7150 |  | Non Federally-Regulated | 06/11/1985 |  | 05/11/1988
Carrier Corp. - Syracuse | Arcoaire | RHH072(H,L,S)******** |  | HSP-A, Single-Package Heat Pum | Heat Pump | 575 | 3 | False |  |  |  | True | Single-Speed | 72000 | 6000 | 12 | 10.8 |  |  | 70000 | 6033 | 3.4 | 3.3 |  |  |  | Federally-Regulated Commercial & Industrial Equipment | 10/28/2014 |  | 10/28/2014
Trane U.S. Inc. | Trane | BWA180C4OOM | BW(H,V)180B4OOD | HRCU-A-CB, Split System: Heat | Heat Pump | 460 | 3 |  |  |  | No Match |  | No Match | 182000 | 22000 | 8.3 |  |  |  | 172000 | 18300 |  |  | 101000 | 15200 |  | Non Federally-Regulated | 03/15/1989 |  | 10/10/1989
York International | Coleman | BA-07[C,E]***(T,W,X)* |  | HSP-A, Single-Package Heat Pum | Both Heat Pump and Electric Re | 460 | 3 |  |  |  |  | False | Dual-Speed | 89000 | 8396 | 10.6 | 8.9 |  | 11 | 85000 | 7790 | 3.2 | 3 | 46000 | 6132 | 2.2 | Federally-Regulated Commercial & Industrial Equipment | 01/18/2008 |  | 02/24/2011
McQuay International | McQuay International | DPS012AHHW2**-6 |  | HSP-A, Single-Package Heat Pum | Heat Pump | 208 | 3 | False |  |  |  | True | Variable-Speed | 144000 | 12203 | 11.8 | 10.4 |  |  | 135000 | 11810 | 3.4 | 3.2 |  |  |  | Federally-Regulated Commercial & Industrial Equipment | 08/28/2012 |  | 04/19/2013
Carrier Corp. - Syracuse | Comfortmaker | RHS(181,183)(H,L,S)******AC |  | HSP-A, Single-Package Heat Pum | Heat Pump | 230 | 3 | False |  |  |  | True | Single-Speed | 172000 | 15925 | 10.8 | 10.4 |  |  | 166000 | 14742 | 3.3 | 3.2 |  |  |  | Federally-Regulated Commercial & Industrial Equipment | 01/09/2014 |  | 10/28/2014
Rheem Sales Company, Inc. | Weatherking | WPWC-075CAZ | WHGF-100Z | HRCU-A-CB, Split System: Heat | Heat Pump | 208 | 3 |  |  |  | No Match |  | No Match | 92000 | 9583 | 9.6 | 8.9 |  |  | 88000 | 8059 | 3.2 | 3 | 57500 | 7660 | 2.2 | Federally-Regulated Commercial & Industrial Equipment | 02/03/1998 |  | 03/31/1998
McQuay International | McQuay International | DPS010AHHG2**-4* |  | HSP-A, Single-Package Heat Pum | Heat Pump | 208 | 3 | False |  |  |  | True | Variable-Speed | 120000 | 10000 | 12 | 10.8 |  |  | 110000 | 9426 | 3.4 | 3.3 |  |  |  | Federally-Regulated Commercial & Industrial Equipment | 04/19/2013 |  | 01/09/2014
Carrier Corp. - Syracuse | Tempstar | RHS(240)(H,L,S)******AA |  | HSP-A, Single-Package Heat Pum | Heat Pump | 208 | 3 | False |  |  |  | True | Single-Speed | 232000 | 21886 | 10.6 | 10.4 |  |  | 220000 | 19538 | 3.3 | 3.2 |  |  |  | Federally-Regulated Commercial & Industrial Equipment | 04/21/2014 |  | 10/28/2014
Carrier Corp. - Syracuse | Carrier Corp. | 50TCQ*24***(5,6,1)A***(G,J,K,M)*-HORZ |  | HSP-A, Single-Package Heat Pum | Heat Pump | 230 | 3 | False |  |  |  | True | Single-Speed | 232000 | 21886 | 10.6 | 10.4 |  |  | 220000 | 19538 | 3.3 | 3.2 |  |  |  | Federally-Regulated Commercial & Industrial Equipment | 04/21/2014 |  | 10/28/2014
York International | Evcon | BA-20[E54]***(T,W,X)* |  | HSP-A, Single-Package Heat Pum | Both Heat Pump and Electric Re | 575 | 3 |  |  |  |  | True | Single-Speed | 224000 | 21961 | 10.2 | 8.5 |  | 10.1 | 218000 | 18803 | 3.4 | 2.9 | 129000 | 18014 | 2.1 | Federally-Regulated Commercial & Industrial Equipment | 02/11/2008 |  | 02/24/2011
Trane U.S. Inc. | Trane | BWC090C4F |  | HSP-A, Single-Package Heat Pum | Heat Pump | 460 | 3 |  |  |  | No Match |  | No Match | 90000 | 10100 | 8.9 | 8.2 |  |  | 85000 | 8600 |  |  | 44000 | 6800 |  | Non Federally-Regulated | 06/11/1985 |  | 05/11/1988
Goettl | American Best | HPC901E-4 |  | HSP-A, Single-Package Heat Pum | Heat Pump | 460 | 3 |  |  |  | No Match |  | No Match | 96000 | 9142 | 10.5 | 8.9 |  |  | 97000 | 9476 | 3 | 3 | 55000 | 8059 | 2 | Federally-Regulated Commercial & Industrial Equipment | 07/29/1998 |  | 10/02/1998
York International | York | E1FB240 | F1EH240 | HRCU-A-CB, Split System: Heat | Heat Pump | 230 | 3 |  |  |  | No Match |  | No Match | 214000 | 24883 | 8.6 | 8.5 |  |  | 218000 | 22025 | 2.9 | 2.9 | 138000 | 19254 | 2.1 | Federally-Regulated Commercial & Industrial Equipment | 05/22/2000 |  | 05/21/2002
Rheem Sales Company, Inc. | Heil Quaker | NRHR10HP00B |  | HSP-A, Single-Package Heat Pum | Heat Pump | 208 | 3 |  |  |  | No Match |  | No Match | 116000 | 14150 | 8.2 | 8.2 |  |  | 118000 | 12350 |  |  | 60000 | 8790 | 2 | Non Federally-Regulated | 08/29/1986 |  | 05/11/1988
McQuay International | McQuay International | DPS010AHHG2**-4 |  | HSP-A, Single-Package Heat Pum | Heat Pump | 230 | 3 | False |  |  |  | True | Variable-Speed | 120000 | 10000 | 12 | 10.8 |  |  | 110000 | 9426 | 3.4 | 3.3 |  |  |  | Federally-Regulated Commercial & Industrial Equipment | 08/28/2012 |  | 04/19/2013
Rheem Sales Company, Inc. | Rheem | RPWB-100CAS* | RHPA-100Z | HRCU-A-CB, Split System: Heat | Heat Pump | 208 | 3 |  |  |  | No Match |  | No Match | 118000 | 14390 | 8.2 | 8.2 |  |  | 118000 | 12350 |  |  | 60000 | 8790 | 2 | Non Federally-Regulated | 02/22/1990 |  | 09/17/1991
Rheem Sales Company, Inc. | Rheem | RPDA-100E,F |  | HSP-A, Single-Package Heat Pum | Heat Pump | 208 | 3 |  |  |  | No Match |  | No Match | 118000 | 14390 | 8.2 | 8.2 |  |  | 122000 | 13243 | 2.7 |  | 62000 | 18172 | 1 | Non Federally-Regulated | 06/11/1985 |  | 05/11/1988
Carrier Corp. - Syracuse | Carrier | 38AQ0166 | 40RR024 | HRCU-A-CB, Split System: Heat | Heat Pump | 460 | 3 |  |  |  | No Match |  | No Match | 173150 | 20795 | 8.3 |  |  |  | 159048 | 15835 |  |  | 95926 | 13465 |  | Non Federally-Regulated | 05/16/1984 |  | 06/11/1985
Goettl | American Best | HP662A-3 |  | HSP-A, Single-Package Heat Pum | Heat Pump | 230 | 3 |  |  |  | No Match |  | No Match | 67000 | 7865 | 8.5 | 8.3 |  |  | 67000 | 6675 | 2.9 | 2.8 | 35600 | 5795 | 1.8 | Non Federally-Regulated | 08/28/1991 |  | 07/27/1992
Borg Warner | Luxaire | BAHT-T120A |  | HSP-A, Single-Package Heat Pum | Heat Pump | 208 | 3 |  |  |  | No Match |  | No Match | 121000 | 13050 | 8.2 | 8.2 |  |  | 126000 | 11250 | 3.3 |  | 76000 | 7980 | 2.8 | Non Federally-Regulated | 06/11/1985 |  | 05/11/1988
Trane U.S. Inc. | American Standard, Inc. | TWA240B300E* | TWE240B300C* | HRCU-A-CB, Split System: Heat | Heat Pump | 230 | 3 |  |  |  | No Match |  | No Match | 234000 | 25161 | 9.3 | 8.5 |  | 10.5 | 234000 | 22116 | 3.1 | 2.9 | 154000 | 19618 | 2.3 | Federally-Regulated Commercial & Industrial Equipment | 07/31/2002 |  | 06/19/2003
McQuay International | McQuay International | DPS012AHHE2**-6 |  | HSP-A, Single-Package Heat Pum | Heat Pump | 208 | 3 | False |  |  |  | True | Variable-Speed | 144000 | 12203 | 11.8 | 10.4 |  |  | 140000 | 11429 | 3.6 | 3.2 |  |  |  | Federally-Regulated Commercial & Industrial Equipment | 03/02/2012 |  | 08/28/2012
Carrier Corp. - Syracuse | Carrier | 50HJQ00850/60 |  | HSP-A, Single-Package Heat Pum | Heat Pump | 460 | 3 |  |  |  | No Match |  | No Match | 88000 | 8800 | 10 | 8.9 |  | 10.8 | 87000 | 7965 | 3.2 | 3 | 48000 | 7031 | 2 | Federally-Regulated Commercial & Industrial Equipment | 05/22/2000 |  | 07/18/2002
Trane U.S. Inc. | Trane | WSC120A3*0A**000000000 |  | HSP-A, Single-Package Heat Pum | Heat Pump | 230 | 3 |  |  |  | No Match |  | No Match | 114000 | 11287 | 10.1 | 8.9 |  |  | 109000 | 9980 | 3.2 | 3 | 62000 | 8257 | 2.2 | Federally-Regulated Commercial & Industrial Equipment | 11/21/2001 |  | 09/25/2002
York International | York | XP090[C,E]***(2,4,5)* |  | HSP-A, Single-Package Heat Pum | Both Heat Pump and Electric Re | 460 | 3 |  |  |  |  | True | Single-Speed | 92000 | 8364 | 11 | 8.9 |  | 12.4 | 92000 | 7708 | 3.5 | 3 | 55000 | 7013 | 2.3 | Federally-Regulated Commercial & Industrial Equipment | 01/18/2008 |  | 07/16/2009
Carrier Corp. - Syracuse | Bryant Air Conditioning | 549BPX/BEX090 |  | HSP-A, Single-Package Heat Pum | Heat Pump | 230 | 3 |  |  |  | No Match |  | No Match | 88000 | 8800 | 10 | 8.9 |  | 10.8 | 87000 | 7965 | 3.2 | 3 | 48000 | 7031 | 2 | Federally-Regulated Commercial & Industrial Equipment | 07/31/2002 |  | 09/25/2002
York International | Luxaire | BA-10[C,E]***(T,W,X)* |  | HSP-A, Single-Package Heat Pum | Both Heat Pump and Electric Re | 230 | 3 |  |  |  |  | False | Single-Speed | 120000 | 11650 | 10.3 | 8.9 |  | 10 | 113000 | 10356 | 3.2 | 3 | 60000 | 7998 | 2.2 | Federally-Regulated Commercial & Industrial Equipment | 01/18/2008 |  | 02/24/2011
Trane U.S. Inc. | American Standard, Inc. | WCH240B30*E* |  | HSP-A, Single-Package Heat Pum | Heat Pump | 208 | 3 |  |  |  | No Match |  | No Match | 236000 | 27441 | 8.6 | 8.5 |  | 8.8 | 230000 | 21744 | 3.1 | 2.9 | 114000 | 16705 | 2 | Federally-Regulated Commercial & Industrial Equipment | 05/09/1998 |  | 10/02/1998
Rheem Sales Company, Inc. | Rheem | RPWA-200CAS | RHPA-200G5 | HRCU-A-CB, Split System: Heat | Heat Pump | 230 | 3 |  |  |  | No Match |  | No Match | 237000 | 29300 | 8.1 | 7.5 |  |  | 230250 | 24085 |  |  | 141700 | 21850 |  | Non Federally-Regulated | 08/30/1983 |  | 05/16/1984
York International | Evcon | PH120C00A*(2,4,5)***** | NH120C00*(5,6)****** | HRCU-A-CB, Split System: Heat | Heat Pump | 230 | 3 |  |  |  |  | True | Single-Speed | 124000 | 11273 | 11 | 8.9 |  |  | 109000 | 9686 | 3.3 | 3 |  |  |  | Federally-Regulated Commercial & Industrial Equipment | 07/16/2009 |  | 01/24/2011
Carrier Corp. - Syracuse | Comfortmaker | RHS090H******TA |  | HSP-A, Single-Package Heat Pum | Heat Pump | 208 | 3 | False |  |  |  | False | Single-Speed | 87000 | 7767 | 11.2 | 10.8 |  |  | 86000 | 7413 | 3.4 | 3.3 |  |  |  | Federally-Regulated Commercial & Industrial Equipment | 12/12/2012 |  | 10/28/2014
McQuay International | McQuay International | DPS010AHHG2*C-4* |  | HSP-A, Single-Package Heat Pum | Heat Pump | 208 | 3 | False |  |  |  | True | Variable-Speed | 120000 | 10000 | 12 | 10.8 |  |  | 110000 | 9426 | 3.4 | 3.3 |  |  |  | Federally-Regulated Commercial & Industrial Equipment | 04/19/2013 |  | 01/09/2014
Carrier Corp. - Syracuse | Bryant Heating & Cooling Systems | 548J(P,E,T)17*********(A,B)C |  | HSP-A, Single-Package Heat Pum | Heat Pump | 230 | 3 | False |  |  |  | True | Single-Speed | 172000 | 15925 | 10.8 | 10.4 |  |  | 166000 | 14742 | 3.3 | 3.2 |  |  |  | Federally-Regulated Commercial & Industrial Equipment | 10/28/2014 |  | 04/21/2015
Carrier Corp. - Syracuse | Carrier Corp. | 50HCQ*08***(5,6,1)A***(G,J,K,M)* |  | HSP-A, Single-Package Heat Pum | Heat Pump | 230 | 3 | False |  |  |  | True | Single-Speed | 90000 | 7438 | 12.1 | 10.8 |  |  | 84000 | 7033 | 3.5 | 3.3 |  |  |  | Federally-Regulated Commercial & Industrial Equipment | 12/12/2012 |  | 10/28/2014
Carrier Corp. - Syracuse | ICP Commercial | RHS090(L,S)******AA |  | HSP-A, Single-Package Heat Pum | Heat Pump | 575 | 3 | False |  |  |  | False | Single-Speed | 88000 | 7857 | 11.2 | 10.8 |  |  | 86000 | 7413 | 3.4 | 3.3 |  |  |  | Federally-Regulated Commercial & Industrial Equipment | 10/28/2014 |  | 10/28/2014
York International | Fraser Johnston | BA-07[C,E]***(T,W,X)* |  | HSP-A, Single-Package Heat Pum | Both Heat Pump and Electric Re | 208 | 3 |  |  |  |  | False | Dual-Speed | 89000 | 8396 | 10.6 | 8.9 |  | 11 | 85000 | 7790 | 3.2 | 3 | 46000 | 6132 | 2.2 | Federally-Regulated Commercial & Industrial Equipment | 01/18/2008 |  | 02/24/2011
BDP Co. | Day & Night | 542DP090 | 40RR034 | HSP-A, Single-Package Heat Pum | Heat Pump | 460 | 3 |  |  |  | No Match |  | No Match | 87000 | 36991 | 8.5 | 8.2 |  |  | 89000 | 8800 |  |  | 49000 | 7300 |  | Non Federally-Regulated | 06/11/1985 |  | 08/29/1986
Trane U.S. Inc. | Trane | BWC150L400A |  | HSP-A, Single-Package Heat Pum | Heat Pump | 460 | 3 |  |  |  | No Match |  | No Match | 147000 | 17100 | 8.6 |  |  |  | 132000 | 14340 | 2.7 |  | 68000 | 11080 | 1.8 | Non Federally-Regulated | 07/31/1992 |  | 03/31/1998
York International | Luxaire | BCCB-(T/W)120 |  | HSP-A, Single-Package Heat Pum | Heat Pump | 208 | 3 |  |  |  | No Match |  | No Match | 118000 | 13111 | 9 | 8.9 |  | 9.6 | 116000 | 11332 | 3 | 3 | 70000 | 10257 | 2 | Federally-Regulated Commercial & Industrial Equipment | 12/14/1998 |  | 08/17/1999
York International | Evcon | XA-07[C,E]***(T,W,X)* |  | HSP-A, Single-Package Heat Pum | Both Heat Pump and Electric Re | 230 | 3 |  |  |  |  | True | Single-Speed | 92000 | 8364 | 11 | 8.9 |  | 12.4 | 92000 | 7708 | 3.5 | 3 | 55000 | 7013 | 2.3 | Federally-Regulated Commercial & Industrial Equipment | 01/18/2008 |  | 07/16/2009
Lennox Industries Inc. | Lennox | KHA150S4M*1Y,G,J |  | HSP-A, Single-Package Heat Pum | Both Heat Pump and Electric Re | 460 | 3 | False |  |  |  | True | Single-Speed | 138000 | 13018 | 10.6 | 10.4 |  |  | 138000 | 12638 | 3.2 | 3.2 |  |  |  | Federally-Regulated Commercial & Industrial Equipment | 04/19/2013 |  | 10/28/2014
Carrier Corp. - Syracuse | Bryant Air Conditioning | 548FPX102-AB |  | HSP-A, Single-Package Heat Pum | Heat Pump | 230 | 3 |  |  |  | No Match |  | No Match | 96000 | 10786 | 8.9 | 8.9 |  | 8.8 | 96000 | 9375 | 3 | 3 | 55000 | 8057 | 2 | Federally-Regulated Commercial & Industrial Equipment | 05/31/2001 |  | 07/18/2002
Carrier Corp. - Syracuse | Carrier | 38AQS0165/6 | 40RMQ0165/6GC | HRCU-A-CB, Split System: Heat | Heat Pump | 230 | 3 |  |  |  | No Match |  | No Match | 172000 | 19545 | 8.8 | 8.5 |  | 9.9 | 164000 | 16021 | 3 | 2.9 | 94000 | 12522 | 2.2 | Federally-Regulated Commercial & Industrial Equipment | 03/31/1998 |  | 05/09/1998
Coolair Corp. | Coolair | BH5G4ASN | EH5G4ASN | HRCU-A-CB, Split System: Heat | Heat Pump | 460 | 3 |  |  |  | No Match |  | No Match | 67300 | 6988 | 9.6 | 8.9 |  |  | 64300 | 6011 | 3.1 | 3 | 34900 | 4333 | 2.4 | Federally-Regulated Commercial & Industrial Equipment | 04/30/1997 |  | 03/31/1998
Carrier Corp. - Syracuse | Keeprite | RHS072(H,L,S)******A |  | HSP-A, Single-Package Heat Pum | Both Heat Pump and Electric Re | 575 | 3 |  |  |  |  | False | Single-Speed | 70000 | 6306 | 11.1 | 8.9 |  |  | 67000 | 5954 | 3.3 | 3 |  |  |  | Federally-Regulated Commercial & Industrial Equipment | 07/16/2009 |  | 12/12/2012
Trane U.S. Inc. | Trane | BWC240A2 |  | HSP-A, Single-Package Heat Pum | Heat Pump | 200 | 3 |  |  |  | No Match |  | No Match | 234000 | 29000 | 8.1 |  |  |  | 224000 | 24000 | 2.7 |  | 116000 | 18400 | 1.8 | Non Federally-Regulated | 06/11/1985 |  | 05/11/1988
Carrier Corp. - Syracuse | Arcoaire | RHH072(H,L,S)******** |  | HSP-A, Single-Package Heat Pum | Heat Pump | 208 | 3 | False |  |  |  | True | Single-Speed | 72000 | 6000 | 12 | 10.8 |  |  | 70000 | 6033 | 3.4 | 3.3 |  |  |  | Federally-Regulated Commercial & Industrial Equipment | 10/28/2014 |  | 10/28/2014
Carrier Corp. - Syracuse | Carrier | 38AQ0125 (2 UNITS) | 40RR024 | HRCU-A-CB, Split System: Heat | Heat Pump | 230 | 3 |  |  |  | No Match |  | No Match | 219150 | 25290 | 8.7 |  |  |  | 237068 | 23010 |  |  | 133440 | 18650 |  | Non Federally-Regulated | 05/16/1984 |  | 06/11/1985
McQuay International | McQuay International | DPS006AHHY2**-4 |  | HSP-A, Single-Package Heat Pum | Heat Pump | 230 | 3 | False |  |  |  | True | Variable-Speed | 69000 | 6052 | 11.4 | 10.8 |  |  | 64000 | 5015 | 3.7 | 3.3 |  |  |  | Federally-Regulated Commercial & Industrial Equipment | 08/28/2012 |  | 04/19/2013
Trane U.S. Inc. | Trane | WCD120A400A |  | HSP-A, Single-Package Heat Pum | Heat Pump | 460 | 3 |  |  |  | No Match |  | No Match | 117000 | 13000 | 9 | 8.3 |  | 9.2 | 119000 | 11460 | 3 | 2.8 | 61000 | 8840 | 2 | Non Federally-Regulated | 03/29/1991 |  | 07/31/1992
Carrier Corp. - Syracuse | Bryant Heating & Cooling Systems | 549J(P,E,T)08*********(A,B)A |  | HSP-A, Single-Package Heat Pum | Heat Pump | 230 | 3 | False |  |  |  | True | Single-Speed | 90000 | 7438 | 12.1 | 10.8 |  |  | 84000 | 7033 | 3.5 | 3.3 |  |  |  | Federally-Regulated Commercial & Industrial Equipment | 12/12/2012 |  | 10/28/2014
Carrier Corp. - Syracuse | Heil | RHS(243)(H,L,S)******TA |  | HSP-A, Single-Package Heat Pum | Heat Pump | 208 | 3 | False |  |  |  | True | Single-Speed | 232000 | 21886 | 10.6 | 10.4 |  |  | 220000 | 19538 | 3.3 | 3.2 |  |  |  | Federally-Regulated Commercial & Industrial Equipment | 04/21/2014 |  | 10/28/2014
Trane U.S. Inc. | Trane | WCD240B30*F* |  | HSP-A, Single-Package Heat Pum | Heat Pump | 230 | 3 |  |  |  | No Match |  | No Match | 222000 | 22200 | 10 | 8.5 |  | 9.7 | 208000 | 19659 | 3.1 | 2.9 | 128000 | 18751 | 2 | Federally-Regulated Commercial & Industrial Equipment | 03/21/2002 |  | 07/18/2002
Inter-City Products Corp. | Sears | CH*090SNHA** | BMB090N*M* | HRCU-A-C, Split System: Heat P | Heat Pump | 230 | 3 |  |  |  | No Match |  | No Match | 90000 | 9890 | 9.1 | 8.9 |  |  | 90000 | 8789 | 3 | 3 | 50000 | 6967 | 2.1 | Federally-Regulated Commercial & Industrial Equipment | 04/20/1994 |  | 09/02/1995
Carrier Corp. - Syracuse | Comfortmaker | RHH102(H,L,S)******AA |  | HSP-A, Single-Package Heat Pum | Heat Pump | 575 | 3 | False |  |  |  | True | Single-Speed | 100000 | 8333 | 12 | 10.8 |  |  | 100000 | 8619 | 3.4 | 3.3 |  |  |  | Federally-Regulated Commercial & Industrial Equipment | 10/28/2014 |  | 10/28/2014
Carrier Corp. - Syracuse | Day & Night | RHS090H******TA |  | HSP-A, Single-Package Heat Pum | Heat Pump | 208 | 3 | False |  |  |  | False | Single-Speed | 87000 | 7767 | 11.2 | 10.8 |  |  | 86000 | 7413 | 3.4 | 3.3 |  |  |  | Federally-Regulated Commercial & Industrial Equipment | 12/12/2012 |  | 10/28/2014
Carrier Corp. - Syracuse | Keeprite | RHS(181,183)(H,L,S)******AA |  | HSP-A, Single-Package Heat Pum | Heat Pump | 208 | 3 | False |  |  |  | True | Single-Speed | 172000 | 15925 | 10.8 | 10.4 |  |  | 220000 | 19538 | 3.3 | 3.2 |  |  |  | Federally-Regulated Commercial & Industrial Equipment | 05/09/2013 |  | 08/28/2014
Carrier Corp. - Syracuse | Bryant Heating & Cooling Systems | 548J(P,E,T)24*********(D,E)A-VERT |  | HSP-A, Single-Package Heat Pum | Heat Pump | 208 | 3 | False |  |  |  | True | Single-Speed | 232000 | 21886 | 10.6 | 10.4 |  |  | 220000 | 19538 | 3.3 | 3.2 |  |  |  | Federally-Regulated Commercial & Industrial Equipment | 10/28/2014 |  | 04/21/2015
Carrier Corp. - Syracuse | Carrier | 50HJQ014501/601 |  | HSP-A, Single-Package Heat Pum | Heat Pump | 208 | 3 |  |  |  | No Match |  | No Match | 140000 | 14285 | 9.8 | 8.5 |  | 12.4 | 136000 | 12456 | 3.2 | 2.9 | 72000 | 10048 | 2.1 | Federally-Regulated Commercial & Industrial Equipment | 07/28/1998 |  | 10/02/1998
Carrier Corp. - Syracuse | Comfortmaker | RHH090(H,L,S)******TA |  | HSP-A, Single-Package Heat Pum | Heat Pump | 460 | 3 | False |  |  |  | True | Single-Speed | 90000 | 7438 | 12.1 | 10.8 |  |  | 84000 | 7033 | 3.5 | 3.3 |  |  |  | Federally-Regulated Commercial & Industrial Equipment | 10/28/2014 |  | 10/28/2014
Rheem Sales Company, Inc. | Rheem | RPWC-075C | RHGG-120Z | HRCU-A-CB, Split System: Heat | Heat Pump | 230 | 3 |  |  |  |  | False | Single-Speed | 92000 | 9583 | 9.6 | 8.9 |  | 0 | 88000 | 8065 | 3.2 | 3 | 48000 | 6703 | 2.1 | Federally-Regulated Commercial & Industrial Equipment | 01/18/2008 |  | 07/16/2009
Carrier Corp. - Syracuse | Tempstar | RHS090H******AA |  | HSP-A, Single-Package Heat Pum | Heat Pump | 230 | 3 | False |  |  |  | False | Single-Speed | 88000 | 7857 | 11.2 | 10.8 |  |  | 86000 | 7413 | 3.4 | 3.3 |  |  |  | Federally-Regulated Commercial & Industrial Equipment | 10/28/2014 |  | 10/28/2014
Trane U.S. Inc. | American Standard, Inc. | WCD120A300A |  | HSP-A, Single-Package Heat Pum | Heat Pump | 230 | 3 |  |  |  | No Match |  | No Match | 117000 | 13000 | 9 | 8.9 |  |  | 119000 | 11460 | 3 | 3 | 61000 | 8840 | 2 | Non Federally-Regulated | 07/31/1992 |  | 03/31/1998
Daikin Comfort Technologies Manufacturing, L.P. | Daikin U.S. Corp. | DZ11SA0903A* | DAR0904A* | HRCU-A-CB, Split System: Heat | Heat Pump | 230 | 3 |  |  |  |  | True | Single-Speed | 87000 | 7909 | 11 | 10.8 |  |  | 82000 | 7282 | 3.3 | 3.3 |  |  |  | Federally-Regulated Commercial & Industrial Equipment | 07/18/2013 |  | 01/09/2014
Carrier Corp. - Syracuse | Day & Night | 542EP120017 |  | HSP-A, Single-Package Heat Pum | Heat Pump | 208 | 3 |  |  |  | No Match |  | No Match | 120000 | 14700 | 8.2 | 8.2 |  |  | 120000 | 12200 |  |  | 65000 | 9200 |  | Non Federally-Regulated | 02/22/1990 |  | 07/31/1992
York International | Fraser Johnston | BA-15[E72]***(T,W,X)* |  | HSP-A, Single-Package Heat Pum | Both Heat Pump and Electric Re | 575 | 3 |  |  |  |  | True | Single-Speed | 160000 | 16327 | 9.8 | 8.5 |  | 9.4 | 172000 | 15762 | 3.2 | 2.9 | 102000 | 14244 | 2.1 | Federally-Regulated Commercial & Industrial Equipment | 01/18/2008 |  | 02/24/2011
Carrier Corp. - Syracuse | Bryant Heating & Cooling Systems | 548JP08**********A |  | HSP-A, Single-Package Heat Pum | Heat Pump | 230 | 3 | False |  |  |  | False | Single-Speed | 88000 | 7857 | 11.2 | 10.8 |  |  | 86000 | 7413 | 3.4 | 3.3 |  |  |  | Federally-Regulated Commercial & Industrial Equipment | 11/30/2011 |  | 03/02/2012
York International | Luxaire | PH090C00A*(2,4,5)***** | NH090C00*(5,6)****** | HRCU-A-CB, Split System: Heat | Heat Pump | 460 | 3 |  |  |  |  | True | Single-Speed | 92000 | 8364 | 11 | 8.9 |  |  | 82000 | 7287 | 3.3 | 3 |  |  |  | Federally-Regulated Commercial & Industrial Equipment | 07/16/2009 |  | 01/24/2011
Trane U.S. Inc. | Trane Unitary Products Group | 4TWA3048A3 (2) | TWE120E3**A* | HRCU-A-CB, Split System: Heat | Heat Pump | 230 | 3 |  |  |  |  | True | Single-Speed | 101000 | 8326 | 12.1 | 10.8 |  |  | 95000 | 7524 | 3.7 | 3.3 |  |  |  | Federally-Regulated Commercial & Industrial Equipment | 11/30/2011 |  | 05/02/2012
Carrier Corp. | Carrier | 50QJ012631 |  | HSP-A, Single-Package Heat Pum | Heat Pump | 460 | 3 |  |  |  | No Match |  | No Match | 113000 | 12555 | 9 | 8.9 |  | 9.8 | 116000 | 10830 | 3.1 | 3 | 65000 | 9430 | 2 | Non Federally-Regulated | 05/07/1992 |  | 03/08/1996
Carrier Corp. - Syracuse | Arcoaire | RHH090(H,L,S)******AA |  | HSP-A, Single-Package Heat Pum | Heat Pump | 230 | 3 | False |  |  |  | True | Single-Speed | 90000 | 7438 | 12.1 | 10.8 |  |  | 84000 | 7033 | 3.5 | 3.3 |  |  |  | Federally-Regulated Commercial & Industrial Equipment | 12/12/2012 |  | 10/28/2014
Carrier Corp. - Syracuse | Bryant Heating & Cooling Systems | 548J(P,E,T)17*********(D,E)A |  | HSP-A, Single-Package Heat Pum | Heat Pump | 460 | 3 | False |  |  |  | True | Single-Speed | 172000 | 15925 | 10.8 | 10.4 |  |  | 220000 | 19538 | 3.3 | 3.2 |  |  |  | Federally-Regulated Commercial & Industrial Equipment | 05/09/2013 |  | 08/28/2014
Carrier Corp. - Syracuse | Payne | 541APX/AEX180 | 524APH/AEH180GC | HRCU-A-CB, Split System: Heat | Heat Pump | 208 | 3 |  |  |  | No Match |  | No Match | 172000 | 19545 | 8.8 | 8.5 |  | 9.9 | 164000 | 16021 | 3 | 2.9 | 94000 | 12522 | 2.2 | Federally-Regulated Commercial & Industrial Equipment | 03/31/1998 |  | 05/09/1998
Trane U.S. Inc. | Trane | WCD120B300B |  | HSP-A, Single-Package Heat Pum | Heat Pump | 230 | 3 |  |  |  | No Match |  | No Match | 117000 | 12720 | 9.2 | 8.9 |  |  | 119000 | 11460 | 3 | 3 | 61000 | 8840 | 2 | Non Federally-Regulated | 07/31/1992 |  | 03/31/1998
Carrier Corp. - Syracuse | Day & Night | RHS(243)(H,L,S)******TA |  | HSP-A, Single-Package Heat Pum | Heat Pump | 460 | 3 | False |  |  |  | True | Single-Speed | 232000 | 21886 | 10.6 | 10.4 |  |  | 220000 | 19538 | 3.3 | 3.2 |  |  |  | Federally-Regulated Commercial & Industrial Equipment | 04/21/2014 |  | 10/28/2014
Coleman Air Conditioning Products | Coleman Air Conditioning Products | EABA-T/W090 | F*EH090 | HRCU-A-CB, Split System: Heat | Heat Pump | 230 | 3 |  |  |  | No Match |  | No Match | 91000 | 9578 | 9.5 | 8.9 |  |  | 83000 | 8106 | 3 | 3 | 54000 | 7534 | 2.1 | Federally-Regulated Commercial & Industrial Equipment | 05/23/2001 |  | 11/21/2001
York International | Luxaire | BA-07[C,E]***(T,W,X)* |  | HSP-A, Single-Package Heat Pum | Both Heat Pump and Electric Re | 208 | 3 |  |  |  |  | False | Dual-Speed | 89000 | 8396 | 10.6 | 8.9 |  | 11 | 85000 | 7790 | 3.2 | 3 | 46000 | 6132 | 2.2 | Federally-Regulated Commercial & Industrial Equipment | 01/18/2008 |  | 02/24/2011
Coolair Corp. | Coolair | BH15G4B | EH15G4B | HRCU-A-CB, Split System: Heat | Heat Pump | 460 | 3 |  |  |  | No Match |  | No Match | 196100 | 20469 | 9.6 | 8.5 |  |  | 185000 | 17300 | 3.1 | 2.9 | 95370 | 13041 | 2.1 | Federally-Regulated Commercial & Industrial Equipment | 03/31/1998 |  | 05/09/1998
York International | Luxaire | BAHT-T090A |  | HSP-A, Single-Package Heat Pum | Heat Pump | 208 | 3 |  |  |  | No Match |  | No Match | 95000 | 11176 | 8.5 |  |  |  | 103000 | 9738 | 3 | 2.5 | 57000 | 8353 | 2 | Non Federally-Regulated | 04/11/1988 |  | 05/11/1988
Trane U.S. Inc. | American Standard, Inc. | 4A6H3048B1 (2) | TWE090E3**A* | HRCU-A-CB, Split System: Heat | Heat Pump | 200 | 1 |  |  |  |  | True | Single-Speed | 90000 | 7964 | 11.3 | 10.8 |  |  | 90000 | 7757 | 3.4 | 3.3 |  |  |  | Federally-Regulated Commercial & Industrial Equipment | 11/30/2011 |  | 05/02/2012
York International | Luxaire | BADF-T120N205 |  | HSP-A, Single-Package Heat Pum | Heat Pump | 230 | 3 |  |  |  | No Match |  | No Match | 118000 | 13111 | 9 | 8.9 |  |  | 116000 | 11329 | 3 | 3 | 70000 | 10254 | 2 | Non Federally-Regulated | 02/17/1993 |  | 09/02/1995
Carrier Corp. - Syracuse | Bryant Heating & Cooling Systems | 548J(P,E,T)17*********(D,E)A |  | HSP-A, Single-Package Heat Pum | Heat Pump | 575 | 3 | False |  |  |  | True | Single-Speed | 172000 | 15925 | 10.8 | 10.4 |  |  | 220000 | 19538 | 3.3 | 3.2 |  |  |  | Federally-Regulated Commercial & Industrial Equipment | 05/09/2013 |  | 08/28/2014
Compu-Aire | Maxi-Kool | MKH-832 |  | HSP-A, Single-Package Heat Pum | Heat Pump | 208 | 3 |  |  |  | No Match |  | No Match | 89700 | 10810 | 8.3 | 8.2 |  |  | 91000 | 9010 |  |  | 54700 | 7280 |  | Non Federally-Regulated | 10/10/1989 |  | 07/31/1992
Carrier Corp. - Syracuse | Arcoaire | RHH072(H,L,S)******** |  | HSP-A, Single-Package Heat Pum | Heat Pump | 208 | 3 | False |  |  |  | True | Single-Speed | 72000 | 6000 | 12 | 10.8 |  |  | 70000 | 6033 | 3.4 | 3.3 |  |  |  | Federally-Regulated Commercial & Industrial Equipment | 11/30/2011 |  | 10/28/2014
Carrier Corp. - Syracuse | Bryant Heating & Cooling Systems | 548J(P,E,T)24*********(A,B)A |  | HSP-A, Single-Package Heat Pum | Heat Pump | 230 | 3 | False |  |  |  | True | Single-Speed | 232000 | 21886 | 10.6 | 10.4 |  |  | 220000 | 19538 | 3.3 | 3.2 |  |  |  | Federally-Regulated Commercial & Industrial Equipment | 12/12/2012 |  | 04/21/2014
Lennox Industries Inc. | Armstrong | LHA180HN2* |  | HSP-A, Single-Package Heat Pum | Heat Pump | 230 | 3 |  |  |  | No Match |  | No Match | 182000 | 16545 | 11 | 8.5 |  | 12 | 192000 | 17047 | 3.3 | 2.9 | 106000 | 15528 | 2 | Federally-Regulated Commercial & Industrial Equipment | 02/05/2002 |  | 07/18/2002
Carrier Corp. - Syracuse | Arcoaire | RHS072(H,L,S)******** |  | HSP-A, Single-Package Heat Pum | Heat Pump | 208 | 3 | False |  |  |  | False | Single-Speed | 70000 | 6306 | 11.1 | 10.8 |  |  | 67000 | 5950 | 3.3 | 3.3 |  |  |  | Federally-Regulated Commercial & Industrial Equipment | 11/30/2011 |  | 10/28/2014
Carrier Corp. - Syracuse | Tempstar | RHS(120,121)(H,L,S)******AA |  | HSP-A, Single-Package Heat Pum | Heat Pump | 208 | 3 | False |  |  |  | False | Single-Speed | 116000 | 10545 | 11 | 10.8 |  |  | 116000 | 9999 | 3.4 | 3.3 |  |  |  | Federally-Regulated Commercial & Industrial Equipment | 12/12/2012 |  | 10/28/2014
Carrier Corp. - Syracuse | Carrier | 38AQ0245 | 40RR024 | HRCU-A-CB, Split System: Heat | Heat Pump | 208 | 3 |  |  |  | No Match |  | No Match | 202771 | 25346 | 8 | 8.2 |  |  | 230000 | 24060 |  |  | 129900 | 19024 |  | Non Federally-Regulated | 02/22/1990 |  | 07/31/1992
Goettl | American Best | HP901B-3 |  | HSP-A, Single-Package Heat Pum | Heat Pump | 208 | 3 |  |  |  | No Match |  | No Match | 94000 | 10500 | 9 | 8.9 |  |  | 96000 | 9340 | 3 | 3 | 50000 | 7150 | 2 | Non Federally-Regulated | 03/29/1993 |  | 09/02/1995
Carrier Corp. - Syracuse | Arcoaire | RHS(240)(H,L,S)******TA |  | HSP-A, Single-Package Heat Pum | Heat Pump | 575 | 3 | False |  |  |  | True | Single-Speed | 232000 | 21886 | 10.6 | 10.4 |  |  | 220000 | 19538 | 3.3 | 3.2 |  |  |  | Federally-Regulated Commercial & Industrial Equipment | 04/21/2014 |  | 10/28/2014
Trane U.S. Inc. | General Electric | BWA180C3K | BWV180B | HRCU-A-CB, Split System: Heat | Heat Pump | 200 | 3 |  |  |  | No Match |  | No Match | 182000 | 22000 | 8.3 |  |  |  | 172000 | 18300 |  |  | 101000 | 15200 |  | Non Federally-Regulated | 06/11/1985 |  | 05/11/1988
York International | Luxaire | BB-20[C,E18,E36]***(T,W,X)* |  | HSP-A, Single-Package Heat Pum | Both Heat Pump and Electric Re | 230 | 3 |  |  |  |  | True | Single-Speed | 218000 | 22947 | 9.5 | 8.5 |  | 10.2 | 210000 | 19866 | 3.1 | 2.9 | 130000 | 19062 | 2 | Federally-Regulated Commercial & Industrial Equipment | 01/18/2008 |  | 01/24/2011
McQuay International | McQuay International | DPS010AHHE2*C-4* |  | HSP-A, Single-Package Heat Pum | Heat Pump | 208 | 3 | False |  |  |  | True | Variable-Speed | 120000 | 10000 | 12 | 10.8 |  |  | 110000 | 9426 | 3.4 | 3.3 |  |  |  | Federally-Regulated Commercial & Industrial Equipment | 04/19/2013 |  | 01/09/2014
Carrier Corp. - Syracuse | ICP Commercial | RHS102(L,S)******AA |  | HSP-A, Single-Package Heat Pum | Heat Pump | 460 | 3 | False |  |  |  | False | Single-Speed | 99000 | 8608 | 11.5 | 10.8 |  |  | 96000 | 8525 | 3.3 | 3.3 |  |  |  | Federally-Regulated Commercial & Industrial Equipment | 12/12/2012 |  | 10/28/2014
International Comfort Products | Comfortmaker | RYMA75H**** |  | HSP-A, Single-Package Heat Pum | Heat Pump | 208 | 3 |  |  |  | No Match |  | No Match | 91000 | 9784 | 9.3 | 8.9 |  | 10.4 | 90000 | 8508 | 3.1 | 3 | 48000 | 6862 | 2.1 | Federally-Regulated Commercial & Industrial Equipment | 12/14/1998 |  | 08/17/1999
International Comfort Products | Comfortmaker | RYMA75H**** |  | HSP-A, Single-Package Heat Pum | Heat Pump | 208 | 3 |  |  |  | No Match |  | No Match | 91000 | 9784 | 9.3 | 8.9 |  | 10.4 | 90000 | 8506 | 3.1 | 3 | 48000 | 7031 | 2 | Federally-Regulated Commercial & Industrial Equipment | 05/22/2000 |  | 09/20/2001
York International | Luxaire | BB-20[E54]***(T,W,X)* |  | HSP-A, Single-Package Heat Pum | Both Heat Pump and Electric Re | 460 | 3 |  |  |  |  | True | Single-Speed | 216000 | 22737 | 9.5 | 8.5 |  | 9.5 | 210000 | 19866 | 3.1 | 2.9 | 130000 | 19062 | 2 | Federally-Regulated Commercial & Industrial Equipment | 01/18/2008 |  | 01/24/2011
Carrier Corp. - Syracuse | Carrier | 50TJQ01250/60 |  | HSP-A, Single-Package Heat Pum | Heat Pump | 208 | 3 |  |  |  | No Match |  | No Match | 112000 | 12444 | 9 | 8.9 |  | 9 | 105000 | 9924 | 3.1 | 3 | 53000 | 9134 | 1.7 | Federally-Regulated Commercial & Industrial Equipment | 11/18/1999 |  | 04/13/2000
York International | York | E3FB090A25/46 | F3EH090A33 | HRCU-A-CB, Split System: Heat | Heat Pump | 230 | 3 |  |  |  | No Match |  | No Match | 83000 | 9222 | 9 | 8.9 |  |  | 78000 | 7617 | 3 | 3 | 51000 | 6496 | 2.3 | Federally-Regulated Commercial & Industrial Equipment | 02/05/2002 |  | 07/18/2002
Rheem Sales Company, Inc. | Rheem | RJKB-A090D |  | HSP-A, Single-Package Heat Pum | Heat Pump | 460 | 3 |  |  |  | No Match |  | No Match | 89000 | 9673 | 9.2 | 8.9 |  | 10.6 | 90000 | 8789 | 3 | 3 | 52500 | 7691 | 2 | Federally-Regulated Commercial & Industrial Equipment | 07/31/2002 |  | 01/18/2008
Trane U.S. Inc. | American Standard, Inc. | BWA120C400M | BWE120C400G | HRCU-A-CB, Split System: Heat | Heat Pump | 460 | 3 |  |  |  | No Match |  | No Match | 118000 | 14300 | 8.3 | 8.2 |  |  | 120000 | 11550 |  |  | 63000 | 9550 |  | Non Federally-Regulated | 02/22/1990 |  | 07/31/1992
Carrier Corp. - Syracuse | Airquest | RHH090(H,L,S)******AA |  | HSP-A, Single-Package Heat Pum | Heat Pump | 230 | 3 | False |  |  |  | True | Single-Speed | 90000 | 7438 | 12.1 | 10.8 |  |  | 84000 | 7033 | 3.5 | 3.3 |  |  |  | Federally-Regulated Commercial & Industrial Equipment | 10/28/2014 |  | 10/28/2014
Carrier Corp. - Syracuse | Carrier | 50HJQ01450/60 |  | HSP-A, Single-Package Heat Pum | Heat Pump | 460 | 3 |  |  |  | No Match |  | No Match | 140000 | 14285 | 9.8 | 8.5 |  | 12.4 | 136000 | 12452 | 3.2 | 2.9 | 72000 | 10045 | 2.1 | Federally-Regulated Commercial & Industrial Equipment | 11/18/1999 |  | 07/18/2002
Carrier Corp. - Syracuse | Arcoaire | RHS150(H,L,S)******TA |  | HSP-A, Single-Package Heat Pum | Heat Pump | 460 | 3 | False |  |  |  | False | Single-Speed | 142000 | 13396 | 10.6 | 10.4 |  |  | 142000 | 13005 | 3.2 | 3.2 |  |  |  | Federally-Regulated Commercial & Industrial Equipment | 12/12/2012 |  | 10/28/2014
Carrier Corp. - Syracuse | Airquest | RHS(240)(H,L,S)******TA |  | HSP-A, Single-Package Heat Pum | Heat Pump | 575 | 3 | False |  |  |  | True | Single-Speed | 232000 | 21886 | 10.6 | 10.4 |  |  | 220000 | 19538 | 3.3 | 3.2 |  |  |  | Federally-Regulated Commercial & Industrial Equipment | 04/21/2014 |  | 10/28/2014
Carrier Corp. - Syracuse | Comfortmaker | RHS072(H,L,S)******** |  | HSP-A, Single-Package Heat Pum | Heat Pump | 208 | 3 | False |  |  |  | False | Single-Speed | 70000 | 6306 | 11.1 | 10.8 |  |  | 67000 | 5950 | 3.3 | 3.3 |  |  |  | Federally-Regulated Commercial & Industrial Equipment | 10/28/2014 |  | 10/28/2014
Carrier Corp. - Syracuse | Day & Night | RHS(120,121)(H,L,S)******TA |  | HSP-A, Single-Package Heat Pum | Heat Pump | 575 | 3 | False |  |  |  | False | Single-Speed | 116000 | 10545 | 11 | 10.8 |  |  | 116000 | 9999 | 3.4 | 3.3 |  |  |  | Federally-Regulated Commercial & Industrial Equipment | 12/12/2012 |  | 10/28/2014
Rheem Sales Company, Inc. | Rheem | RPWB-150DAS* | RHPA-150Z | HRCU-A-CB, Split System: Heat | Heat Pump | 460 | 3 |  |  |  | No Match |  | No Match | 178000 | 21710 | 8.2 | 8.2 |  |  | 176000 | 17190 |  |  | 92000 | 13480 |  | Non Federally-Regulated | 02/22/1990 |  | 07/31/1992
Rheem Sales Company, Inc. | Rheem | RPDB-100C |  | HSP-A, Single-Package Heat Pum | Heat Pump | 208 | 3 |  |  |  | No Match |  | No Match | 116000 | 14150 | 8.2 | 8.2 |  |  | 118000 | 12350 |  |  | 60000 | 8790 | 2 | Non Federally-Regulated | 06/11/1985 |  | 05/11/1988
York International | Fraser Johnston | BA-06[C,E]***(T,W,X)* |  | HSP-A, Single-Package Heat Pum | Both Heat Pump and Electric Re | 208 | 3 |  |  |  |  | False | Single-Speed | 78000 | 7647 | 10.2 | 8.9 |  | 0 | 69000 | 6323 | 3.2 | 3 | 43000 | 5732 | 2.2 | Federally-Regulated Commercial & Industrial Equipment | 01/18/2008 |  | 02/24/2011
York International | Coleman | BA-20[E54]***(T,W,X)* |  | HSP-A, Single-Package Heat Pum | Both Heat Pump and Electric Re | 575 | 3 |  |  |  |  | True | Single-Speed | 224000 | 21961 | 10.2 | 8.5 |  | 10.1 | 218000 | 18803 | 3.4 | 2.9 | 129000 | 18014 | 2.1 | Federally-Regulated Commercial & Industrial Equipment | 02/11/2008 |  | 02/24/2011
Carrier Corp. - Syracuse | Comfortmaker | RHS150(H,L,S)******AA |  | HSP-A, Single-Package Heat Pum | Heat Pump | 460 | 3 | False |  |  |  | False | Single-Speed | 142000 | 13396 | 10.6 | 10.4 |  |  | 142000 | 13005 | 3.2 | 3.2 |  |  |  | Federally-Regulated Commercial & Industrial Equipment | 10/28/2014 |  | 10/28/2014
International Comfort Products | Comfortmaker | RYMA10H**** |  | HSP-A, Single-Package Heat Pum | Heat Pump | 208 | 3 |  |  |  | No Match |  | No Match | 123000 | 13516 | 9.1 | 8.9 |  | 9.5 | 123000 | 11628 | 3.1 | 3 | 71000 | 10404 | 2 | Federally-Regulated Commercial & Industrial Equipment | 03/31/1998 |  | 05/09/1998
Carrier Corp. - Syracuse | Carrier | 50EWQ024511/611 |  | HSP-A, Single-Package Heat Pum | Heat Pump | 230 | 3 |  |  |  | No Match |  | No Match | 230000 | 23469 | 9.8 | 8.5 |  | 10 | 228000 | 20249 | 3.3 | 2.9 | 116000 | 16998 | 2 | Federally-Regulated Commercial & Industrial Equipment | 10/24/1997 |  | 03/31/1998
York International | Luxaire | BACB-T090A |  | HSP-A, Single-Package Heat Pum | Heat Pump | 208 | 3 |  |  |  | No Match |  | No Match | 87000 | 9886 | 8.8 |  |  |  | 88000 | 8597 |  |  | 47000 | 6888 |  | Non Federally-Regulated | 05/11/1988 |  | 03/15/1989
Carrier Corp. - Syracuse | Heil | RHS102H******** |  | HSP-A, Single-Package Heat Pum | Heat Pump | 230 | 3 | False |  |  |  | False | Single-Speed | 99000 | 8839 | 11.2 | 10.8 |  |  | 96000 | 8525 | 3.3 | 3.3 |  |  |  | Federally-Regulated Commercial & Industrial Equipment | 11/30/2011 |  | 12/12/2012
Trane U.S. Inc. | American Standard, Inc. | WCD090C30*B* |  | HSP-A, Single-Package Heat Pum | Heat Pump | 208 | 3 |  |  |  | No Match |  | No Match | 87000 | 9775 | 8.9 | 8.9 |  |  | 86000 | 8399 | 3 | 3 | 43000 | 6299 | 2 | Federally-Regulated Commercial & Industrial Equipment | 11/18/1999 |  | 04/13/2000
Rheem Sales Company, Inc. | Airquest | NRHR10LP30B |  | HSP-A, Single-Package Heat Pum | Heat Pump | 460 | 3 |  |  |  | No Match |  | No Match | 120000 | 13483 | 8.9 | 8.9 |  | 10.3 | 126000 | 12309 | 3 | 3 | 67000 | 9350 | 2.1 | Federally-Regulated Commercial & Industrial Equipment | 03/31/1998 |  | 05/09/1998
York International | Luxaire | BA-15[E18,E36]***(T,W,X)* |  | HSP-A, Single-Package Heat Pum | Both Heat Pump and Electric Re | 575 | 3 |  |  |  |  | True | Single-Speed | 164000 | 16566 | 9.9 | 8.5 |  | 9.5 | 172000 | 15762 | 3.2 | 2.9 | 102000 | 14244 | 2.1 | Federally-Regulated Commercial & Industrial Equipment | 01/18/2008 |  | 02/24/2011
York International | Luxaire | PH180C00A*(2,4,5)***** | NH180C00*(5,6)****** | HRCU-A-CB, Split System: Heat | Heat Pump | 230 | 3 |  |  |  |  | True | Single-Speed | 180000 | 16981 | 10.6 | 8.5 |  |  | 168000 | 14929 | 3.3 | 2.9 |  |  |  | Federally-Regulated Commercial & Industrial Equipment | 07/16/2009 |  | 01/24/2011
Lennox Industries Inc. | Lennox | GHP16-953-2G |  | HSP-A, Single-Package Heat Pum | Heat Pump | 460 | 3 |  |  |  | No Match |  | No Match | 88000 | 9778 | 9 | 8.9 |  |  | 90000 | 8307 | 3.2 | 3 | 46000 | 6740 | 2 | Non Federally-Regulated | 04/30/1992 |  | 07/31/1992
Carrier Corp. - Syracuse | Heil | RHS(240)(H,L,S)******TA |  | HSP-A, Single-Package Heat Pum | Heat Pump | 208 | 3 | False |  |  |  | True | Single-Speed | 232000 | 21886 | 10.6 | 10.4 |  |  | 220000 | 19538 | 3.3 | 3.2 |  |  |  | Federally-Regulated Commercial & Industrial Equipment | 04/21/2014 |  | 10/28/2014
Carrier Corp. | Carrier | 38AQ0245+0245+0165 | 40RR054 | HSP-A, Single-Package Heat Pum | Heat Pump | 460 | 3 |  |  |  | No Match |  | No Match | 568915 | 72014 | 8 |  |  | 8.5 | 596000 | 69830 | 2.6 |  | 323000 | 52561 | 1.8 | Voluntarily Certified | 01/23/1988 |  | 03/08/1996
Goettl | Goettl | HP902E |  | HSP-A, Single-Package Heat Pum | Heat Pump | 230 | 1 |  |  |  | No Match |  | No Match | 94000 | 9894 | 9.5 | 8.9 |  |  | 96000 | 9375 | 3 | 3 | 50000 | 7324 | 2 | Federally-Regulated Commercial & Industrial Equipment | 11/18/1999 |  | 04/13/2000
Carrier Corp. - Syracuse | Carrier Corp. | 50TCQ*24***(5,6,1)A***(G,J,K,M)*-VERT |  | HSP-A, Single-Package Heat Pum | Heat Pump | 230 | 3 | False |  |  |  | True | Single-Speed | 232000 | 21886 | 10.6 | 10.4 |  |  | 220000 | 19538 | 3.3 | 3.2 |  |  |  | Federally-Regulated Commercial & Industrial Equipment | 04/21/2014 |  | 10/28/2014
Trane U.S. Inc. | American Standard, Inc. | WS(D,H)150E(3,4,W)R0****(6,7) |  | HSP-A, Single-Package Heat Pum | Heat Pump | 230 | 3 | False |  |  |  | False | Single-Speed | 146000 | 13773 | 10.6 | 10.4 |  |  | 136000 | 12455 | 3.2 | 3.2 |  |  |  | Federally-Regulated Commercial & Industrial Equipment | 12/12/2012 |  | 04/21/2014
York International | Luxaire | EAHP-T120A | FBHP-S120A | HRCU-A-CB, Split System: Heat | Heat Pump | 230 | 3 |  |  |  | No Match |  | No Match | 118000 | 14390 | 8.2 | 8.2 |  |  | 129000 | 12602 |  |  | 76000 | 9281 |  | Non Federally-Regulated | 02/22/1990 |  | 07/31/1992
Compu-Aire | Maxi-Kool | MKH-834 |  | HSP-A, Single-Package Heat Pum | Heat Pump | 460 | 3 |  |  |  | No Match |  | No Match | 89700 | 10060 | 8.9 | 8.9 |  |  | 91000 | 9010 | 3 | 3 | 54700 | 7280 | 2.2 | Non Federally-Regulated | 08/10/1992 |  | 02/24/1993
Borg Warner | Luxaire | BAHT-W090A |  | HSP-A, Single-Package Heat Pum | Heat Pump | 460 | 3 |  |  |  | No Match |  | No Match | 95000 | 10041 | 8.3 | 8.2 |  |  | 103000 | 8607 | 3.5 |  | 63000 | 6562 | 2.8 | Non Federally-Regulated | 05/16/1984 |  | 06/11/1985
McQuay International | McQuay International | DPS010AHHY2**-4 |  | HSP-A, Single-Package Heat Pum | Heat Pump | 230 | 3 | False |  |  |  | True | Variable-Speed | 120000 | 9836 | 12.2 | 10.8 |  |  | 118000 | 9005 | 3.8 | 3.3 |  |  |  | Federally-Regulated Commercial & Industrial Equipment | 03/02/2012 |  | 08/28/2012
Lennox Industries Inc. | Lennox | CHP11-1353-5Q |  | HSP-A, Single-Package Heat Pum | Heat Pump | 230 | 3 |  |  |  | No Match |  | No Match | 122000 | 14920 | 8.2 | 7.5 |  |  | 125000 | 12550 |  |  | 64000 | 9880 |  | Non Federally-Regulated | 08/30/1983 |  | 05/16/1984
Trane U.S. Inc. | Trane | WCD150B30*E* |  | HSP-A, Single-Package Heat Pum | Heat Pump | 208 | 3 |  |  |  | No Match |  | No Match | 146000 | 16043 | 9.1 | 8.5 |  | 9.4 | 136000 | 13286 | 3 | 2.9 | 72000 | 10048 | 2.1 | Federally-Regulated Commercial & Industrial Equipment | 10/24/1997 |  | 03/31/1998
McQuay International | McQuay | LHA090H* |  | HSP-A, Single-Package Heat Pum | Heat Pump | 208 | 3 |  |  |  | No Match |  | No Match | 89000 | 7739 | 11.5 | 8.9 |  | 12 | 90000 | 7992 | 3.3 | 3 | 52000 | 7257 | 2.1 | Federally-Regulated Commercial & Industrial Equipment | 01/05/1998 |  | 03/31/1998
Trane U.S. Inc. | American Standard, Inc. | WCH075C30*B* |  | HSP-A, Single-Package Heat Pum | Heat Pump | 208 | 3 |  |  |  | No Match |  | No Match | 71000 | 7977 | 8.9 | 8.9 |  |  | 71000 | 6934 | 3 | 3 | 35000 | 5127 | 2 | Federally-Regulated Commercial & Industrial Equipment | 11/18/1999 |  | 04/13/2000
Trane U.S. Inc. | Trane | RPUB-C154-A*A | BPUB-C15*-A*A | HRCU-A-CB, Split System: Heat | Heat Pump | 460 | 3 |  |  |  | No Match |  | No Match | 182000 | 22000 | 8.3 |  |  |  | 172000 | 18300 |  |  | 101000 | 15200 |  | Non Federally-Regulated | 06/11/1985 |  | 08/29/1986
McQuay International | McQuay International | DPS007AHHY2**-4 |  | HSP-A, Single-Package Heat Pum | Heat Pump | 208 | 3 | False |  |  |  | True | Variable-Speed | 89000 | 7120 | 12.5 | 10.8 |  |  | 79000 | 6223 | 3.7 | 3.3 |  |  |  | Federally-Regulated Commercial & Industrial Equipment | 08/28/2012 |  | 04/19/2013
Carrier Corp. - Syracuse | Tempstar | RHH102(H,L,S)******TA |  | HSP-A, Single-Package Heat Pum | Heat Pump | 575 | 3 | False |  |  |  | True | Single-Speed | 100000 | 8333 | 12 | 10.8 |  |  | 100000 | 8619 | 3.4 | 3.3 |  |  |  | Federally-Regulated Commercial & Industrial Equipment | 10/28/2014 |  | 10/28/2014
Carrier Corp. - Syracuse | Airquest | RHH102(H,L,S)******** |  | HSP-A, Single-Package Heat Pum | Heat Pump | 230 | 3 | False |  |  |  | True | Single-Speed | 100000 | 8333 | 12 | 10.8 |  |  | 100000 | 8619 | 3.4 | 3.3 |  |  |  | Federally-Regulated Commercial & Industrial Equipment | 11/30/2011 |  | 04/19/2013
Rheem Sales Company, Inc. | Century | HR075-3SZ | AHH100-Z | HRCU-A-CB, Split System: Heat | Heat Pump | 208 | 3 |  |  |  | No Match |  | No Match | 92000 | 9583 | 9.6 | 8.9 |  |  | 88000 | 8057 | 3.2 | 3 | 48000 | 6697 | 2.1 | Federally-Regulated Commercial & Industrial Equipment | 07/25/2000 |  | 07/18/2002
Rheem Sales Company, Inc. | Weatherking | WPWC-100D | WHGF-100Z | HRCU-A-CB, Split System: Heat | Heat Pump | 460 | 3 |  |  |  | No Match |  | No Match | 118000 | 12826 | 9.2 | 8.9 |  |  | 125000 | 11814 | 3.1 | 3 | 68000 | 9487 | 2.1 | Federally-Regulated Commercial & Industrial Equipment | 07/25/2000 |  | 02/06/2002
International Comfort Products | Kenmore | PH*120N2LA |  | HSP-A, Single-Package Heat Pum | Heat Pump | 460 | 3 |  |  |  | No Match |  | No Match | 123000 | 13516 | 9.1 | 8.9 |  | 9.5 | 123000 | 11628 | 3.1 | 3 | 71000 | 10404 | 2 | Federally-Regulated Commercial & Industrial Equipment | 02/03/1998 |  | 03/31/1998
York International | Fraser Johnston | ECSE-T/W090 | FCHP-S090 | HRCU-A-CB, Split System: Heat | Heat Pump | 230 | 3 |  |  |  | No Match |  | No Match | 83000 | 9222 | 9 | 8.9 |  |  | 78000 | 7617 | 3 | 3 | 51000 | 6496 | 2.3 | Federally-Regulated Commercial & Industrial Equipment | 07/31/2002 |  | 06/19/2003
Trane U.S. Inc. | Trane | WC(D,H)075C300A |  | HSP-A, Single-Package Heat Pum | Heat Pump | 230 | 3 |  |  |  | No Match |  | No Match | 71000 | 7978 | 8.9 | 8.9 |  |  | 71000 | 6935 | 3 | 3 | 35000 | 5127 | 2 | Non Federally-Regulated | 07/31/1992 |  | 03/31/1998
Carrier Corp. - Syracuse | Bryant Air Conditioning | 541APX/AEX180 | 524APH/AEH180GC | HRCU-A-CB, Split System: Heat | Heat Pump | 230 | 3 |  |  |  | No Match |  | No Match | 172000 | 19545 | 8.8 | 8.5 |  |  | 164000 | 16017 | 3 | 2.9 | 94000 | 12518 | 2.2 | Federally-Regulated Commercial & Industrial Equipment | 07/31/2002 |  | 09/25/2002
GE Appliances, a Haier company | General Electric | BWA180C3 | BWH180A | HRCU-A-CB, Split System: Heat | Heat Pump | 230 | 3 |  |  |  | No Match |  | No Match | 180000 | 23200 | 7.8 | 7.5 |  |  | 180000 | 20000 | 2.6 |  | 100000 | 16200 | 1.8 | Non Federally-Regulated | 09/08/1982 |  | 09/03/2015
Rheem Sales Company, Inc. | Tempstar | NRHR10HP30B |  | HSP-A, Single-Package Heat Pum | Heat Pump | 208 | 3 |  |  |  | No Match |  | No Match | 120000 | 13400 | 9 | 8.9 |  |  | 126000 | 11875 | 3.1 | 3 | 67000 | 9345 | 2.1 | Non Federally-Regulated | 01/26/1993 |  | 09/02/1995
Carrier Corp. - Syracuse | Arcoaire | RHS090(L,S)******** |  | HSP-A, Single-Package Heat Pum | Heat Pump | 575 | 3 | False |  |  |  | False | Single-Speed | 88000 | 7857 | 11.2 | 10.8 |  |  | 86000 | 7413 | 3.4 | 3.3 |  |  |  | Federally-Regulated Commercial & Industrial Equipment | 03/02/2012 |  | 12/12/2012
Carrier Corp. - Syracuse | ICP Commercial | RHH102(H,L,S)******TA |  | HSP-A, Single-Package Heat Pum | Heat Pump | 575 | 3 | False |  |  |  | True | Single-Speed | 100000 | 8333 | 12 | 10.8 |  |  | 100000 | 8619 | 3.4 | 3.3 |  |  |  | Federally-Regulated Commercial & Industrial Equipment | 12/12/2012 |  | 10/28/2014
Lennox Industries Inc. | Lennox | KHA120S4M*1Y,G,J |  | HSP-A, Single-Package Heat Pum | Both Heat Pump and Electric Re | 230 | 3 | False |  |  |  | True | Single-Speed | 118000 | 10727 | 11 | 10.8 |  |  | 116000 | 10302 | 3.3 | 3.3 |  |  |  | Federally-Regulated Commercial & Industrial Equipment | 04/19/2013 |  | 10/28/2014
Carrier Corp. - Syracuse | Airquest | RHS(243)(H,L,S)******TA |  | HSP-A, Single-Package Heat Pum | Heat Pump | 575 | 3 | False |  |  |  | True | Single-Speed | 232000 | 21886 | 10.6 | 10.4 |  |  | 220000 | 19538 | 3.3 | 3.2 |  |  |  | Federally-Regulated Commercial & Industrial Equipment | 10/28/2014 |  | 10/28/2014
McQuay International | McQuay International | DPS010AHHW2*C-4 |  | HSP-A, Single-Package Heat Pum | Heat Pump | 208 | 3 | False |  |  |  | True | Variable-Speed | 120000 | 10000 | 12 | 10.8 |  |  | 110000 | 9426 | 3.4 | 3.3 |  |  |  | Federally-Regulated Commercial & Industrial Equipment | 08/28/2012 |  | 04/19/2013
McQuay International | McQuay International | DPS012AHHG4*C-6 |  | HSP-A, Single-Package Heat Pum | Heat Pump | 460 | 3 | False |  |  |  | True | Variable-Speed | 144000 | 12203 | 11.8 | 10.4 |  |  | 135000 | 11810 | 3.4 | 3.2 |  |  |  | Federally-Regulated Commercial & Industrial Equipment | 08/28/2012 |  | 04/19/2013
Rheem Sales Company, Inc. | Ruud | UPWA-075DAS | UHPA-075G | HRCU-A-CB, Split System: Heat | Heat Pump | 460 | 3 |  |  |  | No Match |  | No Match | 90000 | 11250 | 8 | 8.2 |  |  | 90000 | 8790 |  |  | 51000 | 6890 |  | Non Federally-Regulated | 06/11/1985 |  | 05/11/1988
Rheem Sales Company, Inc. | Heil | NRHR92LP15A |  | HSP-A, Single-Package Heat Pum | Heat Pump | 460 | 3 |  |  |  | No Match |  | No Match | 92000 | 10500 | 8.8 |  |  |  | 94000 | 9160 | 2.9 | 2.5 | 52000 | 7190 | 2 | Non Federally-Regulated | 08/23/1990 |  | 07/27/1992
Carrier Corp. - Syracuse | Keeprite | RHH(120,121)(H,L,S)******** |  | HSP-A, Single-Package Heat Pum | Heat Pump | 208 | 3 | False |  |  |  | True | Single-Speed | 119000 | 9674 | 12.3 | 10.8 |  |  | 116000 | 9713 | 3.5 | 3.3 |  |  |  | Federally-Regulated Commercial & Industrial Equipment | 11/30/2011 |  | 12/12/2012
York International | York | BQ240[E54]***(2,4,5)* |  | HSP-A, Single-Package Heat Pum | Both Heat Pump and Electric Re | 575 | 3 |  |  |  |  | True | Single-Speed | 216000 | 22737 | 9.5 | 8.5 |  | 9.5 | 210000 | 19866 | 3.1 | 2.9 | 130000 | 19062 | 2 | Federally-Regulated Commercial & Industrial Equipment | 01/18/2008 |  | 01/24/2011
Rheem Sales Company, Inc. | Weatherking | WPWC-100C | WHGF-100Z | HRCU-A-CB, Split System: Heat | Heat Pump | 230 | 3 |  |  |  | No Match |  | No Match | 116000 | 13033 | 8.9 | 8.9 |  |  | 125000 | 11814 | 3.1 | 3 | 68000 | 9487 | 2.1 | Federally-Regulated Commercial & Industrial Equipment | 02/06/2002 |  | 07/18/2002
York International | Fraser Johnston | BFCB-X120 |  | HSP-A, Single-Package Heat Pum | Heat Pump | 575 | 3 |  |  |  | No Match |  | No Match | 118000 | 13111 | 9 | 8.9 |  |  | 116000 | 11329 | 3 | 3 | 70000 | 10254 | 2 | Federally-Regulated Commercial & Industrial Equipment | 11/18/1999 |  | 04/13/2000
Trane U.S. Inc. | Trane | WC(D,H)075C400A |  | HSP-A, Single-Package Heat Pum | Heat Pump | 460 | 3 |  |  |  | No Match |  | No Match | 71000 | 7978 | 8.9 | 8.9 |  |  | 71000 | 6935 | 3 | 3 | 35000 | 5127 | 2 | Non Federally-Regulated | 07/31/1992 |  | 03/31/1998
Trane U.S. Inc. | American Standard, Inc. | WCD090A300A |  | HSP-A, Single-Package Heat Pum | Heat Pump | 230 | 3 |  |  |  | No Match |  | No Match | 85000 | 10240 | 8.3 | 8.2 |  |  | 82000 | 8580 |  |  | 39000 | 6010 |  | Non Federally-Regulated | 02/22/1990 |  | 07/31/1992
York International | Evcon | BB-20[E72]***(T,W,X)* |  | HSP-A, Single-Package Heat Pum | Both Heat Pump and Electric Re | 460 | 3 |  |  |  |  | True | Single-Speed | 214000 | 22526 | 9.5 | 8.5 |  | 10.1 | 210000 | 19866 | 3.1 | 2.9 | 130000 | 19062 | 2 | Federally-Regulated Commercial & Industrial Equipment | 01/18/2008 |  | 01/24/2011
York International | Luxaire | BAHT-T120A |  | HSP-A, Single-Package Heat Pum | Heat Pump | 208 | 3 |  |  |  | No Match |  | No Match | 121000 | 14578 | 8.3 | 8.2 |  |  | 126000 | 13189 |  |  | 76000 | 9685 |  | Non Federally-Regulated | 03/15/1989 |  | 10/10/1989
Carrier Corp. - Syracuse | Bryant Heating & Cooling Systems | 548J(P,E,T)07**********A |  | HSP-A, Single-Package Heat Pum | Heat Pump | 575 | 3 | False |  |  |  | False | Single-Speed | 70000 | 6306 | 11.1 | 10.8 |  |  | 67000 | 5950 | 3.3 | 3.3 |  |  |  | Federally-Regulated Commercial & Industrial Equipment | 11/30/2011 |  | 10/28/2014
Carrier Corp. - Syracuse | Heil | CHS240(H,L,S)D* | FHS240(S,H,L)**A0* | HRCU-A-CB, Split System: Heat | Heat Pump | 460 | 3 |  |  |  |  | True | Single-Speed | 222000 | 20747 | 10.7 | 10.4 |  |  | 214000 | 17919 | 3.5 | 3.2 |  |  |  | Federally-Regulated Commercial & Industrial Equipment | 07/18/2013 |  | 04/20/2015
Lennox Industries Inc. | Lennox | LHA240HN2* |  | HSP-A, Single-Package Heat Pum | Heat Pump | 230 | 3 |  |  |  | No Match |  | No Match | 220000 | 21568 | 10.2 | 8.5 |  | 11 | 220000 | 19533 | 3.3 | 2.9 | 118000 | 16463 | 2.1 | Federally-Regulated Commercial & Industrial Equipment | 02/05/2002 |  | 07/18/2002
McQuay International | McQuay International | DPS012AHHW2*C-4 |  | HSP-A, Single-Package Heat Pum | Heat Pump | 208 | 3 | False |  |  |  | True | Variable-Speed | 144000 | 12307 | 11.7 | 10.4 |  |  | 138000 | 11392 | 3.6 | 3.2 |  |  |  | Federally-Regulated Commercial & Industrial Equipment | 03/02/2012 |  | 08/28/2012
Trane U.S. Inc. | Trane | TWA072C3 | TWE090A-BA | HRCU-A-CB, Split System: Heat | Heat Pump | 230 | 3 |  |  |  | No Match |  | No Match | 69000 | 7666 | 9 | 8.9 |  |  | 62500 | 6104 | 3 | 3 | 37800 | 4614 | 2.4 | Federally-Regulated Commercial & Industrial Equipment | 01/19/2001 |  | 07/18/2002
Carrier Corp. - Syracuse | Payne | 548CEX120 |  | HSP-A, Single-Package Heat Pum | Heat Pump | 460 | 3 |  |  |  | No Match |  | No Match | 120000 | 13000 | 9.2 | 8.9 |  |  | 120000 | 10500 | 3.3 | 3 | 64000 | 8600 | 2.2 | Non Federally-Regulated | 07/31/1992 |  | 03/31/1998
York International | Luxaire | BADF-W090N165 |  | HSP-A, Single-Package Heat Pum | Heat Pump | 460 | 3 |  |  |  | No Match |  | No Match | 87000 | 9667 | 9 | 8.9 |  |  | 89000 | 8692 | 3 | 3 | 49000 | 7178 | 2 | Non Federally-Regulated | 02/17/1993 |  | 09/02/1995
Carrier Corp. - Syracuse | Keeprite | RHS(240)(H,L,S)******AA |  | HSP-A, Single-Package Heat Pum | Heat Pump | 460 | 3 | False |  |  |  | True | Single-Speed | 232000 | 21886 | 10.6 | 10.4 |  |  | 220000 | 19538 | 3.3 | 3.2 |  |  |  | Federally-Regulated Commercial & Industrial Equipment | 10/28/2014 |  | 10/28/2014
York International | Luxaire | BACB-T/-W240A/E |  | HSP-A, Single-Package Heat Pum | Heat Pump | 460 | 3 |  |  |  | No Match |  | No Match | 222000 | 26117 | 8.5 | 8.5 |  | 8 | 226000 | 22078 | 3 | 2.9 | 120000 | 17584 | 2 | Federally-Regulated Commercial & Industrial Equipment | 12/01/1997 |  | 03/31/1998
Carrier Corp. - Syracuse | Carrier Corp. | 50TCQ*14***(5,6,1)A* |  | HSP-A, Single-Package Heat Pum | Heat Pump | 230 | 3 | False |  |  |  | False | Single-Speed | 142000 | 13396 | 10.6 | 10.4 |  |  | 142000 | 13005 | 3.2 | 3.2 |  |  |  | Federally-Regulated Commercial & Industrial Equipment | 11/30/2011 |  | 12/12/2012
York International | York | BP120C00A2/4/5***1* |  | HSP-A, Single-Package Heat Pum | Heat Pump | 208 | 3 |  |  |  | No Match |  | No Match | 120000 | 11650 | 10.3 | 8.9 |  | 10 | 113000 | 10346 | 3.2 | 3 | 60000 | 7990 | 2.2 | Federally-Regulated Commercial & Industrial Equipment | 11/21/2000 |  | 02/05/2002
GE Appliances, a Haier company | General Electric | BWA120C4 | BWE120C | HRCU-A-CB, Split System: Heat | Heat Pump | 460 | 3 |  |  |  | No Match |  | No Match | 117000 | 14700 | 8 | 7.5 |  |  | 112000 | 12000 | 2.7 |  | 58000 | 9300 | 1.8 | Non Federally-Regulated | 09/08/1982 |  | 09/03/2015
Rheem Sales Company, Inc. | Rheem | RPDC-100D* |  | HSP-A, Single-Package Heat Pum | Heat Pump | 460 | 3 |  |  |  | No Match |  | No Match | 120000 | 13665 | 8.8 |  |  |  | 126000 | 11875 | 3 | 2.5 | 67000 | 9345 | 2.1 | Non Federally-Regulated | 02/06/1988 |  | 05/11/1988
York International | York | B1SP120A25 |  | HSP-A, Single-Package Heat Pum | Heat Pump | 208 | 3 |  |  |  | No Match |  | No Match | 121000 | 14578 | 8.3 | 8.2 |  |  | 126000 | 13189 |  |  | 76000 | 9685 |  | Non Federally-Regulated | 03/15/1989 |  | 10/10/1989
International Comfort Products | ICP Commercial | PH*120N2LA* |  | HSP-A, Single-Package Heat Pum | Heat Pump | 460 | 3 |  |  |  | No Match |  | No Match | 123000 | 13516 | 9.1 | 8.9 |  | 9.5 | 123000 | 11625 | 3.1 | 3 | 71000 | 10401 | 2 | Federally-Regulated Commercial & Industrial Equipment | 11/18/1999 |  | 04/13/2000
York International | Fraser Johnston | EAHP-T120A | FBHP-S120A | HRCU-A-CB, Split System: Heat | Heat Pump | 230 | 3 |  |  |  | No Match |  | No Match | 118000 | 14390 | 8.2 |  |  |  | 129000 | 12602 |  |  | 76000 | 9281 |  | Non Federally-Regulated | 05/11/1988 |  | 03/15/1989
Carrier Corp. - Syracuse | Payne | PH1RPA/REA120-AA |  | HSP-A, Single-Package Heat Pum | Heat Pump | 460 | 3 |  |  |  | No Match |  | No Match | 112000 | 12444 | 9 | 8.9 |  | 9 | 105000 | 9926 | 3.1 | 3 | 53000 | 8726 | 1.8 | Federally-Regulated Commercial & Industrial Equipment | 02/03/1998 |  | 03/31/1998
York International | Fraser Johnston | BA-07C00*T/W/X***1* |  | HSP-A, Single-Package Heat Pum | Heat Pump | 575 | 3 |  |  |  | No Match |  | No Match | 90000 | 8411 | 10.7 | 8.9 |  | 11 | 85000 | 7782 | 3.2 | 3 | 46000 | 6126 | 2.2 | Federally-Regulated Commercial & Industrial Equipment | 07/19/2001 |  | 02/05/2002
Rheem Sales Company, Inc. | Ruud | UPWA-200CAS | UHPA-200E | HRCU-A-CB, Split System: Heat | Heat Pump | 208 | 3 |  |  |  | No Match |  | No Match | 237600 | 29100 | 8.2 |  |  |  | 230250 | 24585 | 2.7 |  | 141700 | 22275 | 1.9 | Non Federally-Regulated | 06/11/1985 |  | 05/11/1988
Trane U.S. Inc. | American Standard, Inc. | 4A6B3048B1 (2) | TWE090E1**A* | HRCU-A-CB, Split System: Heat | Heat Pump | 230 | 1 |  |  |  |  | True | Single-Speed | 90000 | 8181 | 11 | 10.8 |  |  | 90000 | 7992 | 3.3 | 3.3 |  |  |  | Federally-Regulated Commercial & Industrial Equipment | 11/30/2011 |  | 08/28/2014
York International | York | B1HN120N***25/46/58 |  | HSP-A, Single-Package Heat Pum | Heat Pump | 460 | 3 |  |  |  | No Match |  | No Match | 118000 | 13111 | 9 | 8.9 |  |  | 116000 | 11332 | 3 | 3 | 70000 | 10257 | 2 | Federally-Regulated Commercial & Industrial Equipment | 10/02/1998 |  | 08/17/1999
York International | Evcon | BA-07C00*T/W/X***1* |  | HSP-A, Single-Package Heat Pum | Heat Pump | 230 | 3 |  |  |  | No Match |  | No Match | 90000 | 8411 | 10.7 | 8.9 |  | 11 | 85000 | 7782 | 3.2 | 3 | 46000 | 6126 | 2.2 | Federally-Regulated Commercial & Industrial Equipment | 07/19/2001 |  | 02/05/2002
McQuay International | McQuay International | DPS010AHHG4**-6 |  | HSP-A, Single-Package Heat Pum | Heat Pump | 460 | 3 | False |  |  |  | True | Variable-Speed | 121000 | 10000 | 12.1 | 10.8 |  |  | 112000 | 9432 | 3.5 | 3.3 |  |  |  | Federally-Regulated Commercial & Industrial Equipment | 08/28/2012 |  | 04/19/2013
GE Appliances, a Haier company | General Electric | BWC090F2 |  | HSP-A, Single-Package Heat Pum | Heat Pump | 200 | 3 |  |  |  | No Match |  | No Match | 94000 | 10800 | 8.7 | 7.5 |  |  | 88000 | 9500 | 2.7 |  | 48000 | 7500 | 1.9 | Non Federally-Regulated | 09/08/1982 |  | 09/03/2015
Carrier Corp. - Syracuse | Arcoaire | RHS(243)(H,L,S)******TA |  | HSP-A, Single-Package Heat Pum | Heat Pump | 575 | 3 | False |  |  |  | True | Single-Speed | 232000 | 21886 | 10.6 | 10.4 |  |  | 220000 | 19538 | 3.3 | 3.2 |  |  |  | Federally-Regulated Commercial & Industrial Equipment | 10/28/2014 |  | 10/28/2014
York International | Evcon | BB-20[E54]***(T,W,X)* |  | HSP-A, Single-Package Heat Pum | Both Heat Pump and Electric Re | 460 | 3 |  |  |  |  | True | Single-Speed | 216000 | 22737 | 9.5 | 8.5 |  | 9.5 | 210000 | 19866 | 3.1 | 2.9 | 130000 | 19062 | 2 | Federally-Regulated Commercial & Industrial Equipment | 01/18/2008 |  | 01/24/2011
York International | York | E1FB240 | F1EH240 | HRCU-A-CB, Split System: Heat | Heat Pump | 460 | 3 |  |  |  | No Match |  | No Match | 214000 | 24883 | 8.6 | 8.5 |  | 9.6 | 218000 | 22025 | 2.9 | 2.9 | 138000 | 19254 | 2.1 | Federally-Regulated Commercial & Industrial Equipment | 07/31/2002 |  | 01/18/2008
Carrier Corp. - Syracuse | Bryant Heating & Cooling Systems | 548J(P,E,T)24*********(A,B)A |  | HSP-A, Single-Package Heat Pum | Heat Pump | 575 | 3 | False |  |  |  | True | Single-Speed | 232000 | 21886 | 10.6 | 10.4 |  |  | 220000 | 19538 | 3.3 | 3.2 |  |  |  | Federally-Regulated Commercial & Industrial Equipment | 12/12/2012 |  | 04/21/2014
Phoenix Manufacturing, Inc. | Frigiking Tappan | PHR 90 3 |  | HSP-A, Single-Package Heat Pum | Heat Pump | 208 | 3 |  |  |  | No Match |  | No Match | 95000 | 12460 | 7.6 | 8.2 |  |  | 102000 | 10990 | 2.7 |  | 49000 | 8230 | 1.7 | Non Federally-Regulated | 05/16/1984 |  | 06/11/1985
York International | York | B1CH180A/E***25/46 |  | HSP-A, Single-Package Heat Pum | Heat Pump | 460 | 3 |  |  |  | No Match |  | No Match | 164000 | 18636 | 8.8 | 8.5 |  | 8.5 | 174000 | 16998 | 3 | 2.9 | 90000 | 13188 | 2 | Federally-Regulated Commercial & Industrial Equipment | 05/09/1998 |  | 10/02/1998
York International | Luxaire | XA-12[C,E]***(T,W,X)* |  | HSP-A, Single-Package Heat Pum | Both Heat Pump and Electric Re | 230 | 3 | False |  |  |  | True | Single-Speed | 150000 | 13636 | 11 | 10.4 |  | 11.9 | 135000 | 12364 | 3.2 | 3.2 | 90000 | 11997 | 2.2 | Federally-Regulated Commercial & Industrial Equipment | 01/24/2011 |  | 01/09/2014
Rheem Sales Company, Inc. | Ruud | UJKB-A120C |  | HSP-A, Single-Package Heat Pum | Heat Pump | 208 | 3 |  |  |  | No Match |  | No Match | 117000 | 12580 | 9.3 | 8.9 |  | 9.2 | 118000 | 11524 | 3 | 3 | 63500 | 9302 | 2 | Federally-Regulated Commercial & Industrial Equipment | 11/18/1999 |  | 04/13/2000
Carrier Corp. - Syracuse | ICP Commercial | RHS090H******** |  | HSP-A, Single-Package Heat Pum | Heat Pump | 230 | 3 | False |  |  |  | False | Single-Speed | 88000 | 7857 | 11.2 | 10.8 |  |  | 86000 | 7413 | 3.4 | 3.3 |  |  |  | Federally-Regulated Commercial & Industrial Equipment | 03/02/2012 |  | 12/12/2012
International Comfort Products | Comfortmaker | RYMA75H**** |  | HSP-A, Single-Package Heat Pum | Heat Pump | 208 | 3 |  |  |  | No Match |  | No Match | 91000 | 9784 | 9.3 | 8.9 |  | 10.4 | 90000 | 8508 | 3.1 | 3 | 48000 | 6862 | 2.1 | Federally-Regulated Commercial & Industrial Equipment | 02/03/1998 |  | 03/31/1998
Rheem Sales Company, Inc. | Heat Controller | HR100-3SZ | AHH100-Z | HRCU-A-CB, Split System: Heat | Heat Pump | 208 | 3 |  |  |  | No Match |  | No Match | 121000 | 12872 | 9.4 | 8.9 |  |  | 125000 | 11817 | 3.1 | 3 | 84000 | 11190 | 2.2 | Federally-Regulated Commercial & Industrial Equipment | 03/31/1998 |  | 05/09/1998
Carrier Corp. - Syracuse | Day & Night | RHS(240,243)(H,L,S)******TA |  | HSP-A, Single-Package Heat Pum | Heat Pump | 230 | 3 | False |  |  |  | True | Single-Speed | 232000 | 21886 | 10.6 | 10.4 |  |  | 220000 | 19538 | 3.3 | 3.2 |  |  |  | Federally-Regulated Commercial & Industrial Equipment | 12/12/2012 |  | 04/21/2014
Carrier Corp. - Syracuse | Day & Night | RHS(181,183)(H,L,S)******AA |  | HSP-A, Single-Package Heat Pum | Heat Pump | 208 | 3 | False |  |  |  | True | Single-Speed | 172000 | 15925 | 10.8 | 10.4 |  |  | 220000 | 19538 | 3.3 | 3.2 |  |  |  | Federally-Regulated Commercial & Industrial Equipment | 12/12/2012 |  | 05/09/2013
Carrier Corp. - Syracuse | Day & Night | CHS072(H,L,S)A* | FHS072(M,S,K)**A0* | HRCU-A-CB, Split System: Heat | Heat Pump | 230 | 3 |  |  |  |  | True | Single-Speed | 70000 | 6363 | 11 | 10.8 |  |  | 66000 | 5861 | 3.3 | 3.3 |  |  |  | Federally-Regulated Commercial & Industrial Equipment | 07/18/2013 |  | 10/28/2014
Trane U.S. Inc. | Trane Unitary Products Group | 4TWR3048B1 (2) | TWE090E3**A* | HRCU-A-CB, Split System: Heat | Heat Pump | 230 | 1 |  |  |  |  | True | Single-Speed | 90000 | 7964 | 11.3 | 10.8 |  |  | 90000 | 7757 | 3.4 | 3.3 |  |  |  | Federally-Regulated Commercial & Industrial Equipment | 11/30/2011 |  | 05/02/2012
Carrier Corp. - Syracuse | Carrier | 50HJQ00850/60 |  | HSP-A, Single-Package Heat Pum | Heat Pump | 230 | 3 |  |  |  | No Match |  | No Match | 88000 | 8800 | 10 | 8.9 |  | 10.8 | 87000 | 7965 | 3.2 | 3 | 48000 | 7031 | 2 | Federally-Regulated Commercial & Industrial Equipment | 07/31/2002 |  | 09/25/2002
Coolair Corp. | Coolair | BH10G3A | EH10G3A | HRCU-A-CB, Split System: Heat | Heat Pump | 208 | 3 |  |  |  | No Match |  | No Match | 128200 | 13312 | 9.6 | 8.9 |  |  | 126500 | 11279 | 3.3 | 3 | 66150 | 8678 | 2.2 | Federally-Regulated Commercial & Industrial Equipment | 03/31/1998 |  | 05/09/1998
McQuay International | McQuay International | DPS006AHHY2**-6 |  | HSP-A, Single-Package Heat Pum | Heat Pump | 230 | 3 | False |  |  |  | True | Variable-Speed | 70000 | 6034 | 11.6 | 10.8 |  |  | 72000 | 5096 | 4.1 | 3.3 |  |  |  | Federally-Regulated Commercial & Industrial Equipment | 03/02/2012 |  | 08/28/2012
Lennox Industries Inc. | Lennox | CHP11-1353-5W |  | HSP-A, Single-Package Heat Pum | Heat Pump | 200 | 3 |  |  |  | No Match |  | No Match | 122000 | 14920 | 8.2 | 8.2 |  |  | 125000 | 12550 |  |  | 64000 | 9880 |  | Non Federally-Regulated | 05/16/1984 |  | 06/11/1985
Rheem Sales Company, Inc. | Addison Products | PHC7.5T-3L |  | HSP-A, Single-Package Heat Pum | Heat Pump | 230 | 3 |  |  |  | No Match |  | No Match | 92000 | 10500 | 8.8 |  |  |  | 94000 | 9160 |  |  | 52000 | 7190 |  | Non Federally-Regulated | 05/11/1988 |  | 03/15/1989
McQuay International | McQuay International | DPS010AHHY2**-6 |  | HSP-A, Single-Package Heat Pum | Heat Pump | 230 | 3 | False |  |  |  | True | Variable-Speed | 121000 | 9837 | 12.3 | 10.8 |  |  | 119000 | 8988 | 3.9 | 3.3 |  |  |  | Federally-Regulated Commercial & Industrial Equipment | 03/02/2012 |  | 08/28/2012
Trane U.S. Inc. | American Standard, Inc. | WCD120B40*D* |  | HSP-A, Single-Package Heat Pum | Heat Pump | 460 | 3 |  |  |  | No Match |  | No Match | 117000 | 12720 | 9.2 | 8.9 |  | 9.2 | 119000 | 11460 | 3 | 3 | 61000 | 8840 | 2 | Federally-Regulated Commercial & Industrial Equipment | 04/19/1994 |  | 09/02/1995
York International | Luxaire | ECSE-T/W090 | FCHP-S090 | HRCU-A-CB, Split System: Heat | Heat Pump | 208 | 3 |  |  |  | No Match |  | No Match | 83000 | 9222 | 9 | 8.9 |  |  | 78000 | 7617 | 3 | 3 | 51000 | 6496 | 2.3 | Federally-Regulated Commercial & Industrial Equipment | 07/31/2002 |  | 06/19/2003
Trane U.S. Inc. | Trane Unitary Products Group | WS(D,H)180E(3,4,W)R0****0 |  | HSP-A, Single-Package Heat Pum | Heat Pump | 230 | 3 | False |  |  |  | False | Single-Speed | 170000 | 16037 | 10.6 | 10.4 |  |  | 170000 | 15569 | 3.2 | 3.2 |  |  |  | Federally-Regulated Commercial & Industrial Equipment | 12/12/2012 |  | 08/28/2014
Lennox Industries Inc. | Lennox | LHA088S* |  | HSP-A, Single-Package Heat Pum | Heat Pump | 460 | 3 |  |  |  | No Match |  | No Match | 86000 | 9555 | 9 | 8.9 |  |  | 86000 | 8399 | 3 | 3 | 48000 | 7031 | 2 | Federally-Regulated Commercial & Industrial Equipment | 07/19/2001 |  | 11/19/2002
York International | Luxaire | BADF-(T/W)120N*** |  | HSP-A, Single-Package Heat Pum | Heat Pump | 230 | 3 |  |  |  | No Match |  | No Match | 118000 | 13111 | 9 | 8.9 |  |  | 116000 | 11329 | 3 | 3 | 70000 | 10254 | 2 | Federally-Regulated Commercial & Industrial Equipment | 11/18/1999 |  | 04/13/2000
Trane U.S. Inc. | Trane | WCD150A400A |  | HSP-A, Single-Package Heat Pum | Heat Pump | 460 | 3 |  |  |  | No Match |  | No Match | 146000 | 16040 | 9.1 |  |  |  | 136000 | 13280 | 3 |  | 72000 | 10040 | 2.1 | Non Federally-Regulated | 07/31/1992 |  | 03/31/1998
Carrier Corp. | Carrier | 38AQ0166 + 38AQ0126 | 40RR028 | HRCU-A-CB, Split System: Heat | Heat Pump | 460 | 3 |  |  |  | No Match |  | No Match | 267375 | 32903 | 8.1 |  |  | 8.7 | 259800 | 27023 | 2.7 |  | 164199 | 22873 | 2.1 | Voluntarily Certified | 01/23/1988 |  | 03/08/1996
Trane U.S. Inc. | American Standard, Inc. | 6C0072A3 | TWE090A-BA | HRCU-A-CB, Split System: Heat | Heat Pump | 230 | 3 |  |  |  | No Match |  | No Match | 72000 | 7500 | 9.6 | 8.9 |  |  | 71000 | 6710 | 3.1 | 3 | 38500 | 4904 | 2.3 | Federally-Regulated Commercial & Industrial Equipment | 07/31/2002 |  | 11/19/2002
Carrier Corp. - Syracuse | Carrier Corp. | 50HCQA07***(5,6,1)A* |  | HSP-A, Single-Package Heat Pum | Heat Pump | 208 | 3 | False |  |  |  | True | Single-Speed | 72000 | 6000 | 12 | 10.8 |  |  | 70000 | 6033 | 3.4 | 3.3 |  |  |  | Federally-Regulated Commercial & Industrial Equipment | 03/10/2011 |  | 04/19/2013
Lennox Industries Inc. | Lennox | LHA090H* |  | HSP-A, Single-Package Heat Pum | Heat Pump | 230 | 3 |  |  |  | No Match |  | No Match | 89000 | 7739 | 11.5 | 8.9 |  | 12 | 90000 | 7990 | 3.3 | 3 | 52000 | 7255 | 2.1 | Federally-Regulated Commercial & Industrial Equipment | 11/21/2001 |  | 07/18/2002
Carrier Corp. - Syracuse | ICP Commercial | RHH090(H,L,S)******AA |  | HSP-A, Single-Package Heat Pum | Heat Pump | 460 | 3 | False |  |  |  | True | Single-Speed | 90000 | 7438 | 12.1 | 10.8 |  |  | 84000 | 7033 | 3.5 | 3.3 |  |  |  | Federally-Regulated Commercial & Industrial Equipment | 10/28/2014 |  | 10/28/2014
Trane U.S. Inc. | Trane | BWC120C300J |  | HSP-A, Single-Package Heat Pum | Heat Pump | 230 | 3 |  |  |  | No Match |  | No Match | 119000 | 14300 | 8.3 |  |  |  | 118000 | 11900 |  |  | 58000 | 8750 |  | Non Federally-Regulated | 05/11/1988 |  | 03/15/1989
Trane U.S. Inc. | American Standard, Inc. | WCD120B30*C* |  | HSP-A, Single-Package Heat Pum | Heat Pump | 230 | 3 |  |  |  | No Match |  | No Match | 117000 | 12720 | 9.2 | 8.9 |  | 9.2 | 119000 | 11460 | 3 | 3 | 61000 | 8840 | 2 | Non Federally-Regulated | 05/27/1993 |  | 09/02/1995
International Comfort Products | Tempstar | PH*090N2LA |  | HSP-A, Single-Package Heat Pum | Heat Pump | 460 | 3 |  |  |  | No Match |  | No Match | 91000 | 9784 | 9.3 | 8.9 |  | 10.4 | 90000 | 8508 | 3.1 | 3 | 48000 | 6862 | 2.1 | Federally-Regulated Commercial & Industrial Equipment | 02/03/1998 |  | 03/31/1998
Carrier Corp. - Syracuse | Airquest | RHS(181,183)(H,L,S)******TC |  | HSP-A, Single-Package Heat Pum | Heat Pump | 230 | 3 | False |  |  |  | True | Single-Speed | 172000 | 15925 | 10.8 | 10.4 |  |  | 166000 | 14742 | 3.3 | 3.2 |  |  |  | Federally-Regulated Commercial & Industrial Equipment | 10/28/2014 |  | 10/28/2014
Carrier Corp. - Syracuse | Carrier | 50HJQ007--50/60 |  | HSP-A, Single-Package Heat Pum | Heat Pump | 208 | 3 |  |  |  | No Match |  | No Match | 71000 | 6761 | 10.5 | 8.9 |  |  | 69000 | 5946 | 3.4 | 3 | 37000 | 4927 | 2.2 | Federally-Regulated Commercial & Industrial Equipment | 11/21/2001 |  | 09/25/2002
Trane U.S. Inc. | American Standard, Inc. | BWC180L300A |  | HSP-A, Single-Package Heat Pum | Heat Pump | 230 | 3 |  |  |  | No Match |  | No Match | 172000 | 21000 | 8.2 | 8.2 |  |  | 158000 | 17160 | 2.7 |  | 82000 | 13360 | 1.8 | Non Federally-Regulated | 02/22/1990 |  | 07/31/1992
York International | York | E1FB120A25 | F3EH120A33 | HRCU-A-CB, Split System: Heat | Heat Pump | 460 | 3 |  |  |  | No Match |  | No Match | 121000 | 13444 | 9 | 8.9 |  |  | 117000 | 11420 | 3 | 3 | 63000 | 8785 | 2.1 | Non Federally-Regulated | 04/02/1993 |  | 09/02/1995
Trane U.S. Inc. | American Standard, Inc. | 4A6C3048A4 (2) | TWE120E3**A* | HRCU-A-CB, Split System: Heat | Heat Pump | 460 | 3 |  |  |  |  | True | Single-Speed | 101000 | 8326 | 12.1 | 10.8 |  |  | 95000 | 7524 | 3.7 | 3.3 |  |  |  | Federally-Regulated Commercial & Industrial Equipment | 11/30/2011 |  | 05/02/2012
Carrier Corp. - Syracuse | Carrier | 50PQ0146 |  | HSP-A, Single-Package Heat Pum | Heat Pump | 460 | 3 |  |  |  | No Match |  | No Match | 145000 | 18100 | 8 | 7.5 |  |  | 143500 | 15200 |  |  | 81400 | 11700 |  | Non Federally-Regulated | 09/08/1982 |  | 05/16/1984
Carrier Corp. - Syracuse | Carrier | 38AQ0166 | 40RR016 | HRCU-A-CB, Split System: Heat | Heat Pump | 460 | 3 |  |  |  | No Match |  | No Match | 168000 | 21682 | 7.7 |  |  |  | 170000 | 16968 |  |  | 96000 | 13520 |  | Non Federally-Regulated | 05/16/1984 |  | 06/11/1985
Carrier Corp. - Syracuse | Keeprite | RHS(181,183)(H,L,S)******TC |  | HSP-A, Single-Package Heat Pum | Heat Pump | 460 | 3 | False |  |  |  | True | Single-Speed | 172000 | 15925 | 10.8 | 10.4 |  |  | 220000 | 19538 | 3.3 | 3.2 |  |  |  | Federally-Regulated Commercial & Industrial Equipment | 01/09/2014 |  | 10/28/2014
Rheem Sales Company, Inc. | Ruud | UPWA-150DAS | UHPA-150G | HRCU-A-CB, Split System: Heat | Heat Pump | 460 | 3 |  |  |  | No Match |  | No Match | 176400 | 21600 | 8.2 |  |  |  | 177800 | 19200 | 2.7 |  | 93800 | 17500 | 1.6 | Non Federally-Regulated | 05/16/1984 |  | 06/11/1985
Compu-Aire | Compu-Aire | CASH-732 |  | HSP-A, Single-Package Heat Pum | Heat Pump | 208 | 3 |  |  |  | No Match |  | No Match | 87900 | 9350 | 9.4 | 8.9 |  |  | 81500 | 8050 | 3 | 3 | 52900 | 7360 | 2.1 | Non Federally-Regulated | 03/31/1993 |  | 04/07/1996
Carrier Corp. - Syracuse | Carrier | 50PQ0145 |  | HSP-A, Single-Package Heat Pum | Heat Pump | 230 | 3 |  |  |  | No Match |  | No Match | 145000 | 18100 | 8 | 7.5 |  |  | 143500 | 15200 |  |  | 81400 | 11700 |  | Non Federally-Regulated | 09/08/1982 |  | 05/16/1984
Rheem Sales Company, Inc. | Rheem | RJKB-A120D |  | HSP-A, Single-Package Heat Pum | Heat Pump | 460 | 3 |  |  |  | No Match |  | No Match | 117000 | 12580 | 9.3 | 8.9 |  | 9.2 | 118000 | 11524 | 3 | 3 | 63500 | 9302 | 2 | Federally-Regulated Commercial & Industrial Equipment | 05/22/2000 |  | 11/21/2001
Carrier Corp. - Syracuse | ICP Commercial | RHH090(H,L,S)******** |  | HSP-A, Single-Package Heat Pum | Heat Pump | 208 | 3 | False |  |  |  | True | Single-Speed | 90000 | 7438 | 12.1 | 10.8 |  |  | 84000 | 7033 | 3.5 | 3.3 |  |  |  | Federally-Regulated Commercial & Industrial Equipment | 11/30/2011 |  | 12/12/2012
Carrier Corp. - Syracuse | Bryant Heating & Cooling Systems | 548J(P,E,T)24*********(D,E)A-HORZ |  | HSP-A, Single-Package Heat Pum | Heat Pump | 230 | 3 | False |  |  |  | True | Single-Speed | 232000 | 21886 | 10.6 | 10.4 |  |  | 220000 | 19538 | 3.3 | 3.2 |  |  |  | Federally-Regulated Commercial & Industrial Equipment | 04/21/2014 |  | 10/28/2014
Carrier Corp. - Syracuse | Day & Night | RHS150(H,L,S)******** |  | HSP-A, Single-Package Heat Pum | Heat Pump | 575 | 3 | False |  |  |  | False | Single-Speed | 142000 | 13396 | 10.6 | 10.4 |  |  | 142000 | 13005 | 3.2 | 3.2 |  |  |  | Federally-Regulated Commercial & Industrial Equipment | 11/30/2011 |  | 12/12/2012
Carrier Corp. - Syracuse | ICP Commercial | RHS102(L,S)******AA |  | HSP-A, Single-Package Heat Pum | Heat Pump | 575 | 3 | False |  |  |  | False | Single-Speed | 99000 | 8608 | 11.5 | 10.8 |  |  | 96000 | 8525 | 3.3 | 3.3 |  |  |  | Federally-Regulated Commercial & Industrial Equipment | 12/12/2012 |  | 10/28/2014
Carrier Corp. - Syracuse | Carrier | 50EQ0246 |  | HSP-A, Single-Package Heat Pum | Heat Pump | 460 | 3 |  |  |  | No Match |  | No Match | 224000 | 27100 | 8.3 |  |  |  | 240000 | 23000 | 3.1 |  | 134500 | 19000 | 2.1 | Non Federally-Regulated | 06/11/1985 |  | 10/10/1989
York International | York | XP102[C,E]***(2,4,5)* |  | HSP-A, Single-Package Heat Pum | Both Heat Pump and Electric Re | 230 | 3 |  |  |  |  | True | Single-Speed | 100000 | 9091 | 11 | 8.9 |  | 12.4 | 94000 | 7876 | 3.5 | 3 | 57000 | 7268 | 2.3 | Federally-Regulated Commercial & Industrial Equipment | 01/18/2008 |  | 01/09/2014
Carrier Corp. - Syracuse | Keeprite | RHH090(H,L,S)******TA |  | HSP-A, Single-Package Heat Pum | Heat Pump | 208 | 3 | False |  |  |  | True | Single-Speed | 90000 | 7438 | 12.1 | 10.8 |  |  | 84000 | 7033 | 3.5 | 3.3 |  |  |  | Federally-Regulated Commercial & Industrial Equipment | 10/28/2014 |  | 10/28/2014
York International | York | E1CH090A25 | FZEH090A33 | HRCU-A-CB, Split System: Heat | Heat Pump | 230 | 3 |  |  |  | No Match |  | No Match | 93000 | 10941 | 8.5 | 8.2 |  |  | 103000 | 9434 | 3.2 |  | 59000 | 6917 | 2.5 | Non Federally-Regulated | 02/22/1990 |  | 07/31/1992
McQuay International | McQuay International | DPS007AHHE2**-4 |  | HSP-A, Single-Package Heat Pum | Heat Pump | 208 | 3 | False |  |  |  | True | Variable-Speed | 89000 | 7177 | 12.4 | 10.8 |  |  | 79000 | 6291 | 3.7 | 3.3 |  |  |  | Federally-Regulated Commercial & Industrial Equipment | 08/28/2012 |  | 04/19/2013
York International | Fraser Johnston | BADF-T090N165 |  | HSP-A, Single-Package Heat Pum | Heat Pump | 230 | 3 |  |  |  | No Match |  | No Match | 87000 | 9667 | 9 | 8.9 |  |  | 89000 | 8692 | 3 | 3 | 49000 | 7178 | 2 | Non Federally-Regulated | 02/17/1993 |  | 09/02/1995
York International | Coleman | BA-15[E72]***(T,W,X)* |  | HSP-A, Single-Package Heat Pum | Both Heat Pump and Electric Re | 230 | 3 |  |  |  |  | True | Single-Speed | 160000 | 16327 | 9.8 | 8.5 |  | 9.4 | 172000 | 15762 | 3.2 | 2.9 | 102000 | 14244 | 2.1 | Federally-Regulated Commercial & Industrial Equipment | 01/18/2008 |  | 02/24/2011
York International | Luxaire | BAHT-T090A |  | HSP-A, Single-Package Heat Pum | Heat Pump | 208 | 3 |  |  |  | No Match |  | No Match | 95000 | 11176 | 8.5 | 8.2 |  |  | 103000 | 9738 | 3.1 |  | 57000 | 8353 | 2 | Non Federally-Regulated | 03/15/1989 |  | 10/10/1989
Carrier Corp. - Syracuse | Comfortmaker | RHH072(H,L,S)******** |  | HSP-A, Single-Package Heat Pum | Heat Pump | 208 | 3 | False |  |  |  | True | Single-Speed | 72000 | 6000 | 12 | 10.8 |  |  | 70000 | 6033 | 3.4 | 3.3 |  |  |  | Federally-Regulated Commercial & Industrial Equipment | 10/28/2014 |  | 10/28/2014
Rheem Sales Company, Inc. | Weatherking | WPDC-075C |  | HSP-A, Single-Package Heat Pum | Heat Pump | 208 | 3 |  |  |  | No Match |  | No Match | 93000 | 10333 | 9 | 8.9 |  | 9.9 | 93000 | 9085 | 3 | 3 | 51000 | 7117 | 2.1 | Federally-Regulated Commercial & Industrial Equipment | 03/31/1998 |  | 05/09/1998
Lennox Industries Inc. | Lennox | CHP11-1353-5G |  | HSP-A, Single-Package Heat Pum | Heat Pump | 460 | 3 |  |  |  | No Match |  | No Match | 122000 | 14920 | 8.2 | 8.2 |  |  | 125000 | 12550 |  |  | 64000 | 9880 |  | Non Federally-Regulated | 06/11/1985 |  | 05/11/1988
Carrier Corp. - Syracuse | Carrier Corp. | 50HCQ*12***(5,6,1)A***(A,C,D,F)* |  | HSP-A, Single-Package Heat Pum | Heat Pump | 575 | 3 | False |  |  |  | True | Single-Speed | 119000 | 9674 | 12.3 | 10.8 |  |  | 116000 | 9713 | 3.5 | 3.3 |  |  |  | Federally-Regulated Commercial & Industrial Equipment | 12/12/2012 |  | 04/21/2015
Compu-Aire | Compu-Aire | CASH-632 |  | HSP-A, Single-Package Heat Pum | Heat Pump | 208 | 3 |  |  |  | No Match |  | No Match | 73500 | 8550 | 8.6 | 8.2 |  |  | 72000 | 7360 |  |  | 46500 | 7150 |  | Non Federally-Regulated | 10/10/1989 |  | 07/31/1992
Rheem Sales Company, Inc. | Weatherking | PHC7.5T-4 |  | HSP-A, Single-Package Heat Pum | Heat Pump | 460 | 3 |  |  |  | No Match |  | No Match | 93000 | 10333 | 9 | 8.9 |  | 9.9 | 93000 | 9085 | 3 | 3 | 51000 | 7117 | 2.1 | Federally-Regulated Commercial & Industrial Equipment | 12/14/1998 |  | 08/18/1999
Carrier Corp. - Syracuse | Payne | 548CEX090000AB** |  | HSP-A, Single-Package Heat Pum | Heat Pump | 460 | 3 |  |  |  | No Match |  | No Match | 92000 | 10110 | 9.1 | 8.9 |  |  | 96000 | 9380 | 3 | 3 | 55000 | 8060 | 2 | Non Federally-Regulated | 07/31/1992 |  | 03/31/1998
Lennox Industries Inc. | Lennox | HP17-1353V-4Y | CB17-135V-1 | HRCU-A-CB, Split System: Heat | Heat Pump | 208 | 3 |  |  |  | No Match |  | No Match | 119000 | 14512 | 8.2 | 8.2 |  |  | 119000 | 11499 |  |  | 69000 | 9406 |  | Non Federally-Regulated | 02/22/1990 |  | 07/31/1992
Daikin Comfort Technologies Manufacturing, L.P. | Goodman | GSH101203AC | AR120 | HRCU-A-CB, Split System: Heat | Heat Pump | 230 | 3 |  |  |  |  | True | Single-Speed | 110000 | 10000 | 11 | 10.8 |  |  | 100000 | 8881 | 3.3 | 3.3 |  |  |  | Federally-Regulated Commercial & Industrial Equipment | 06/23/2011 |  | 04/19/2013
Carrier Corp. - Syracuse | Payne | 542EP120031 |  | HSP-A, Single-Package Heat Pum | Heat Pump | 208 | 3 |  |  |  | No Match |  | No Match | 120000 | 14700 | 8.2 | 8.2 |  |  | 120000 | 12200 |  |  | 65000 | 9200 |  | Non Federally-Regulated | 03/15/1989 |  | 10/10/1989
Rheem Sales Company, Inc. | Heat Controller | HR100-3SZ | AHH100-Z | HRCU-A-CB, Split System: Heat | Heat Pump | 208 | 3 |  |  |  | No Match |  | No Match | 120000 | 13043 | 9.2 | 8.9 |  |  | 125000 | 11817 | 3.1 | 3 | 68000 | 9490 | 2.1 | Federally-Regulated Commercial & Industrial Equipment | 12/14/1998 |  | 08/18/1999
Carrier Corp. - Syracuse | Airquest | RHS(243)(H,L,S)******AA |  | HSP-A, Single-Package Heat Pum | Heat Pump | 460 | 3 | False |  |  |  | True | Single-Speed | 232000 | 21886 | 10.6 | 10.4 |  |  | 220000 | 19538 | 3.3 | 3.2 |  |  |  | Federally-Regulated Commercial & Industrial Equipment | 04/21/2014 |  | 10/28/2014
Carrier Corp. - Syracuse | Payne | 541AE090 | 517A090 | HRCU-A-CB, Split System: Heat | Heat Pump | 460 | 3 |  |  |  | No Match |  | No Match | 88000 | 10700 | 8.2 | 8.2 |  |  | 87000 | 9800 |  |  | 47000 | 7300 | 1.9 | Non Federally-Regulated | 02/22/1990 |  | 07/31/1992
Lennox Industries Inc. | Lennox | CHP11-2753-1W |  | HSP-A, Single-Package Heat Pum | Heat Pump | 200 | 3 |  |  |  | No Match |  | No Match | 240000 | 28800 | 8.3 | 7.5 |  |  | 240000 | 24700 |  |  | 150000 | 20900 |  | Non Federally-Regulated | 05/16/1984 |  | 06/11/1985
Carrier Corp. - Syracuse | Carrier | 50PQ0126 |  | HSP-A, Single-Package Heat Pum | Heat Pump | 460 | 3 |  |  |  | No Match |  | No Match | 120000 | 14700 | 8.2 |  |  |  | 120000 | 12200 |  |  | 65000 | 9200 |  | Non Federally-Regulated | 05/11/1988 |  | 03/15/1989
Carrier Corp. - Syracuse | Comfortmaker | CHS240(H,L,S)D* | FHS240(S,H,L)A*A* | HRCU-A-CB, Split System: Heat | Heat Pump | 460 | 3 |  |  |  |  | True | Single-Speed | 222000 | 20747 | 10.7 | 10.4 |  |  | 214000 | 17919 | 3.5 | 3.2 |  |  |  | Federally-Regulated Commercial & Industrial Equipment | 03/10/2011 |  | 12/12/2012
Lennox Industries Inc. | Lennox | LHA090H* |  | HSP-A, Single-Package Heat Pum | Heat Pump | 460 | 3 |  |  |  | No Match |  | No Match | 89000 | 7739 | 11.5 | 8.9 |  | 12 | 90000 | 7992 | 3.3 | 3 | 52000 | 7257 | 2.1 | Federally-Regulated Commercial & Industrial Equipment | 03/31/1998 |  | 05/09/1998
Carrier Corp. - Syracuse | Payne | 542EE120000 |  | HSP-A, Single-Package Heat Pum | Heat Pump | 460 | 3 |  |  |  | No Match |  | No Match | 120000 | 14700 | 8.2 | 8.2 |  |  | 120000 | 12200 |  |  | 65000 | 9200 |  | Non Federally-Regulated | 02/22/1990 |  | 07/31/1992
Rheem Sales Company, Inc. | Rheem | RPWA-150CAS | PHPA-150G5 | HRCU-A-CB, Split System: Heat | Heat Pump | 230 | 3 |  |  |  | No Match |  | No Match | 176400 | 22000 | 8 | 7.5 |  |  | 177800 | 19200 | 2.7 |  | 93800 | 17500 | 1.6 | Non Federally-Regulated | 09/08/1982 |  | 08/30/1983
McQuay International | McQuay International | DPS006AHHE4**-4 |  | HSP-A, Single-Package Heat Pum | Heat Pump | 460 | 3 | False |  |  |  | True | Variable-Speed | 69000 | 6216 | 11.1 | 10.8 |  |  | 71000 | 5176 | 4 | 3.3 |  |  |  | Federally-Regulated Commercial & Industrial Equipment | 03/02/2012 |  | 08/28/2012
Trane U.S. Inc. | Trane | WCH075A400A |  | HSP-A, Single-Package Heat Pum | Heat Pump | 460 | 3 |  |  |  | No Match |  | No Match | 71000 | 8300 | 8.6 | 8.9 |  |  | 71000 | 7170 | 2.9 | 3 | 33000 | 5090 | 1.9 | Non Federally-Regulated | 07/31/1992 |  | 03/31/1998
York International | York | BP120C00A2/4/5***1* |  | HSP-A, Single-Package Heat Pum | Heat Pump | 230 | 3 |  |  |  | No Match |  | No Match | 120000 | 11650 | 10.3 | 8.9 |  | 10 | 113000 | 10346 | 3.2 | 3 | 60000 | 7990 | 2.2 | Federally-Regulated Commercial & Industrial Equipment | 07/19/2001 |  | 02/05/2002
Carrier Corp. - Syracuse | Bryant Heating & Cooling Systems | 549J(P,E,T)09*********(A,B)A |  | HSP-A, Single-Package Heat Pum | Heat Pump | 208 | 3 | False |  |  |  | True | Single-Speed | 100000 | 8333 | 12 | 10.8 |  |  | 100000 | 8619 | 3.4 | 3.3 |  |  |  | Federally-Regulated Commercial & Industrial Equipment | 10/28/2014 |  | 04/21/2015
Rheem Sales Company, Inc. | Weatherking | WJKB-A120D |  | HSP-A, Single-Package Heat Pum | Heat Pump | 460 | 3 |  |  |  | No Match |  | No Match | 117000 | 12580 | 9.3 | 8.9 |  | 9.2 | 118000 | 11524 | 3 | 3 | 63500 | 9302 | 2 | Federally-Regulated Commercial & Industrial Equipment | 11/18/1999 |  | 04/13/2000
Trane U.S. Inc. | American Standard, Inc. | WCH150B30*E* |  | HSP-A, Single-Package Heat Pum | Heat Pump | 208 | 3 |  |  |  | No Match |  | No Match | 146000 | 15531 | 9.4 | 8.5 |  | 9.7 | 132000 | 13340 | 2.9 | 2.9 | 72000 | 10550 | 2 | Federally-Regulated Commercial & Industrial Equipment | 05/09/1998 |  | 10/02/1998
York International | York | B1CH240A/E***25/46 |  | HSP-A, Single-Package Heat Pum | Heat Pump | 460 | 3 |  |  |  | No Match |  | No Match | 222000 | 26117 | 8.5 | 8.5 |  | 8 | 226000 | 22078 | 3 | 2.9 | 120000 | 17584 | 2 | Federally-Regulated Commercial & Industrial Equipment | 03/31/1998 |  | 05/09/1998
Trane U.S. Inc. | General Electric | BWC120C3F |  | HSP-A, Single-Package Heat Pum | Heat Pump | 230 | 3 |  |  |  | No Match |  | No Match | 118000 | 14300 | 8.3 | 8.2 |  |  | 118000 | 11900 |  |  | 62500 | 8750 |  | Non Federally-Regulated | 06/11/1985 |  | 05/11/1988
McQuay International | McQuay International | DPS010AHHG4**-4 |  | HSP-A, Single-Package Heat Pum | Heat Pump | 460 | 3 | False |  |  |  | True | Variable-Speed | 120000 | 10000 | 12 | 10.8 |  |  | 110000 | 9426 | 3.4 | 3.3 |  |  |  | Federally-Regulated Commercial & Industrial Equipment | 08/28/2012 |  | 04/19/2013
Carrier Corp. - Syracuse | Carrier Corp. | 50HCQ*09***(5,6,1)A* |  | HSP-A, Single-Package Heat Pum | Heat Pump | 460 | 3 | False |  |  |  | True | Single-Speed | 100000 | 8333 | 12 | 10.8 |  |  | 100000 | 8619 | 3.4 | 3.3 |  |  |  | Federally-Regulated Commercial & Industrial Equipment | 11/30/2011 |  | 04/19/2013
Trane U.S. Inc. | Trane | WCD120B30*C* |  | HSP-A, Single-Package Heat Pum | Heat Pump | 230 | 3 |  |  |  | No Match |  | No Match | 117000 | 12720 | 9.2 | 8.9 |  | 9.2 | 119000 | 11460 | 3 | 3 | 61000 | 8840 | 2 | Non Federally-Regulated | 05/27/1993 |  | 09/02/1995
Carrier Corp. - Syracuse | Keeprite | CHS091(H,L,S)A* | FHS091(M,S,K)A*A* | HRCU-A-CB, Split System: Heat | Heat Pump | 460 | 3 |  |  |  |  | True | Single-Speed | 89000 | 8090 | 11 | 10.8 |  |  | 87000 | 7727 | 3.3 | 3.3 |  |  |  | Federally-Regulated Commercial & Industrial Equipment | 03/10/2011 |  | 12/12/2012
Carrier Corp. - Syracuse | ICP Commercial | RHS090(L,S)******** |  | HSP-A, Single-Package Heat Pum | Heat Pump | 575 | 3 | False |  |  |  | False | Single-Speed | 88000 | 7857 | 11.2 | 10.8 |  |  | 86000 | 7413 | 3.4 | 3.3 |  |  |  | Federally-Regulated Commercial & Industrial Equipment | 03/02/2012 |  | 12/12/2012
Inter-City Products Corp. | Sears | CH*120SNHA** | BMB120N*M* | HRCU-A-C, Split System: Heat P | Heat Pump | 230 | 3 |  |  |  | No Match |  | No Match | 118000 | 12967 | 9.1 | 8.9 |  |  | 120000 | 11719 | 3 | 3 | 70000 | 9766 | 2.1 | Federally-Regulated Commercial & Industrial Equipment | 04/20/1994 |  | 09/02/1995
Trane U.S. Inc. | Trane Unitary Products Group | WS(D,H)150E(3,4,W)R0****(6,7) |  | HSP-A, Single-Package Heat Pum | Heat Pump | 208 | 3 | False |  |  |  | False | Single-Speed | 146000 | 13773 | 10.6 | 10.4 |  |  | 136000 | 12455 | 3.2 | 3.2 |  |  |  | Federally-Regulated Commercial & Industrial Equipment | 12/12/2012 |  | 04/21/2014
York International | Evcon | ECSE-T/W090 | FCHP-S090 | HRCU-A-CB, Split System: Heat | Heat Pump | 460 | 3 |  |  |  | No Match |  | No Match | 83000 | 9222 | 9 | 8.9 |  |  | 78000 | 7617 | 3 | 3 | 51000 | 6496 | 2.3 | Federally-Regulated Commercial & Industrial Equipment | 06/19/2003 |  | 01/18/2008
Rheem Sales Company, Inc. | Ruud | UPWB-075CAS | UHPA-075E | HRCU-A-CB, Split System: Heat | Heat Pump | 208 | 3 |  |  |  | No Match |  | No Match | 90000 | 11000 | 8.2 | 8.2 |  |  | 88000 | 8595 |  |  | 46000 | 6740 |  | Non Federally-Regulated | 06/11/1985 |  | 05/11/1988
McQuay International | McQuay International | DPS007AHHE2*C-3 |  | HSP-A, Single-Package Heat Pum | Heat Pump | 230 | 3 | False |  |  |  | True | Variable-Speed | 88000 | 7154 | 12.3 | 10.8 |  |  | 78000 | 6245 | 3.7 | 3.3 |  |  |  | Federally-Regulated Commercial & Industrial Equipment | 08/28/2012 |  | 04/19/2013
Carrier Corp. - Syracuse | Tempstar | RHS(120,121)(H,L,S)******AA |  | HSP-A, Single-Package Heat Pum | Heat Pump | 460 | 3 | False |  |  |  | False | Single-Speed | 116000 | 10545 | 11 | 10.8 |  |  | 116000 | 9999 | 3.4 | 3.3 |  |  |  | Federally-Regulated Commercial & Industrial Equipment | 12/12/2012 |  | 10/28/2014
Carrier Corp. - Syracuse | Keeprite | CHS072(H,L,S)A* | FHS072(M,S,K)**A0* | HRCU-A-CB, Split System: Heat | Heat Pump | 230 | 3 |  |  |  |  | True | Single-Speed | 70000 | 6363 | 11 | 10.8 |  |  | 66000 | 5861 | 3.3 | 3.3 |  |  |  | Federally-Regulated Commercial & Industrial Equipment | 07/18/2013 |  | 10/28/2014
Rheem Sales Company, Inc. | Ruud | UPDC-075D |  | HSP-A, Single-Package Heat Pum | Heat Pump | 460 | 3 |  |  |  | No Match |  | No Match | 93000 | 10333 | 9 | 8.9 |  | 9.9 | 93000 | 9085 | 3 | 3 | 51000 | 7117 | 2.1 | Federally-Regulated Commercial & Industrial Equipment | 02/03/1998 |  | 03/31/1998
Trane U.S. Inc. | Trane | WCH150B3*E* |  | HSP-A, Single-Package Heat Pum | Heat Pump | 460 | 3 |  |  |  | No Match |  | No Match | 146000 | 15698 | 9.3 | 8.5 |  | 9.7 | 132000 | 13340 | 2.9 | 2.9 | 70000 | 10257 | 2 | Federally-Regulated Commercial & Industrial Equipment | 10/24/1997 |  | 03/31/1998
Lennox Industries Inc. | Lennox | CHP16-953-4G |  | HSP-A, Single-Package Heat Pum | Heat Pump | 460 | 3 |  |  |  | No Match |  | No Match | 88000 | 9778 | 9 | 8.9 |  |  | 90000 | 8307 | 3.2 | 3 | 46000 | 6740 | 2 | Non Federally-Regulated | 07/31/1992 |  | 03/31/1998
Rheem Sales Company, Inc. | Ruud | UPDC-100C* |  | HSP-A, Single-Package Heat Pum | Heat Pump | 208 | 3 |  |  |  | No Match |  | No Match | 120000 | 13665 | 8.8 | 8.2 |  |  | 126000 | 11875 | 3.1 |  | 67000 | 9345 | 2.1 | Non Federally-Regulated | 02/22/1990 |  | 07/31/1992
Trane U.S. Inc. | Trane Unitary Products Group | 4TWA3048A4 (2) | TWE090E3**A* | HRCU-A-CB, Split System: Heat | Heat Pump | 460 | 3 |  |  |  |  | True | Single-Speed | 90000 | 8181 | 11 | 10.8 |  |  | 90000 | 7992 | 3.3 | 3.3 |  |  |  | Federally-Regulated Commercial & Industrial Equipment | 04/19/2013 |  | 08/28/2014
York International | Fraser Johnston | EASE-T,W,X240 | FAHP-N240 | HRCU-A-CB, Split System: Heat | Heat Pump | 460 | 3 |  |  |  |  | True | Single-Speed | 214000 | 24884 | 8.6 | 8.5 |  | 9.6 | 218000 | 22045 | 2.9 | 2.9 | 138000 | 19271 | 2.1 | Federally-Regulated Commercial & Industrial Equipment | 01/18/2008 |  | 02/24/2011
Carrier Corp. - Syracuse | Keeprite | RHH102(H,L,S)******** |  | HSP-A, Single-Package Heat Pum | Heat Pump | 460 | 3 | False |  |  |  | True | Single-Speed | 100000 | 8333 | 12 | 10.8 |  |  | 100000 | 8619 | 3.4 | 3.3 |  |  |  | Federally-Regulated Commercial & Industrial Equipment | 11/30/2011 |  | 04/19/2013
Carrier Corp. - Syracuse | Day & Night | RHS(240)(H,L,S)******AA |  | HSP-A, Single-Package Heat Pum | Heat Pump | 460 | 3 | False |  |  |  | True | Single-Speed | 232000 | 21886 | 10.6 | 10.4 |  |  | 220000 | 19538 | 3.3 | 3.2 |  |  |  | Federally-Regulated Commercial & Industrial Equipment | 10/28/2014 |  | 10/28/2014
Trane U.S. Inc. | Trane | WCH075C30*B* |  | HSP-A, Single-Package Heat Pum | Heat Pump | 230 | 3 |  |  |  | No Match |  | No Match | 71000 | 7977 | 8.9 | 8.9 |  |  | 71000 | 6934 | 3 | 3 | 35000 | 5127 | 2 | Federally-Regulated Commercial & Industrial Equipment | 11/18/1999 |  | 04/13/2000
Carrier Corp. - Syracuse | Payne | PH1RPA/REA072-AA |  | HSP-A, Single-Package Heat Pum | Heat Pump | 208 | 3 |  |  |  | No Match |  | No Match | 70000 | 7734 | 9.1 | 8.9 |  |  | 72000 | 6594 | 3.2 | 3 | 38000 | 5740 | 1.9 | Federally-Regulated Commercial & Industrial Equipment | 03/31/1998 |  | 05/09/1998
Daikin Comfort Technologies Manufacturing, L.P. | Goodman | CPH072********B* |  | HSP-A, Single-Package Heat Pum | Both Heat Pump and Electric Re | 460 | 3 | False |  |  |  | False | Single-Speed | 70000 | 6306 | 11.1 | 10.8 |  |  | 70000 | 5698 | 3.6 | 3.3 |  |  |  | Federally-Regulated Commercial & Industrial Equipment | 03/02/2012 |  | 05/02/2012
Lennox Industries Inc. | Lennox | DSSP1-260 |  | HSP-A, Single-Package Heat Pum | Heat Pump | 230 | 3 |  |  |  | No Match |  | No Match | 241000 | 30900 | 7.8 | 7.5 |  |  | 232600 | 23500 |  |  | 97000 | 14200 |  | Non Federally-Regulated | 01/05/1982 |  | 08/30/1983
Carrier Corp. - Syracuse | Airquest | CHS121(H,L,S)A* | FHS120(M,S)A*A* | HRCU-A-CB, Split System: Heat | Heat Pump | 460 | 3 |  |  |  |  | True | Single-Speed | 112000 | 10181 | 11 | 10.8 |  |  | 106000 | 9414 | 3.3 | 3.3 |  |  |  | Federally-Regulated Commercial & Industrial Equipment | 03/10/2011 |  | 12/12/2012
Carrier Corp. - Syracuse | Carrier Corp. | 50HCQ*12***(5,6,1)A* |  | HSP-A, Single-Package Heat Pum | Heat Pump | 230 | 3 | False |  |  |  | True | Single-Speed | 119000 | 9674 | 12.3 | 10.8 |  |  | 116000 | 9713 | 3.5 | 3.3 |  |  |  | Federally-Regulated Commercial & Industrial Equipment | 11/30/2011 |  | 12/12/2012
Trane U.S. Inc. | American Standard, Inc. | WCH240B30*E* |  | HSP-A, Single-Package Heat Pum | Heat Pump | 208 | 3 |  |  |  | No Match |  | No Match | 236000 | 27441 | 8.6 | 8.5 |  | 8.8 | 230000 | 21744 | 3.1 | 2.9 | 114000 | 16705 | 2 | Federally-Regulated Commercial & Industrial Equipment | 10/24/1997 |  | 03/31/1998
Trane U.S. Inc. | American Standard, Inc. | WCD180B30*E* |  | HSP-A, Single-Package Heat Pum | Heat Pump | 208 | 3 |  |  |  | No Match |  | No Match | 174000 | 19333 | 9 | 8.5 |  | 9.3 | 160000 | 15631 | 3 | 2.9 | 84000 | 11723 | 2.1 | Federally-Regulated Commercial & Industrial Equipment | 10/24/1997 |  | 03/31/1998
Carrier Corp. - Syracuse | Carrier | 50TJQ00751/61 |  | HSP-A, Single-Package Heat Pum | Heat Pump | 208 | 3 |  |  |  | No Match |  | No Match | 70000 | 7734 | 9.1 | 8.9 |  |  | 72000 | 6594 | 3.2 | 3 | 38000 | 5740 | 1.9 | Federally-Regulated Commercial & Industrial Equipment | 07/29/1998 |  | 10/02/1998
GE Appliances, a Haier company | General Electric | BWA180C2 | BWV180A | HRCU-A-CB, Split System: Heat | Heat Pump | 200 | 3 |  |  |  | No Match |  | No Match | 180000 | 23200 | 7.8 | 7.5 |  |  | 180000 | 20000 | 2.6 |  | 100000 | 16200 | 1.8 | Non Federally-Regulated | 01/05/1982 |  | 09/03/2015
Carrier Corp. - Syracuse | Carrier | 38AQS0125/6 | 40RMQ0125/6GC | HRCU-A-CB, Split System: Heat | Heat Pump | 208 | 3 |  |  |  | No Match |  | No Match | 108000 | 12134 | 8.9 | 8.9 |  |  | 111000 | 10840 | 3 | 3 | 62000 | 9082 | 2 | Federally-Regulated Commercial & Industrial Equipment | 07/31/2002 |  | 09/25/2002
Trane U.S. Inc. | Trane Unitary Products Group | WS(D,H)150E(3,4,W)R0****0 |  | HSP-A, Single-Package Heat Pum | Heat Pump | 575 | 3 | False |  |  |  | False | Single-Speed | 146000 | 13773 | 10.6 | 10.4 |  |  | 136000 | 12455 | 3.2 | 3.2 |  |  |  | Federally-Regulated Commercial & Industrial Equipment | 12/12/2012 |  | 08/28/2014
Trane U.S. Inc. | Trane | WCH075A300A |  | HSP-A, Single-Package Heat Pum | Heat Pump | 230 | 3 |  |  |  | No Match |  | No Match | 71000 | 8300 | 8.6 | 8.2 |  |  | 71000 | 7170 |  |  | 33000 | 5090 |  | Non Federally-Regulated | 10/10/1989 |  | 02/22/1990
York International | Johnson Controls | J06XP[C,E]***(2,4,5)***6 |  | HSP-A, Single-Package Heat Pum | Both Heat Pump and Electric Re | 575 | 3 | False |  |  |  | True | Single-Speed | 78000 | 6782 | 11.5 | 10.8 |  |  | 75000 | 6561 | 3.4 | 3.3 |  |  |  | Federally-Regulated Commercial & Industrial Equipment | 04/19/2013 |  | 01/09/2014
Carrier Corp. - Syracuse | Payne | 542JP/EX180 |  | HSP-A, Single-Package Heat Pum | Heat Pump | 460 | 3 |  |  |  | No Match |  | No Match | 172000 | 18494 | 9.3 | 8.5 |  | 9.7 | 172000 | 15275 | 3.3 | 2.9 | 94000 | 12522 | 2.2 | Federally-Regulated Commercial & Industrial Equipment | 03/31/1998 |  | 05/09/1998
Lennox Industries Inc. | Lennox | CHP11-2753-5W |  | HSP-A, Single-Package Heat Pum | Heat Pump | 200 | 3 |  |  |  | No Match |  | No Match | 240000 | 28800 | 8.3 |  |  |  | 240000 | 24700 |  |  | 150000 | 20900 |  | Non Federally-Regulated | 03/15/1989 |  | 01/31/1990
Carrier Corp. - Syracuse | Carrier | 50TJQ00850/60 |  | HSP-A, Single-Package Heat Pum | Heat Pump | 460 | 3 |  |  |  | No Match |  | No Match | 86000 | 9555 | 9 | 8.9 |  | 9.3 | 78000 | 7617 | 3 | 3 | 36000 | 6592 | 1.6 | Federally-Regulated Commercial & Industrial Equipment | 11/18/1999 |  | 04/13/2000
Carrier Corp. - Syracuse | Keeprite | RHH090(H,L,S)******TA |  | HSP-A, Single-Package Heat Pum | Heat Pump | 208 | 3 | False |  |  |  | True | Single-Speed | 90000 | 7438 | 12.1 | 10.8 |  |  | 84000 | 7033 | 3.5 | 3.3 |  |  |  | Federally-Regulated Commercial & Industrial Equipment | 12/12/2012 |  | 10/28/2014
Carrier Corp. - Syracuse | Carrier Corp. | 50TCQ*17***(5,6,1)A***(A,C,D,F)* |  | HSP-A, Single-Package Heat Pum | Heat Pump | 208 | 3 | False |  |  |  | True | Single-Speed | 172000 | 15925 | 10.8 | 10.4 |  |  | 220000 | 19538 | 3.3 | 3.2 |  |  |  | Federally-Regulated Commercial & Industrial Equipment | 05/09/2013 |  | 08/28/2014
Lennox Industries Inc. | Lennox | HP17-1353V-4G | CB17-135V-1 | HRCU-A-CB, Split System: Heat | Heat Pump | 460 | 3 |  |  |  | No Match |  | No Match | 119000 | 14512 | 8.2 | 8.2 |  |  | 119000 | 11626 |  |  | 69000 | 9406 |  | Non Federally-Regulated | 05/16/1984 |  | 06/11/1985
Carrier Corp. - Syracuse | Carrier | 50EQ0245 |  | HSP-A, Single-Package Heat Pum | Heat Pump | 208 | 3 |  |  |  | No Match |  | No Match | 224000 | 27100 | 8.3 |  |  |  | 240000 | 23000 | 3.1 |  | 134500 | 19000 | 2.1 | Non Federally-Regulated | 05/16/1984 |  | 06/11/1985
Rheem Sales Company, Inc. | Whirlpool | NRHR10HP30A |  | HSP-A, Single-Package Heat Pum | Heat Pump | 208 | 3 |  |  |  | No Match |  | No Match | 119000 | 13985 | 8.5 |  |  |  | 127000 | 12195 | 3.1 |  | 68000 | 9665 | 2.1 | Non Federally-Regulated | 05/11/1988 |  | 03/15/1989
Carrier Corp. - Syracuse | Bryant Air Conditioning | 548DPX/DEX072-AB |  | HSP-A, Single-Package Heat Pum | Heat Pump | 208 | 3 |  |  |  | No Match |  | No Match | 70000 | 7777 | 9 | 8.9 |  |  | 72000 | 6592 | 3.2 | 3 | 38000 | 5859 | 1.9 | Federally-Regulated Commercial & Industrial Equipment | 05/22/2000 |  | 11/20/2000
Carrier Corp. - Syracuse | Carrier | 50LJQ012-6 |  | HSP-A, Single-Package Heat Pum | Heat Pump | 460 | 3 |  |  |  | No Match |  | No Match | 120000 | 13000 | 9.2 | 8.9 |  |  | 120000 | 10500 | 3.3 | 3 | 64000 | 8600 | 2.2 | Non Federally-Regulated | 07/31/1992 |  | 03/31/1998
Carrier Corp. - Syracuse | Day & Night | RHS(181,183)(H,L,S)******AA |  | HSP-A, Single-Package Heat Pum | Heat Pump | 208 | 3 | False |  |  |  | True | Single-Speed | 172000 | 15925 | 10.8 | 10.4 |  |  | 220000 | 19538 | 3.3 | 3.2 |  |  |  | Federally-Regulated Commercial & Industrial Equipment | 05/09/2013 |  | 08/28/2014
Lennox Industries Inc. | Lennox | LHA180HN2* |  | HSP-A, Single-Package Heat Pum | Heat Pump | 208 | 3 |  |  |  | No Match |  | No Match | 182000 | 16545 | 11 | 8.5 |  | 12 | 192000 | 17047 | 3.3 | 2.9 | 106000 | 15528 | 2 | Federally-Regulated Commercial & Industrial Equipment | 07/31/2002 |  | 01/18/2008
Goettl | Goettl | HP1201 |  | HSP-A, Single-Package Heat Pum | Heat Pump | 230 | 1 |  |  |  | No Match |  | No Match | 120000 | 13953 | 8.6 | 8.3 |  |  | 119000 | 11625 | 3 | 2.8 | 63000 | 9718 | 1.9 | Non Federally-Regulated | 03/05/1991 |  | 07/27/1992
Trane U.S. Inc. | Trane | BWA180C2J | BWH180A | HRCU-A-CB, Split System: Heat | Heat Pump | 200 | 3 |  |  |  | No Match |  | No Match | 180000 | 23200 | 7.8 |  |  |  | 180000 | 20000 | 2.6 |  | 100000 | 16200 | 1.8 | Non Federally-Regulated | 06/11/1985 |  | 05/11/1988
York International | York | E3FB090A25/46 | F3EH090A33 | HRCU-A-CB, Split System: Heat | Heat Pump | 460 | 3 |  |  |  | No Match |  | No Match | 83000 | 9222 | 9 | 8.9 |  |  | 78000 | 7617 | 3 | 3 | 51000 | 6496 | 2.3 | Federally-Regulated Commercial & Industrial Equipment | 07/31/2002 |  | 06/19/2003
York International | Coleman | PH180C00A*(2,4,5)***** | NH180C00*(5,6)****** | HRCU-A-CB, Split System: Heat | Heat Pump | 230 | 3 |  |  |  |  | True | Single-Speed | 180000 | 16981 | 10.6 | 8.5 |  |  | 168000 | 14929 | 3.3 | 2.9 |  |  |  | Federally-Regulated Commercial & Industrial Equipment | 07/16/2009 |  | 06/14/2011
Carrier Corp. - Syracuse | Airquest | CHS091(H,L,S)A* | FHS091(M,S,K)A*A* | HRCU-A-CB, Split System: Heat | Heat Pump | 208 | 3 |  |  |  |  | True | Single-Speed | 89000 | 8090 | 11 | 10.8 |  |  | 87000 | 7727 | 3.3 | 3.3 |  |  |  | Federally-Regulated Commercial & Industrial Equipment | 03/10/2011 |  | 12/12/2012
York International | York | B1HN120N***25/46/58 |  | HSP-A, Single-Package Heat Pum | Heat Pump | 230 | 3 |  |  |  | No Match |  | No Match | 118000 | 13111 | 9 | 8.9 |  |  | 116000 | 11329 | 3 | 3 | 70000 | 10254 | 2 | Federally-Regulated Commercial & Industrial Equipment | 11/18/1999 |  | 04/13/2000
McQuay International | McQuay International | DPS007AHHW2*C-3 |  | HSP-A, Single-Package Heat Pum | Heat Pump | 230 | 3 | False |  |  |  | True | Variable-Speed | 88000 | 7154 | 12.3 | 10.8 |  |  | 88000 | 6097 | 4.2 | 3.3 |  |  |  | Federally-Regulated Commercial & Industrial Equipment | 03/02/2012 |  | 08/28/2012
Rheem Sales Company, Inc. | Weatherking | PHC7.5T-3L |  | HSP-A, Single-Package Heat Pum | Heat Pump | 208 | 3 |  |  |  | No Match |  | No Match | 92000 | 10500 | 8.8 | 8.3 |  |  | 94000 | 9160 | 2.9 | 2.8 | 52000 | 7190 | 2 | Non Federally-Regulated | 09/17/1991 |  | 07/27/1992
Carrier Corp. | Payne | 548CEX120000AB** |  | HSP-A, Single-Package Heat Pum | Heat Pump | 460 | 3 |  |  |  | No Match |  | No Match | 270000 | 33500 | 9 | 8.9 |  | 9.8 | 276000 | 27400 | 3.1 | 3 | 65000 | 9430 | 2 | Non Federally-Regulated | 05/07/1992 |  | 03/08/1996
Carrier Corp. - Syracuse | Heil | RHH090(H,L,S)******AA |  | HSP-A, Single-Package Heat Pum | Heat Pump | 230 | 3 | False |  |  |  | True | Single-Speed | 90000 | 7438 | 12.1 | 10.8 |  |  | 84000 | 7033 | 3.5 | 3.3 |  |  |  | Federally-Regulated Commercial & Industrial Equipment | 12/12/2012 |  | 10/28/2014
Carrier Corp. - Syracuse | Comfortmaker | RHS150(H,L,S)******AA |  | HSP-A, Single-Package Heat Pum | Heat Pump | 230 | 3 | False |  |  |  | False | Single-Speed | 142000 | 13396 | 10.6 | 10.4 |  |  | 142000 | 13005 | 3.2 | 3.2 |  |  |  | Federally-Regulated Commercial & Industrial Equipment | 10/28/2014 |  | 10/28/2014
Carrier Corp. - Syracuse | Tempstar | RHS(181,183)(H,L,S)******AC |  | HSP-A, Single-Package Heat Pum | Heat Pump | 575 | 3 | False |  |  |  | True | Single-Speed | 172000 | 15925 | 10.8 | 10.4 |  |  | 220000 | 19538 | 3.3 | 3.2 |  |  |  | Federally-Regulated Commercial & Industrial Equipment | 01/09/2014 |  | 10/28/2014
Carrier Corp. - Syracuse | Carrier | 50QJ008631 |  | HSP-A, Single-Package Heat Pum | Heat Pump | 460 | 3 |  |  |  | No Match |  | No Match | 92000 | 10110 | 9.1 | 8.9 |  |  | 96000 | 9380 | 3 | 3 | 55000 | 8060 | 2 | Non Federally-Regulated | 07/31/1992 |  | 03/31/1998
York International | Evcon | BA-12C00*T/W/X***** |  | HSP-A, Single-Package Heat Pum | Heat Pump | 230 | 3 |  |  |  | No Match |  | No Match | 144000 | 15483 | 9.3 | 8.5 |  | 11 | 142000 | 13421 | 3.1 | 2.9 | 91000 | 12696 | 2.1 | Federally-Regulated Commercial & Industrial Equipment | 07/31/2002 |  | 01/18/2008
York International | York | E1RA090S25/46 | F3EH090 | HRCU-A-CB, Split System: Heat | Heat Pump | 460 | 3 |  |  |  | No Match |  | No Match | 89000 | 9468 | 9.4 | 8.9 |  |  | 81000 | 7910 | 3 | 3 | 53000 | 7394 | 2.1 | Federally-Regulated Commercial & Industrial Equipment | 07/25/2000 |  | 11/21/2001
York International | Luxaire | BAHT-W090A |  | HSP-A, Single-Package Heat Pum | Heat Pump | 460 | 3 |  |  |  | No Match |  | No Match | 95000 | 11176 | 8.5 |  |  |  | 103000 | 9738 | 3.1 |  | 57000 | 8353 | 2 | Non Federally-Regulated | 05/11/1988 |  | 03/15/1989
Carrier Corp. - Syracuse | Comfortmaker | RHS(240)(H,L,S)******AA |  | HSP-A, Single-Package Heat Pum | Heat Pump | 208 | 3 | False |  |  |  | True | Single-Speed | 232000 | 21886 | 10.6 | 10.4 |  |  | 220000 | 19538 | 3.3 | 3.2 |  |  |  | Federally-Regulated Commercial & Industrial Equipment | 04/21/2014 |  | 10/28/2014
Carrier Corp. - Syracuse | Carrier Corp. | 50TCQ*14***(5,6,1)A***(G,J,K,M)* |  | HSP-A, Single-Package Heat Pum | Heat Pump | 460 | 3 | False |  |  |  | False | Single-Speed | 142000 | 13396 | 10.6 | 10.4 |  |  | 142000 | 13005 | 3.2 | 3.2 |  |  |  | Federally-Regulated Commercial & Industrial Equipment | 12/12/2012 |  | 10/28/2014
Carrier Corp. - Syracuse | Comfortmaker | RHS090H******AA |  | HSP-A, Single-Package Heat Pum | Heat Pump | 208 | 3 | False |  |  |  | False | Single-Speed | 87000 | 7767 | 11.2 | 10.8 |  |  | 86000 | 7413 | 3.4 | 3.3 |  |  |  | Federally-Regulated Commercial & Industrial Equipment | 12/12/2012 |  | 10/28/2014
McQuay International | McQuay International | DPS010AHHE2**-4* |  | HSP-A, Single-Package Heat Pum | Heat Pump | 230 | 3 | False |  |  |  | True | Variable-Speed | 120000 | 10000 | 12 | 10.8 |  |  | 110000 | 9426 | 3.4 | 3.3 |  |  |  | Federally-Regulated Commercial & Industrial Equipment | 04/19/2013 |  | 01/09/2014
Trane U.S. Inc. | Trane | TWA180B300D* | TWE180B300C* | HRCU-A-CB, Split System: Heat | Heat Pump | 208 | 3 |  |  |  | No Match |  | No Match | 176000 | 17425 | 10.1 | 8.5 |  | 12 | 168000 | 16407 | 3 | 2.9 | 107000 | 13630 | 2.3 | Federally-Regulated Commercial & Industrial Equipment | 06/01/2001 |  | 09/21/2001
Carrier Corp. - Syracuse | Bryant Heating & Cooling Systems | 548J(P,E,T)17*********(A,B)C |  | HSP-A, Single-Package Heat Pum | Heat Pump | 460 | 3 | False |  |  |  | True | Single-Speed | 172000 | 15925 | 10.8 | 10.4 |  |  | 220000 | 19538 | 3.3 | 3.2 |  |  |  | Federally-Regulated Commercial & Industrial Equipment | 10/28/2014 |  | 04/21/2015
Trane U.S. Inc. | Trane | WCD090C30*B* |  | HSP-A, Single-Package Heat Pum | Heat Pump | 230 | 3 |  |  |  | No Match |  | No Match | 87000 | 9775 | 8.9 | 8.9 |  |  | 86000 | 8399 | 3 | 3 | 43000 | 6299 | 2 | Federally-Regulated Commercial & Industrial Equipment | 05/22/2000 |  | 09/25/2002
Trane U.S. Inc. | Trane | TWA090A400B | TWE090A400B | HRCU-A-CB, Split System: Heat | Heat Pump | 460 | 3 |  |  |  | No Match |  | No Match | 90000 | 9180 | 9.8 | 8.9 |  |  | 85000 | 8300 | 3 | 3 | 45000 | 6280 | 2.1 | Non Federally-Regulated | 01/17/1992 |  | 02/11/1992
International Comfort Products | Kenmore | PH*090N2HA* |  | HSP-A, Single-Package Heat Pum | Heat Pump | 208 | 3 |  |  |  | No Match |  | No Match | 91000 | 9784 | 9.3 | 8.9 |  | 10.4 | 90000 | 8506 | 3.1 | 3 | 48000 | 7031 | 2 | Federally-Regulated Commercial & Industrial Equipment | 05/22/2000 |  | 09/20/2001
Carrier Corp. - Syracuse | Tempstar | CHS240(H,L,S)D* | FHS240(S,H,L)**A0* | HRCU-A-CB, Split System: Heat | Heat Pump | 208 | 3 |  |  |  |  | True | Single-Speed | 222000 | 20747 | 10.7 | 10.4 |  |  | 214000 | 17919 | 3.5 | 3.2 |  |  |  | Federally-Regulated Commercial & Industrial Equipment | 07/18/2013 |  | 10/28/2014
Carrier Corp. - Syracuse | ICP Commercial | RHS(181,183)(H,L,S)******AC |  | HSP-A, Single-Package Heat Pum | Heat Pump | 575 | 3 | False |  |  |  | True | Single-Speed | 172000 | 15925 | 10.8 | 10.4 |  |  | 220000 | 19538 | 3.3 | 3.2 |  |  |  | Federally-Regulated Commercial & Industrial Equipment | 01/09/2014 |  | 10/28/2014
Trane U.S. Inc. | American Standard, Inc. | WCD075A300A |  | HSP-A, Single-Package Heat Pum | Heat Pump | 230 | 3 |  |  |  | No Match |  | No Match | 71000 | 8300 | 8.6 |  |  |  | 71000 | 7170 | 2.9 | 2.5 | 33000 | 5090 | 1.9 | Non Federally-Regulated | 07/19/1989 |  | 02/22/1990
Trane U.S. Inc. | Trane | BWC120F4-G |  | HSP-A, Single-Package Heat Pum | Heat Pump | 460 | 3 |  |  |  | No Match |  | No Match | 118000 | 14300 | 8.3 | 8.2 |  |  | 118000 | 11900 |  |  | 62500 | 8750 |  | Non Federally-Regulated | 08/29/1986 |  | 05/11/1988
Lennox Industries Inc. | Lennox | HP17-1353V-6G | CB17-135V-2 | HRCU-A-CB, Split System: Heat | Heat Pump | 460 | 3 |  |  |  | No Match |  | No Match | 120000 | 13483 | 8.9 | 8.9 |  |  | 116000 | 11330 | 3 | 3 | 65000 | 8658 | 2.2 | Federally-Regulated Commercial & Industrial Equipment | 08/22/1994 |  | 09/02/1995
Carrier Corp. - Syracuse | Airquest | RHS(181,183)(H,L,S)******TA |  | HSP-A, Single-Package Heat Pum | Heat Pump | 575 | 3 | False |  |  |  | True | Single-Speed | 172000 | 15925 | 10.8 | 10.4 |  |  | 220000 | 19538 | 3.3 | 3.2 |  |  |  | Federally-Regulated Commercial & Industrial Equipment | 05/09/2013 |  | 08/28/2014
Rheem Sales Company, Inc. | Ruud | UJKB-A120C |  | HSP-A, Single-Package Heat Pum | Heat Pump | 208 | 3 |  |  |  | No Match |  | No Match | 117000 | 12717 | 9.2 | 8.9 |  | 9.1 | 118000 | 11524 | 3 | 3 | 63500 | 9302 | 2 | Federally-Regulated Commercial & Industrial Equipment | 07/31/2002 |  | 01/18/2008
Carrier Corp. - Syracuse | Arcoaire | RHS102H******** |  | HSP-A, Single-Package Heat Pum | Heat Pump | 230 | 3 | False |  |  |  | False | Single-Speed | 99000 | 8839 | 11.2 | 10.8 |  |  | 96000 | 8525 | 3.3 | 3.3 |  |  |  | Federally-Regulated Commercial & Industrial Equipment | 11/30/2011 |  | 12/12/2012
Trane U.S. Inc. | Trane Unitary Products Group | WS(D,H)180E(3,4,W)R(G,N,P,R)****(6,7) |  | HSP-A, Single-Package Heat Pum | Both Heat Pump and Electric Re | 208 | 3 | False |  |  |  | False | Single-Speed | 170000 | 16037 | 10.6 | 10.4 |  |  | 170000 | 15569 | 3.2 | 3.2 |  |  |  | Federally-Regulated Commercial & Industrial Equipment | 12/12/2012 |  | 04/21/2014
Lennox Industries Inc. | Lennox | CHP11-1853-5W |  | HSP-A, Single-Package Heat Pum | Heat Pump | 200 | 3 |  |  |  | No Match |  | No Match | 180000 | 22000 | 8.2 | 8.2 |  |  | 174000 | 17810 |  |  | 90000 | 13880 |  | Non Federally-Regulated | 02/22/1990 |  | 07/31/1992
York International | Evcon | BA-15[E18,E36]***(T,W,X)* |  | HSP-A, Single-Package Heat Pum | Both Heat Pump and Electric Re | 575 | 3 |  |  |  |  | True | Single-Speed | 164000 | 16566 | 9.9 | 8.5 |  | 9.5 | 172000 | 15762 | 3.2 | 2.9 | 102000 | 14244 | 2.1 | Federally-Regulated Commercial & Industrial Equipment | 01/18/2008 |  | 02/24/2011
York International | Luxaire | BA-15[E72]***(T,W,X)* |  | HSP-A, Single-Package Heat Pum | Both Heat Pump and Electric Re | 230 | 3 |  |  |  |  | True | Single-Speed | 160000 | 16327 | 9.8 | 8.5 |  | 9.4 | 172000 | 15762 | 3.2 | 2.9 | 102000 | 14244 | 2.1 | Federally-Regulated Commercial & Industrial Equipment | 01/18/2008 |  | 02/24/2011
York International | York | PD180C00A*(2,4,5)***** | ND180C00*(5,6)****** | HRCU-A-CB, Split System: Heat | Heat Pump | 460 | 3 |  |  |  |  | True | Single-Speed | 180000 | 16981 | 10.6 | 8.5 |  |  | 168000 | 14490 | 3.4 | 2.9 |  |  |  | Federally-Regulated Commercial & Industrial Equipment | 06/15/2009 |  | 01/09/2014
Carrier Corp. - Syracuse | ICP Commercial | RHS(243)(H,L,S)******TA |  | HSP-A, Single-Package Heat Pum | Heat Pump | 230 | 3 | False |  |  |  | True | Single-Speed | 232000 | 21886 | 10.6 | 10.4 |  |  | 220000 | 19538 | 3.3 | 3.2 |  |  |  | Federally-Regulated Commercial & Industrial Equipment | 04/21/2014 |  | 10/28/2014
York International | Luxaire | EASE-T,W120 | FCHP-S120 | HRCU-A-CB, Split System: Heat | Heat Pump | 230 | 3 |  |  |  |  | True | Single-Speed | 121000 | 13444 | 9 | 8.9 |  | 0 | 117000 | 11437 | 3 | 3 | 63000 | 8798 | 2.1 | Federally-Regulated Commercial & Industrial Equipment | 01/18/2008 |  | 07/16/2009
Lennox Industries Inc. | Lennox | HP17-953V-4Y | CB17-95V-1 | HRCU-A-CB, Split System: Heat | Heat Pump | 230 | 3 |  |  |  | No Match |  | No Match | 87000 | 10235 | 8.5 | 8.2 |  |  | 88000 | 8597 |  |  | 51000 | 6794 |  | Non Federally-Regulated | 06/11/1985 |  | 08/29/1986
Daikin Comfort Technologies Manufacturing, L.P. | Goodman | CPH120********A* |  | HSP-A, Single-Package Heat Pum | Both Heat Pump and Electric Re | 208 | 3 | False |  |  |  | False | Single-Speed | 115000 | 10360 | 11.1 | 11 |  |  | 116000 | 9999 | 3.4 | 3.3 | 56000 | 7135 | 2.3 | Federally-Regulated Commercial & Industrial Equipment | 04/21/2015 |  | 06/01/2015
Carrier Corp. - Syracuse | Carrier Corp. | 50HCQ*12***(5,6,1)A***(A,C,D,F)* |  | HSP-A, Single-Package Heat Pum | Heat Pump | 460 | 3 | False |  |  |  | True | Single-Speed | 119000 | 9674 | 12.3 | 10.8 |  |  | 116000 | 9713 | 3.5 | 3.3 |  |  |  | Federally-Regulated Commercial & Industrial Equipment | 12/12/2012 |  | 04/21/2015
Trane U.S. Inc. | American Standard, Inc. | TWA090A300A | TWE090A300A | HRCU-A-CB, Split System: Heat | Heat Pump | 208 | 3 |  |  |  | No Match |  | No Match | 88000 | 10230 | 8.6 |  |  |  | 85000 | 8300 | 3 | 2.5 | 44000 | 6380 | 2 | Non Federally-Regulated | 05/25/1989 |  | 02/22/1990
Trane U.S. Inc. | Trane | WCD120B400B |  | HSP-A, Single-Package Heat Pum | Heat Pump | 460 | 3 |  |  |  | No Match |  | No Match | 117000 | 12720 | 9.2 | 8.9 |  |  | 119000 | 11460 | 3 | 3 | 61000 | 8840 | 2 | Non Federally-Regulated | 07/31/1992 |  | 03/31/1998
McQuay International | McQuay International | DPS007AHHW2*C-4 |  | HSP-A, Single-Package Heat Pum | Heat Pump | 230 | 3 | False |  |  |  | True | Variable-Speed | 89000 | 7177 | 12.4 | 10.8 |  |  | 89000 | 6108 | 4.3 | 3.3 |  |  |  | Federally-Regulated Commercial & Industrial Equipment | 03/02/2012 |  | 08/28/2012
Carrier Corp. - Syracuse | Arcoaire | RHS18*(H,L,S)0******A |  | HSP-A, Single-Package Heat Pum | Heat Pump | 208 | 3 | False |  |  |  | True | Single-Speed | 172000 | 15925 | 10.8 | 10.4 |  |  | 220000 | 19538 | 3.3 | 3.2 |  |  |  | Federally-Regulated Commercial & Industrial Equipment | 03/10/2011 |  | 12/12/2012
Rheem Sales Company, Inc. | Ruud | UPWC-075C | UHGF-100Z | HRCU-A-CB, Split System: Heat | Heat Pump | 208 | 3 |  |  |  | No Match |  | No Match | 92000 | 9583 | 9.6 | 8.9 |  |  | 88000 | 8057 | 3.2 | 3 | 48000 | 6697 | 2.1 | Federally-Regulated Commercial & Industrial Equipment | 07/25/2000 |  | 07/18/2002
McQuay International | McQuay International | DPS010AHHG2*C-6 |  | HSP-A, Single-Package Heat Pum | Heat Pump | 208 | 3 | False |  |  |  | True | Variable-Speed | 121000 | 10000 | 12.1 | 10.8 |  |  | 112000 | 9432 | 3.5 | 3.3 |  |  |  | Federally-Regulated Commercial & Industrial Equipment | 08/28/2012 |  | 04/19/2013
Carrier Corp. - Syracuse | Day & Night | 542EP120017 |  | HSP-A, Single-Package Heat Pum | Heat Pump | 208 | 3 |  |  |  | No Match |  | No Match | 120000 | 14700 | 8.2 | 8.2 |  |  | 120000 | 12200 |  |  | 65000 | 9200 |  | Non Federally-Regulated | 06/11/1985 |  | 05/11/1988
McQuay International | McQuay International | DPS010AHHE4*C-6 |  | HSP-A, Single-Package Heat Pum | Heat Pump | 460 | 3 | False |  |  |  | True | Variable-Speed | 121000 | 10000 | 12.1 | 10.8 |  |  | 112000 | 9432 | 3.5 | 3.3 |  |  |  | Federally-Regulated Commercial & Industrial Equipment | 08/28/2012 |  | 04/19/2013
Carrier Corp. - Syracuse | Payne | 548CPX090 |  | HSP-A, Single-Package Heat Pum | Heat Pump | 208 | 3 |  |  |  | No Match |  | No Match | 90000 | 10300 | 8.7 | 8.9 |  |  | 92000 | 8500 | 3.2 | 3 | 49000 | 7100 | 2 | Non Federally-Regulated | 07/31/1992 |  | 03/31/1998
York International | York | B3CH120A46 |  | HSP-A, Single-Package Heat Pum | Heat Pump | 460 | 3 |  |  |  | No Match |  | No Match | 118000 | 13111 | 9 | 8.9 |  |  | 116000 | 11329 | 3 | 3 | 70000 | 10254 | 2 | Non Federally-Regulated | 02/17/1993 |  | 09/02/1995
Trane U.S. Inc. | Trane | TWA180B300E* | TWE180B300C* | HRCU-A-CB, Split System: Heat | Heat Pump | 230 | 3 |  |  |  | No Match |  | No Match | 176000 | 17425 | 10.1 | 8.5 |  | 11.6 | 168000 | 15878 | 3.1 | 2.9 | 106000 | 14117 | 2.2 | Federally-Regulated Commercial & Industrial Equipment | 07/31/2002 |  | 06/19/2003
Trane U.S. Inc. | American Standard, Inc. | WCD120B40*C* |  | HSP-A, Single-Package Heat Pum | Heat Pump | 460 | 3 |  |  |  | No Match |  | No Match | 117000 | 12720 | 9.2 | 8.9 |  | 9.2 | 119000 | 11460 | 3 | 3 | 61000 | 8840 | 2 | Non Federally-Regulated | 05/27/1993 |  | 09/02/1995
McQuay International | McQuay International | DPS012AHHY2**-4 |  | HSP-A, Single-Package Heat Pum | Heat Pump | 208 | 3 | False |  |  |  | True | Variable-Speed | 144000 | 12100 | 11.9 | 10.4 |  |  | 138000 | 11234 | 3.6 | 3.2 |  |  |  | Federally-Regulated Commercial & Industrial Equipment | 03/02/2012 |  | 08/28/2012
International Comfort Products | ICP Commercial | PH*120N2LA* |  | HSP-A, Single-Package Heat Pum | Heat Pump | 460 | 3 |  |  |  | No Match |  | No Match | 123000 | 13516 | 9.1 | 8.9 |  | 9.5 | 123000 | 11625 | 3.1 | 3 | 71000 | 10401 | 2 | Federally-Regulated Commercial & Industrial Equipment | 05/22/2000 |  | 09/20/2001
Carrier Corp. - Syracuse | Arcoaire | RHS090(L,S)******AA |  | HSP-A, Single-Package Heat Pum | Heat Pump | 575 | 3 | False |  |  |  | False | Single-Speed | 88000 | 7857 | 11.2 | 10.8 |  |  | 86000 | 7413 | 3.4 | 3.3 |  |  |  | Federally-Regulated Commercial & Industrial Equipment | 12/12/2012 |  | 10/28/2014
York International | Evcon | PH180C00A*(2,4,5)***** | NH180C00*(5,6)****** | HRCU-A-CB, Split System: Heat | Heat Pump | 575 | 3 |  |  |  |  | True | Single-Speed | 180000 | 16981 | 10.6 | 8.5 |  |  | 168000 | 14929 | 3.3 | 2.9 |  |  |  | Federally-Regulated Commercial & Industrial Equipment | 07/16/2009 |  | 01/24/2011
York International | Evcon | EASE-T,W,X180 | FAHP-S180 | HRCU-A-CB, Split System: Heat | Heat Pump | 460 | 3 |  |  |  |  | True | Single-Speed | 166000 | 19080 | 8.7 | 8.5 |  | 9.5 | 184000 | 17986 | 3 | 2.9 | 121000 | 16129 | 2.2 | Federally-Regulated Commercial & Industrial Equipment | 01/18/2008 |  | 01/24/2011
International Comfort Products | ICP Commercial | PH*120N2HA* |  | HSP-A, Single-Package Heat Pum | Heat Pump | 208 | 3 |  |  |  | No Match |  | No Match | 123000 | 13516 | 9.1 | 8.9 |  | 9.5 | 123000 | 11625 | 3.1 | 3 | 71000 | 10401 | 2 | Federally-Regulated Commercial & Industrial Equipment | 11/18/1999 |  | 04/13/2000
Carrier Corp. - Syracuse | Keeprite | CHS180(H,L,S)D* | FHS180(M,S,H,L)A*A* | HRCU-A-CB, Split System: Heat | Heat Pump | 575 | 3 |  |  |  |  | True | Single-Speed | 178000 | 16792 | 10.6 | 10.4 |  |  | 178000 | 15343 | 3.4 | 3.2 |  |  |  | Federally-Regulated Commercial & Industrial Equipment | 03/10/2011 |  | 12/12/2012
York International | Fraser Johnston | BACB-T090A |  | HSP-A, Single-Package Heat Pum | Heat Pump | 208 | 3 |  |  |  | No Match |  | No Match | 87000 | 9886 | 8.8 | 8.2 |  |  | 88000 | 8597 |  |  | 47000 | 6888 |  | Non Federally-Regulated | 02/22/1990 |  | 07/31/1992
Rheem Sales Company, Inc. | Rheem | RPWC-100C | RHGF-100Z | HRCU-A-CB, Split System: Heat | Heat Pump | 230 | 3 |  |  |  | No Match |  | No Match | 118000 | 12826 | 9.2 | 8.9 |  |  | 125000 | 11814 | 3.1 | 3 | 68000 | 9487 | 2.1 | Federally-Regulated Commercial & Industrial Equipment | 07/25/2000 |  | 02/06/2002
Carrier Corp. - Syracuse | Day & Night | RHS(120,121)(H,L,S)******TA |  | HSP-A, Single-Package Heat Pum | Heat Pump | 460 | 3 | False |  |  |  | False | Single-Speed | 116000 | 10545 | 11 | 10.8 |  |  | 116000 | 9999 | 3.4 | 3.3 |  |  |  | Federally-Regulated Commercial & Industrial Equipment | 12/12/2012 |  | 10/28/2014
International Comfort Products | Heil | PH*090N2LA* |  | HSP-A, Single-Package Heat Pum | Heat Pump | 460 | 3 |  |  |  | No Match |  | No Match | 91000 | 9784 | 9.3 | 8.9 |  | 10.4 | 90000 | 8506 | 3.1 | 3 | 48000 | 7031 | 2 | Federally-Regulated Commercial & Industrial Equipment | 11/18/1999 |  | 04/13/2000
York International | York | B1CH120A46 |  | HSP-A, Single-Package Heat Pum | Heat Pump | 460 | 3 |  |  |  | No Match |  | No Match | 117000 | 13765 | 8.5 |  |  |  | 117500 | 11630 | 2.9 | 2.5 | 65000 | 9717 | 1.9 | Non Federally-Regulated | 07/25/1989 |  | 10/10/1989
Carrier Corp. - Syracuse | Comfortmaker | RHS(181,183)(H,L,S)******AA |  | HSP-A, Single-Package Heat Pum | Heat Pump | 460 | 3 | False |  |  |  | True | Single-Speed | 172000 | 15925 | 10.8 | 10.4 |  |  | 220000 | 19538 | 3.3 | 3.2 |  |  |  | Federally-Regulated Commercial & Industrial Equipment | 12/12/2012 |  | 05/09/2013
Trane U.S. Inc. | American Standard, Inc. | WCD090A300A |  | HSP-A, Single-Package Heat Pum | Heat Pump | 230 | 3 |  |  |  | No Match |  | No Match | 85000 | 10240 | 8.3 |  |  |  | 82000 | 8580 | 2.8 | 2.5 | 39000 | 6010 | 1.9 | Non Federally-Regulated | 08/23/1988 |  | 02/22/1990
Carrier Corp. - Syracuse | Day & Night | RHS(181,183)(H,L,S)******TA |  | HSP-A, Single-Package Heat Pum | Heat Pump | 230 | 3 | False |  |  |  | True | Single-Speed | 172000 | 15925 | 10.8 | 10.4 |  |  | 166000 | 14742 | 3.3 | 3.2 |  |  |  | Federally-Regulated Commercial & Industrial Equipment | 05/09/2013 |  | 08/28/2014
Lennox Industries Inc. | Armstrong | LHA088S* |  | HSP-A, Single-Package Heat Pum | Heat Pump | 575 | 3 |  |  |  | No Match |  | No Match | 86000 | 9555 | 9 | 8.9 |  |  | 86000 | 8399 | 3 | 3 | 48000 | 7031 | 2 | Federally-Regulated Commercial & Industrial Equipment | 07/19/2001 |  | 11/19/2002
Carrier Corp. - Syracuse | Comfortmaker | RHS(181,183)(H,L,S)******AC |  | HSP-A, Single-Package Heat Pum | Heat Pump | 208 | 3 | False |  |  |  | True | Single-Speed | 172000 | 15925 | 10.8 | 10.4 |  |  | 220000 | 19538 | 3.3 | 3.2 |  |  |  | Federally-Regulated Commercial & Industrial Equipment | 10/28/2014 |  | 10/28/2014
York International | Luxaire | BAHT-W090A |  | HSP-A, Single-Package Heat Pum | Heat Pump | 460 | 3 |  |  |  | No Match |  | No Match | 95000 | 11176 | 8.5 | 8.2 |  |  | 103000 | 9738 | 3.1 |  | 57000 | 8353 | 2 | Non Federally-Regulated | 03/15/1989 |  | 10/10/1989
Carrier Corp. - Syracuse | ICP Commercial | RHS090(L,S)******TA |  | HSP-A, Single-Package Heat Pum | Heat Pump | 575 | 3 | False |  |  |  | False | Single-Speed | 88000 | 7857 | 11.2 | 10.8 |  |  | 86000 | 7413 | 3.4 | 3.3 |  |  |  | Federally-Regulated Commercial & Industrial Equipment | 10/28/2014 |  | 10/28/2014
York International | York | BQ240[E54]***(2,4,5)* |  | HSP-A, Single-Package Heat Pum | Both Heat Pump and Electric Re | 460 | 3 |  |  |  |  | True | Single-Speed | 216000 | 22737 | 9.5 | 8.5 |  | 9.5 | 210000 | 19866 | 3.1 | 2.9 | 130000 | 19062 | 2 | Federally-Regulated Commercial & Industrial Equipment | 01/18/2008 |  | 01/24/2011
York International | York | PD180C00A*(2,4,5)***** | ND180C00*(5,6)****** | HRCU-A-CB, Split System: Heat | Heat Pump | 208 | 3 |  |  |  |  | True | Single-Speed | 180000 | 16981 | 10.6 | 8.5 |  |  | 168000 | 14490 | 3.4 | 2.9 |  |  |  | Federally-Regulated Commercial & Industrial Equipment | 06/15/2009 |  | 01/09/2014
Carrier Corp. - Syracuse | Arcoaire | RHS(181,183)(H,L,S)******AA |  | HSP-A, Single-Package Heat Pum | Heat Pump | 460 | 3 | False |  |  |  | True | Single-Speed | 172000 | 15925 | 10.8 | 10.4 |  |  | 220000 | 19538 | 3.3 | 3.2 |  |  |  | Federally-Regulated Commercial & Industrial Equipment | 12/12/2012 |  | 05/09/2013
Carrier Corp. - Syracuse | Arcoaire | RHS072(H,L,S)******A |  | HSP-A, Single-Package Heat Pum | Both Heat Pump and Electric Re | 230 | 3 |  |  |  |  | False | Single-Speed | 70000 | 6306 | 11.1 | 8.9 |  |  | 67000 | 5954 | 3.3 | 3 |  |  |  | Federally-Regulated Commercial & Industrial Equipment | 07/16/2009 |  | 12/12/2012
McQuay International | McQuay International | DPS010AHHW2*C-6 |  | HSP-A, Single-Package Heat Pum | Heat Pump | 230 | 3 | False |  |  |  | True | Variable-Speed | 121000 | 10000 | 12.1 | 10.8 |  |  | 119000 | 9105 | 3.8 | 3.3 |  |  |  | Federally-Regulated Commercial & Industrial Equipment | 03/02/2012 |  | 08/28/2012
Rheem Sales Company, Inc. | Rheem | RJMB-A090D |  | HSP-A, Single-Package Heat Pum | Heat Pump | 460 | 3 |  |  |  | No Match |  | No Match | 92000 | 9108 | 10.1 | 8.9 |  | 11.5 | 92000 | 8423 | 3.2 | 3 | 52000 | 6925 | 2.2 | Federally-Regulated Commercial & Industrial Equipment | 07/31/2002 |  | 01/18/2008
International Comfort Products | Heil | PH*120N2LA* |  | HSP-A, Single-Package Heat Pum | Heat Pump | 460 | 3 |  |  |  | No Match |  | No Match | 123000 | 13516 | 9.1 | 8.9 |  | 9.5 | 123000 | 11628 | 3.1 | 3 | 71000 | 10404 | 2 | Federally-Regulated Commercial & Industrial Equipment | 02/03/1998 |  | 03/31/1998
Carrier Corp. | Carrier | 38BQ0086 | 40BA009 | HRCU-A-CB, Split System: Heat | Heat Pump | 460 | 3 |  |  |  | No Match |  | No Match | 86000 | 9500 | 9.1 |  |  |  | 86000 | 8000 | 3.2 | 2.5 | 47000 | 6600 | 2.1 | Non Federally-Regulated | 03/07/1988 |  | 03/08/1996
Rheem Sales Company, Inc. | Rheem | RPWA-200CAS | RHPA-200E | HRCU-A-CB, Split System: Heat | Heat Pump | 208 | 3 |  |  |  | No Match |  | No Match | 237600 | 29100 | 8.2 |  |  |  | 230250 | 24585 | 2.7 |  | 141700 | 22275 | 1.9 | Non Federally-Regulated | 05/16/1984 |  | 06/11/1985
Carrier Corp. - Syracuse | ICP Commercial | RHS(181,183)(H,L,S)******AC |  | HSP-A, Single-Package Heat Pum | Heat Pump | 208 | 3 | False |  |  |  | True | Single-Speed | 172000 | 15925 | 10.8 | 10.4 |  |  | 220000 | 19538 | 3.3 | 3.2 |  |  |  | Federally-Regulated Commercial & Industrial Equipment | 10/28/2014 |  | 10/28/2014
Rheem Sales Company, Inc. | Airquest | NRHR92HP15A |  | HSP-A, Single-Package Heat Pum | Heat Pump | 208 | 3 |  |  |  | No Match |  | No Match | 92000 | 10500 | 8.8 |  |  |  | 94000 | 9160 | 2.9 | 2.5 | 52000 | 7190 | 2 | Non Federally-Regulated | 08/23/1990 |  | 07/27/1992
McQuay International | McQuay International | DPS010AHHW4*C-6 |  | HSP-A, Single-Package Heat Pum | Heat Pump | 460 | 3 | False |  |  |  | True | Variable-Speed | 121000 | 10000 | 12.1 | 10.8 |  |  | 112000 | 9432 | 3.5 | 3.3 |  |  |  | Federally-Regulated Commercial & Industrial Equipment | 08/28/2012 |  | 04/19/2013
Lennox Industries Inc. | Lennox | GHP16-1353-2G |  | HSP-A, Single-Package Heat Pum | Heat Pump | 460 | 3 |  |  |  | No Match |  | No Match | 117000 | 13146 | 8.9 | 8.9 |  |  | 119000 | 11424 | 3 | 3 | 64000 | 9377 | 2 | Non Federally-Regulated | 01/17/1992 |  | 04/30/1992
Trane U.S. Inc. | Trane | TWA072C300A* | TWE090A-BA | HRCU-A-CB, Split System: Heat | Heat Pump | 200 | 3 |  |  |  | No Match |  | No Match | 69000 | 7624 | 9.1 | 8.9 |  |  | 62500 | 6105 | 3 | 3 | 37800 | 4694 | 2.4 | Federally-Regulated Commercial & Industrial Equipment | 09/16/1997 |  | 01/19/2001
Carrier Corp. - Syracuse | Carrier | 38AQ0345 | 40RR028 | HRCU-A-CB, Split System: Heat | Heat Pump | 208 | 3 |  |  |  | No Match |  | No Match | 279345 | 31383 | 8.2 | 7.5 |  |  | 316000 | 33057 |  |  | 176000 | 24549 |  | Non Federally-Regulated | 08/30/1983 |  | 06/11/1985
Trane U.S. Inc. | Trane Unitary Products Group | TWA120D3**A* | TWE120D1**A* | HRCU-A-CB, Split System: Heat | Heat Pump | 230 | 3 |  |  |  |  | True | Single-Speed | 120000 | 10909 | 11 | 10.8 |  |  | 105000 | 9325 | 3.3 | 3.3 |  |  |  | Federally-Regulated Commercial & Industrial Equipment | 06/14/2011 |  | 04/21/2014
Carrier Corp. - Syracuse | Bryant Heating & Cooling Systems | 548J(E,T)08*********(A,B)A |  | HSP-A, Single-Package Heat Pum | Heat Pump | 575 | 3 | False |  |  |  | False | Single-Speed | 88000 | 7857 | 11.2 | 10.8 |  |  | 86000 | 7413 | 3.4 | 3.3 |  |  |  | Federally-Regulated Commercial & Industrial Equipment | 12/12/2012 |  | 10/28/2014
York International | Fraser Johnston | EAHP-T090A | FBHP-S090A | HRCU-A-CB, Split System: Heat | Heat Pump | 208 | 3 |  |  |  | No Match |  | No Match | 91000 | 10705 | 8.5 |  |  |  | 101000 | 9250 | 3.2 |  | 58000 | 6799 | 2.5 | Non Federally-Regulated | 05/11/1988 |  | 03/15/1989
Carrier Corp. - Syracuse | Airquest | RHS(120,121)(H,L,S)******AA |  | HSP-A, Single-Package Heat Pum | Heat Pump | 460 | 3 | False |  |  |  | False | Single-Speed | 116000 | 10545 | 11 | 10.8 |  |  | 116000 | 9999 | 3.4 | 3.3 |  |  |  | Federally-Regulated Commercial & Industrial Equipment | 12/12/2012 |  | 10/28/2014
Lennox Industries Inc. | Lennox | CHP11-1853-1Q |  | HSP-A, Single-Package Heat Pum | Heat Pump | 230 | 3 |  |  |  | No Match |  | No Match | 180000 | 22000 | 8.2 |  |  |  | 174000 | 17810 |  |  | 90000 | 13880 |  | Non Federally-Regulated | 03/15/1989 |  | 10/10/1989
Carrier Corp. - Syracuse | Airquest | RHH(120,121)(H,L,S)******** |  | HSP-A, Single-Package Heat Pum | Heat Pump | 460 | 3 | False |  |  |  | True | Single-Speed | 119000 | 9674 | 12.3 | 10.8 |  |  | 116000 | 9713 | 3.5 | 3.3 |  |  |  | Federally-Regulated Commercial & Industrial Equipment | 11/30/2011 |  | 12/12/2012
York International | Fraser Johnston | XA-12[C,E]***(T,W,X)* |  | HSP-A, Single-Package Heat Pum | Both Heat Pump and Electric Re | 230 | 3 |  |  |  |  | True | Single-Speed | 150000 | 13636 | 11 | 8.5 |  | 11.9 | 144000 | 13196 | 3.2 | 2.9 | 90000 | 11997 | 2.2 | Federally-Regulated Commercial & Industrial Equipment | 01/18/2008 |  | 01/24/2011
Rheem Sales Company, Inc. | Rheem | RPDC-075D* |  | HSP-A, Single-Package Heat Pum | Heat Pump | 460 | 3 |  |  |  | No Match |  | No Match | 93000 | 10300 | 9 | 8.9 |  |  | 93000 | 8960 | 3 | 3 | 51000 | 6990 | 2.1 | Non Federally-Regulated | 01/28/1993 |  | 09/02/1995
Carrier Corp. - Syracuse | Carrier | 38AQ0346 + 38AQ0125 | 40RR044 | HRCU-A-CB, Split System: Heat | Heat Pump | 460 | 3 |  |  |  | No Match |  | No Match | 414549 | 50554 | 8.2 | 7.5 |  |  | 425000 | 47879 |  |  | 234000 | 36074 |  | Non Federally-Regulated | 09/08/1982 |  | 08/30/1983
Carrier Corp. - Syracuse | Heil | RHS090H******** |  | HSP-A, Single-Package Heat Pum | Heat Pump | 208 | 3 | False |  |  |  | False | Single-Speed | 87000 | 7767 | 11.2 | 10.8 |  |  | 86000 | 7413 | 3.4 | 3.3 |  |  |  | Federally-Regulated Commercial & Industrial Equipment | 03/02/2012 |  | 12/12/2012
Trane U.S. Inc. | Trane | TWA090A300E* | TWE090A300D* | HRCU-A-CB, Split System: Heat | Heat Pump | 208 | 3 |  |  |  | No Match |  | No Match | 89000 | 8811 | 10.1 | 8.9 |  |  | 87000 | 7724 | 3.3 | 3 | 54000 | 6592 | 2.4 | Federally-Regulated Commercial & Industrial Equipment | 07/31/2002 |  | 06/19/2003
York International | Luxaire | BB-20[E54]***(T,W,X)* |  | HSP-A, Single-Package Heat Pum | Both Heat Pump and Electric Re | 230 | 3 |  |  |  |  | True | Single-Speed | 216000 | 22737 | 9.5 | 8.5 |  | 9.5 | 210000 | 19866 | 3.1 | 2.9 | 130000 | 19062 | 2 | Federally-Regulated Commercial & Industrial Equipment | 01/18/2008 |  | 01/24/2011
McQuay International | McQuay International | DPS007AHHG4**-4 |  | HSP-A, Single-Package Heat Pum | Heat Pump | 460 | 3 | False |  |  |  | True | Variable-Speed | 89000 | 7177 | 12.4 | 10.8 |  |  | 89000 | 6108 | 4.3 | 3.3 |  |  |  | Federally-Regulated Commercial & Industrial Equipment | 03/02/2012 |  | 08/28/2012
Lennox Industries Inc. | McQuay | LHA120H* |  | HSP-A, Single-Package Heat Pum | Heat Pump | 208 | 3 |  |  |  | No Match |  | No Match | 118000 | 11456 | 10.3 | 8.9 |  | 11.3 | 120000 | 10657 | 3.3 | 3 | 72000 | 10048 | 2.1 | Federally-Regulated Commercial & Industrial Equipment | 02/03/1998 |  | 03/31/1998
Carrier Corp. - Syracuse | Airquest | RHS(181,183)(H,L,S)******AA |  | HSP-A, Single-Package Heat Pum | Heat Pump | 208 | 3 | False |  |  |  | True | Single-Speed | 172000 | 15925 | 10.8 | 10.4 |  |  | 220000 | 19538 | 3.3 | 3.2 |  |  |  | Federally-Regulated Commercial & Industrial Equipment | 05/09/2013 |  | 08/28/2014
York International | York | BQ240[E72]***(2,4,5)* |  | HSP-A, Single-Package Heat Pum | Both Heat Pump and Electric Re | 575 | 3 |  |  |  |  | True | Single-Speed | 214000 | 22526 | 9.5 | 8.5 |  | 10.1 | 210000 | 19866 | 3.1 | 2.9 | 130000 | 19062 | 2 | Federally-Regulated Commercial & Industrial Equipment | 01/18/2008 |  | 01/24/2011
Trane U.S. Inc. | American Standard, Inc. | BWC180L400A |  | HSP-A, Single-Package Heat Pum | Heat Pump | 460 | 3 |  |  |  | No Match |  | No Match | 172000 | 21000 | 8.2 | 8.2 |  |  | 158000 | 17160 | 2.7 |  | 82000 | 13360 | 1.8 | Non Federally-Regulated | 02/22/1990 |  | 07/31/1992
Lennox Industries Inc. | Lennox | HP6-953V-6Y | CB3-95V | HRCU-A-CB, Split System: Heat | Heat Pump | 208 | 3 |  |  |  | No Match |  | No Match | 90000 | 11400 | 7.9 | 8.2 |  |  | 93000 | 9700 |  |  | 52000 | 8100 |  | Non Federally-Regulated | 05/16/1984 |  | 06/11/1985
York International | York | E1FB240 | F1EH240 | HRCU-A-CB, Split System: Heat | Heat Pump | 460 | 3 |  |  |  | No Match |  | No Match | 214000 | 24883 | 8.6 | 8.5 |  |  | 218000 | 22025 | 2.9 | 2.9 | 138000 | 19254 | 2.1 | Federally-Regulated Commercial & Industrial Equipment | 05/22/2000 |  | 05/21/2002
York International | Luxaire | EAHP-T120A | FBHP-S120A | HRCU-A-CB, Split System: Heat | Heat Pump | 208 | 3 |  |  |  | No Match |  | No Match | 116000 | 14146 | 8.2 | 8.2 |  |  | 127000 | 12407 |  |  | 75000 | 9158 |  | Non Federally-Regulated | 03/15/1989 |  | 10/10/1989
Carrier Corp. - Syracuse | ICP Commercial | RHH072(H,L,S)0******A |  | HSP-A, Single-Package Heat Pum | Heat Pump | 208 | 3 | False |  |  |  | True | Single-Speed | 72000 | 6000 | 12 | 10.8 |  |  | 70000 | 6033 | 3.4 | 3.3 |  |  |  | Federally-Regulated Commercial & Industrial Equipment | 03/10/2011 |  | 04/19/2013
Carrier Corp. - Syracuse | Day & Night | 542DP090 |  | HSP-A, Single-Package Heat Pum | Heat Pump | 208 | 3 |  |  |  | No Match |  | No Match | 87000 | 10200 | 8.5 | 8.2 |  |  | 89000 | 8800 |  |  | 49000 | 7300 |  | Non Federally-Regulated | 02/22/1990 |  | 07/31/1992
Trane U.S. Inc. | Trane | WCH090A300A |  | HSP-A, Single-Package Heat Pum | Heat Pump | 230 | 3 |  |  |  | No Match |  | No Match | 85000 | 10240 | 8.3 | 8.9 |  |  | 82000 | 8580 | 2.8 | 3 | 39000 | 6010 | 1.9 | Non Federally-Regulated | 07/31/1992 |  | 03/31/1998
Trane U.S. Inc. | American Standard, Inc. | WC(D,H)090C300A |  | HSP-A, Single-Package Heat Pum | Heat Pump | 230 | 3 |  |  |  | No Match |  | No Match | 87000 | 9775 | 8.9 | 8.9 |  |  | 86000 | 8400 | 3 | 3 | 43000 | 6299 | 2 | Non Federally-Regulated | 01/31/1992 |  | 07/31/1992
Carrier Corp. - Syracuse | Airquest | RHS(240,243)(H,L,S)******TA |  | HSP-A, Single-Package Heat Pum | Heat Pump | 230 | 3 | False |  |  |  | True | Single-Speed | 232000 | 21886 | 10.6 | 10.4 |  |  | 220000 | 19538 | 3.3 | 3.2 |  |  |  | Federally-Regulated Commercial & Industrial Equipment | 12/12/2012 |  | 04/21/2014
Rheem Sales Company, Inc. | Weatherking | WPWC-100CAS | WHGF-100Z | HRCU-A-CB, Split System: Heat | Heat Pump | 208 | 3 |  |  |  | No Match |  | No Match | 122000 | 13555 | 9 | 8.9 |  |  | 123000 | 11628 | 3.1 | 3 | 68000 | 9490 | 2.1 | Federally-Regulated Commercial & Industrial Equipment | 03/31/1998 |  | 05/09/1998
York International | Fraser Johnston | EAHP-T090A | FBHP-S090A | HRCU-A-CB, Split System: Heat | Heat Pump | 208 | 3 |  |  |  | No Match |  | No Match | 91000 | 10705 | 8.5 | 8.2 |  |  | 101000 | 9250 | 3.2 |  | 58000 | 6799 | 2.5 | Non Federally-Regulated | 02/22/1990 |  | 07/31/1992
Trane U.S. Inc. | General Electric | BWA180C2J | BWH180A | HRCU-A-CB, Split System: Heat | Heat Pump | 200 | 3 |  |  |  | No Match |  | No Match | 180000 | 23200 | 7.8 |  |  |  | 180000 | 20000 | 2.6 |  | 100000 | 16200 | 1.8 | Non Federally-Regulated | 06/11/1985 |  | 05/11/1988
Carrier Corp. - Syracuse | Bryant Heating & Cooling Systems | 549J(P,E,T)12*********(D,E)A |  | HSP-A, Single-Package Heat Pum | Heat Pump | 460 | 3 | False |  |  |  | True | Single-Speed | 119000 | 9674 | 12.3 | 10.8 |  |  | 116000 | 9713 | 3.5 | 3.3 |  |  |  | Federally-Regulated Commercial & Industrial Equipment | 12/12/2012 |  | 04/21/2015
York International | Fraser Johnston | BA-07C00*T/W/X***** |  | HSP-A, Single-Package Heat Pum | Heat Pump | 460 | 3 |  |  |  | No Match |  | No Match | 90000 | 8411 | 10.7 | 8.9 |  | 11 | 85000 | 7782 | 3.2 | 3 | 46000 | 6126 | 2.2 | Federally-Regulated Commercial & Industrial Equipment | 07/31/2002 |  | 01/18/2008
Carrier Corp. - Syracuse | Carrier Corp. | 38AUQA25A0*(5,6,1)A* | 40RUQA25A*A(5,6,1)A* | HRCU-A-CB, Split System: Heat | Heat Pump | 230 | 3 |  |  |  |  | True | Single-Speed | 222000 | 20747 | 10.7 | 10.4 |  |  | 214000 | 17919 | 3.5 | 3.2 |  |  |  | Federally-Regulated Commercial & Industrial Equipment | 06/17/2013 |  | 04/20/2015
Carrier Corp. - Syracuse | Tempstar | RHS090(L,S)******AA |  | HSP-A, Single-Package Heat Pum | Heat Pump | 460 | 3 | False |  |  |  | False | Single-Speed | 88000 | 7857 | 11.2 | 10.8 |  |  | 86000 | 7413 | 3.4 | 3.3 |  |  |  | Federally-Regulated Commercial & Industrial Equipment | 12/12/2012 |  | 10/28/2014
Inter-City Products Corp. | Heil | PH*120N2LA** |  | HSP-A, Single-Package Heat Pum | Heat Pump | 460 | 3 |  |  |  | No Match |  | No Match | 123000 | 13501 | 9.1 | 8.9 |  |  | 123000 | 11663 | 3.1 | 3 | 71000 | 10401 | 2 | Federally-Regulated Commercial & Industrial Equipment | 03/22/1994 |  | 09/02/1995
York International | Evcon | BA-15[E54]***(T,W,X)* |  | HSP-A, Single-Package Heat Pum | Both Heat Pump and Electric Re | 208 | 3 |  |  |  |  | True | Single-Speed | 162000 | 16531 | 9.8 | 8.5 |  | 9.4 | 172000 | 15762 | 3.2 | 2.9 | 102000 | 9348 | 3.2 | Federally-Regulated Commercial & Industrial Equipment | 01/18/2008 |  | 02/24/2011
York International | Evcon | XA-12[C,E]***(T,W,X)* |  | HSP-A, Single-Package Heat Pum | Both Heat Pump and Electric Re | 460 | 3 |  |  |  |  | True | Single-Speed | 150000 | 13636 | 11 | 8.5 |  | 11.9 | 144000 | 13196 | 3.2 | 2.9 | 90000 | 11997 | 2.2 | Federally-Regulated Commercial & Industrial Equipment | 01/18/2008 |  | 01/24/2011
Carrier Corp. - Syracuse | Comfortmaker | RHS072(H,L,S)******** |  | HSP-A, Single-Package Heat Pum | Heat Pump | 460 | 3 | False |  |  |  | False | Single-Speed | 70000 | 6306 | 11.1 | 10.8 |  |  | 67000 | 5950 | 3.3 | 3.3 |  |  |  | Federally-Regulated Commercial & Industrial Equipment | 11/30/2011 |  | 10/28/2014
Carrier Corp. - Syracuse | Keeprite | RHH090(H,L,S)******AA |  | HSP-A, Single-Package Heat Pum | Heat Pump | 230 | 3 | False |  |  |  | True | Single-Speed | 90000 | 7438 | 12.1 | 10.8 |  |  | 84000 | 7033 | 3.5 | 3.3 |  |  |  | Federally-Regulated Commercial & Industrial Equipment | 12/12/2012 |  | 10/28/2014
Carrier Corp. - Syracuse | Arcoaire | RHH102(H,L,S)******TA |  | HSP-A, Single-Package Heat Pum | Heat Pump | 575 | 3 | False |  |  |  | True | Single-Speed | 100000 | 8333 | 12 | 10.8 |  |  | 100000 | 8619 | 3.4 | 3.3 |  |  |  | Federally-Regulated Commercial & Industrial Equipment | 12/12/2012 |  | 10/28/2014
Trane U.S. Inc. | Trane | WCD075C40*B* |  | HSP-A, Single-Package Heat Pum | Heat Pump | 460 | 3 |  |  |  | No Match |  | No Match | 71000 | 7978 | 8.9 | 8.9 |  |  | 71000 | 6935 | 3 | 3 | 35000 | 5127 | 2 | Non Federally-Regulated | 05/27/1993 |  | 04/19/1994
Rheem Sales Company, Inc. | Ruud | UPWB-100DAS* | UHPA-100Z | HRCU-A-CB, Split System: Heat | Heat Pump | 460 | 3 |  |  |  | No Match |  | No Match | 118000 | 14390 | 8.2 | 8.2 |  |  | 118000 | 12350 |  |  | 60000 | 8790 | 2 | Non Federally-Regulated | 03/15/1989 |  | 10/10/1989
Trane U.S. Inc. | American Standard, Inc. | TWA240B300C* | TWE240B300C* | HRCU-A-CB, Split System: Heat | Heat Pump | 208 | 3 |  |  |  | No Match |  | No Match | 234000 | 27529 | 8.5 | 8.5 |  | 9.1 | 232000 | 22658 | 3 | 2.9 | 121000 | 17726 | 2 | Federally-Regulated Commercial & Industrial Equipment | 11/18/1999 |  | 11/21/2000
Rheem Sales Company, Inc. | Weatherking | WPWC-100C | WHGF-100Z | HRCU-A-CB, Split System: Heat | Heat Pump | 208 | 3 |  |  |  | No Match |  | No Match | 118000 | 12826 | 9.2 | 8.9 |  |  | 125000 | 11814 | 3.1 | 3 | 68000 | 9487 | 2.1 | Federally-Regulated Commercial & Industrial Equipment | 05/22/2000 |  | 05/23/2000
Inter-City Products Corp. | Sears | PH*120N2LA** |  | HSP-A, Single-Package Heat Pum | Heat Pump | 460 | 3 |  |  |  | No Match |  | No Match | 123000 | 13501 | 9.1 | 8.9 |  |  | 123000 | 11663 | 3.1 | 3 | 71000 | 10501 | 2 | Federally-Regulated Commercial & Industrial Equipment | 03/22/1994 |  | 05/26/1994
York International | York | B2CH090A46 |  | HSP-A, Single-Package Heat Pum | Heat Pump | 460 | 3 |  |  |  | No Match |  | No Match | 87000 | 9667 | 9 | 8.9 |  |  | 89000 | 8692 | 3 | 3 | 49000 | 7178 | 2 | Non Federally-Regulated | 03/31/1993 |  | 09/02/1995
Carrier Corp. - Syracuse | Tempstar | CHS072(H,L,S)A* | FHS072(M,S,K)**A0* | HRCU-A-CB, Split System: Heat | Heat Pump | 575 | 3 |  |  |  |  | True | Single-Speed | 70000 | 6363 | 11 | 10.8 |  |  | 66000 | 5861 | 3.3 | 3.3 |  |  |  | Federally-Regulated Commercial & Industrial Equipment | 07/18/2013 |  | 10/28/2014
Lennox Industries Inc. | Armstrong | PRTC118BL-2 |  | HSP-A, Single-Package Heat Pum | Heat Pump | 230 | 3 |  |  |  | No Match |  | No Match | 117000 | 13146 | 8.9 | 8.9 |  |  | 119000 | 11424 | 3 | 3 | 64000 | 9377 | 2 | Non Federally-Regulated | 07/31/1992 |  | 03/31/1998
York International | Luxaire | PH090C00A*(2,4,5)***** | NH090C00*(5,6)****** | HRCU-A-CB, Split System: Heat | Heat Pump | 208 | 3 |  |  |  |  | True | Single-Speed | 92000 | 8364 | 11 | 8.9 |  |  | 82000 | 7287 | 3.3 | 3 |  |  |  | Federally-Regulated Commercial & Industrial Equipment | 07/16/2009 |  | 01/24/2011
Carrier Corp. - Syracuse | ICP Commercial | CHS091(H,L,S)A* | FHS091(M,S,K)**A0* | HRCU-A-CB, Split System: Heat | Heat Pump | 208 | 3 |  |  |  |  | True | Single-Speed | 89000 | 8090 | 11 | 10.8 |  |  | 87000 | 7726 | 3.3 | 3.3 |  |  |  | Federally-Regulated Commercial & Industrial Equipment | 07/18/2013 |  | 10/28/2014
Carrier Corp. - Syracuse | Heil | RHS(181,183)(H,L,S)******TA |  | HSP-A, Single-Package Heat Pum | Heat Pump | 230 | 3 | False |  |  |  | True | Single-Speed | 172000 | 15925 | 10.8 | 10.4 |  |  | 166000 | 14742 | 3.3 | 3.2 |  |  |  | Federally-Regulated Commercial & Industrial Equipment | 05/09/2013 |  | 08/28/2014
York International | York | B3CH120A25/46 |  | HSP-A, Single-Package Heat Pum | Heat Pump | 208 | 3 |  |  |  | No Match |  | No Match | 118000 | 13111 | 9 | 8.9 |  |  | 116000 | 11329 | 3 | 3 | 70000 | 10254 | 2 | Federally-Regulated Commercial & Industrial Equipment | 11/18/1999 |  | 04/13/2000
Carrier Corp. - Syracuse | Carrier | 50HJQ016501/601 |  | HSP-A, Single-Package Heat Pum | Heat Pump | 460 | 3 |  |  |  | No Match |  | No Match | 172000 | 18494 | 9.3 | 8.5 |  | 9.7 | 172000 | 15275 | 3.3 | 2.9 | 94000 | 12522 | 2.2 | Federally-Regulated Commercial & Industrial Equipment | 10/24/1997 |  | 03/31/1998
Carrier Corp. - Syracuse | Payne | PH1RPA/REA072-AB |  | HSP-A, Single-Package Heat Pum | Heat Pump | 208 | 3 |  |  |  | No Match |  | No Match | 70000 | 7734 | 9.1 | 8.9 |  |  | 72000 | 6594 | 3.2 | 3 | 38000 | 5740 | 1.9 | Federally-Regulated Commercial & Industrial Equipment | 07/29/1998 |  | 10/02/1998
Carrier Corp. - Syracuse | Keeprite | CHS072(H,L,S)A* | FHS072(M,S,K)**A0* | HRCU-A-CB, Split System: Heat | Heat Pump | 460 | 3 |  |  |  |  | True | Single-Speed | 70000 | 6363 | 11 | 10.8 |  |  | 66000 | 5861 | 3.3 | 3.3 |  |  |  | Federally-Regulated Commercial & Industrial Equipment | 07/18/2013 |  | 10/28/2014
York International | York | BP090C00A2/4/5***1* |  | HSP-A, Single-Package Heat Pum | Heat Pump | 460 | 3 |  |  |  | No Match |  | No Match | 90000 | 8411 | 10.7 | 8.9 |  | 11 | 85000 | 7782 | 3.2 | 3 | 46000 | 6126 | 2.2 | Federally-Regulated Commercial & Industrial Equipment | 07/19/2001 |  | 02/05/2002
Coolair Corp. | Coolair | BH6G3A | EH6G3A | HRCU-A-CB, Split System: Heat | Heat Pump | 208 | 3 |  |  |  | No Match |  | No Match | 78300 | 8198 | 9.6 | 8.9 |  |  | 75400 | 6876 | 3.2 | 3 | 37300 | 4895 | 2.2 | Federally-Regulated Commercial & Industrial Equipment | 04/30/1997 |  | 03/31/1998
Addison Products | Addison Products | DFH254*3E**** | 40RR044 | HSP-A, Single-Package Heat Pum | Heat Pump | 460 | 3 |  |  |  | No Match |  | No Match | 420805 | 56160 | 8.9 | 8.5 |  | 9 | 496199 | 48260 | 3.3 | 2.9 | 294398 | 38800 | 2.3 | Federally-Regulated Commercial & Industrial Equipment | 11/03/1994 |  | 04/07/1996
Trane U.S. Inc. | Trane | WCH120B30*E* |  | HSP-A, Single-Package Heat Pum | Heat Pump | 208 | 3 |  |  |  | No Match |  | No Match | 124000 | 12916 | 9.6 | 8.9 |  |  | 110000 | 10743 | 3 | 3 | 59000 | 8643 | 2 | Federally-Regulated Commercial & Industrial Equipment | 05/22/2000 |  | 09/25/2002
Carrier Corp. | Day & Night | 548CPX090000AB** |  | HSP-A, Single-Package Heat Pum | Heat Pump | 230 | 3 |  |  |  | No Match |  | No Match | 92000 | 10110 | 9.1 | 8.9 |  | 10.3 | 96000 | 9380 | 3 | 3 | 55000 | 8060 | 2 | Non Federally-Regulated | 05/07/1992 |  | 03/08/1996
Carrier Corp. - Syracuse | ICP Commercial | RHS(120,121)(H,L,S)******TA |  | HSP-A, Single-Package Heat Pum | Heat Pump | 208 | 3 | False |  |  |  | False | Single-Speed | 116000 | 10545 | 11 | 10.8 |  |  | 116000 | 9999 | 3.4 | 3.3 |  |  |  | Federally-Regulated Commercial & Industrial Equipment | 12/12/2012 |  | 10/28/2014
Carrier Corp. - Syracuse | Airquest | RHS150(H,L,S)******TA |  | HSP-A, Single-Package Heat Pum | Heat Pump | 460 | 3 | False |  |  |  | False | Single-Speed | 142000 | 13396 | 10.6 | 10.4 |  |  | 142000 | 13005 | 3.2 | 3.2 |  |  |  | Federally-Regulated Commercial & Industrial Equipment | 12/12/2012 |  | 10/28/2014
York International | Fraser Johnston | BAHT-T090A |  | HSP-A, Single-Package Heat Pum | Heat Pump | 208 | 3 |  |  |  | No Match |  | No Match | 95000 | 11176 | 8.5 | 8.2 |  |  | 103000 | 9738 | 3.1 |  | 57000 | 8352 | 2 | Non Federally-Regulated | 02/22/1990 |  | 07/31/1992
York International | Evcon | XA-07[C,E]***(T,W,X)* |  | HSP-A, Single-Package Heat Pum | Both Heat Pump and Electric Re | 575 | 3 |  |  |  |  | True | Single-Speed | 92000 | 8364 | 11 | 8.9 |  | 12.4 | 92000 | 7708 | 3.5 | 3 | 55000 | 7013 | 2.3 | Federally-Regulated Commercial & Industrial Equipment | 01/18/2008 |  | 07/16/2009
Rheem Sales Company, Inc. | Rheem | RPWA-200DAS | RHPA-200G5 | HRCU-A-CB, Split System: Heat | Heat Pump | 460 | 3 |  |  |  | No Match |  | No Match | 237800 | 29300 | 8.1 | 7.5 |  |  | 230250 | 24085 |  |  | 141700 | 21850 |  | Non Federally-Regulated | 09/08/1982 |  | 08/30/1983
McQuay International | McQuay International | DPS012AHHE2*C-4 |  | HSP-A, Single-Package Heat Pum | Heat Pump | 208 | 3 | False |  |  |  | True | Variable-Speed | 144000 | 12307 | 11.7 | 10.4 |  |  | 134000 | 11793 | 3.3 | 3.2 |  |  |  | Federally-Regulated Commercial & Industrial Equipment | 08/28/2012 |  | 04/19/2013
Rheem Sales Company, Inc. | Airquest | NRHR10LP30A |  | HSP-A, Single-Package Heat Pum | Heat Pump | 460 | 3 |  |  |  | No Match |  | No Match | 119000 | 13985 | 8.5 |  |  |  | 127000 | 12195 | 2.9 | 2.5 | 68000 | 9665 | 2 | Non Federally-Regulated | 08/23/1990 |  | 07/27/1992
Carrier Corp. - Syracuse | Keeprite | RHS150(H,L,S)******** |  | HSP-A, Single-Package Heat Pum | Heat Pump | 230 | 3 | False |  |  |  | False | Single-Speed | 142000 | 13396 | 10.6 | 10.4 |  |  | 142000 | 13005 | 3.2 | 3.2 |  |  |  | Federally-Regulated Commercial & Industrial Equipment | 11/30/2011 |  | 12/12/2012
Carrier Corp. - Syracuse | Day & Night | 542EE120 | BWV240B | HSP-A, Single-Package Heat Pum | Heat Pump | 460 | 3 |  |  |  | No Match |  | No Match | 240000 | 29200 | 8.2 | 8.2 |  |  | 236000 | 24200 |  |  | 64000 | 9200 |  | Non Federally-Regulated | 06/11/1985 |  | 05/11/1988
York International | Coleman | XA-07[C,E]***(T,W,X)* |  | HSP-A, Single-Package Heat Pum | Both Heat Pump and Electric Re | 575 | 3 |  |  |  |  | True | Single-Speed | 92000 | 8364 | 11 | 8.9 |  | 12.4 | 92000 | 7708 | 3.5 | 3 | 55000 | 7013 | 2.3 | Federally-Regulated Commercial & Industrial Equipment | 01/18/2008 |  | 07/16/2009
York International | Luxaire | BA-20(C00/E18/E36)** |  | HSP-A, Single-Package Heat Pum | Both Heat Pump and Electric Re | 460 | 3 |  |  |  |  | True | Single-Speed | 226000 | 21942 | 10.3 | 8.5 |  | 10.2 | 218000 | 18803 | 3.4 | 2.9 | 129000 | 18014 | 2.1 | Federally-Regulated Commercial & Industrial Equipment | 02/11/2008 |  | 02/24/2011
Trane U.S. Inc. | Trane Unitary Products Group | 4TWR3048B1 (2) | TWE090E3**A* | HRCU-A-CB, Split System: Heat | Heat Pump | 200 | 1 |  |  |  |  | True | Single-Speed | 90000 | 7964 | 11.3 | 10.8 |  |  | 90000 | 7757 | 3.4 | 3.3 |  |  |  | Federally-Regulated Commercial & Industrial Equipment | 11/30/2011 |  | 05/02/2012
York International | Luxaire | BA-15[E18,E36]***(T,W,X)* |  | HSP-A, Single-Package Heat Pum | Both Heat Pump and Electric Re | 208 | 3 |  |  |  |  | True | Single-Speed | 164000 | 16566 | 9.9 | 8.5 |  | 9.5 | 172000 | 15762 | 3.2 | 2.9 | 102000 | 14244 | 2.1 | Federally-Regulated Commercial & Industrial Equipment | 01/18/2008 |  | 02/24/2011
Carrier Corp. - Syracuse | Payne | 542EP,FP090 |  | HSP-A, Single-Package Heat Pum | Heat Pump | 230 | 3 |  |  |  | No Match |  | No Match | 86000 | 10238 | 8.4 |  |  |  | 87000 | 8792 |  |  | 50000 | 7327 |  | Non Federally-Regulated | 05/11/1988 |  | 03/15/1989
Lennox Industries Inc. | Lennox | CHP16-953-1Y |  | HSP-A, Single-Package Heat Pum | Heat Pump | 208 | 3 |  |  |  | No Match |  | No Match | 88000 | 10602 | 8.3 |  |  |  | 88000 | 8713 |  |  | 43000 | 6633 |  | Non Federally-Regulated | 05/11/1988 |  | 03/15/1989
York International | Luxaire | BCCB-T/-W090 |  | HSP-A, Single-Package Heat Pum | Heat Pump | 460 | 3 |  |  |  | No Match |  | No Match | 87000 | 9666 | 9 | 8.9 |  |  | 89000 | 8694 | 3 | 3 | 49000 | 7180 | 2 | Federally-Regulated Commercial & Industrial Equipment | 02/03/1998 |  | 03/31/1998
Rheem Sales Company, Inc. | Rheem | RPDC-075D* |  | HSP-A, Single-Package Heat Pum | Heat Pump | 460 | 3 |  |  |  | No Match |  | No Match | 93000 | 10300 | 9 |  |  |  | 93000 | 8960 |  |  | 51000 | 6990 |  | Non Federally-Regulated | 05/11/1988 |  | 03/15/1989
Rheem Sales Company, Inc. | Weatherking | WPWC-100C | WHGF-100Z | HRCU-A-CB, Split System: Heat | Heat Pump | 230 | 3 |  |  |  | No Match |  | No Match | 118000 | 12826 | 9.2 | 8.9 |  |  | 125000 | 11814 | 3.1 | 3 | 68000 | 9487 | 2.1 | Federally-Regulated Commercial & Industrial Equipment | 07/25/2000 |  | 02/06/2002
Trane U.S. Inc. | Trane | BWA180C400M | BW(H,V)180B400D | HRCU-A-CB, Split System: Heat | Heat Pump | 460 | 3 |  |  |  | No Match |  | No Match | 182000 | 22000 | 8.3 |  |  |  | 172000 | 18300 |  |  | 101000 | 15200 |  | Non Federally-Regulated | 05/11/1988 |  | 03/15/1989
Carrier Corp. - Syracuse | Day & Night | RHS(120,121)(H,L,S)******** |  | HSP-A, Single-Package Heat Pum | Heat Pump | 208 | 3 | False |  |  |  | False | Single-Speed | 116000 | 10545 | 11 | 10.8 |  |  | 116000 | 9999 | 3.4 | 3.3 |  |  |  | Federally-Regulated Commercial & Industrial Equipment | 11/30/2011 |  | 12/12/2012
Rheem Sales Company, Inc. | Addison Products | RHB15T-3 | AH15T3/4K | HRCU-A-CB, Split System: Heat | Heat Pump | 208 | 3 |  |  |  | No Match |  | No Match | 178000 | 21710 | 8.2 |  |  |  | 176000 | 17190 |  |  | 92000 | 13480 |  | Non Federally-Regulated | 05/11/1988 |  | 10/10/1989
Carrier Corp. - Syracuse | Bryant Heating & Cooling Systems | 575J(P,E,T)25D000* | 524J(E,P,T)25H200A** | HRCU-A-CB, Split System: Heat | Heat Pump | 208 | 3 |  |  |  |  | True | Single-Speed | 222000 | 20747 | 10.7 | 10.4 |  |  | 214000 | 17919 | 3.5 | 3.2 |  |  |  | Federally-Regulated Commercial & Industrial Equipment | 07/18/2013 |  | 04/20/2015
Carrier Corp. - Syracuse | Carrier | 38AQ0345 + 38AQ0125 | 40RR044 | HRCU-A-CB, Split System: Heat | Heat Pump | 208 | 3 |  |  |  | No Match |  | No Match | 414549 | 50554 | 8.2 |  |  |  | 425000 | 47879 | 2.6 |  | 234000 | 36074 | 1.9 | Non Federally-Regulated | 07/31/1992 |  | 12/22/1992
Lennox Industries Inc. | Armstrong | PRTC88CL-2 |  | HSP-A, Single-Package Heat Pum | Heat Pump | 460 | 3 |  |  |  | No Match |  | No Match | 88000 | 9778 | 9 | 8.9 |  |  | 90000 | 8307 | 3.2 | 3 | 46000 | 6740 | 2 | Non Federally-Regulated | 07/31/1992 |  | 08/14/1992
Carrier Corp. - Syracuse | Day & Night | 542EP120031 |  | HSP-A, Single-Package Heat Pum | Heat Pump | 208 | 3 |  |  |  | No Match |  | No Match | 120000 | 14700 | 8.2 |  |  |  | 120000 | 12200 |  |  | 65000 | 9200 |  | Non Federally-Regulated | 05/11/1988 |  | 03/15/1989
Compu-Aire | Compu-Aire | CASH-512 |  | HSP-A, Single-Package Heat Pum | Heat Pump | 208 | 1 |  |  |  | No Match |  | No Match | 66400 | 7060 | 9.4 | 8.9 |  |  | 66500 | 6260 | 3.1 | 3 | 39000 | 5440 | 2.1 | Non Federally-Regulated | 03/31/1993 |  | 04/01/1993
Carrier Corp. - Syracuse | Carrier | 50EJQ02451/61 |  | HSP-A, Single-Package Heat Pum | Heat Pump | 460 | 3 |  |  |  | No Match |  | No Match | 230000 | 23469 | 9.8 | 8.5 |  | 10 | 228000 | 20249 | 3.3 | 2.9 | 116000 | 16998 | 2 | Federally-Regulated Commercial & Industrial Equipment | 12/14/1998 |  | 11/18/1999
Lennox Industries Inc. | Lennox | GHP16-953-2Y |  | HSP-A, Single-Package Heat Pum | Heat Pump | 230 | 3 |  |  |  | No Match |  | No Match | 88000 | 9778 | 9 | 8.9 |  |  | 90000 | 8307 | 3.2 | 3 | 46000 | 6740 | 2 | Non Federally-Regulated | 07/31/1992 |  | 03/31/1998
York International | Luxaire | BA-15[E72]***(T,W,X)* |  | HSP-A, Single-Package Heat Pum | Both Heat Pump and Electric Re | 460 | 3 |  |  |  |  | True | Single-Speed | 160000 | 16327 | 9.8 | 8.5 |  | 9.4 | 172000 | 15762 | 3.2 | 2.9 | 102000 | 14244 | 2.1 | Federally-Regulated Commercial & Industrial Equipment | 01/18/2008 |  | 02/24/2011
Rheem Sales Company, Inc. | Tempstar | NCHR10H001B | NEPR10M030A | HRCU-A-CB, Split System: Heat | Heat Pump | 208 | 3 |  |  |  | No Match |  | No Match | 118000 | 14390 | 8.2 | 8.3 |  |  | 118000 | 12350 | 2.8 | 2.8 | 60000 | 8790 | 2 | Non Federally-Regulated | 09/17/1991 |  | 07/27/1992
Lennox Industries Inc. | Armstrong | PRTC88C-1 |  | HSP-A, Single-Package Heat Pum | Heat Pump | 460 | 3 |  |  |  | No Match |  | No Match | 88000 | 10602 | 8.3 | 8.2 |  |  | 88000 | 8713 |  |  | 43000 | 6633 |  | Non Federally-Regulated | 02/22/1990 |  | 07/31/1992
McQuay International | McQuay International | DPS010AHHG2**-6* |  | HSP-A, Single-Package Heat Pum | Heat Pump | 230 | 3 | False |  |  |  | True | Variable-Speed | 121000 | 10000 | 12.1 | 10.8 |  |  | 112000 | 9432 | 3.5 | 3.3 |  |  |  | Federally-Regulated Commercial & Industrial Equipment | 04/19/2013 |  | 01/09/2014
Carrier Corp. - Syracuse | Keeprite | RHS(181,183)(H,L,S)******TC |  | HSP-A, Single-Package Heat Pum | Heat Pump | 230 | 3 | False |  |  |  | True | Single-Speed | 172000 | 15925 | 10.8 | 10.4 |  |  | 166000 | 14742 | 3.3 | 3.2 |  |  |  | Federally-Regulated Commercial & Industrial Equipment | 01/09/2014 |  | 10/28/2014
Trane U.S. Inc. | Trane Unitary Products Group | 4TWA3048A3 (2) | TWE090E3**A* | HRCU-A-CB, Split System: Heat | Heat Pump | 208 | 3 |  |  |  |  | True | Single-Speed | 90000 | 8181 | 11 | 10.8 |  |  | 90000 | 7992 | 3.3 | 3.3 |  |  |  | Federally-Regulated Commercial & Industrial Equipment | 11/30/2011 |  | 12/12/2012
York International | York | PC090C00A*(2,4,5)***** | NC090C00*(5,6)****** | HRCU-A-CB, Split System: Heat | Heat Pump | 208 | 3 |  |  |  |  | True | Single-Speed | 92000 | 8363 | 11 | 8.9 |  |  | 82000 | 7287 | 3.3 | 3 |  |  |  | Federally-Regulated Commercial & Industrial Equipment | 06/15/2009 |  | 01/09/2014
Carrier Corp. - Syracuse | Day & Night | CHS091(H,L,S)A* | FHS091(M,S,K)**A0* | HRCU-A-CB, Split System: Heat | Heat Pump | 208 | 3 |  |  |  |  | True | Single-Speed | 89000 | 8090 | 11 | 10.8 |  |  | 87000 | 7726 | 3.3 | 3.3 |  |  |  | Federally-Regulated Commercial & Industrial Equipment | 07/18/2013 |  | 10/28/2014
Carrier Corp. - Syracuse | Carrier | 50TJQ00751/61 |  | HSP-A, Single-Package Heat Pum | Heat Pump | 460 | 3 |  |  |  | No Match |  | No Match | 70000 | 7734 | 9.1 | 8.9 |  |  | 72000 | 6594 | 3.2 | 3 | 38000 | 5740 | 1.9 | Federally-Regulated Commercial & Industrial Equipment | 07/29/1998 |  | 10/02/1998
Rheem Sales Company, Inc. | Rheem | RJKB-A120C |  | HSP-A, Single-Package Heat Pum | Heat Pump | 230 | 3 |  |  |  | No Match |  | No Match | 117000 | 12580 | 9.3 | 8.9 |  | 9.2 | 118000 | 11524 | 3 | 3 | 63500 | 9302 | 2 | Federally-Regulated Commercial & Industrial Equipment | 05/22/2000 |  | 11/21/2001
Rheem Sales Company, Inc. | Heil | NRHR92HP15B |  | HSP-A, Single-Package Heat Pum | Heat Pump | 208 | 3 |  |  |  | No Match |  | No Match | 93000 | 10300 | 9 | 8.9 |  |  | 93000 | 8960 | 3 | 3 | 51000 | 6990 | 2.1 | Non Federally-Regulated | 03/19/1993 |  | 09/02/1995
Carrier Corp. - Syracuse | Tempstar | RHS102(L,S)******TA |  | HSP-A, Single-Package Heat Pum | Heat Pump | 575 | 3 | False |  |  |  | False | Single-Speed | 99000 | 8608 | 11.5 | 10.8 |  |  | 96000 | 8525 | 3.3 | 3.3 |  |  |  | Federally-Regulated Commercial & Industrial Equipment | 12/12/2012 |  | 10/28/2014
Trane U.S. Inc. | Trane | WCD240B400B |  | HSP-A, Single-Package Heat Pum | Heat Pump | 460 | 3 |  |  |  | No Match |  | No Match | 230000 | 26750 | 8.6 |  |  |  | 236000 | 22300 | 3.1 |  | 128000 | 17850 | 2.1 | Non Federally-Regulated | 07/31/1992 |  | 03/31/1998
York International | Luxaire | BACB-T/-W180A/E |  | HSP-A, Single-Package Heat Pum | Heat Pump | 208 | 3 |  |  |  | No Match |  | No Match | 164000 | 18636 | 8.8 | 8.5 |  | 8.5 | 174000 | 16998 | 3 | 2.9 | 90000 | 13188 | 2 | Federally-Regulated Commercial & Industrial Equipment | 03/31/1998 |  | 05/09/1998
York International | Fraser Johnston | BACB-(T/W/X)180(A/E) |  | HSP-A, Single-Package Heat Pum | Heat Pump | 460 | 3 |  |  |  | No Match |  | No Match | 164000 | 18636 | 8.8 | 8.5 |  | 8.5 | 174000 | 16998 | 3 | 2.9 | 90000 | 13188 | 2 | Federally-Regulated Commercial & Industrial Equipment | 10/02/1998 |  | 08/19/1999
Rheem Sales Company, Inc. | Heil | NCHR10H001B | NEPR10N020A | HRCU-A-CB, Split System: Heat | Heat Pump | 230 | 3 |  |  |  | No Match |  | No Match | 90000 | 11000 | 8.2 | 8.2 |  |  | 88000 | 8595 |  |  | 46000 | 6740 |  | Non Federally-Regulated | 06/11/1985 |  | 08/29/1986
Trane U.S. Inc. | American Standard, Inc. | WCH120A400A |  | HSP-A, Single-Package Heat Pum | Heat Pump | 460 | 3 |  |  |  | No Match |  | No Match | 116000 | 12890 | 9 | 8.3 |  | 9.2 | 116000 | 11710 | 2.9 | 2.8 | 60000 | 8960 | 2 | Non Federally-Regulated | 03/29/1991 |  | 07/31/1992
Carrier Corp. - Syracuse | Keeprite | RHS072(H,L,S)******** |  | HSP-A, Single-Package Heat Pum | Heat Pump | 460 | 3 | False |  |  |  | False | Single-Speed | 70000 | 6306 | 11.1 | 10.8 |  |  | 67000 | 5950 | 3.3 | 3.3 |  |  |  | Federally-Regulated Commercial & Industrial Equipment | 10/28/2014 |  | 10/28/2014
Carrier Corp. - Syracuse | Day & Night | RHH072(H,L,S)0******A |  | HSP-A, Single-Package Heat Pum | Heat Pump | 460 | 3 | False |  |  |  | True | Single-Speed | 72000 | 6000 | 12 | 10.8 |  |  | 70000 | 6033 | 3.4 | 3.3 |  |  |  | Federally-Regulated Commercial & Industrial Equipment | 03/10/2011 |  | 04/19/2013
Carrier Corp. - Syracuse | Keeprite | RHS18*(H,L,S)0******A |  | HSP-A, Single-Package Heat Pum | Heat Pump | 230 | 3 | False |  |  |  | True | Single-Speed | 172000 | 15925 | 10.8 | 10.4 |  |  | 166000 | 14743 | 3.3 | 3.2 |  |  |  | Federally-Regulated Commercial & Industrial Equipment | 03/10/2011 |  | 12/12/2012
Rheem Sales Company, Inc. | Rheem | RPDA-100E,F |  | HSP-A, Single-Package Heat Pum | Heat Pump | 230 | 3 |  |  |  | No Match |  | No Match | 118000 | 14390 | 8.2 | 8.2 |  |  | 122000 | 13243 | 2.7 |  | 62000 | 18172 | 1 | Non Federally-Regulated | 05/16/1984 |  | 06/11/1985
Trane U.S. Inc. | Trane | WCH240B30*E* |  | HSP-A, Single-Package Heat Pum | Heat Pump | 208 | 3 |  |  |  | No Match |  | No Match | 236000 | 27441 | 8.6 | 8.5 |  | 8.8 | 230000 | 21744 | 3.1 | 2.9 | 114000 | 16705 | 2 | Federally-Regulated Commercial & Industrial Equipment | 12/14/1998 |  | 11/18/1999
Carrier Corp. - Syracuse | Bryant Heating & Cooling Systems | 548J(P,E,T)07**********A |  | HSP-A, Single-Package Heat Pum | Heat Pump | 230 | 3 | False |  |  |  | False | Single-Speed | 70000 | 6306 | 11.1 | 10.8 |  |  | 67000 | 5950 | 3.3 | 3.3 |  |  |  | Federally-Regulated Commercial & Industrial Equipment | 10/28/2014 |  | 04/21/2015
York International | Johnson Controls | J12PCC00A*(2,4,5)***** | J15NCC00*(5,6)****** | HRCU-A-CB, Split System: Heat | Heat Pump | 575 | 3 |  |  |  |  | True | Single-Speed | 180000 | 16981 | 10.6 | 8.5 |  |  | 168000 | 14929 | 3.3 | 2.9 |  |  |  | Federally-Regulated Commercial & Industrial Equipment | 07/16/2009 |  | 12/12/2012
Rheem Sales Company, Inc. | Weatherking | PHC7.5T-4 |  | HSP-A, Single-Package Heat Pum | Heat Pump | 460 | 3 |  |  |  | No Match |  | No Match | 93000 | 10300 | 9 | 8.9 |  |  | 93000 | 8960 | 3 | 3 | 51000 | 6990 | 2.1 | Non Federally-Regulated | 01/26/1993 |  | 09/02/1995
York International | Fraser Johnston | EF-07C00A(T/W)AAA1A | FF-07C00S00AAA1A | HRCU-A-CB, Split System: Heat | Heat Pump | 460 | 3 |  |  |  | No Match |  | No Match | 90000 | 8411 | 10.7 | 8.9 |  |  | 88000 | 8057 | 3.2 | 3 | 56500 | 7197 | 2.3 | Federally-Regulated Commercial & Industrial Equipment | 07/31/2002 |  | 01/18/2008
Lennox Industries Inc. | Armstrong | PRTC88CL-2 |  | HSP-A, Single-Package Heat Pum | Heat Pump | 460 | 3 |  |  |  | No Match |  | No Match | 88000 | 9778 | 9 | 8.9 |  |  | 90000 | 8307 | 3.1 | 3 | 46000 | 6740 | 2 | Non Federally-Regulated | 01/17/1992 |  | 07/31/1992
Airedale North America | School Unit | SCHP6 |  | HSP-A, Single-Package Heat Pum | Heat Pump | 460 | 3 |  |  |  | No Match |  | No Match | 75000 | 8926 | 8.4 | 8.2 |  |  | 71000 | 8001 | 2.6 |  | 43800 | 7552 | 1.7 | Non Federally-Regulated | 03/15/1989 |  | 10/10/1989
Carrier Corp. - Syracuse | Airquest | CHS180(H,L,S)D* | FHS180(M,S,H,L)A*A* | HRCU-A-CB, Split System: Heat | Heat Pump | 208 | 3 |  |  |  |  | True | Single-Speed | 178000 | 16792 | 10.6 | 10.4 |  |  | 178000 | 15343 | 3.4 | 3.2 |  |  |  | Federally-Regulated Commercial & Industrial Equipment | 03/10/2011 |  | 12/12/2012
Trane U.S. Inc. | Trane Unitary Products Group | WC(D,H)180EWA*B |  | HSP-A, Single-Package Heat Pum | Both Heat Pump and Electric Re | 230 | 3 | False |  |  |  | False | Single-Speed | 170000 | 15454 | 11 | 10.4 |  |  | 176000 | 16119 | 3.2 | 3.2 |  |  |  | Federally-Regulated Commercial & Industrial Equipment | 03/02/2012 |  | 08/28/2012
Trane U.S. Inc. | Trane | WCD240A300A |  | HSP-A, Single-Package Heat Pum | Heat Pump | 230 | 3 |  |  |  | No Match |  | No Match | 230000 | 27710 | 8.3 |  |  |  | 236000 | 23040 | 3 |  | 128000 | 17850 | 2.1 | Non Federally-Regulated | 07/31/1992 |  | 03/31/1998
Carrier Corp. - Syracuse | Airquest | RHS090H******** |  | HSP-A, Single-Package Heat Pum | Heat Pump | 230 | 3 | False |  |  |  | False | Single-Speed | 88000 | 7857 | 11.2 | 10.8 |  |  | 86000 | 7413 | 3.4 | 3.3 |  |  |  | Federally-Regulated Commercial & Industrial Equipment | 11/30/2011 |  | 03/02/2012
International Comfort Products | Airquest | PH*120N2LA |  | HSP-A, Single-Package Heat Pum | Heat Pump | 460 | 3 |  |  |  | No Match |  | No Match | 123000 | 13516 | 9.1 | 8.9 |  | 9.5 | 123000 | 11628 | 3.1 | 3 | 71000 | 10404 | 2 | Federally-Regulated Commercial & Industrial Equipment | 03/31/1998 |  | 05/09/1998
Trane U.S. Inc. | Trane | WCH075C40*B* |  | HSP-A, Single-Package Heat Pum | Heat Pump | 460 | 3 |  |  |  | No Match |  | No Match | 71000 | 7978 | 8.9 | 8.9 |  |  | 71000 | 6935 | 3 | 3 | 35000 | 5127 | 2 | Non Federally-Regulated | 05/27/1993 |  | 04/19/1994
Trane U.S. Inc. | Trane | WCD090C30*B* |  | HSP-A, Single-Package Heat Pum | Heat Pump | 230 | 3 |  |  |  | No Match |  | No Match | 87000 | 9775 | 8.9 | 8.9 |  |  | 86000 | 8400 | 3 | 3 | 43000 | 6299 | 2 | Non Federally-Regulated | 05/27/1993 |  | 09/02/1995
Borg Warner | York | E1CH120A25 | F1EH120A33 | HRCU-A-CB, Split System: Heat | Heat Pump | 208 | 3 |  |  |  | No Match |  | No Match | 119000 | 13140 | 8.2 | 8.2 |  |  | 129000 | 11080 | 3.4 |  | 76000 | 8040 | 2.8 | Non Federally-Regulated | 06/11/1985 |  | 05/11/1988
Borg Warner | Moncrief | EAHP-W090A | FBHP-S090A | HRCU-A-CB, Split System: Heat | Heat Pump | 460 | 3 |  |  |  | No Match |  | No Match | 93000 | 10134 | 8.5 | 8.2 |  |  | 103000 | 8710 | 3.5 |  | 59000 | 6263 | 2.8 | Non Federally-Regulated | 05/16/1984 |  | 06/11/1985
Carrier Corp. - Syracuse | Bryant Heating & Cooling Systems | 549J(P,E,T)07**********A |  | HSP-A, Single-Package Heat Pum | Heat Pump | 575 | 3 | False |  |  |  | True | Single-Speed | 72000 | 6000 | 12 | 10.8 |  |  | 70000 | 6033 | 3.4 | 3.3 |  |  |  | Federally-Regulated Commercial & Industrial Equipment | 11/30/2011 |  | 10/28/2014
Carrier Corp. - Syracuse | ICP Commercial | RHS(181,183)(H,L,S)******TC |  | HSP-A, Single-Package Heat Pum | Heat Pump | 230 | 3 | False |  |  |  | True | Single-Speed | 172000 | 15925 | 10.8 | 10.4 |  |  | 166000 | 14742 | 3.3 | 3.2 |  |  |  | Federally-Regulated Commercial & Industrial Equipment | 10/28/2014 |  | 10/28/2014
Rheem Sales Company, Inc. | Ruud | UPDC-100C* |  | HSP-A, Single-Package Heat Pum | Heat Pump | 230 | 3 |  |  |  | No Match |  | No Match | 120000 | 13665 | 8.8 |  |  |  | 126000 | 11875 | 3.1 |  | 67000 | 9345 | 2.1 | Non Federally-Regulated | 05/11/1988 |  | 03/15/1989
Carrier Corp. - Syracuse | Day & Night | CHS091(H,L,S)A* | FHS091(M,S,K)A*A* | HRCU-A-CB, Split System: Heat | Heat Pump | 208 | 3 |  |  |  |  | True | Single-Speed | 89000 | 8090 | 11 | 10.8 |  |  | 87000 | 7727 | 3.3 | 3.3 |  |  |  | Federally-Regulated Commercial & Industrial Equipment | 03/10/2011 |  | 12/12/2012
McQuay International | McQuay International | DPS006AHHW4**-4 |  | HSP-A, Single-Package Heat Pum | Heat Pump | 460 | 3 | False |  |  |  | True | Variable-Speed | 69000 | 6216 | 11.1 | 10.8 |  |  | 71000 | 5176 | 4 | 3.3 |  |  |  | Federally-Regulated Commercial & Industrial Equipment | 03/02/2012 |  | 08/28/2012
York International | Luxaire | PJ180C00A*(2,4,5)***** | NJ180C00*(5,6)****** | HRCU-A-CB, Split System: Heat | Heat Pump | 575 | 3 |  |  |  |  | True | Single-Speed | 180000 | 16981 | 10.6 | 8.5 |  |  | 168000 | 14490 | 3.4 | 2.9 |  |  |  | Federally-Regulated Commercial & Industrial Equipment | 07/16/2009 |  | 01/24/2011
Trane U.S. Inc. | Trane | BWA120C4K | BWE120C-D | HRCU-A-CB, Split System: Heat | Heat Pump | 460 | 3 |  |  |  | No Match |  | No Match | 118000 | 14300 | 8.3 | 8.2 |  |  | 120000 | 11550 |  |  | 70000 | 9550 |  | Non Federally-Regulated | 06/11/1985 |  | 05/11/1988
Trane U.S. Inc. | Trane | TWA072C4 | TWE090A | HRCU-A-CB, Split System: Heat | Heat Pump | 460 | 3 |  |  |  | No Match |  | No Match | 69000 | 7666 | 9 | 8.9 |  |  | 62500 | 6104 | 3 | 3 | 37800 | 4614 | 2.4 | Federally-Regulated Commercial & Industrial Equipment | 07/31/2002 |  | 01/22/2003
Carrier Corp. - Syracuse | Carrier | 50HJQ008--51/61 |  | HSP-A, Single-Package Heat Pum | Heat Pump | 460 | 3 |  |  |  | No Match |  | No Match | 87000 | 8613 | 10.1 | 8.9 |  | 10.5 | 87000 | 7965 | 3.2 | 3 | 48000 | 6392 | 2.2 | Federally-Regulated Commercial & Industrial Equipment | 07/31/2002 |  | 09/25/2002
Trane U.S. Inc. | American Standard, Inc. | WCD090A3OOA |  | HSP-A, Single-Package Heat Pum | Heat Pump | 230 | 3 |  |  |  | No Match |  | No Match | 85000 | 10240 | 8.3 | 8.2 |  |  | 82000 | 8580 |  |  | 39000 | 6010 |  | Non Federally-Regulated | 03/15/1989 |  | 10/10/1989
Carrier Corp. - Syracuse | Bryant Heating & Cooling Systems | 548J(P,E,T)14*********(A,B)A |  | HSP-A, Single-Package Heat Pum | Heat Pump | 208 | 3 | False |  |  |  | False | Single-Speed | 142000 | 13396 | 10.6 | 10.4 |  |  | 142000 | 13005 | 3.2 | 3.2 |  |  |  | Federally-Regulated Commercial & Industrial Equipment | 10/28/2014 |  | 04/21/2015
Carrier Corp. - Syracuse | Day & Night | RHS102H******AA |  | HSP-A, Single-Package Heat Pum | Heat Pump | 208 | 3 | False |  |  |  | False | Single-Speed | 98000 | 8521 | 11.5 | 10.8 |  |  | 94000 | 8348 | 3.3 | 3.3 |  |  |  | Federally-Regulated Commercial & Industrial Equipment | 12/12/2012 |  | 10/28/2014
Lennox Industries Inc. | Lennox | HP17-1353V-5G | CB17-135V-1 | HRCU-A-CB, Split System: Heat | Heat Pump | 460 | 3 |  |  |  | No Match |  | No Match | 119000 | 14512 | 8.2 |  |  |  | 113000 | 10913 | 3 | 2.5 | 65000 | 8658 | 2.2 | Non Federally-Regulated | 01/22/1990 |  | 02/22/1990
Carrier Corp. - Syracuse | Bryant Heating & Cooling Systems | 548J(P,E,T)17*********(A,B)A |  | HSP-A, Single-Package Heat Pum | Heat Pump | 575 | 3 | False |  |  |  | True | Single-Speed | 172000 | 15925 | 10.8 | 10.4 |  |  | 220000 | 19538 | 3.3 | 3.2 |  |  |  | Federally-Regulated Commercial & Industrial Equipment | 12/12/2012 |  | 05/09/2013
Carrier Corp. - Syracuse | Carrier | 50PQ0125 |  | HSP-A, Single-Package Heat Pum | Heat Pump | 230 | 3 |  |  |  | No Match |  | No Match | 120000 | 14700 | 8.2 | 7.5 |  |  | 120000 | 12200 |  |  | 65000 | 9200 |  | Non Federally-Regulated | 01/05/1982 |  | 05/16/1984
Carrier Corp. - Syracuse | Keeprite | RHH102(H,L,S)******TA |  | HSP-A, Single-Package Heat Pum | Heat Pump | 230 | 3 | False |  |  |  | True | Single-Speed | 100000 | 8333 | 12 | 10.8 |  |  | 100000 | 8619 | 3.4 | 3.3 |  |  |  | Federally-Regulated Commercial & Industrial Equipment | 12/12/2012 |  | 10/28/2014
York International | Fraser Johnston | BA-10[C,E]***(T,W,X)* |  | HSP-A, Single-Package Heat Pum | Both Heat Pump and Electric Re | 575 | 3 |  |  |  |  | False | Single-Speed | 120000 | 11650 | 10.3 | 8.9 |  | 10 | 113000 | 10356 | 3.2 | 3 | 60000 | 7998 | 2.2 | Federally-Regulated Commercial & Industrial Equipment | 01/18/2008 |  | 02/24/2011
Rheem Sales Company, Inc. | Heil Quaker | NCHR20H001B | NEPR20M050A | HRCU-A-CB, Split System: Heat | Heat Pump | 230 | 3 |  |  |  | No Match |  | No Match | 234000 | 28540 | 8.2 |  |  |  | 234000 | 24490 |  |  | 119000 | 17430 |  | Non Federally-Regulated | 05/11/1988 |  | 03/15/1989
Carrier Corp. - Syracuse | Arcoaire | RHS(181,183)(H,L,S)******** |  | HSP-A, Single-Package Heat Pum | Heat Pump | 460 | 3 | False |  |  |  | True | Single-Speed | 172000 | 15925 | 10.8 | 10.4 |  |  | 220000 | 19538 | 3.3 | 3.2 |  |  |  | Federally-Regulated Commercial & Industrial Equipment | 11/30/2011 |  | 12/12/2012
Carrier Corp. - Syracuse | Carrier | 50HJQ01250/60 |  | HSP-A, Single-Package Heat Pum | Heat Pump | 460 | 3 |  |  |  | No Match |  | No Match | 115000 | 11500 | 10 | 8.9 |  | 10.4 | 110000 | 9769 | 3.3 | 3 | 58000 | 8853 | 1.9 | Federally-Regulated Commercial & Industrial Equipment | 03/31/1998 |  | 05/09/1998
Trane U.S. Inc. | Trane | BWA120C4K | BWE120C-D | HRCU-A-CB, Split System: Heat | Heat Pump | 460 | 3 |  |  |  | No Match |  | No Match | 118000 | 14300 | 8.3 |  |  |  | 120000 | 11550 |  |  | 70000 | 9550 |  | Non Federally-Regulated | 05/11/1988 |  | 03/15/1989
Carrier Corp. | Carrier | 50EQ0286 |  | HSP-A, Single-Package Heat Pum | Heat Pump | 460 | 3 |  |  |  | No Match |  | No Match | 270000 | 33500 | 8.1 |  |  |  | 276000 | 27400 | 2.9 |  | 163000 | 23000 | 2.1 | Voluntarily Certified | 01/23/1988 |  | 07/27/1992
Lennox Industries Inc. | Lennox | CHP11-2753-5G |  | HSP-A, Single-Package Heat Pum | Heat Pump | 460 | 3 |  |  |  | No Match |  | No Match | 240000 | 28800 | 8.3 |  |  |  | 240000 | 24700 | 2.8 |  | 134000 | 18700 | 2.1 | Voluntarily Certified | 01/22/1990 |  | 02/22/1990
Carrier Corp. - Syracuse | Day & Night | RHS(240,243)(H,L,S)******AA |  | HSP-A, Single-Package Heat Pum | Heat Pump | 208 | 3 | False |  |  |  | True | Single-Speed | 232000 | 21886 | 10.6 | 10.4 |  |  | 220000 | 19538 | 3.3 | 3.2 |  |  |  | Federally-Regulated Commercial & Industrial Equipment | 12/12/2012 |  | 04/21/2014
York International | Coleman | BA-15[E54]***(T,W,X)* |  | HSP-A, Single-Package Heat Pum | Both Heat Pump and Electric Re | 460 | 3 |  |  |  |  | True | Single-Speed | 162000 | 16531 | 9.8 | 8.5 |  | 9.4 | 172000 | 15762 | 3.2 | 2.9 | 102000 | 9348 | 3.2 | Federally-Regulated Commercial & Industrial Equipment | 01/18/2008 |  | 02/24/2011
Rheem Sales Company, Inc. | Tempstar | NRHR92HP15A |  | HSP-A, Single-Package Heat Pum | Heat Pump | 208 | 3 |  |  |  | No Match |  | No Match | 92000 | 10500 | 8.8 | 8.3 |  |  | 94000 | 9160 | 2.9 | 2.8 | 52000 | 7190 | 2 | Non Federally-Regulated | 09/17/1991 |  | 07/27/1992
BDP Co. | Payne | 541AP090 | 517A090 | HRCU-A-CB, Split System: Heat | Heat Pump | 230 | 3 |  |  |  | No Match |  | No Match | 88000 | 10700 | 8.2 | 8.2 |  |  | 87000 | 9800 |  |  | 47000 | 7300 | 1.9 | Non Federally-Regulated | 06/11/1985 |  | 08/29/1986
Carrier Corp. - Syracuse | Carrier | 50EQ0345 |  | HSP-A, Single-Package Heat Pum | Heat Pump | 230 | 3 |  |  |  | No Match |  | No Match | 336000 | 43000 | 7.8 | 7.5 |  |  | 360000 | 35000 |  |  | 211000 | 28900 |  | Non Federally-Regulated | 09/08/1982 |  | 06/11/1985
Lennox Industries Inc. | Armstrong | SHP120C-1 | AHV120-1 | HRCU-A-CB, Split System: Heat | Heat Pump | 460 | 3 |  |  |  | No Match |  | No Match | 119000 | 14512 | 8.2 | 8.3 |  |  | 113000 | 10913 | 3 | 2.8 | 65000 | 8658 | 2.2 | Non Federally-Regulated | 08/12/1991 |  | 07/27/1992
York International | Luxaire | BA-12[C,E]***(T,W,X)* |  | HSP-A, Single-Package Heat Pum | Both Heat Pump and Electric Re | 230 | 3 |  |  |  |  | False | Single-Speed | 144000 | 15484 | 9.3 | 8.5 |  | 9.7 | 142000 | 13433 | 3.1 | 2.9 | 91000 | 12708 | 2.1 | Federally-Regulated Commercial & Industrial Equipment | 01/18/2008 |  | 02/24/2011
Carrier Corp. - Syracuse | ICP Commercial | RHS(240)(H,L,S)******AA |  | HSP-A, Single-Package Heat Pum | Heat Pump | 208 | 3 | False |  |  |  | True | Single-Speed | 232000 | 21886 | 10.6 | 10.4 |  |  | 220000 | 19538 | 3.3 | 3.2 |  |  |  | Federally-Regulated Commercial & Industrial Equipment | 10/28/2014 |  | 10/28/2014
Carrier Corp. - Syracuse | Arcoaire | RHS150(H,L,S)******TA |  | HSP-A, Single-Package Heat Pum | Heat Pump | 575 | 3 | False |  |  |  | False | Single-Speed | 142000 | 13396 | 10.6 | 10.4 |  |  | 142000 | 13005 | 3.2 | 3.2 |  |  |  | Federally-Regulated Commercial & Industrial Equipment | 12/12/2012 |  | 10/28/2014
Trane U.S. Inc. | Trane | WCH180B30*E* |  | HSP-A, Single-Package Heat Pum | Heat Pump | 230 | 3 |  |  |  | No Match |  | No Match | 176000 | 18924 | 9.3 | 8.5 |  | 9.5 | 160000 | 16169 | 2.9 | 2.9 | 82000 | 12016 | 2 | Federally-Regulated Commercial & Industrial Equipment | 05/09/1998 |  | 10/02/1998
Carrier Corp. - Syracuse | Heil | RHS(240,243)(H,L,S)******** |  | HSP-A, Single-Package Heat Pum | Heat Pump | 230 | 3 | False |  |  |  | True | Single-Speed | 232000 | 21886 | 10.6 | 10.4 |  |  | 220000 | 19538 | 3.3 | 3.2 |  |  |  | Federally-Regulated Commercial & Industrial Equipment | 11/30/2011 |  | 12/12/2012
York International | York | B1HN090N***25/46/58 |  | HSP-A, Single-Package Heat Pum | Heat Pump | 208 | 3 |  |  |  | No Match |  | No Match | 87000 | 9666 | 9 | 8.9 |  |  | 89000 | 8692 | 3 | 3 | 49000 | 7178 | 2 | Federally-Regulated Commercial & Industrial Equipment | 05/22/2000 |  | 01/18/2008
Carrier Corp. - Syracuse | Heil | CHS180(H,L,S)D* | FHS180(M,S,H,L)**A0* | HRCU-A-CB, Split System: Heat | Heat Pump | 208 | 3 |  |  |  |  | True | Single-Speed | 178000 | 16792 | 10.6 | 10.4 |  |  | 178000 | 15343 | 3.4 | 3.2 |  |  |  | Federally-Regulated Commercial & Industrial Equipment | 07/18/2013 |  | 04/20/2015
Trane U.S. Inc. | Trane | BWA090C3K | BWE090C-D | HRCU-A-CB, Split System: Heat | Heat Pump | 200 | 3 |  |  |  | No Match |  | No Match | 90000 | 10200 | 8.8 | 8.2 |  |  | 87000 | 8790 |  |  | 51000 | 7150 |  | Non Federally-Regulated | 06/11/1985 |  | 05/11/1988
Trane U.S. Inc. | Trane | WCD180B40*E* |  | HSP-A, Single-Package Heat Pum | Heat Pump | 460 | 3 |  |  |  | No Match |  | No Match | 174000 | 19333 | 9 | 8.5 |  | 9.3 | 160000 | 15631 | 3 | 2.9 | 84000 | 11723 | 2.1 | Federally-Regulated Commercial & Industrial Equipment | 12/14/1998 |  | 11/18/1999
Rheem Sales Company, Inc. | Whirlpool | NRHR92HP00B |  | HSP-A, Single-Package Heat Pum | Heat Pump | 230 | 3 |  |  |  | No Match |  | No Match | 88000 | 10730 | 8.2 |  |  |  | 88000 | 8595 |  |  | 46000 | 6740 |  | Non Federally-Regulated | 05/11/1988 |  | 03/15/1989
Carrier Corp. - Syracuse | Keeprite | RHS090H******AA |  | HSP-A, Single-Package Heat Pum | Heat Pump | 230 | 3 | False |  |  |  | False | Single-Speed | 88000 | 7857 | 11.2 | 10.8 |  |  | 86000 | 7413 | 3.4 | 3.3 |  |  |  | Federally-Regulated Commercial & Industrial Equipment | 10/28/2014 |  | 10/28/2014
Trane U.S. Inc. | Trane Unitary Products Group | WSC120E3*0A |  | HSP-A, Single-Package Heat Pum | Heat Pump | 230 | 3 |  |  |  |  | True | Single-Speed | 118000 | 10536 | 11.2 | 8.9 |  |  | 111000 | 9042 | 3.6 | 3 |  |  |  | Federally-Regulated Commercial & Industrial Equipment | 11/25/2009 |  | 01/09/2014
Carrier Corp. - Syracuse | Payne | 542EP120 |  | HSP-A, Single-Package Heat Pum | Heat Pump | 230 | 3 |  |  |  | No Match |  | No Match | 119000 | 14600 | 8.2 |  |  |  | 119000 | 12300 |  |  | 64000 | 9200 |  | Non Federally-Regulated | 05/11/1988 |  | 03/15/1989
Trane U.S. Inc. | Trane | WCD240B40*E* |  | HSP-A, Single-Package Heat Pum | Heat Pump | 460 | 3 |  |  |  | No Match |  | No Match | 236000 | 27441 | 8.6 | 8.5 |  | 8.7 | 230000 | 21744 | 3.1 | 2.9 | 128000 | 17864 | 2.1 | Federally-Regulated Commercial & Industrial Equipment | 03/31/1998 |  | 05/09/1998
Carrier Corp. - Syracuse | Tempstar | RHS102(L,S)******AA |  | HSP-A, Single-Package Heat Pum | Heat Pump | 575 | 3 | False |  |  |  | False | Single-Speed | 99000 | 8608 | 11.5 | 10.8 |  |  | 96000 | 8525 | 3.3 | 3.3 |  |  |  | Federally-Regulated Commercial & Industrial Equipment | 12/12/2012 |  | 10/28/2014
AAON, Inc. | Aaon | RG-24-3-A0-***:* |  | HSP-A, Single-Package Heat Pum | Heat Pump | 460 | 3 |  |  |  | No Match |  | No Match | 265800 | 30342 | 8.8 |  |  | 9.1 | 268200 | 25416 | 3.1 |  | 165140 | 22926 | 2.1 | Voluntarily Certified | 12/11/1995 |  | 04/07/1996
Carrier Corp. - Syracuse | Comfortmaker | RHS150(H,L,S)******AA |  | HSP-A, Single-Package Heat Pum | Heat Pump | 575 | 3 | False |  |  |  | False | Single-Speed | 142000 | 13396 | 10.6 | 10.4 |  |  | 142000 | 13005 | 3.2 | 3.2 |  |  |  | Federally-Regulated Commercial & Industrial Equipment | 10/28/2014 |  | 10/28/2014
Carrier Corp. - Syracuse | Bryant Heating & Cooling Systems | 548J(E,T)08**********A |  | HSP-A, Single-Package Heat Pum | Heat Pump | 575 | 3 | False |  |  |  | False | Single-Speed | 88000 | 7857 | 11.2 | 10.8 |  |  | 86000 | 7413 | 3.4 | 3.3 |  |  |  | Federally-Regulated Commercial & Industrial Equipment | 11/30/2011 |  | 03/02/2012
McQuay International | McQuay International | DPS007AHHE4**-4 |  | HSP-A, Single-Package Heat Pum | Heat Pump | 460 | 3 | False |  |  |  | True | Variable-Speed | 89000 | 7177 | 12.4 | 10.8 |  |  | 79000 | 6291 | 3.7 | 3.3 |  |  |  | Federally-Regulated Commercial & Industrial Equipment | 08/28/2012 |  | 04/19/2013
Carrier Corp. - Syracuse | Carrier | 38AQ0165 + 38AQ0165 | 40RR034 | HRCU-A-CB, Split System: Heat | Heat Pump | 230 | 3 |  |  |  | No Match |  | No Match | 316512 | 40828 | 7.8 | 7.5 |  |  | 339600 | 34888 |  |  | 194998 | 27708 |  | Non Federally-Regulated | 08/30/1983 |  | 06/11/1985
Trane U.S. Inc. | Trane Unitary Products Group | WC(D,H)180E3A*B |  | HSP-A, Single-Package Heat Pum | Both Heat Pump and Electric Re | 460 | 3 | False |  |  |  | False | Single-Speed | 170000 | 15454 | 11 | 10.4 |  |  | 176000 | 16119 | 3.2 | 3.2 |  |  |  | Federally-Regulated Commercial & Industrial Equipment | 03/02/2012 |  | 08/28/2012
Carrier Corp. - Syracuse | Tempstar | RHH090(H,L,S)******AA |  | HSP-A, Single-Package Heat Pum | Heat Pump | 230 | 3 | False |  |  |  | True | Single-Speed | 90000 | 7438 | 12.1 | 10.8 |  |  | 84000 | 7033 | 3.5 | 3.3 |  |  |  | Federally-Regulated Commercial & Industrial Equipment | 10/28/2014 |  | 10/28/2014
Carrier Corp. - Syracuse | Airquest | RHS(120,121)(H,L,S)******TA |  | HSP-A, Single-Package Heat Pum | Heat Pump | 575 | 3 | False |  |  |  | False | Single-Speed | 116000 | 10545 | 11 | 10.8 |  |  | 116000 | 9999 | 3.4 | 3.3 |  |  |  | Federally-Regulated Commercial & Industrial Equipment | 12/12/2012 |  | 10/28/2014
Rheem Sales Company, Inc. | Rheem | RJKB-A090D |  | HSP-A, Single-Package Heat Pum | Heat Pump | 460 | 3 |  |  |  | No Match |  | No Match | 89000 | 9673 | 9.2 | 8.9 |  | 10.6 | 90000 | 8789 | 3 | 3 | 52500 | 7691 | 2 | Federally-Regulated Commercial & Industrial Equipment | 11/21/2001 |  | 07/18/2002
GE Appliances, a Haier company | General Electric | BWA090C2 | BWE090C | HRCU-A-CB, Split System: Heat | Heat Pump | 200 | 3 |  |  |  | No Match |  | No Match | 90000 | 11500 | 7.8 | 7.5 |  |  | 90000 | 10000 | 2.6 |  | 50000 | 8000 |  | Non Federally-Regulated | 09/08/1982 |  | 09/03/2015
Carrier Corp. - Syracuse | Arcoaire | CHS121(H,L,S)A* | FHS120(M,S)A*A* | HRCU-A-CB, Split System: Heat | Heat Pump | 575 | 3 |  |  |  |  | True | Single-Speed | 112000 | 10181 | 11 | 10.8 |  |  | 106000 | 9414 | 3.3 | 3.3 |  |  |  | Federally-Regulated Commercial & Industrial Equipment | 03/10/2011 |  | 12/12/2012
Compu-Aire | Compu-Aire | CASH-732 |  | HSP-A, Single-Package Heat Pum | Heat Pump | 208 | 3 |  |  |  | No Match |  | No Match | 83500 | 9940 | 8.4 |  |  |  | 81500 | 8050 | 2.9 | 2.5 | 50300 | 7360 | 2 | Non Federally-Regulated | 07/25/1989 |  | 10/10/1989
Carrier Corp. - Syracuse | Arcoaire | RHS150(H,L,S)******AA |  | HSP-A, Single-Package Heat Pum | Heat Pump | 575 | 3 | False |  |  |  | False | Single-Speed | 142000 | 13396 | 10.6 | 10.4 |  |  | 142000 | 13005 | 3.2 | 3.2 |  |  |  | Federally-Regulated Commercial & Industrial Equipment | 10/28/2014 |  | 10/28/2014
Carrier Corp. - Syracuse | Carrier | 38AQS0125/6 | 40RMQ0125/6GC | HRCU-A-CB, Split System: Heat | Heat Pump | 460 | 3 |  |  |  | No Match |  | No Match | 108000 | 12134 | 8.9 | 8.9 |  | 11.2 | 111000 | 10844 | 3 | 3 | 62000 | 9085 | 2 | Federally-Regulated Commercial & Industrial Equipment | 08/21/1998 |  | 10/02/1998
Lennox Industries Inc. | Lennox | HP17-953V-2G | CB17-95V-1 | HRCU-A-CB, Split System: Heat | Heat Pump | 460 | 3 |  |  |  | No Match |  | No Match | 87000 | 10235 | 8.5 | 8.2 |  |  | 88000 | 8597 |  |  | 51000 | 6794 |  | Non Federally-Regulated | 05/16/1984 |  | 06/11/1985
Trane U.S. Inc. | American Standard, Inc. | TWA240B300C* | TWE240B300C* | HRCU-A-CB, Split System: Heat | Heat Pump | 208 | 3 |  |  |  | No Match |  | No Match | 234000 | 27529 | 8.5 | 8.5 |  | 9.1 | 232000 | 22658 | 3 | 2.9 | 0 | 0 | 0 | Federally-Regulated Commercial & Industrial Equipment | 10/06/1999 |  | 11/18/1999
Carrier Corp. - Syracuse | Keeprite | CHS091(H,L,S)A* | FHS091(M,S,K)**A0* | HRCU-A-CB, Split System: Heat | Heat Pump | 460 | 3 |  |  |  |  | True | Single-Speed | 89000 | 8090 | 11 | 10.8 |  |  | 87000 | 7726 | 3.3 | 3.3 |  |  |  | Federally-Regulated Commercial & Industrial Equipment | 07/18/2013 |  | 10/28/2014
Carrier Corp. - Syracuse | ICP Commercial | RHS(240)(H,L,S)******AA |  | HSP-A, Single-Package Heat Pum | Heat Pump | 460 | 3 | False |  |  |  | True | Single-Speed | 232000 | 21886 | 10.6 | 10.4 |  |  | 220000 | 19538 | 3.3 | 3.2 |  |  |  | Federally-Regulated Commercial & Industrial Equipment | 10/28/2014 |  | 10/28/2014
Trane U.S. Inc. | American Standard, Inc. | 4A6C3048A3 (2) | TWE120E3**A* | HRCU-A-CB, Split System: Heat | Heat Pump | 230 | 3 |  |  |  |  | True | Single-Speed | 101000 | 8326 | 12.1 | 10.8 |  |  | 95000 | 7524 | 3.7 | 3.3 |  |  |  | Federally-Regulated Commercial & Industrial Equipment | 11/30/2011 |  | 05/02/2012
Carrier Corp. - Syracuse | Payne | 541APX/AEX180 | 524APH/AEH180GC | HRCU-A-CB, Split System: Heat | Heat Pump | 460 | 3 |  |  |  | No Match |  | No Match | 172000 | 19545 | 8.8 | 8.5 |  | 9.9 | 164000 | 16021 | 3 | 2.9 | 94000 | 12522 | 2.2 | Federally-Regulated Commercial & Industrial Equipment | 03/31/1998 |  | 05/09/1998
Carrier Corp. - Syracuse | Bryant Heating & Cooling Systems | 548J(P,E,T)12*********(D,E)A |  | HSP-A, Single-Package Heat Pum | Heat Pump | 230 | 3 | False |  |  |  | False | Single-Speed | 116000 | 10545 | 11 | 10.8 |  |  | 116000 | 9999 | 3.4 | 3.3 |  |  |  | Federally-Regulated Commercial & Industrial Equipment | 12/12/2012 |  | 04/21/2015
Trane U.S. Inc. | Trane | WCD240B30*E* |  | HSP-A, Single-Package Heat Pum | Heat Pump | 230 | 3 |  |  |  | No Match |  | No Match | 236000 | 27441 | 8.6 | 8.5 |  | 8.7 | 230000 | 21738 | 3.1 | 2.9 | 128000 | 17858 | 2.1 | Federally-Regulated Commercial & Industrial Equipment | 11/18/1999 |  | 07/19/2001
York International | York | E1CH090A25 | FZEH090A33 | HRCU-A-CB, Split System: Heat | Heat Pump | 208 | 3 |  |  |  | No Match |  | No Match | 91000 | 10705 | 8.5 | 8.2 |  |  | 101000 | 9250 | 3.2 |  | 58000 | 6799 | 2.5 | Non Federally-Regulated | 02/22/1990 |  | 07/31/1992
Trane U.S. Inc. | Trane | TWA240B300C* | TWE240B300C* | HRCU-A-CB, Split System: Heat | Heat Pump | 230 | 3 |  |  |  | No Match |  | No Match | 234000 | 27529 | 8.5 | 8.5 |  | 9.1 | 232000 | 22658 | 3 | 2.9 | 121000 | 17726 | 2 | Federally-Regulated Commercial & Industrial Equipment | 11/18/1999 |  | 11/21/2000
International Comfort Products | Arcoaire | RYMA75H**** |  | HSP-A, Single-Package Heat Pum | Heat Pump | 208 | 3 |  |  |  | No Match |  | No Match | 91000 | 9784 | 9.3 | 8.9 |  | 10.4 | 90000 | 8508 | 3.1 | 3 | 48000 | 6862 | 2.1 | Federally-Regulated Commercial & Industrial Equipment | 02/03/1998 |  | 03/31/1998
Addison Products | Addison Products | DFH094*4E**** |  | HSP-A, Single-Package Heat Pum | Heat Pump | 460 | 3 |  |  |  | No Match |  | No Match | 92600 | 9960 | 9.3 | 8.9 |  |  | 98700 | 9040 | 3.2 | 3 | 57200 | 7110 | 2.4 | Federally-Regulated Commercial & Industrial Equipment | 11/03/1994 |  | 04/07/1996
Trane U.S. Inc. | American Standard, Inc. | WCH240B40*E* |  | HSP-A, Single-Package Heat Pum | Heat Pump | 230 | 3 |  |  |  | No Match |  | No Match | 236000 | 27441 | 8.6 | 8.5 |  | 8.9 | 230000 | 21738 | 3.1 | 2.9 | 114000 | 16700 | 2 | Federally-Regulated Commercial & Industrial Equipment | 11/18/1999 |  | 11/21/2001
Rheem Sales Company, Inc. | Addison Products | RHB7.5T-4 | AH7.5T3/4K | HRCU-A-CB, Split System: Heat | Heat Pump | 460 | 3 |  |  |  | No Match |  | No Match | 90000 | 11000 | 8.2 | 8.2 |  |  | 88000 | 8595 |  |  | 46000 | 6740 |  | Non Federally-Regulated | 03/15/1989 |  | 10/10/1989
McQuay International | McQuay International | DPS010AHHY2**-4 |  | HSP-A, Single-Package Heat Pum | Heat Pump | 208 | 3 | False |  |  |  | True | Variable-Speed | 120000 | 9836 | 12.2 | 10.8 |  |  | 118000 | 9005 | 3.8 | 3.3 |  |  |  | Federally-Regulated Commercial & Industrial Equipment | 03/02/2012 |  | 08/28/2012
Carrier Corp. - Syracuse | Comfortmaker | RHH090(H,L,S)******TA |  | HSP-A, Single-Package Heat Pum | Heat Pump | 230 | 3 | False |  |  |  | True | Single-Speed | 90000 | 7438 | 12.1 | 10.8 |  |  | 84000 | 7033 | 3.5 | 3.3 |  |  |  | Federally-Regulated Commercial & Industrial Equipment | 12/12/2012 |  | 10/28/2014
Carrier Corp. - Syracuse | Day & Night | RHH090(H,L,S)******AA |  | HSP-A, Single-Package Heat Pum | Heat Pump | 460 | 3 | False |  |  |  | True | Single-Speed | 90000 | 7438 | 12.1 | 10.8 |  |  | 84000 | 7033 | 3.5 | 3.3 |  |  |  | Federally-Regulated Commercial & Industrial Equipment | 12/12/2012 |  | 10/28/2014
Trane U.S. Inc. | Trane | WCH240B30*E* |  | HSP-A, Single-Package Heat Pum | Heat Pump | 208 | 3 |  |  |  | No Match |  | No Match | 236000 | 27441 | 8.6 | 8.5 |  | 8.8 | 230000 | 21744 | 3.1 | 2.9 | 114000 | 16705 | 2 | Federally-Regulated Commercial & Industrial Equipment | 05/09/1998 |  | 10/02/1998
Rheem Sales Company, Inc. | Ruud | UPWB-075CAS* | UHPA-075Z | HRCU-A-CB, Split System: Heat | Heat Pump | 208 | 3 |  |  |  | No Match |  | No Match | 90000 | 11000 | 8.2 |  |  |  | 88000 | 8595 | 3 | 2.5 | 46000 | 6740 | 2 | Non Federally-Regulated | 08/23/1990 |  | 07/27/1992
Carrier Corp. - Syracuse | Keeprite | RHH102(H,L,S)******AA |  | HSP-A, Single-Package Heat Pum | Heat Pump | 575 | 3 | False |  |  |  | True | Single-Speed | 100000 | 8333 | 12 | 10.8 |  |  | 100000 | 8619 | 3.4 | 3.3 |  |  |  | Federally-Regulated Commercial & Industrial Equipment | 10/28/2014 |  | 10/28/2014
Lennox Industries Inc. | Lennox | CHP16-1853-4Y |  | HSP-A, Single-Package Heat Pum | Heat Pump | 230 | 3 |  |  |  | No Match |  | No Match | 178000 | 20000 | 8.9 |  |  |  | 178000 | 17580 | 2.9 |  | 96000 | 14065 | 2 | Federally-Regulated Commercial & Industrial Equipment | 01/17/1992 |  | 07/31/1992
Carrier Corp. - Syracuse | Keeprite | RHS(120,121)(H,L,S)******AA |  | HSP-A, Single-Package Heat Pum | Heat Pump | 575 | 3 | False |  |  |  | False | Single-Speed | 116000 | 10545 | 11 | 10.8 |  |  | 116000 | 9999 | 3.4 | 3.3 |  |  |  | Federally-Regulated Commercial & Industrial Equipment | 12/12/2012 |  | 10/28/2014
Rheem Sales Company, Inc. | Ruud | UJMB-A078C |  | HSP-A, Single-Package Heat Pum | Heat Pump | 208 | 3 |  |  |  | No Match |  | No Match | 73000 | 7227 | 10.1 | 8.9 |  | 10.4 | 76000 | 6958 | 3.2 | 3 | 46000 | 6126 | 2.2 | Federally-Regulated Commercial & Industrial Equipment | 11/21/2001 |  | 07/18/2002
Carrier Corp. - Syracuse | Bryant Heating & Cooling Systems | 549J(P,E,T)09*********(A,B)A |  | HSP-A, Single-Package Heat Pum | Heat Pump | 230 | 3 | False |  |  |  | True | Single-Speed | 100000 | 8333 | 12 | 10.8 |  |  | 100000 | 8619 | 3.4 | 3.3 |  |  |  | Federally-Regulated Commercial & Industrial Equipment | 10/28/2014 |  | 04/21/2015
Trane U.S. Inc. | American Standard, Inc. | WCD075C40*B* |  | HSP-A, Single-Package Heat Pum | Heat Pump | 460 | 3 |  |  |  | No Match |  | No Match | 71000 | 7977 | 8.9 | 8.9 |  |  | 71000 | 6934 | 3 | 3 | 35000 | 5127 | 2 | Federally-Regulated Commercial & Industrial Equipment | 11/18/1999 |  | 04/13/2000
Trane U.S. Inc. | Trane Unitary Products Group | 4TWA3042A4 (2) | TWE090E1**A* | HRCU-A-CB, Split System: Heat | Heat Pump | 460 | 3 |  |  |  |  | True | Single-Speed | 84000 | 7046 | 11.9 | 10.8 |  |  | 80000 | 6604 | 3.6 | 3.3 |  |  |  | Federally-Regulated Commercial & Industrial Equipment | 11/30/2011 |  | 05/02/2012
York International | Luxaire | BCCB-T/-W120 |  | HSP-A, Single-Package Heat Pum | Heat Pump | 208 | 3 |  |  |  | No Match |  | No Match | 118000 | 13111 | 9 | 8.9 |  |  | 116000 | 11332 | 3 | 3 | 70000 | 10257 | 2 | Federally-Regulated Commercial & Industrial Equipment | 02/03/1998 |  | 03/31/1998
Carrier Corp. - Syracuse | Keeprite | RHH072(H,L,S)******** |  | HSP-A, Single-Package Heat Pum | Heat Pump | 208 | 3 | False |  |  |  | True | Single-Speed | 72000 | 6000 | 12 | 10.8 |  |  | 70000 | 6033 | 3.4 | 3.3 |  |  |  | Federally-Regulated Commercial & Industrial Equipment | 10/28/2014 |  | 10/28/2014
McQuay International | McQuay International | DPS007AHHG2**-3 |  | HSP-A, Single-Package Heat Pum | Heat Pump | 230 | 3 | False |  |  |  | True | Variable-Speed | 88000 | 7154 | 12.3 | 10.8 |  |  | 78000 | 6245 | 3.7 | 3.3 |  |  |  | Federally-Regulated Commercial & Industrial Equipment | 08/28/2012 |  | 04/19/2013
Goettl | American Best | HP1201A-3 |  | HSP-A, Single-Package Heat Pum | Heat Pump | 208 | 3 |  |  |  | No Match |  | No Match | 120000 | 13400 | 9 | 8.9 |  |  | 119000 | 11470 | 3 | 3 | 63000 | 9090 | 2 | Non Federally-Regulated | 03/02/1993 |  | 09/02/1995
Carrier Corp. - Syracuse | Carrier Corp. | 50TCQ*08***(6,1)A* |  | HSP-A, Single-Package Heat Pum | Heat Pump | 575 | 3 | False |  |  |  | False | Single-Speed | 88000 | 7857 | 11.2 | 10.8 |  |  | 86000 | 7413 | 3.4 | 3.3 |  |  |  | Federally-Regulated Commercial & Industrial Equipment | 03/02/2012 |  | 12/12/2012
Lennox Industries Inc. | Ducane | LHA240HN2* |  | HSP-A, Single-Package Heat Pum | Heat Pump | 230 | 3 |  |  |  | No Match |  | No Match | 220000 | 21568 | 10.2 | 8.5 |  | 11 | 220000 | 19533 | 3.3 | 2.9 | 118000 | 16463 | 2.1 | Federally-Regulated Commercial & Industrial Equipment | 07/31/2002 |  | 01/18/2008
Trane U.S. Inc. | American Standard, Inc. | WCH150B30*E* |  | HSP-A, Single-Package Heat Pum | Heat Pump | 208 | 3 |  |  |  | No Match |  | No Match | 146000 | 15531 | 9.4 | 8.5 |  | 9.7 | 132000 | 13340 | 2.9 | 2.9 | 72000 | 10550 | 2 | Federally-Regulated Commercial & Industrial Equipment | 12/14/1998 |  | 11/18/1999
Trane U.S. Inc. | Trane | WCD240B30*E* |  | HSP-A, Single-Package Heat Pum | Heat Pump | 230 | 3 |  |  |  | No Match |  | No Match | 230000 | 26744 | 8.6 | 8.5 |  | 8.7 | 236000 | 22312 | 3.1 | 2.9 | 128000 | 17864 | 2.1 | Federally-Regulated Commercial & Industrial Equipment | 05/09/1998 |  | 10/02/1998
Trane U.S. Inc. | General Electric | BWA120C3K | BWE120C-D | HRCU-A-CB, Split System: Heat | Heat Pump | 230 | 3 |  |  |  | No Match |  | No Match | 118000 | 14300 | 8.3 | 8.2 |  |  | 120000 | 11550 |  |  | 70000 | 9550 |  | Non Federally-Regulated | 05/16/1984 |  | 06/11/1985
Carrier Corp. - Syracuse | Arcoaire | RHH(120,121)(H,L,S)******AA |  | HSP-A, Single-Package Heat Pum | Heat Pump | 460 | 3 | False |  |  |  | True | Single-Speed | 119000 | 9674 | 12.3 | 10.8 |  |  | 116000 | 9713 | 3.5 | 3.3 |  |  |  | Federally-Regulated Commercial & Industrial Equipment | 12/12/2012 |  | 10/28/2014
Carrier Corp. - Syracuse | Day & Night | RHS090(L,S)******** |  | HSP-A, Single-Package Heat Pum | Heat Pump | 460 | 3 | False |  |  |  | False | Single-Speed | 88000 | 7857 | 11.2 | 10.8 |  |  | 86000 | 7413 | 3.4 | 3.3 |  |  |  | Federally-Regulated Commercial & Industrial Equipment | 11/30/2011 |  | 03/02/2012
Carrier Corp. - Syracuse | Tempstar | RHS(120,121)(H,L,S)******TA |  | HSP-A, Single-Package Heat Pum | Heat Pump | 230 | 3 | False |  |  |  | False | Single-Speed | 116000 | 10545 | 11 | 10.8 |  |  | 116000 | 9999 | 3.4 | 3.3 |  |  |  | Federally-Regulated Commercial & Industrial Equipment | 12/12/2012 |  | 10/28/2014
International Comfort Products | Heil | PH*120N2HA* |  | HSP-A, Single-Package Heat Pum | Heat Pump | 208 | 3 |  |  |  | No Match |  | No Match | 123000 | 13516 | 9.1 | 8.9 |  | 9.5 | 123000 | 11625 | 3.1 | 3 | 71000 | 10401 | 2 | Federally-Regulated Commercial & Industrial Equipment | 11/18/1999 |  | 04/13/2000
Carrier Corp. - Syracuse | Carrier | 50TJQ00950/60 |  | HSP-A, Single-Package Heat Pum | Heat Pump | 460 | 3 |  |  |  | No Match |  | No Match | 96000 | 10786 | 8.9 | 8.9 |  | 8.9 | 93000 | 8792 | 3.1 | 3 | 43000 | 7327 | 1.7 | Federally-Regulated Commercial & Industrial Equipment | 02/03/1998 |  | 03/31/1998
Trane U.S. Inc. | American Standard, Inc. | WCD090A400A |  | HSP-A, Single-Package Heat Pum | Heat Pump | 460 | 3 |  |  |  | No Match |  | No Match | 85000 | 10240 | 8.3 | 8.9 |  |  | 82000 | 8580 | 2.8 | 3 | 39000 | 6010 | 1.9 | Non Federally-Regulated | 07/31/1992 |  | 03/31/1998
Daikin Comfort Technologies Manufacturing, L.P. | Goodman | CPH102********A* |  | HSP-A, Single-Package Heat Pum | Both Heat Pump and Electric Re | 460 | 3 | False |  |  |  | False | No Match | 102000 | 9189 | 11.1 | 10.8 |  |  | 102000 | 8792 | 3.4 | 3.3 |  |  |  | No Match | 05/02/2012 |  | 05/08/2012
Carrier Corp. - Syracuse | Day & Night | RHS(120,121)(H,L,S)******AA |  | HSP-A, Single-Package Heat Pum | Heat Pump | 208 | 3 | False |  |  |  | False | Single-Speed | 116000 | 10545 | 11 | 10.8 |  |  | 116000 | 9999 | 3.4 | 3.3 |  |  |  | Federally-Regulated Commercial & Industrial Equipment | 12/12/2012 |  | 10/28/2014
Trane U.S. Inc. | American Standard, Inc. | WCH150A400A |  | HSP-A, Single-Package Heat Pum | Heat Pump | 460 | 3 |  |  |  | No Match |  | No Match | 150000 | 16130 | 9.3 |  |  |  | 132000 | 13300 | 2.9 |  | 70000 | 10790 | 1.9 | Non Federally-Regulated | 07/31/1992 |  | 03/31/1998
Carrier Corp. - Syracuse | Comfortmaker | RHS(120,121)(H,L,S)******AA |  | HSP-A, Single-Package Heat Pum | Heat Pump | 460 | 3 | False |  |  |  | False | Single-Speed | 116000 | 10545 | 11 | 10.8 |  |  | 116000 | 9999 | 3.4 | 3.3 |  |  |  | Federally-Regulated Commercial & Industrial Equipment | 12/12/2012 |  | 10/28/2014
Carrier Corp. - Syracuse | Tempstar | CHS180(H,L,S)D* | FHS180(M,S,H,L)**A2* | HRCU-A-CB, Split System: Heat | Heat Pump | 575 | 3 |  |  |  |  | True | Single-Speed | 178000 | 16792 | 10.6 | 10.4 |  |  | 178000 | 15343 | 3.4 | 3.2 |  |  |  | Federally-Regulated Commercial & Industrial Equipment | 07/18/2013 |  | 10/28/2014
McQuay International | McQuay International | DPS012AHHG4**-6 |  | HSP-A, Single-Package Heat Pum | Heat Pump | 460 | 3 | False |  |  |  | True | Variable-Speed | 144000 | 12203 | 11.8 | 10.4 |  |  | 140000 | 11429 | 3.6 | 3.2 |  |  |  | Federally-Regulated Commercial & Industrial Equipment | 03/02/2012 |  | 08/28/2012
York International | Fraser Johnston | BACB-W090A |  | HSP-A, Single-Package Heat Pum | Heat Pump | 460 | 3 |  |  |  | No Match |  | No Match | 87000 | 9886 | 8.8 |  |  |  | 88000 | 8597 | 2.9 | 2.5 | 47000 | 6888 | 2 | Non Federally-Regulated | 04/11/1988 |  | 05/11/1988
York International | Luxaire | BA-15[E54]***(T,W,X)* |  | HSP-A, Single-Package Heat Pum | Both Heat Pump and Electric Re | 230 | 3 |  |  |  |  | True | Single-Speed | 162000 | 16531 | 9.8 | 8.5 |  | 9.4 | 172000 | 15762 | 3.2 | 2.9 | 102000 | 14244 | 2.1 | Federally-Regulated Commercial & Industrial Equipment | 01/18/2008 |  | 02/24/2011
Rheem Sales Company, Inc. | Addison Products | RHB15T-4 | AH15T3/4K | HRCU-A-CB, Split System: Heat | Heat Pump | 460 | 3 |  |  |  | No Match |  | No Match | 178000 | 21710 | 8.2 |  |  |  | 176000 | 17190 |  |  | 92000 | 13480 |  | Non Federally-Regulated | 05/11/1988 |  | 10/10/1989
York International | York | B1HN120N165/20025/46 |  | HSP-A, Single-Package Heat Pum | Heat Pump | 208 | 3 |  |  |  | No Match |  | No Match | 118000 | 13111 | 9 | 8.9 |  |  | 116000 | 11332 | 3 | 3 | 70000 | 10257 | 2 | Federally-Regulated Commercial & Industrial Equipment | 03/31/1998 |  | 05/09/1998
Carrier Corp. - Syracuse | Day & Night | RHS090H******** |  | HSP-A, Single-Package Heat Pum | Heat Pump | 208 | 3 | False |  |  |  | False | Single-Speed | 87000 | 7767 | 11.2 | 10.8 |  |  | 86000 | 7413 | 3.4 | 3.3 |  |  |  | Federally-Regulated Commercial & Industrial Equipment | 11/30/2011 |  | 03/02/2012
Carrier Corp. - Syracuse | Arcoaire | RHS(181,183)(H,L,S)******** |  | HSP-A, Single-Package Heat Pum | Heat Pump | 208 | 3 | False |  |  |  | True | Single-Speed | 172000 | 15925 | 10.8 | 10.4 |  |  | 220000 | 19538 | 3.3 | 3.2 |  |  |  | Federally-Regulated Commercial & Industrial Equipment | 11/30/2011 |  | 12/12/2012
Carrier Corp. - Syracuse | Tempstar | RHS(240,243)(H,L,S)******** |  | HSP-A, Single-Package Heat Pum | Heat Pump | 460 | 3 | False |  |  |  | True | Single-Speed | 232000 | 21886 | 10.6 | 10.4 |  |  | 220000 | 19538 | 3.3 | 3.2 |  |  |  | Federally-Regulated Commercial & Industrial Equipment | 11/30/2011 |  | 12/12/2012
Carrier Corp. - Syracuse | Bryant Heating & Cooling Systems | 548J(P,E,T)07**********A |  | HSP-A, Single-Package Heat Pum | Heat Pump | 460 | 3 | False |  |  |  | False | Single-Speed | 70000 | 6306 | 11.1 | 10.8 |  |  | 67000 | 5950 | 3.3 | 3.3 |  |  |  | Federally-Regulated Commercial & Industrial Equipment | 11/30/2011 |  | 10/28/2014
Trane U.S. Inc. | Trane | RPUB-C104-A*A | BPCB-C10*-A*A | HRCU-A-CB, Split System: Heat | Heat Pump | 460 | 3 |  |  |  | No Match |  | No Match | 118000 | 14300 | 8.3 | 8.2 |  |  | 120000 | 11550 |  |  | 70000 | 9550 |  | Non Federally-Regulated | 06/11/1985 |  | 08/29/1986
Trane U.S. Inc. | American Standard, Inc. | WCD180B30*E* |  | HSP-A, Single-Package Heat Pum | Heat Pump | 230 | 3 |  |  |  | No Match |  | No Match | 174000 | 19333 | 9 | 8.5 |  | 8.7 | 160000 | 15626 | 3 | 2.9 | 84000 | 11719 | 2.1 | Federally-Regulated Commercial & Industrial Equipment | 11/18/1999 |  | 11/21/2001
Rheem Sales Company, Inc. | Square D | HCS015DAR1H | A02-85-00M-015US1G | HRCU-A-CB, Split System: Heat | Heat Pump | 460 | 3 |  |  |  | No Match |  | No Match | 178000 | 21710 | 8.2 |  |  |  | 176000 | 17190 |  |  | 92000 | 13460 |  | Non Federally-Regulated | 06/11/1985 |  | 08/29/1986
McQuay International | McQuay International | DPS010AHHW2**-4* |  | HSP-A, Single-Package Heat Pum | Heat Pump | 230 | 3 | False |  |  |  | True | Variable-Speed | 120000 | 10000 | 12 | 10.8 |  |  | 110000 | 9426 | 3.4 | 3.3 |  |  |  | Federally-Regulated Commercial & Industrial Equipment | 04/19/2013 |  | 01/09/2014
York International | Luxaire | EF-07C00A(T/W)AAA1A | FF-07C00S00AAA1A | HRCU-A-CB, Split System: Heat | Heat Pump | 208 | 3 |  |  |  | No Match |  | No Match | 90000 | 8411 | 10.7 | 8.9 |  |  | 88000 | 8057 | 3.2 | 3 | 56500 | 7197 | 2.3 | Federally-Regulated Commercial & Industrial Equipment | 07/31/2002 |  | 01/18/2008
Carrier Corp. - Syracuse | Heil | RHH072(H,L,S)0******A |  | HSP-A, Single-Package Heat Pum | Heat Pump | 230 | 3 | False |  |  |  | True | Single-Speed | 72000 | 6000 | 12 | 10.8 |  |  | 70000 | 6033 | 3.4 | 3.3 |  |  |  | Federally-Regulated Commercial & Industrial Equipment | 03/10/2011 |  | 04/19/2013
Carrier Corp. - Syracuse | Payne | 541APX/AEX180 | 524APH/AEH180GC | HRCU-A-CB, Split System: Heat | Heat Pump | 208 | 3 |  |  |  | No Match |  | No Match | 172000 | 19545 | 8.8 | 8.5 |  | 9.9 | 164000 | 16021 | 3 | 2.9 | 94000 | 12522 | 2.2 | Federally-Regulated Commercial & Industrial Equipment | 10/24/1997 |  | 03/31/1998
Rheem Sales Company, Inc. | Rheem | RPWB-150CAS | RHPA-150G | HRCU-A-CB, Split System: Heat | Heat Pump | 230 | 3 |  |  |  | No Match |  | No Match | 178000 | 21710 | 8.2 |  |  |  | 176000 | 17190 |  |  | 92000 | 13480 |  | Non Federally-Regulated | 06/11/1985 |  | 05/11/1988
York International | Luxaire | EASE-T120A | FCHP-S120A | HRCU-A-CB, Split System: Heat | Heat Pump | 230 | 3 |  |  |  | No Match |  | No Match | 121000 | 13444 | 9 | 8.9 |  |  | 117000 | 11420 | 3 | 3 | 63000 | 8785 | 2.1 | Non Federally-Regulated | 04/02/1993 |  | 09/02/1995
Carrier Corp. | Carrier | 38AQ0246+0246+0166 | 40RR054 | HSP-A, Single-Package Heat Pum | Heat Pump | 460 | 3 |  |  |  | No Match |  | No Match | 568915 | 72014 | 8.1 |  |  | 8.5 | 596000 | 69830 | 2.7 |  | 323000 | 52561 | 1.8 | Voluntarily Certified | 01/23/1988 |  | 03/08/1996
York International | Evcon | ECSE-T/W090 | FCHP-S090 | HRCU-A-CB, Split System: Heat | Heat Pump | 208 | 3 |  |  |  | No Match |  | No Match | 83000 | 9222 | 9 | 8.9 |  |  | 78000 | 7617 | 3 | 3 | 51000 | 6496 | 2.3 | Federally-Regulated Commercial & Industrial Equipment | 07/31/2002 |  | 06/19/2003
Rheem Sales Company, Inc. | Rheem | RPWC-100DAZ | RHGF-100Z | HRCU-A-CB, Split System: Heat | Heat Pump | 460 | 3 |  |  |  | No Match |  | No Match | 118000 | 12826 | 9.2 | 8.9 |  |  | 125000 | 11814 | 3.1 | 3 | 68000 | 9487 | 2.1 | Federally-Regulated Commercial & Industrial Equipment | 11/18/1999 |  | 04/13/2000
Trane U.S. Inc. | American Standard, Inc. | 2A6C0072A3 | TWE090A | HRCU-A-CB, Split System: Heat | Heat Pump | 200 | 3 |  |  |  | No Match |  | No Match | 70000 | 6603 | 10.6 | 8.9 |  |  | 64500 | 5558 | 3.4 | 3 | 41000 | 4805 | 2.5 | Federally-Regulated Commercial & Industrial Equipment | 11/19/2002 |  | 06/19/2003
York International | Evcon | BA-07C00*T/W/X***** |  | HSP-A, Single-Package Heat Pum | Heat Pump | 208 | 3 |  |  |  | No Match |  | No Match | 90000 | 8411 | 10.7 | 8.9 |  | 11 | 85000 | 7782 | 3.2 | 3 | 46000 | 6126 | 2.2 | Federally-Regulated Commercial & Industrial Equipment | 02/05/2002 |  | 07/18/2002
Trane U.S. Inc. | American Standard, Inc. | 4A6C3048A3 (2) | TWE090E3**A* | HRCU-A-CB, Split System: Heat | Heat Pump | 208 | 3 |  |  |  |  | True | Single-Speed | 90000 | 8181 | 11 | 10.8 |  |  | 90000 | 7992 | 3.3 | 3.3 |  |  |  | Federally-Regulated Commercial & Industrial Equipment | 11/30/2011 |  | 12/12/2012
York International | Evcon | BA-12C00*T/W/X***** |  | HSP-A, Single-Package Heat Pum | Heat Pump | 460 | 3 |  |  |  | No Match |  | No Match | 144000 | 15483 | 9.3 | 8.5 |  | 11 | 142000 | 13421 | 3.1 | 2.9 | 91000 | 12696 | 2.1 | Federally-Regulated Commercial & Industrial Equipment | 05/21/2002 |  | 07/18/2002
Rheem Sales Company, Inc. | Tempstar | NCHR91H001C | NEMR10M030A | HRCU-A-CB, Split System: Heat | Heat Pump | 208 | 3 |  |  |  | No Match |  | No Match | 92000 | 9570 | 9.6 | 8.9 |  |  | 88000 | 8000 | 3.2 | 3 | 48000 | 6750 | 2.1 | Non Federally-Regulated | 03/22/1993 |  | 09/02/1995
Trane U.S. Inc. | Trane Unitary Products Group | WS(D,H)180E(3,4,W)R(G,N,P,R)****0 |  | HSP-A, Single-Package Heat Pum | Both Heat Pump and Electric Re | 460 | 3 | False |  |  |  | False | Single-Speed | 170000 | 16037 | 10.6 | 10.4 |  |  | 170000 | 15569 | 3.2 | 3.2 |  |  |  | Federally-Regulated Commercial & Industrial Equipment | 12/12/2012 |  | 08/28/2014
Carrier Corp. - Syracuse | Day & Night | RHS(243)(H,L,S)******AA |  | HSP-A, Single-Package Heat Pum | Heat Pump | 575 | 3 | False |  |  |  | True | Single-Speed | 232000 | 21886 | 10.6 | 10.4 |  |  | 220000 | 19538 | 3.3 | 3.2 |  |  |  | Federally-Regulated Commercial & Industrial Equipment | 04/21/2014 |  | 10/28/2014
Carrier Corp. - Syracuse | Airquest | RHS(181,183)(H,L,S)******TC |  | HSP-A, Single-Package Heat Pum | Heat Pump | 230 | 3 | False |  |  |  | True | Single-Speed | 172000 | 15925 | 10.8 | 10.4 |  |  | 166000 | 14742 | 3.3 | 3.2 |  |  |  | Federally-Regulated Commercial & Industrial Equipment | 01/09/2014 |  | 10/28/2014
Lennox Industries Inc. | Lennox | HP17-1353V-2Y | CB17-135V-1 | HRCU-A-CB, Split System: Heat | Heat Pump | 208 | 3 |  |  |  | No Match |  | No Match | 119000 | 14512 | 8.2 | 8.2 |  |  | 119000 | 11626 |  |  | 69000 | 9406 |  | Non Federally-Regulated | 05/16/1984 |  | 06/11/1985
Trane U.S. Inc. | American Standard, Inc. | WCD180B40*E* |  | HSP-A, Single-Package Heat Pum | Heat Pump | 460 | 3 |  |  |  | No Match |  | No Match | 174000 | 19333 | 9 | 8.5 |  | 9.3 | 160000 | 15631 | 3 | 2.9 | 84000 | 11723 | 2.1 | Federally-Regulated Commercial & Industrial Equipment | 03/31/1998 |  | 05/09/1998
York International | York | B1SP120A25 |  | HSP-A, Single-Package Heat Pum | Heat Pump | 208 | 3 |  |  |  | No Match |  | No Match | 121000 | 14578 | 8.3 |  |  |  | 126000 | 13189 | 2.7 | 2.5 | 76000 | 9685 | 2.3 | Non Federally-Regulated | 04/11/1988 |  | 05/11/1988
Rheem Sales Company, Inc. | Weatherking | WPDC-101C |  | HSP-A, Single-Package Heat Pum | Heat Pump | 208 | 3 |  |  |  | No Match |  | No Match | 120000 | 13483 | 8.9 | 8.9 |  | 10.3 | 126000 | 12309 | 3 | 3 | 67000 | 9350 | 2.1 | Federally-Regulated Commercial & Industrial Equipment | 03/31/1998 |  | 05/09/1998
Trane U.S. Inc. | Trane | BWA120C4OOM | BWE120C4OOG | HRCU-A-CB, Split System: Heat | Heat Pump | 460 | 3 |  |  |  | No Match |  | No Match | 118000 | 14300 | 8.3 | 8.2 |  |  | 120000 | 11550 |  |  | 63000 | 9550 |  | Non Federally-Regulated | 03/15/1989 |  | 10/10/1989
Rheem Sales Company, Inc. | Rheem | RPDC-100D* |  | HSP-A, Single-Package Heat Pum | Heat Pump | 460 | 3 |  |  |  | No Match |  | No Match | 120000 | 13665 | 8.8 | 8.2 |  |  | 126000 | 11875 | 3.1 |  | 67000 | 9345 | 2.1 | Non Federally-Regulated | 02/22/1990 |  | 07/31/1992
Carrier Corp. - Syracuse | Airquest | CHS180(H,L,S)D* | FHS180(M,S,H,L)A*A* | HRCU-A-CB, Split System: Heat | Heat Pump | 230 | 3 |  |  |  |  | True | Single-Speed | 178000 | 16792 | 10.6 | 10.4 |  |  | 178000 | 15343 | 3.4 | 3.2 |  |  |  | Federally-Regulated Commercial & Industrial Equipment | 03/10/2011 |  | 12/12/2012
Carrier Corp. - Syracuse | Tempstar | RHH102(H,L,S)******TA |  | HSP-A, Single-Package Heat Pum | Heat Pump | 208 | 3 | False |  |  |  | True | Single-Speed | 100000 | 8333 | 12 | 10.8 |  |  | 100000 | 8619 | 3.4 | 3.3 |  |  |  | Federally-Regulated Commercial & Industrial Equipment | 12/12/2012 |  | 10/28/2014
Carrier Corp. - Syracuse | ICP Commercial | RHS(240,243)(H,L,S)******TA |  | HSP-A, Single-Package Heat Pum | Heat Pump | 208 | 3 | False |  |  |  | True | Single-Speed | 232000 | 21886 | 10.6 | 10.4 |  |  | 220000 | 19538 | 3.3 | 3.2 |  |  |  | Federally-Regulated Commercial & Industrial Equipment | 12/12/2012 |  | 04/21/2014
Lennox Industries Inc. | Lennox | LHA090H* |  | HSP-A, Single-Package Heat Pum | Heat Pump | 460 | 3 |  |  |  | No Match |  | No Match | 89000 | 7739 | 11.5 | 8.9 |  | 12 | 90000 | 7992 | 3.3 | 3 | 52000 | 7257 | 2.1 | Federally-Regulated Commercial & Industrial Equipment | 12/14/1998 |  | 08/17/1999
Rheem Sales Company, Inc. | Ruud | UPDC-075D* |  | HSP-A, Single-Package Heat Pum | Heat Pump | 460 | 3 |  |  |  | No Match |  | No Match | 93000 | 10300 | 9 | 8.2 |  |  | 93000 | 8960 |  |  | 51000 | 6990 |  | Non Federally-Regulated | 03/15/1989 |  | 10/10/1989
Rheem Sales Company, Inc. | Ruud | UPWB-150CAS | UHPA-150E | HRCU-A-CB, Split System: Heat | Heat Pump | 208 | 3 |  |  |  | No Match |  | No Match | 178000 | 21710 | 8.2 |  |  |  | 176000 | 17190 |  |  | 92000 | 13480 |  | Non Federally-Regulated | 06/11/1985 |  | 05/11/1988
Airedale North America | School Unit | SCHP6MK4 |  | HSP-A, Single-Package Heat Pum | Heat Pump | 208 | 3 |  |  |  | No Match |  | No Match | 78150 | 8490 | 9.2 | 8.9 |  |  | 73200 | 6700 | 3.2 | 3 | 45250 | 6030 | 2.2 | Non Federally-Regulated | 12/04/1992 |  | 04/07/1996
Carrier Corp. - Syracuse | Arcoaire | CHS072(H,L,S)A* | FHS072(M,S,K)A*A* | HRCU-A-CB, Split System: Heat | Heat Pump | 575 | 3 |  |  |  |  | True | Single-Speed | 70000 | 6363 | 11 | 10.8 |  |  | 66000 | 5861 | 3.3 | 3.3 |  |  |  | Federally-Regulated Commercial & Industrial Equipment | 03/10/2011 |  | 12/12/2012
York International | York | B1SP120A46 |  | HSP-A, Single-Package Heat Pum | Heat Pump | 460 | 3 |  |  |  | No Match |  | No Match | 121000 | 14578 | 8.3 |  |  |  | 126000 | 13189 | 2.7 | 2.5 | 76000 | 9685 | 2.3 | Non Federally-Regulated | 04/11/1988 |  | 05/11/1988
Carrier Corp. - Syracuse | Airquest | RHS150(H,L,S)******TA |  | HSP-A, Single-Package Heat Pum | Heat Pump | 575 | 3 | False |  |  |  | False | Single-Speed | 142000 | 13396 | 10.6 | 10.4 |  |  | 142000 | 13005 | 3.2 | 3.2 |  |  |  | Federally-Regulated Commercial & Industrial Equipment | 10/28/2014 |  | 10/28/2014
Trane U.S. Inc. | Trane | TWA120A300D* | TWE120A300C* | HRCU-A-CB, Split System: Heat | Heat Pump | 230 | 3 |  |  |  | No Match |  | No Match | 118000 | 12553 | 9.4 | 8.9 |  |  | 119000 | 11622 | 3 | 3 | 79000 | 10063 | 2.3 | Federally-Regulated Commercial & Industrial Equipment | 05/22/2000 |  | 09/21/2001
Carrier Corp. - Syracuse | Heil | RHS(240)(H,L,S)******AA |  | HSP-A, Single-Package Heat Pum | Heat Pump | 208 | 3 | False |  |  |  | True | Single-Speed | 232000 | 21886 | 10.6 | 10.4 |  |  | 220000 | 19538 | 3.3 | 3.2 |  |  |  | Federally-Regulated Commercial & Industrial Equipment | 04/21/2014 |  | 10/28/2014
International Comfort Products | Tempstar | PH*090N2HA |  | HSP-A, Single-Package Heat Pum | Heat Pump | 208 | 3 |  |  |  | No Match |  | No Match | 91000 | 9784 | 9.3 | 8.9 |  | 10.4 | 90000 | 8508 | 3.1 | 3 | 48000 | 6862 | 2.1 | Federally-Regulated Commercial & Industrial Equipment | 12/14/1998 |  | 08/17/1999
Carrier Corp. - Syracuse | Keeprite | RHS(240)(H,L,S)******TA |  | HSP-A, Single-Package Heat Pum | Heat Pump | 575 | 3 | False |  |  |  | True | Single-Speed | 232000 | 21886 | 10.6 | 10.4 |  |  | 220000 | 19538 | 3.3 | 3.2 |  |  |  | Federally-Regulated Commercial & Industrial Equipment | 10/28/2014 |  | 10/28/2014
York International | Fraser Johnston | BADF-W120N245 |  | HSP-A, Single-Package Heat Pum | Heat Pump | 460 | 3 |  |  |  | No Match |  | No Match | 118000 | 13111 | 9 | 8.9 |  |  | 116000 | 11329 | 3 | 3 | 70000 | 10254 | 2 | Non Federally-Regulated | 02/17/1993 |  | 09/02/1995
Carrier Corp. - Syracuse | Day & Night | RHH102(H,L,S)******** |  | HSP-A, Single-Package Heat Pum | Heat Pump | 575 | 3 | False |  |  |  | True | Single-Speed | 100000 | 8333 | 12 | 10.8 |  |  | 100000 | 8619 | 3.4 | 3.3 |  |  |  | Federally-Regulated Commercial & Industrial Equipment | 11/30/2011 |  | 04/19/2013
Carrier Corp. - Syracuse | Heil | CHS091(H,L,S)A* | FHS091(M,S,K)**A0* | HRCU-A-CB, Split System: Heat | Heat Pump | 208 | 3 |  |  |  |  | True | Single-Speed | 89000 | 8090 | 11 | 10.8 |  |  | 87000 | 7726 | 3.3 | 3.3 |  |  |  | Federally-Regulated Commercial & Industrial Equipment | 07/18/2013 |  | 04/20/2015
Carrier Corp. - Syracuse | Day & Night | RHS150(H,L,S)******** |  | HSP-A, Single-Package Heat Pum | Heat Pump | 230 | 3 | False |  |  |  | False | Single-Speed | 142000 | 13396 | 10.6 | 10.4 |  |  | 142000 | 13005 | 3.2 | 3.2 |  |  |  | Federally-Regulated Commercial & Industrial Equipment | 11/30/2011 |  | 12/12/2012
Trane U.S. Inc. | Trane Unitary Products Group | TWA090D3**A* | TWE090D1**A* | HRCU-A-CB, Split System: Heat | Heat Pump | 230 | 3 |  |  |  |  | True | Single-Speed | 90000 | 8181 | 11 | 10.8 |  |  | 82000 | 7282 | 3.3 | 3.3 |  |  |  | Federally-Regulated Commercial & Industrial Equipment | 06/14/2011 |  | 04/21/2014
Trane U.S. Inc. | American Standard, Inc. | TWA072A4 | BWE090C-F | HRCU-A-CB, Split System: Heat | Heat Pump | 460 | 3 |  |  |  | No Match |  | No Match | 70500 | 7880 | 8.9 | 8.9 |  |  | 67000 | 6250 | 3 | 3 | 36400 | 4710 | 2.3 | Non Federally-Regulated | 07/31/1992 |  | 03/31/1998
Carrier Corp. - Syracuse | Bryant Heating & Cooling Systems | 549J(P,E,T)09*********(A,B)A |  | HSP-A, Single-Package Heat Pum | Heat Pump | 575 | 3 | False |  |  |  | True | Single-Speed | 100000 | 8333 | 12 | 10.8 |  |  | 100000 | 8619 | 3.4 | 3.3 |  |  |  | Federally-Regulated Commercial & Industrial Equipment | 10/28/2014 |  | 04/21/2015
Trane U.S. Inc. | Trane | BWC120C3F |  | HSP-A, Single-Package Heat Pum | Heat Pump | 200 | 3 |  |  |  | No Match |  | No Match | 118000 | 14300 | 8.3 |  |  |  | 118000 | 11900 |  |  | 62500 | 8750 |  | Non Federally-Regulated | 05/11/1988 |  | 03/15/1989
York International | Luxaire | BA-10[C,E]***(T,W,X)* |  | HSP-A, Single-Package Heat Pum | Both Heat Pump and Electric Re | 460 | 3 |  |  |  |  | False | Single-Speed | 120000 | 11650 | 10.3 | 8.9 |  | 10 | 113000 | 10356 | 3.2 | 3 | 60000 | 7998 | 2.2 | Federally-Regulated Commercial & Industrial Equipment | 01/18/2008 |  | 02/24/2011
Carrier Corp. | Carrier | 38AQ0345 | BWE090C-D | HRCU-A-CB, Split System: Heat | Heat Pump | 208 | 3 |  |  |  | No Match |  | No Match | 90000 | 36991 | 8.8 | 8.2 |  | 8.9 | 87000 | 8790 | 2.8 |  | 51000 | 7150 | 2.1 | Voluntarily Certified | 01/23/1988 |  | 03/08/1996
Goettl | American Best | ABHP 662AT-3 |  | HSP-A, Single-Package Heat Pum | Heat Pump | 230 | 3 |  |  |  | No Match |  | No Match | 66000 | 8000 | 8.3 | 8.2 |  |  | 66000 | 6670 |  |  | 35600 | 5795 |  | Non Federally-Regulated | 03/15/1989 |  | 10/10/1989
Carrier Corp. - Syracuse | Comfortmaker | RHS(181,183)(H,L,S)******** |  | HSP-A, Single-Package Heat Pum | Heat Pump | 230 | 3 | False |  |  |  | True | Single-Speed | 172000 | 15925 | 10.8 | 10.4 |  |  | 166000 | 14742 | 3.3 | 3.2 |  |  |  | Federally-Regulated Commercial & Industrial Equipment | 11/30/2011 |  | 12/12/2012
Carrier Corp. - Syracuse | Carrier | 50PQ0145 |  | HSP-A, Single-Package Heat Pum | Heat Pump | 208 | 3 |  |  |  | No Match |  | No Match | 145000 | 18100 | 8 | 8.2 |  |  | 143500 | 15200 |  |  | 81400 | 11700 |  | Non Federally-Regulated | 02/22/1990 |  | 07/31/1992
Carrier Corp. - Syracuse | Keeprite | RHH090(H,L,S)******** |  | HSP-A, Single-Package Heat Pum | Heat Pump | 230 | 3 | False |  |  |  | True | Single-Speed | 90000 | 7438 | 12.1 | 10.8 |  |  | 84000 | 7033 | 3.5 | 3.3 |  |  |  | Federally-Regulated Commercial & Industrial Equipment | 11/30/2011 |  | 12/12/2012
Carrier Corp. - Syracuse | ICP Commercial | RHS(240,243)(H,L,S)******TA |  | HSP-A, Single-Package Heat Pum | Heat Pump | 575 | 3 | False |  |  |  | True | Single-Speed | 232000 | 21886 | 10.6 | 10.4 |  |  | 220000 | 19538 | 3.3 | 3.2 |  |  |  | Federally-Regulated Commercial & Industrial Equipment | 12/12/2012 |  | 04/21/2014
Lennox Industries Inc. | Lennox | CHP11-1853-5G |  | HSP-A, Single-Package Heat Pum | Heat Pump | 460 | 3 |  |  |  | No Match |  | No Match | 180000 | 22000 | 8.2 |  |  |  | 174000 | 17810 |  |  | 90000 | 13880 |  | Non Federally-Regulated | 03/15/1989 |  | 10/10/1989
Rheem Sales Company, Inc. | Ruud | UPWA-150C | UHPA-150G5 | HRCU-A-CB, Split System: Heat | Heat Pump | 230 | 3 |  |  |  | No Match |  | No Match | 176400 | 22000 | 8 | 7.5 |  |  | 177800 | 19200 | 2.7 |  | 93800 | 17500 | 1.6 | Non Federally-Regulated | 01/05/1982 |  | 09/08/1982
Trane U.S. Inc. | Trane Unitary Products Group | WSC120E3*0A |  | HSP-A, Single-Package Heat Pum | Heat Pump | 208 | 3 |  |  |  |  | True | Single-Speed | 118000 | 10536 | 11.2 | 8.9 |  |  | 111000 | 9042 | 3.6 | 3 |  |  |  | Federally-Regulated Commercial & Industrial Equipment | 11/25/2009 |  | 01/09/2014
Rheem Sales Company, Inc. | Weatherking | PHC10T-4L |  | HSP-A, Single-Package Heat Pum | Heat Pump | 460 | 3 |  |  |  | No Match |  | No Match | 119000 | 13985 | 8.5 | 8.3 |  |  | 127000 | 12195 | 2.9 | 2.8 | 68000 | 9665 | 2 | Non Federally-Regulated | 09/17/1991 |  | 07/27/1992
Lennox Industries Inc. | Lennox | HP17-1353V-4Y | CB17-135V-1 | HRCU-A-CB, Split System: Heat | Heat Pump | 208 | 3 |  |  |  | No Match |  | No Match | 119000 | 14512 | 8.2 |  |  |  | 119000 | 11499 | 3 | 2.5 | 69000 | 9406 | 2.1 | Non Federally-Regulated | 10/20/1988 |  | 03/15/1989
Compu-Aire | Maxi-Kool | MKH-832 |  | HSP-A, Single-Package Heat Pum | Heat Pump | 208 | 3 |  |  |  | No Match |  | No Match | 89700 | 10060 | 8.9 | 8.9 |  |  | 91000 | 9010 | 3 | 3 | 54700 | 7280 | 2.2 | Non Federally-Regulated | 08/10/1992 |  | 02/24/1993
McQuay International | McQuay International | DPS012AHHE2*C-6 |  | HSP-A, Single-Package Heat Pum | Heat Pump | 208 | 3 | False |  |  |  | True | Variable-Speed | 144000 | 12203 | 11.8 | 10.4 |  |  | 135000 | 11810 | 3.4 | 3.2 |  |  |  | Federally-Regulated Commercial & Industrial Equipment | 08/28/2012 |  | 04/19/2013
Trane U.S. Inc. | Trane | TWA072A4 | BWE090C-F | HRCU-A-CB, Split System: Heat | Heat Pump | 460 | 3 |  |  |  | No Match |  | No Match | 70500 | 7880 | 8.9 |  |  | 10.1 | 67000 | 6250 | 3 | 2.5 | 36400 | 4710 | 2.3 | Non Federally-Regulated | 10/17/1988 |  | 02/22/1990
Lennox Industries Inc. | Lennox | HP17-1353V-3Y | CB17-135V-1 | HRCU-A-CB, Split System: Heat | Heat Pump | 230 | 3 |  |  |  | No Match |  | No Match | 119000 | 14512 | 8.2 | 8.2 |  |  | 119000 | 11626 |  |  | 69000 | 9406 |  | Non Federally-Regulated | 05/16/1984 |  | 06/11/1985
International Comfort Products | Airquest | NRHR10LP30B |  | HSP-A, Single-Package Heat Pum | Heat Pump | 460 | 3 |  |  |  | No Match |  | No Match | 120000 | 13483 | 8.9 | 8.9 |  | 10.3 | 126000 | 12309 | 3 | 3 | 67000 | 9350 | 2.1 | Federally-Regulated Commercial & Industrial Equipment | 12/14/1998 |  | 08/17/1999
Borg Warner | Luxaire | BAHT-T090A |  | HSP-A, Single-Package Heat Pum | Heat Pump | 230 | 3 |  |  |  | No Match |  | No Match | 93000 | 9660 | 8.5 | 8.2 |  |  | 101000 | 8300 | 3.6 |  | 63000 | 6562 | 2.8 | Non Federally-Regulated | 06/11/1985 |  | 05/11/1988
Rheem Sales Company, Inc. | Rheem | RPWB-075CAS* | RHPA-075Z | HRCU-A-CB, Split System: Heat | Heat Pump | 208 | 3 |  |  |  | No Match |  | No Match | 90000 | 11000 | 8.2 | 8.2 |  |  | 88000 | 8595 |  |  | 46000 | 6740 |  | Non Federally-Regulated | 03/15/1989 |  | 10/10/1989
York International | Fraser Johnston | BA-07C00*T/W/X***** |  | HSP-A, Single-Package Heat Pum | Heat Pump | 460 | 3 |  |  |  | No Match |  | No Match | 90000 | 8411 | 10.7 | 8.9 |  | 11 | 85000 | 7782 | 3.2 | 3 | 46000 | 6126 | 2.2 | Federally-Regulated Commercial & Industrial Equipment | 05/21/2002 |  | 07/18/2002
International Comfort Products | Airquest | NCHR10H001C | NEMR10M030A | HRCU-A-CB, Split System: Heat | Heat Pump | 208 | 3 |  |  |  | No Match |  | No Match | 122000 | 13555 | 9 | 8.9 |  |  | 123000 | 11628 | 3.1 | 3 | 68000 | 9490 | 2.1 | Federally-Regulated Commercial & Industrial Equipment | 02/03/1998 |  | 03/31/1998
Trane U.S. Inc. | Trane | WCH120B300B |  | HSP-A, Single-Package Heat Pum | Heat Pump | 230 | 3 |  |  |  | No Match |  | No Match | 124000 | 12920 | 9.6 | 8.9 |  |  | 110000 | 10740 | 3 | 3 | 59000 | 8640 | 2 | Non Federally-Regulated | 01/27/1992 |  | 07/02/1992
York International | Luxaire | BA-07C00*T/W/X***** |  | HSP-A, Single-Package Heat Pum | Heat Pump | 575 | 3 |  |  |  | No Match |  | No Match | 90000 | 8411 | 10.7 | 8.9 |  | 11 | 85000 | 7782 | 3.2 | 3 | 46000 | 6126 | 2.2 | Federally-Regulated Commercial & Industrial Equipment | 05/21/2002 |  | 07/18/2002
Carrier Corp. - Syracuse | Tempstar | RHH(120,121)(H,L,S)******TA |  | HSP-A, Single-Package Heat Pum | Heat Pump | 575 | 3 | False |  |  |  | True | Single-Speed | 119000 | 9674 | 12.3 | 10.8 |  |  | 116000 | 9713 | 3.5 | 3.3 |  |  |  | Federally-Regulated Commercial & Industrial Equipment | 12/12/2012 |  | 10/28/2014
Rheem Sales Company, Inc. | Rheem | RPWE-090C | RHGG-120Z | HRCU-A-CB, Split System: Heat | Heat Pump | 208 | 3 |  |  |  | No Match |  | No Match | 92000 | 8932 | 10.3 | 8.9 |  |  | 89000 | 8148 | 3.2 | 3 | 49000 | 6525 | 2.2 | Federally-Regulated Commercial & Industrial Equipment | 01/22/2003 |  | 01/18/2008
Carrier Corp. - Syracuse | Carrier Corp. | 50HCQ*12***(5,6,1)A* |  | HSP-A, Single-Package Heat Pum | Heat Pump | 460 | 3 | False |  |  |  | True | Single-Speed | 119000 | 9674 | 12.3 | 10.8 |  |  | 116000 | 9713 | 3.5 | 3.3 |  |  |  | Federally-Regulated Commercial & Industrial Equipment | 11/30/2011 |  | 12/12/2012
Carrier Corp. - Syracuse | Tempstar | RHS(120,121)(H,L,S)******** |  | HSP-A, Single-Package Heat Pum | Heat Pump | 575 | 3 | False |  |  |  | False | Single-Speed | 116000 | 10545 | 11 | 10.8 |  |  | 116000 | 9999 | 3.4 | 3.3 |  |  |  | Federally-Regulated Commercial & Industrial Equipment | 11/30/2011 |  | 12/12/2012
York International | York | BP150C00A2/4/5***** |  | HSP-A, Single-Package Heat Pum | Heat Pump | 208 | 3 |  |  |  | No Match |  | No Match | 144000 | 15483 | 9.3 | 8.5 |  | 11 | 142000 | 13421 | 3.1 | 2.9 | 91000 | 12696 | 2.1 | Federally-Regulated Commercial & Industrial Equipment | 02/05/2002 |  | 07/18/2002
Carrier Corp. | Day & Night | 548CEX120 |  | HSP-A, Single-Package Heat Pum | Heat Pump | 460 | 3 |  |  |  | No Match |  | No Match | 120000 | 13000 | 9.2 | 8.9 |  |  | 120000 | 10500 | 3.3 | 3 | 64000 | 8600 | 2.2 | Non Federally-Regulated | 06/30/1992 |  | 03/08/1996
Carrier Corp. - Syracuse | Heil | RHS150(H,L,S)******TA |  | HSP-A, Single-Package Heat Pum | Heat Pump | 460 | 3 | False |  |  |  | False | Single-Speed | 142000 | 13396 | 10.6 | 10.4 |  |  | 142000 | 13005 | 3.2 | 3.2 |  |  |  | Federally-Regulated Commercial & Industrial Equipment | 12/12/2012 |  | 10/28/2014
Borg Warner | Fraser Johnston | BAHT-T090A |  | HSP-A, Single-Package Heat Pum | Heat Pump | 230 | 3 |  |  |  | No Match |  | No Match | 93000 | 9660 | 8.5 | 8.2 |  |  | 101000 | 8300 | 3.6 |  | 63000 | 6562 | 2.8 | Non Federally-Regulated | 06/11/1985 |  | 05/11/1988
Carrier Corp. - Syracuse | Comfortmaker | RHH(120,121)(H,L,S)******TA |  | HSP-A, Single-Package Heat Pum | Heat Pump | 230 | 3 | False |  |  |  | True | Single-Speed | 119000 | 9674 | 12.3 | 10.8 |  |  | 116000 | 9713 | 3.5 | 3.3 |  |  |  | Federally-Regulated Commercial & Industrial Equipment | 12/12/2012 |  | 10/28/2014
McQuay International | McQuay International | DPS010AHHG2*C-6* |  | HSP-A, Single-Package Heat Pum | Heat Pump | 230 | 3 | False |  |  |  | True | Variable-Speed | 121000 | 10000 | 12.1 | 10.8 |  |  | 112000 | 9432 | 3.5 | 3.3 |  |  |  | Federally-Regulated Commercial & Industrial Equipment | 04/19/2013 |  | 01/09/2014
Rheem Sales Company, Inc. | Rheem | RPWC-100DAZ | RHGF-100Z | HRCU-A-CB, Split System: Heat | Heat Pump | 460 | 3 |  |  |  | No Match |  | No Match | 121000 | 12872 | 9.4 | 8.9 |  |  | 125000 | 11817 | 3.1 | 3 | 84000 | 11190 | 2.2 | Federally-Regulated Commercial & Industrial Equipment | 03/31/1998 |  | 05/09/1998
Trane U.S. Inc. | American Standard, Inc. | WCH120B40*E* |  | HSP-A, Single-Package Heat Pum | Heat Pump | 460 | 3 |  |  |  | No Match |  | No Match | 124000 | 12916 | 9.6 | 8.9 |  | 9.8 | 110000 | 10746 | 3 | 3 | 59000 | 8645 | 2 | Federally-Regulated Commercial & Industrial Equipment | 03/31/1998 |  | 05/09/1998
Trane U.S. Inc. | Trane | WCH120B30*E* |  | HSP-A, Single-Package Heat Pum | Heat Pump | 230 | 3 |  |  |  | No Match |  | No Match | 124000 | 12916 | 9.6 | 8.9 |  |  | 110000 | 10743 | 3 | 3 | 59000 | 8643 | 2 | Federally-Regulated Commercial & Industrial Equipment | 11/18/1999 |  | 04/13/2000
Coleman Air Conditioning Products | Coleman Air Conditioning Products | EABA-T/W090 | F*EH090 | HRCU-A-CB, Split System: Heat | Heat Pump | 208 | 3 |  |  |  | No Match |  | No Match | 89000 | 9468 | 9.4 | 8.9 |  |  | 81000 | 7910 | 3 | 3 | 53000 | 7394 | 2.1 | Federally-Regulated Commercial & Industrial Equipment | 05/23/2001 |  | 07/18/2002
Rheem Sales Company, Inc. | Square D | HCS015JAR1H | A02-84-OOL-015US1G | HRCU-A-CB, Split System: Heat | Heat Pump | 208 | 3 |  |  |  | No Match |  | No Match | 178000 | 21710 | 8.2 |  |  |  | 176000 | 17190 |  |  | 92000 | 13480 |  | Non Federally-Regulated | 08/29/1986 |  | 05/11/1988
Carrier Corp. - Syracuse | Carrier | 50TJQ01250/60 |  | HSP-A, Single-Package Heat Pum | Heat Pump | 460 | 3 |  |  |  | No Match |  | No Match | 112000 | 12444 | 9 | 8.9 |  | 9 | 105000 | 9926 | 3.1 | 3 | 53000 | 8726 | 1.8 | Federally-Regulated Commercial & Industrial Equipment | 12/14/1998 |  | 08/17/1999
Carrier Corp. - Syracuse | Carrier | 50RQ0086 |  | HSP-A, Single-Package Heat Pum | Heat Pump | 460 | 3 |  |  |  | No Match |  | No Match | 88000 | 11300 | 7.8 | 7.5 |  |  | 91000 | 9600 |  |  | 51000 | 7600 |  | Non Federally-Regulated | 01/05/1982 |  | 05/16/1984
GE Appliances, a Haier company | General Electric | BWC120F2 |  | HSP-A, Single-Package Heat Pum | Heat Pump | 200 | 3 |  |  |  | No Match |  | No Match | 116000 | 14900 | 7.8 | 7.5 |  |  | 116000 | 11800 |  |  | 58000 | 9300 |  | Non Federally-Regulated | 01/05/1982 |  | 09/03/2015
Carrier Corp. - Syracuse | Day & Night | 542DP090 |  | HSP-A, Single-Package Heat Pum | Heat Pump | 230 | 3 |  |  |  | No Match |  | No Match | 87000 | 10200 | 8.5 | 8.2 |  |  | 89000 | 8800 |  |  | 49000 | 7300 |  | Non Federally-Regulated | 08/29/1986 |  | 05/11/1988
Carrier Corp. - Syracuse | Carrier Corp. | 50TCQ*08***5A* |  | HSP-A, Single-Package Heat Pum | Heat Pump | 208 | 3 | False |  |  |  | False | Single-Speed | 87000 | 7767 | 11.2 | 10.8 |  |  | 86000 | 7413 | 3.4 | 3.3 |  |  |  | Federally-Regulated Commercial & Industrial Equipment | 03/02/2012 |  | 12/12/2012
Rheem Sales Company, Inc. | Rheem | RPWB-200CAS* | RHPA-200Z | HRCU-A-CB, Split System: Heat | Heat Pump | 208 | 3 |  |  |  | No Match |  | No Match | 234000 | 28540 | 8.2 |  |  |  | 234000 | 24490 |  |  | 119000 | 17430 |  | Non Federally-Regulated | 05/11/1988 |  | 10/10/1989
Carrier Corp. - Syracuse | Day & Night | RHS(240)(H,L,S)******AA |  | HSP-A, Single-Package Heat Pum | Heat Pump | 208 | 3 | False |  |  |  | True | Single-Speed | 232000 | 21886 | 10.6 | 10.4 |  |  | 220000 | 19538 | 3.3 | 3.2 |  |  |  | Federally-Regulated Commercial & Industrial Equipment | 10/28/2014 |  | 10/28/2014
McQuay International | McQuay International | DPS007AHHE4*C-3 |  | HSP-A, Single-Package Heat Pum | Heat Pump | 460 | 3 | False |  |  |  | True | Variable-Speed | 88000 | 7154 | 12.3 | 10.8 |  |  | 88000 | 6097 | 4.2 | 3.3 |  |  |  | Federally-Regulated Commercial & Industrial Equipment | 03/02/2012 |  | 08/28/2012
Carrier Corp. - Syracuse | Heil | RHS150(H,L,S)******** |  | HSP-A, Single-Package Heat Pum | Heat Pump | 575 | 3 | False |  |  |  | False | Single-Speed | 142000 | 13396 | 10.6 | 10.4 |  |  | 142000 | 13005 | 3.2 | 3.2 |  |  |  | Federally-Regulated Commercial & Industrial Equipment | 11/30/2011 |  | 12/12/2012
York International | Fraser Johnston | XA-06[C,E]***(T,W,X)***6 |  | HSP-A, Single-Package Heat Pum | Both Heat Pump and Electric Re | 460 | 3 | False |  |  |  | True | Single-Speed | 78000 | 6782 | 11.5 | 10.8 |  |  | 75000 | 6561 | 3.4 | 3.3 |  |  |  | Federally-Regulated Commercial & Industrial Equipment | 04/19/2013 |  | 01/09/2014
Trane U.S. Inc. | Trane | WCH240B30*E* |  | HSP-A, Single-Package Heat Pum | Heat Pump | 230 | 3 |  |  |  | No Match |  | No Match | 236000 | 27441 | 8.6 | 8.5 |  | 8.8 | 230000 | 21744 | 3.1 | 2.9 | 114000 | 16705 | 2 | Federally-Regulated Commercial & Industrial Equipment | 10/24/1997 |  | 03/31/1998
Carrier Corp. - Syracuse | Arcoaire | RHS150(H,L,S)******AA |  | HSP-A, Single-Package Heat Pum | Heat Pump | 575 | 3 | False |  |  |  | False | Single-Speed | 142000 | 13396 | 10.6 | 10.4 |  |  | 142000 | 13005 | 3.2 | 3.2 |  |  |  | Federally-Regulated Commercial & Industrial Equipment | 12/12/2012 |  | 10/28/2014
Rheem Sales Company, Inc. | Rheem | RJMB-A120C |  | HSP-A, Single-Package Heat Pum | Heat Pump | 208 | 3 |  |  |  | No Match |  | No Match | 120000 | 11881 | 10.1 | 8.9 |  | 11.2 | 109000 | 9980 | 3.2 | 3 | 65000 | 8656 | 2.2 | Federally-Regulated Commercial & Industrial Equipment | 07/31/2002 |  | 01/18/2008
Trane U.S. Inc. | American Standard, Inc. | WCD075C30*B* |  | HSP-A, Single-Package Heat Pum | Heat Pump | 208 | 3 |  |  |  | No Match |  | No Match | 71000 | 7977 | 8.9 | 8.9 |  |  | 71000 | 6934 | 3 | 3 | 35000 | 5127 | 2 | Federally-Regulated Commercial & Industrial Equipment | 05/22/2000 |  | 09/25/2002
Rheem Sales Company, Inc. | Square D | HCS010DAR1H | A08-65-00M-010US1G | HRCU-A-CB, Split System: Heat | Heat Pump | 460 | 3 |  |  |  | No Match |  | No Match | 118000 | 14390 | 8.2 | 8.2 |  |  | 118000 | 13350 | 2.6 |  | 60000 | 8790 | 2 | Non Federally-Regulated | 06/11/1985 |  | 08/29/1986
York International | Evcon | XA-12[C,E]***(T,W,X)* |  | HSP-A, Single-Package Heat Pum | Both Heat Pump and Electric Re | 575 | 3 |  |  |  |  | True | Single-Speed | 150000 | 13636 | 11 | 8.5 |  | 11.9 | 144000 | 13196 | 3.2 | 2.9 | 90000 | 11997 | 2.2 | Federally-Regulated Commercial & Industrial Equipment | 01/18/2008 |  | 01/24/2011
Trane U.S. Inc. | Trane | TWA240B300D* | TWE240B300C* | HRCU-A-CB, Split System: Heat | Heat Pump | 230 | 3 |  |  |  | No Match |  | No Match | 232000 | 24946 | 9.3 | 8.5 |  | 11.2 | 232000 | 22658 | 3 | 2.9 | 154000 | 19618 | 2.3 | Federally-Regulated Commercial & Industrial Equipment | 05/22/2000 |  | 09/21/2001
Trane U.S. Inc. | American Standard, Inc. | TWA240B300C*(P) | TWE240B300C* | HRCU-A-CB, Split System: Heat | Heat Pump | 230 | 3 |  |  |  | No Match |  | No Match | 234000 | 27529 | 8.5 | 8.5 |  | 9.1 | 232000 | 22658 | 3 | 2.9 | 0 | 0 | 0 | Federally-Regulated Commercial & Industrial Equipment | 10/06/1999 |  | 11/18/1999
Lennox Industries Inc. | Lennox | CHP11-1353-1Q |  | HSP-A, Single-Package Heat Pum | Heat Pump | 230 | 3 |  |  |  | No Match |  | No Match | 122000 | 15200 | 8 | 7.5 |  |  | 125000 | 12600 | 2.9 |  | 64000 | 10400 |  | Non Federally-Regulated | 09/08/1982 |  | 08/30/1983
Trane U.S. Inc. | Trane Unitary Products Group | WC(D,H)150EWA*B |  | HSP-A, Single-Package Heat Pum | Both Heat Pump and Electric Re | 230 | 3 | False |  |  |  | False | Single-Speed | 146000 | 13272 | 11 | 10.4 |  |  | 146000 | 13371 | 3.2 | 3.2 |  |  |  | Federally-Regulated Commercial & Industrial Equipment | 03/02/2012 |  | 08/28/2012
York International | Luxaire | BADF-(T/W)120N*** |  | HSP-A, Single-Package Heat Pum | Heat Pump | 230 | 3 |  |  |  | No Match |  | No Match | 118000 | 13111 | 9 | 8.9 |  |  | 116000 | 11329 | 3 | 3 | 70000 | 10254 | 2 | Federally-Regulated Commercial & Industrial Equipment | 05/22/2000 |  | 01/18/2008
Carrier Corp. - Syracuse | Day & Night | RHS(240)(H,L,S)******TA |  | HSP-A, Single-Package Heat Pum | Heat Pump | 460 | 3 | False |  |  |  | True | Single-Speed | 232000 | 21886 | 10.6 | 10.4 |  |  | 220000 | 19538 | 3.3 | 3.2 |  |  |  | Federally-Regulated Commercial & Industrial Equipment | 04/21/2014 |  | 10/28/2014
Carrier Corp. - Syracuse | Carrier | 50HJQ00750/60 |  | HSP-A, Single-Package Heat Pum | Heat Pump | 460 | 3 |  |  |  | No Match |  | No Match | 68000 | 7157 | 9.5 | 8.9 |  |  | 72000 | 6204 | 3.4 | 3 | 36000 | 5551 | 1.9 | Federally-Regulated Commercial & Industrial Equipment | 11/18/1999 |  | 04/13/2000
Carrier Corp. - Syracuse | Carrier | 50HJQ012--52/62 |  | HSP-A, Single-Package Heat Pum | Heat Pump | 208 | 3 |  |  |  | No Match |  | No Match | 115000 | 11386 | 10.1 | 8.9 |  | 10.4 | 110000 | 9766 | 3.3 | 3 | 58000 | 8944 | 1.9 | Federally-Regulated Commercial & Industrial Equipment | 07/31/2002 |  | 09/25/2002
Carrier Corp. - Syracuse | Comfortmaker | RHH072(H,L,S)******** |  | HSP-A, Single-Package Heat Pum | Heat Pump | 460 | 3 | False |  |  |  | True | Single-Speed | 72000 | 6000 | 12 | 10.8 |  |  | 70000 | 6033 | 3.4 | 3.3 |  |  |  | Federally-Regulated Commercial & Industrial Equipment | 10/28/2014 |  | 10/28/2014
Carrier Corp. - Syracuse | Comfortmaker | CHS121(H,L,S)A* | FHS120(M,S)**A0* | HRCU-A-CB, Split System: Heat | Heat Pump | 208 | 3 |  |  |  |  | True | Single-Speed | 112000 | 10181 | 11 | 10.8 |  |  | 106000 | 9413 | 3.3 | 3.3 |  |  |  | Federally-Regulated Commercial & Industrial Equipment | 07/18/2013 |  | 10/28/2014
Carrier Corp. - Syracuse | Day & Night | 542EP120000 |  | HSP-A, Single-Package Heat Pum | Heat Pump | 230 | 3 |  |  |  | No Match |  | No Match | 120000 | 14700 | 8.2 | 8.2 |  |  | 120000 | 12200 |  |  | 65000 | 9200 |  | Non Federally-Regulated | 06/11/1985 |  | 05/11/1988
Borg Warner | York | B1SP120A25 |  | HSP-A, Single-Package Heat Pum | Heat Pump | 208 | 3 |  |  |  | No Match |  | No Match | 121000 | 13050 | 8.2 | 8.2 |  |  | 126000 | 11250 | 3.3 |  | 76000 | 7980 | 2.8 | Non Federally-Regulated | 05/16/1984 |  | 06/11/1985
Trane U.S. Inc. | Trane | WCH240B30*E* |  | HSP-A, Single-Package Heat Pum | Heat Pump | 208 | 3 |  |  |  | No Match |  | No Match | 236000 | 27441 | 8.6 | 8.5 |  | 8.8 | 230000 | 21744 | 3.1 | 2.9 | 114000 | 16705 | 2 | Federally-Regulated Commercial & Industrial Equipment | 10/24/1997 |  | 03/31/1998
Trane U.S. Inc. | Trane | BWC090F3D |  | HSP-A, Single-Package Heat Pum | Heat Pump | 230 | 3 |  |  |  | No Match |  | No Match | 94000 | 10800 | 8.7 |  |  |  | 88000 | 9500 | 2.7 |  | 48000 | 7500 | 1.9 | Non Federally-Regulated | 05/11/1988 |  | 03/15/1989
McQuay International | McQuay International | DPS010AHHY2*C-6 |  | HSP-A, Single-Package Heat Pum | Heat Pump | 230 | 3 | False |  |  |  | True | Variable-Speed | 121000 | 9837 | 12.3 | 10.8 |  |  | 119000 | 8988 | 3.9 | 3.3 |  |  |  | Federally-Regulated Commercial & Industrial Equipment | 03/02/2012 |  | 08/28/2012
Carrier Corp. - Syracuse | Heil | RHS(120,121)(H,L,S)******** |  | HSP-A, Single-Package Heat Pum | Heat Pump | 230 | 3 | False |  |  |  | False | Single-Speed | 116000 | 10545 | 11 | 10.8 |  |  | 116000 | 9999 | 3.4 | 3.3 |  |  |  | Federally-Regulated Commercial & Industrial Equipment | 11/30/2011 |  | 12/12/2012
Carrier Corp. - Syracuse | Airquest | RHS072(H,L,S)******A |  | HSP-A, Single-Package Heat Pum | Both Heat Pump and Electric Re | 230 | 3 |  |  |  |  | False | Single-Speed | 70000 | 6306 | 11.1 | 8.9 |  |  | 67000 | 5954 | 3.3 | 3 |  |  |  | Federally-Regulated Commercial & Industrial Equipment | 07/16/2009 |  | 12/12/2012
Carrier Corp. - Syracuse | Heil | RHS072(H,L,S)******A |  | HSP-A, Single-Package Heat Pum | Both Heat Pump and Electric Re | 460 | 3 |  |  |  |  | False | Single-Speed | 70000 | 6306 | 11.1 | 8.9 |  |  | 67000 | 5954 | 3.3 | 3 |  |  |  | Federally-Regulated Commercial & Industrial Equipment | 07/16/2009 |  | 12/12/2012
McQuay International | McQuay International | DPS010AHHG2**-6 |  | HSP-A, Single-Package Heat Pum | Heat Pump | 208 | 3 | False |  |  |  | True | Variable-Speed | 121000 | 10000 | 12.1 | 10.8 |  |  | 112000 | 9432 | 3.5 | 3.3 |  |  |  | Federally-Regulated Commercial & Industrial Equipment | 08/28/2012 |  | 04/19/2013
Carrier Corp. - Syracuse | Carrier | 50RQ0085 |  | HSP-A, Single-Package Heat Pum | Heat Pump | 208 | 3 |  |  |  | No Match |  | No Match | 88000 | 11300 | 7.8 | 8.2 |  |  | 91000 | 9600 |  |  | 51000 | 7600 |  | Non Federally-Regulated | 06/11/1985 |  | 08/29/1986
Carrier Corp. - Syracuse | Arcoaire | RHS(120,121)(H,L,S)******TA |  | HSP-A, Single-Package Heat Pum | Heat Pump | 208 | 3 | False |  |  |  | False | Single-Speed | 116000 | 10545 | 11 | 10.8 |  |  | 116000 | 9999 | 3.4 | 3.3 |  |  |  | Federally-Regulated Commercial & Industrial Equipment | 12/12/2012 |  | 10/28/2014
Carrier Corp. - Syracuse | Keeprite | RHS102H******** |  | HSP-A, Single-Package Heat Pum | Heat Pump | 208 | 3 | False |  |  |  | False | Single-Speed | 98000 | 8750 | 11.2 | 10.8 |  |  | 94000 | 8348 | 3.3 | 3.3 |  |  |  | Federally-Regulated Commercial & Industrial Equipment | 11/30/2011 |  | 12/12/2012
Carrier Corp. - Syracuse | Comfortmaker | CHS072(H,L,S)A* | FHS072(M,S,K)A*A* | HRCU-A-CB, Split System: Heat | Heat Pump | 460 | 3 |  |  |  |  | True | Single-Speed | 70000 | 6363 | 11 | 10.8 |  |  | 66000 | 5861 | 3.3 | 3.3 |  |  |  | Federally-Regulated Commercial & Industrial Equipment | 03/10/2011 |  | 12/12/2012
Trane U.S. Inc. | American Standard, Inc. | TWA090A300B* | TWE090A300C* | HRCU-A-CB, Split System: Heat | Heat Pump | 230 | 3 |  |  |  | No Match |  | No Match | 90000 | 9183 | 9.8 | 8.9 |  |  | 85000 | 8301 | 3 | 3 | 45000 | 6278 | 2.1 | Federally-Regulated Commercial & Industrial Equipment | 11/18/1999 |  | 11/21/2000
Admiral | Admiral | DFH1845(M)-3C |  | HSP-A, Single-Package Heat Pum | Heat Pump | 208 | 3 |  |  |  | No Match |  | No Match | 161500 | 15940 | 10.1 |  |  |  | 145500 | 11985 | 3.5 |  | 79300 | 9531 | 2.4 | Federally-Regulated Commercial & Industrial Equipment | 02/05/1991 |  | 07/27/1992
Evcon Industries, Inc. | Evcon | EABA-T/W090 | F*EH090 | HRCU-A-CB, Split System: Heat | Heat Pump | 208 | 3 |  |  |  | No Match |  | No Match | 89000 | 9468 | 9.4 | 8.9 |  |  | 81000 | 7910 | 3 | 3 | 53000 | 7394 | 2.1 | Federally-Regulated Commercial & Industrial Equipment | 11/18/1999 |  | 05/23/2000
Carrier Corp. - Syracuse | Keeprite | CHS072(H,L,S)A* | FHS072(M,S,K)A*A* | HRCU-A-CB, Split System: Heat | Heat Pump | 208 | 3 |  |  |  |  | True | Single-Speed | 70000 | 6363 | 11 | 10.8 |  |  | 66000 | 5861 | 3.3 | 3.3 |  |  |  | Federally-Regulated Commercial & Industrial Equipment | 03/10/2011 |  | 12/12/2012
York International | York | E1CH090A25 | FZEH090A33 | HRCU-A-CB, Split System: Heat | Heat Pump | 208 | 3 |  |  |  | No Match |  | No Match | 91000 | 10705 | 8.5 | 8.2 |  |  | 101000 | 9250 | 3.2 |  | 58000 | 6799 | 2.5 | Non Federally-Regulated | 03/15/1989 |  | 10/10/1989
Carrier Corp. - Syracuse | Tempstar | RHH102(H,L,S)******AA |  | HSP-A, Single-Package Heat Pum | Heat Pump | 208 | 3 | False |  |  |  | True | Single-Speed | 100000 | 8333 | 12 | 10.8 |  |  | 100000 | 8619 | 3.4 | 3.3 |  |  |  | Federally-Regulated Commercial & Industrial Equipment | 12/12/2012 |  | 10/28/2014
York International | York | E1CH120A46 | F2EH120A33 | HRCU-A-CB, Split System: Heat | Heat Pump | 460 | 3 |  |  |  | No Match |  | No Match | 118000 | 14390 | 8.2 | 8.2 |  |  | 129000 | 12602 |  |  | 76000 | 9281 |  | Non Federally-Regulated | 03/15/1989 |  | 10/10/1989
York International | Luxaire | BA-A6[C,E]***(T,W,X)* |  | HSP-A, Single-Package Heat Pum | Both Heat Pump and Electric Re | 208 | 3 |  |  |  |  | True | Single-Speed | 68000 | 6667 | 10.2 | 8.9 |  | 0 | 69000 | 6323 | 3.2 | 3 | 43000 | 5732 | 2.2 | Federally-Regulated Commercial & Industrial Equipment | 01/18/2008 |  | 01/24/2011
Trane U.S. Inc. | Trane Unitary Products Group | WS(D,H)150E(3,4,W)R0****(6,7) |  | HSP-A, Single-Package Heat Pum | Heat Pump | 230 | 3 | False |  |  |  | False | Single-Speed | 146000 | 13773 | 10.6 | 10.4 |  |  | 136000 | 12455 | 3.2 | 3.2 |  |  |  | Federally-Regulated Commercial & Industrial Equipment | 12/12/2012 |  | 04/21/2014
Carrier Corp. - Syracuse | Airquest | RHH072(H,L,S)******** |  | HSP-A, Single-Package Heat Pum | Heat Pump | 208 | 3 | False |  |  |  | True | Single-Speed | 72000 | 6000 | 12 | 10.8 |  |  | 70000 | 6033 | 3.4 | 3.3 |  |  |  | Federally-Regulated Commercial & Industrial Equipment | 11/30/2011 |  | 10/28/2014
Carrier Corp. - Syracuse | Day & Night | CHS240(H,L,S)D* | FHS240(S,H,L)A*A* | HRCU-A-CB, Split System: Heat | Heat Pump | 460 | 3 |  |  |  |  | True | Single-Speed | 222000 | 20747 | 10.7 | 10.4 |  |  | 214000 | 17919 | 3.5 | 3.2 |  |  |  | Federally-Regulated Commercial & Industrial Equipment | 03/10/2011 |  | 12/12/2012
York International | Johnson Controls | J20PCC00A*(2,4,5)***** | J20NCC00*(5,6)****** | HRCU-A-CB, Split System: Heat | Heat Pump | 230 | 3 |  |  |  |  | True | Single-Speed | 238000 | 22453 | 10.6 | 8.5 |  |  | 216000 | 19195 | 3.3 | 2.9 |  |  |  | Federally-Regulated Commercial & Industrial Equipment | 07/16/2009 |  | 12/12/2012
Carrier Corp. - Syracuse | Arcoaire | RHS072(H,L,S)******A |  | HSP-A, Single-Package Heat Pum | Both Heat Pump and Electric Re | 208 | 3 |  |  |  |  | False | Single-Speed | 70000 | 6306 | 11.1 | 8.9 |  |  | 67000 | 5954 | 3.3 | 3 |  |  |  | Federally-Regulated Commercial & Industrial Equipment | 07/16/2009 |  | 12/12/2012
Carrier Corp. - Syracuse | Keeprite | RHS090(L,S)******TA |  | HSP-A, Single-Package Heat Pum | Heat Pump | 460 | 3 | False |  |  |  | False | Single-Speed | 88000 | 7857 | 11.2 | 10.8 |  |  | 86000 | 7413 | 3.4 | 3.3 |  |  |  | Federally-Regulated Commercial & Industrial Equipment | 10/28/2014 |  | 10/28/2014
Carrier Corp. - Syracuse | Tempstar | RHH072(H,L,S)0******A |  | HSP-A, Single-Package Heat Pum | Heat Pump | 575 | 3 | False |  |  |  | True | Single-Speed | 72000 | 6000 | 12 | 10.8 |  |  | 70000 | 6033 | 3.4 | 3.3 |  |  |  | Federally-Regulated Commercial & Industrial Equipment | 03/10/2011 |  | 04/19/2013
York International | York | B1CH240A/E***25/46 |  | HSP-A, Single-Package Heat Pum | Heat Pump | 460 | 3 |  |  |  | No Match |  | No Match | 222000 | 26117 | 8.5 | 8.5 |  | 8 | 226000 | 22078 | 3 | 2.9 | 120000 | 17584 | 2 | Federally-Regulated Commercial & Industrial Equipment | 12/01/1997 |  | 03/31/1998
Carrier Corp. - Syracuse | Keeprite | CHS240(H,L,S)D* | FHS240(S,H,L)A*A* | HRCU-A-CB, Split System: Heat | Heat Pump | 208 | 3 |  |  |  |  | True | Single-Speed | 222000 | 20747 | 10.7 | 10.4 |  |  | 214000 | 17919 | 3.5 | 3.2 |  |  |  | Federally-Regulated Commercial & Industrial Equipment | 03/10/2011 |  | 12/12/2012
Carrier Corp. - Syracuse | Airquest | CHS072(H,L,S)A* | FHS072(M,S,K)**A0* | HRCU-A-CB, Split System: Heat | Heat Pump | 460 | 3 |  |  |  |  | True | Single-Speed | 70000 | 6363 | 11 | 10.8 |  |  | 66000 | 5861 | 3.3 | 3.3 |  |  |  | Federally-Regulated Commercial & Industrial Equipment | 07/18/2013 |  | 10/28/2014
Carrier Corp. - Syracuse | Arcoaire | RHH072(H,L,S)0******A |  | HSP-A, Single-Package Heat Pum | Heat Pump | 575 | 3 | False |  |  |  | True | Single-Speed | 72000 | 6000 | 12 | 10.8 |  |  | 70000 | 6033 | 3.4 | 3.3 |  |  |  | Federally-Regulated Commercial & Industrial Equipment | 03/10/2011 |  | 04/19/2013
Rheem Sales Company, Inc. | Weatherking | WPWRC-100CA | WHGMF-100Z | HRCU-A-CB, Split System: Heat | Heat Pump | 208 | 3 |  |  |  | No Match |  | No Match | 122000 | 13562 | 9 | 8.9 |  |  | 123000 | 11541 | 3.1 | 3 | 68000 | 9360 | 2.1 | Non Federally-Regulated | 01/26/1993 |  | 09/02/1995
Carrier Corp. - Syracuse | Payne | 542EE120016 |  | HSP-A, Single-Package Heat Pum | Heat Pump | 460 | 3 |  |  |  | No Match |  | No Match | 120000 | 14700 | 8.2 | 8.2 |  |  | 120000 | 12200 |  |  | 65000 | 9200 |  | Non Federally-Regulated | 02/22/1990 |  | 07/31/1992
Carrier Corp. - Syracuse | Carrier | 50HJQ00850/60 |  | HSP-A, Single-Package Heat Pum | Heat Pump | 208 | 3 |  |  |  | No Match |  | No Match | 88000 | 8800 | 10 | 8.9 |  | 10.8 | 87000 | 7965 | 3.2 | 3 | 48000 | 7031 | 2 | Federally-Regulated Commercial & Industrial Equipment | 11/18/1999 |  | 04/13/2000
McQuay International | McQuay International | DPS012AHHE2*C-6 |  | HSP-A, Single-Package Heat Pum | Heat Pump | 230 | 3 | False |  |  |  | True | Variable-Speed | 144000 | 12203 | 11.8 | 10.4 |  |  | 140000 | 11429 | 3.6 | 3.2 |  |  |  | Federally-Regulated Commercial & Industrial Equipment | 03/02/2012 |  | 08/28/2012
BDP Co. | Day & Night | 541AP090 | 517A090 | HRCU-A-CB, Split System: Heat | Heat Pump | 208 | 3 |  |  |  | No Match |  | No Match | 88000 | 10700 | 8.2 | 8.2 |  |  | 87000 | 9800 |  |  | 47000 | 7300 | 1.9 | Non Federally-Regulated | 05/16/1984 |  | 06/11/1985
York International | York | B1HN090N13046 |  | HSP-A, Single-Package Heat Pum | Heat Pump | 460 | 3 |  |  |  | No Match |  | No Match | 87000 | 9667 | 9 | 8.9 |  |  | 89000 | 8692 | 3 | 3 | 49000 | 7178 | 2 | Non Federally-Regulated | 02/17/1993 |  | 09/02/1995
Carrier Corp. - Syracuse | Arcoaire | RHS072(H,L,S)******** |  | HSP-A, Single-Package Heat Pum | Heat Pump | 230 | 3 | False |  |  |  | False | Single-Speed | 70000 | 6306 | 11.1 | 10.8 |  |  | 67000 | 5950 | 3.3 | 3.3 |  |  |  | Federally-Regulated Commercial & Industrial Equipment | 10/28/2014 |  | 10/28/2014
Inter-City Products Corp. | Airquest | PH*120N2HA |  | HSP-A, Single-Package Heat Pum | Heat Pump | 208 | 3 |  |  |  | No Match |  | No Match | 123000 | 13516 | 9.1 | 8.9 |  | 9.5 | 123000 | 11628 | 3.1 | 3 | 71000 | 10404 | 2 | Federally-Regulated Commercial & Industrial Equipment | 06/11/1997 |  | 09/02/1997
Carrier Corp. - Syracuse | Carrier | 50EWQ02451/61 |  | HSP-A, Single-Package Heat Pum | Heat Pump | 460 | 3 |  |  |  | No Match |  | No Match | 230000 | 23469 | 9.8 | 8.5 |  | 10 | 228000 | 20249 | 3.3 | 2.9 | 116000 | 16998 | 2 | Federally-Regulated Commercial & Industrial Equipment | 12/14/1998 |  | 11/18/1999
Trane U.S. Inc. | Trane | WCD120B400B |  | HSP-A, Single-Package Heat Pum | Heat Pump | 460 | 3 |  |  |  | No Match |  | No Match | 117000 | 12720 | 9.2 | 8.9 |  |  | 119000 | 11460 | 3 | 3 | 61000 | 8840 | 2 | Non Federally-Regulated | 01/27/1992 |  | 07/02/1992
Trane U.S. Inc. | Trane | WCD120B40*B* |  | HSP-A, Single-Package Heat Pum | Heat Pump | 460 | 3 |  |  |  | No Match |  | No Match | 117000 | 12720 | 9.2 | 8.9 |  | 9.2 | 119000 | 11460 | 3 | 3 | 61000 | 8840 | 2 | Non Federally-Regulated | 04/14/1993 |  | 09/02/1995
Trane U.S. Inc. | Trane Unitary Products Group | WC(D,H)150E3A*B |  | HSP-A, Single-Package Heat Pum | Both Heat Pump and Electric Re | 460 | 3 | False |  |  |  | False | Single-Speed | 146000 | 13272 | 11 | 10.4 |  |  | 146000 | 13371 | 3.2 | 3.2 |  |  |  | Federally-Regulated Commercial & Industrial Equipment | 03/02/2012 |  | 08/28/2012
Carrier Corp. - Syracuse | Carrier | 38AQ0245*0245*0165 | 40RR054 | HRCU-A-CB, Split System: Heat | Heat Pump | 208 | 3 |  |  |  | No Match |  | No Match | 568915 | 72014 | 7.9 |  |  |  | 596000 | 69830 |  |  | 323000 | 52561 |  | Non Federally-Regulated | 02/22/1990 |  | 07/31/1992
Carrier Corp. - Syracuse | ICP Commercial | RHH102(H,L,S)******TA |  | HSP-A, Single-Package Heat Pum | Heat Pump | 230 | 3 | False |  |  |  | True | Single-Speed | 100000 | 8333 | 12 | 10.8 |  |  | 100000 | 8619 | 3.4 | 3.3 |  |  |  | Federally-Regulated Commercial & Industrial Equipment | 10/28/2014 |  | 10/28/2014
Rheem Sales Company, Inc. | Ruud | UPDB-075D* |  | HSP-A, Single-Package Heat Pum | Heat Pump | 460 | 3 |  |  |  | No Match |  | No Match | 88000 | 10700 | 8.2 | 8.2 |  |  | 88000 | 8590 |  |  | 46000 | 6730 |  | Non Federally-Regulated | 03/15/1989 |  | 10/10/1989
International Comfort Products | Kenmore | PH*120N2HA* |  | HSP-A, Single-Package Heat Pum | Heat Pump | 230 | 3 |  |  |  | No Match |  | No Match | 123000 | 13516 | 9.1 | 8.9 |  | 9.5 | 123000 | 11625 | 3.1 | 3 | 71000 | 10401 | 2 | Federally-Regulated Commercial & Industrial Equipment | 11/18/1999 |  | 04/13/2000
Rheem Sales Company, Inc. | Weatherking | RHB7.5T-4 | AH7.5T3/4K | HRCU-A-CB, Split System: Heat | Heat Pump | 460 | 3 |  |  |  | No Match |  | No Match | 90000 | 11000 | 8.2 | 8.2 |  |  | 88000 | 8595 |  |  | 46000 | 6740 |  | Non Federally-Regulated | 02/22/1990 |  | 09/17/1991
Carrier Corp. - Syracuse | Heil | CHS240(H,L,S)D* | FHS240(S,H,L)A*A* | HRCU-A-CB, Split System: Heat | Heat Pump | 575 | 3 |  |  |  |  | True | Single-Speed | 222000 | 20747 | 10.7 | 10.4 |  |  | 214000 | 17919 | 3.5 | 3.2 |  |  |  | Federally-Regulated Commercial & Industrial Equipment | 03/10/2011 |  | 12/12/2012
Carrier Corp. - Syracuse | Airquest | RHS(240)(H,L,S)******AA |  | HSP-A, Single-Package Heat Pum | Heat Pump | 208 | 3 | False |  |  |  | True | Single-Speed | 232000 | 21886 | 10.6 | 10.4 |  |  | 220000 | 19538 | 3.3 | 3.2 |  |  |  | Federally-Regulated Commercial & Industrial Equipment | 10/28/2014 |  | 10/28/2014
Carrier Corp. - Syracuse | Day & Night | CHS180(H,L,S)D* | FHS180(M,S,H,L)A*A* | HRCU-A-CB, Split System: Heat | Heat Pump | 575 | 3 |  |  |  |  | True | Single-Speed | 178000 | 16792 | 10.6 | 10.4 |  |  | 178000 | 15343 | 3.4 | 3.2 |  |  |  | Federally-Regulated Commercial & Industrial Equipment | 03/10/2011 |  | 12/12/2012
Carrier Corp. - Syracuse | Day & Night | CHS240(H,L,S)D* | FHS240(S,H,L)A*A* | HRCU-A-CB, Split System: Heat | Heat Pump | 208 | 3 |  |  |  |  | True | Single-Speed | 222000 | 20747 | 10.7 | 10.4 |  |  | 214000 | 17919 | 3.5 | 3.2 |  |  |  | Federally-Regulated Commercial & Industrial Equipment | 03/10/2011 |  | 12/12/2012
Carrier Corp. - Syracuse | Bryant Heating & Cooling Systems | 548J(P,E,T)14*********(A,B)A |  | HSP-A, Single-Package Heat Pum | Heat Pump | 230 | 3 | False |  |  |  | False | Single-Speed | 142000 | 13396 | 10.6 | 10.4 |  |  | 142000 | 13005 | 3.2 | 3.2 |  |  |  | Federally-Regulated Commercial & Industrial Equipment | 10/28/2014 |  | 04/21/2015
York International | Evcon | ECSE-T/W090 | FCHP-S090 | HRCU-A-CB, Split System: Heat | Heat Pump | 208 | 3 |  |  |  | No Match |  | No Match | 83000 | 9222 | 9 | 8.9 |  |  | 78000 | 7617 | 3 | 3 | 51000 | 6496 | 2.3 | Federally-Regulated Commercial & Industrial Equipment | 11/21/2001 |  | 07/18/2002
McQuay International | McQuay International | DPS007AHHY2**-4 |  | HSP-A, Single-Package Heat Pum | Heat Pump | 230 | 3 | False |  |  |  | True | Variable-Speed | 89000 | 7120 | 12.5 | 10.8 |  |  | 79000 | 6223 | 3.7 | 3.3 |  |  |  | Federally-Regulated Commercial & Industrial Equipment | 08/28/2012 |  | 04/19/2013
Carrier Corp. - Syracuse | Keeprite | CHS240(H,L,S)D* | FHS240(S,H,L)A*A* | HRCU-A-CB, Split System: Heat | Heat Pump | 230 | 3 |  |  |  |  | True | Single-Speed | 222000 | 20747 | 10.7 | 10.4 |  |  | 214000 | 17919 | 3.5 | 3.2 |  |  |  | Federally-Regulated Commercial & Industrial Equipment | 03/10/2011 |  | 12/12/2012
Carrier Corp. - Syracuse | Carrier | 50TFQ01250/60 |  | HSP-A, Single-Package Heat Pum | Heat Pump | 208 | 3 |  |  |  | No Match |  | No Match | 112000 | 12444 | 9 | 8.9 |  | 9 | 105000 | 9924 | 3.1 | 3 | 53000 | 9134 | 1.7 | Federally-Regulated Commercial & Industrial Equipment | 09/21/2000 |  | 07/18/2002
Rheem Sales Company, Inc. | Tempstar | NCHR91L001C | NEMR10M030A | HRCU-A-CB, Split System: Heat | Heat Pump | 460 | 3 |  |  |  | No Match |  | No Match | 92000 | 9570 | 9.6 | 8.9 |  |  | 88000 | 8000 | 3.2 | 3 | 48000 | 6750 | 2.1 | Non Federally-Regulated | 03/22/1993 |  | 09/02/1995
York International | Fraser Johnston | ECSE-T/W090 | FCHP-S090 | HRCU-A-CB, Split System: Heat | Heat Pump | 230 | 3 |  |  |  | No Match |  | No Match | 83000 | 9222 | 9 | 8.9 |  |  | 78000 | 7617 | 3 | 3 | 51000 | 6496 | 2.3 | Federally-Regulated Commercial & Industrial Equipment | 02/05/2002 |  | 07/18/2002
Trane U.S. Inc. | American Standard, Inc. | WCH240A300A |  | HSP-A, Single-Package Heat Pum | Heat Pump | 230 | 3 |  |  |  | No Match |  | No Match | 236000 | 27760 | 8.5 |  |  |  | 230000 | 22450 | 3 |  | 114000 | 17570 | 1.9 | Non Federally-Regulated | 07/31/1992 |  | 03/31/1998
Goettl | Goettl | HP901B |  | HSP-A, Single-Package Heat Pum | Heat Pump | 230 | 1 |  |  |  | No Match |  | No Match | 94000 | 11320 | 8.3 | 8.3 |  |  | 96000 | 10420 | 2.7 | 2.8 | 50000 | 8140 | 1.8 | Non Federally-Regulated | 03/05/1991 |  | 07/27/1992
York International | York | XP150[C,E]***(2,4,5)***6 |  | HSP-A, Single-Package Heat Pum | Both Heat Pump and Electric Re | 460 | 3 | False |  |  |  | True | Single-Speed | 150000 | 13636 | 11 | 10.4 |  |  | 135000 | 12364 | 3.2 | 3.2 |  |  |  | Federally-Regulated Commercial & Industrial Equipment | 01/09/2014 |  | 01/05/2015
Carrier Corp. - Syracuse | ICP Commercial | RHS(240)(H,L,S)******TA |  | HSP-A, Single-Package Heat Pum | Heat Pump | 208 | 3 | False |  |  |  | True | Single-Speed | 232000 | 21886 | 10.6 | 10.4 |  |  | 220000 | 19538 | 3.3 | 3.2 |  |  |  | Federally-Regulated Commercial & Industrial Equipment | 10/28/2014 |  | 10/28/2014
Carrier Corp. - Syracuse | Keeprite | RHH090(H,L,S)******TA |  | HSP-A, Single-Package Heat Pum | Heat Pump | 460 | 3 | False |  |  |  | True | Single-Speed | 90000 | 7438 | 12.1 | 10.8 |  |  | 84000 | 7033 | 3.5 | 3.3 |  |  |  | Federally-Regulated Commercial & Industrial Equipment | 10/28/2014 |  | 10/28/2014
Trane U.S. Inc. | American Standard, Inc. | WCD180B30*E* |  | HSP-A, Single-Package Heat Pum | Heat Pump | 230 | 3 |  |  |  | No Match |  | No Match | 174000 | 19333 | 9 | 8.5 |  | 9.3 | 160000 | 15631 | 3 | 2.9 | 84000 | 11723 | 2.1 | Federally-Regulated Commercial & Industrial Equipment | 10/24/1997 |  | 03/31/1998
Goettl | Goettl | HP662A-4 |  | HSP-A, Single-Package Heat Pum | Heat Pump | 460 | 3 |  |  |  | No Match |  | No Match | 67000 | 7065 | 9.5 | 8.9 |  |  | 67000 | 6500 | 3 | 3 | 35600 | 5110 | 2 | Federally-Regulated Commercial & Industrial Equipment | 07/24/1995 |  | 09/02/1995
Carrier Corp. - Syracuse | Day & Night | 542EP120 |  | HSP-A, Single-Package Heat Pum | Heat Pump | 208 | 3 |  |  |  | No Match |  | No Match | 119000 | 14600 | 8.2 | 8.2 |  |  | 119000 | 12300 |  |  | 64000 | 9200 |  | Non Federally-Regulated | 02/22/1990 |  | 07/31/1992
York International | Fraser Johnston | ECSE-T,W090 | FCHP-S090 | HRCU-A-CB, Split System: Heat | Heat Pump | 230 | 3 |  |  |  |  | True | Single-Speed | 83000 | 9222 | 9 | 8.9 |  | 0 | 78000 | 7625 | 3 | 3 | 51000 | 6503 | 2.3 | Federally-Regulated Commercial & Industrial Equipment | 01/18/2008 |  | 02/24/2011
Rheem Sales Company, Inc. | Century | HR075-3SZ | AHH100-Z | HRCU-A-CB, Split System: Heat | Heat Pump | 208 | 3 |  |  |  | No Match |  | No Match | 92000 | 9583 | 9.6 | 8.9 |  |  | 88000 | 8059 | 3.2 | 3 | 48000 | 6699 | 2.1 | Federally-Regulated Commercial & Industrial Equipment | 12/14/1998 |  | 08/18/1999
Carrier Corp. - Syracuse | Airquest | RHS150(H,L,S)******** |  | HSP-A, Single-Package Heat Pum | Heat Pump | 230 | 3 | False |  |  |  | False | Single-Speed | 142000 | 13396 | 10.6 | 10.4 |  |  | 142000 | 13005 | 3.2 | 3.2 |  |  |  | Federally-Regulated Commercial & Industrial Equipment | 11/30/2011 |  | 12/12/2012
Carrier Corp. - Syracuse | Airquest | RHH090(H,L,S)******AA |  | HSP-A, Single-Package Heat Pum | Heat Pump | 575 | 3 | False |  |  |  | True | Single-Speed | 90000 | 7438 | 12.1 | 10.8 |  |  | 84000 | 7033 | 3.5 | 3.3 |  |  |  | Federally-Regulated Commercial & Industrial Equipment | 10/28/2014 |  | 10/28/2014
Trane U.S. Inc. | Trane | WCD090A300A |  | HSP-A, Single-Package Heat Pum | Heat Pump | 230 | 3 |  |  |  | No Match |  | No Match | 85000 | 10240 | 8.3 |  |  |  | 82000 | 8580 | 2.8 | 2.5 | 39000 | 6010 | 1.9 | Non Federally-Regulated | 08/23/1988 |  | 02/22/1990
Carrier Corp. - Syracuse | Day & Night | CHS121(H,L,S)A* | FHS120(M,S)**A0* | HRCU-A-CB, Split System: Heat | Heat Pump | 575 | 3 |  |  |  |  | True | Single-Speed | 112000 | 10181 | 11 | 10.8 |  |  | 106000 | 9413 | 3.3 | 3.3 |  |  |  | Federally-Regulated Commercial & Industrial Equipment | 07/18/2013 |  | 10/28/2014
York International | Luxaire | BACB-(T/W/X)240(A/E) |  | HSP-A, Single-Package Heat Pum | Heat Pump | 230 | 3 |  |  |  | No Match |  | No Match | 222000 | 26117 | 8.5 | 8.5 |  | 8 | 226000 | 22078 | 3 | 2.9 | 120000 | 17584 | 2 | Federally-Regulated Commercial & Industrial Equipment | 10/02/1998 |  | 08/19/1999
Carrier Corp. - Syracuse | Tempstar | RHS(240,243)(H,L,S)******AA |  | HSP-A, Single-Package Heat Pum | Heat Pump | 208 | 3 | False |  |  |  | True | Single-Speed | 232000 | 21886 | 10.6 | 10.4 |  |  | 220000 | 19538 | 3.3 | 3.2 |  |  |  | Federally-Regulated Commercial & Industrial Equipment | 12/12/2012 |  | 04/21/2014
Rheem Sales Company, Inc. | Heat Controller | HR100-4SZ | AHH100-Z | HRCU-A-CB, Split System: Heat | Heat Pump | 460 | 3 |  |  |  | No Match |  | No Match | 121000 | 12872 | 9.4 | 8.9 |  |  | 125000 | 11817 | 3.1 | 3 | 84000 | 11190 | 2.2 | Federally-Regulated Commercial & Industrial Equipment | 02/03/1998 |  | 03/31/1998
Trane U.S. Inc. | American Standard, Inc. | WS(D,H)150E(3,4,W)R(G,N,P,R)****(6,7) |  | HSP-A, Single-Package Heat Pum | Both Heat Pump and Electric Re | 575 | 3 | False |  |  |  | False | Single-Speed | 146000 | 13773 | 10.6 | 10.4 |  |  | 136000 | 12455 | 3.2 | 3.2 |  |  |  | Federally-Regulated Commercial & Industrial Equipment | 12/12/2012 |  | 04/21/2014
Rheem Sales Company, Inc. | Weatherking | PHC7.5T-3 |  | HSP-A, Single-Package Heat Pum | Heat Pump | 208 | 3 |  |  |  | No Match |  | No Match | 93000 | 10333 | 9 | 8.9 |  | 9.9 | 93000 | 9085 | 3 | 3 | 51000 | 7117 | 2.1 | Federally-Regulated Commercial & Industrial Equipment | 03/31/1998 |  | 05/09/1998
Carrier Corp. - Syracuse | Arcoaire | RHS072(H,L,S)******** |  | HSP-A, Single-Package Heat Pum | Heat Pump | 575 | 3 | False |  |  |  | False | Single-Speed | 70000 | 6306 | 11.1 | 10.8 |  |  | 67000 | 5950 | 3.3 | 3.3 |  |  |  | Federally-Regulated Commercial & Industrial Equipment | 11/30/2011 |  | 10/28/2014
International Comfort Products | Comfortmaker | RYMA75F**** |  | HSP-A, Single-Package Heat Pum | Heat Pump | 460 | 3 |  |  |  | No Match |  | No Match | 91000 | 9784 | 9.3 | 8.9 |  | 10.4 | 90000 | 8508 | 3.1 | 3 | 48000 | 6862 | 2.1 | Federally-Regulated Commercial & Industrial Equipment | 02/03/1998 |  | 03/31/1998
Carrier Corp. - Syracuse | Arcoaire | RHS090(L,S)******AA |  | HSP-A, Single-Package Heat Pum | Heat Pump | 460 | 3 | False |  |  |  | False | Single-Speed | 88000 | 7857 | 11.2 | 10.8 |  |  | 86000 | 7413 | 3.4 | 3.3 |  |  |  | Federally-Regulated Commercial & Industrial Equipment | 12/12/2012 |  | 10/28/2014
Carrier Corp. - Syracuse | Tempstar | RHH090(H,L,S)******TA |  | HSP-A, Single-Package Heat Pum | Heat Pump | 575 | 3 | False |  |  |  | True | Single-Speed | 90000 | 7438 | 12.1 | 10.8 |  |  | 84000 | 7033 | 3.5 | 3.3 |  |  |  | Federally-Regulated Commercial & Industrial Equipment | 12/12/2012 |  | 10/28/2014
Trane U.S. Inc. | Trane | BWC120C3-G |  | HSP-A, Single-Package Heat Pum | Heat Pump | 230 | 3 |  |  |  | No Match |  | No Match | 118000 | 14300 | 8.3 | 8.2 |  |  | 118000 | 11900 |  |  | 62500 | 8750 |  | Non Federally-Regulated | 08/29/1986 |  | 05/11/1988
GE Appliances, a Haier company | General Electric | BWC120C4 |  | HSP-A, Single-Package Heat Pum | Heat Pump | 460 | 3 |  |  |  | No Match |  | No Match | 117000 | 14600 | 8 | 7.5 |  |  | 112000 | 12000 | 2.7 |  | 58000 | 9300 | 1.8 | Non Federally-Regulated | 09/08/1982 |  | 09/03/2015
BDP Co. | Payne | 542DE090 |  | HSP-A, Single-Package Heat Pum | Heat Pump | 460 | 3 |  |  |  | No Match |  | No Match | 87000 | 10200 | 8.5 | 8.2 |  |  | 89000 | 8800 |  |  | 49000 | 7300 |  | Non Federally-Regulated | 05/16/1984 |  | 06/11/1985
Carrier Corp. - Syracuse | Heil | RHS090(L,S)******AA |  | HSP-A, Single-Package Heat Pum | Heat Pump | 460 | 3 | False |  |  |  | False | Single-Speed | 88000 | 7857 | 11.2 | 10.8 |  |  | 86000 | 7413 | 3.4 | 3.3 |  |  |  | Federally-Regulated Commercial & Industrial Equipment | 12/12/2012 |  | 10/28/2014
Rheem Sales Company, Inc. | Weatherking | PHC-101D |  | HSP-A, Single-Package Heat Pum | Heat Pump | 460 | 3 |  |  |  | No Match |  | No Match | 120000 | 13483 | 8.9 | 8.9 |  | 10.3 | 126000 | 12309 | 3 | 3 | 67000 | 9350 | 2.1 | Federally-Regulated Commercial & Industrial Equipment | 03/31/1998 |  | 05/09/1998
Rheem Sales Company, Inc. | Rheem | RPWA-200DAS | RHPA-200G5 | HRCU-A-CB, Split System: Heat | Heat Pump | 460 | 3 |  |  |  | No Match |  | No Match | 237000 | 29300 | 8.1 | 7.5 |  |  | 230250 | 24085 |  |  | 141700 | 21850 |  | Non Federally-Regulated | 08/30/1983 |  | 05/16/1984
Carrier Corp. - Syracuse | Carrier Corp. | 50HCQ*08***(5,6,1)A* |  | HSP-A, Single-Package Heat Pum | Heat Pump | 208 | 3 | False |  |  |  | True | Single-Speed | 90000 | 7438 | 12.1 | 10.8 |  |  | 84000 | 7033 | 3.5 | 3.3 |  |  |  | Federally-Regulated Commercial & Industrial Equipment | 11/30/2011 |  | 12/12/2012
Carrier Corp. - Syracuse | Day & Night | 542JP/EX180 |  | HSP-A, Single-Package Heat Pum | Heat Pump | 208 | 3 |  |  |  | No Match |  | No Match | 172000 | 18494 | 9.3 | 8.5 |  | 9.7 | 172000 | 15275 | 3.3 | 2.9 | 94000 | 12522 | 2.2 | Federally-Regulated Commercial & Industrial Equipment | 03/31/1998 |  | 05/09/1998
Carrier Corp. - Syracuse | Airquest | RHH090(H,L,S)******AA |  | HSP-A, Single-Package Heat Pum | Heat Pump | 460 | 3 | False |  |  |  | True | Single-Speed | 90000 | 7438 | 12.1 | 10.8 |  |  | 84000 | 7033 | 3.5 | 3.3 |  |  |  | Federally-Regulated Commercial & Industrial Equipment | 12/12/2012 |  | 10/28/2014
York International | Evcon | XA-06[C,E]***(T,W,X)***6 |  | HSP-A, Single-Package Heat Pum | Both Heat Pump and Electric Re | 460 | 3 | False |  |  |  | True | Single-Speed | 78000 | 6782 | 11.5 | 10.8 |  |  | 75000 | 6561 | 3.4 | 3.3 |  |  |  | Federally-Regulated Commercial & Industrial Equipment | 04/19/2013 |  | 01/09/2014
Carrier Corp. - Syracuse | Keeprite | RHS(243)(H,L,S)******AA |  | HSP-A, Single-Package Heat Pum | Heat Pump | 460 | 3 | False |  |  |  | True | Single-Speed | 232000 | 21886 | 10.6 | 10.4 |  |  | 220000 | 19538 | 3.3 | 3.2 |  |  |  | Federally-Regulated Commercial & Industrial Equipment | 04/21/2014 |  | 10/28/2014
Carrier Corp. - Syracuse | Airquest | RHS(181,183)(H,L,S)******AC |  | HSP-A, Single-Package Heat Pum | Heat Pump | 575 | 3 | False |  |  |  | True | Single-Speed | 172000 | 15925 | 10.8 | 10.4 |  |  | 220000 | 19538 | 3.3 | 3.2 |  |  |  | Federally-Regulated Commercial & Industrial Equipment | 01/09/2014 |  | 10/28/2014
Carrier Corp. - Syracuse | Keeprite | RHS(120,121)(H,L,S)******AA |  | HSP-A, Single-Package Heat Pum | Heat Pump | 230 | 3 | False |  |  |  | False | Single-Speed | 116000 | 10545 | 11 | 10.8 |  |  | 116000 | 9999 | 3.4 | 3.3 |  |  |  | Federally-Regulated Commercial & Industrial Equipment | 12/12/2012 |  | 10/28/2014
McQuay International | McQuay International | DPS006AHHY2*C-6 |  | HSP-A, Single-Package Heat Pum | Heat Pump | 230 | 3 | False |  |  |  | True | Variable-Speed | 70000 | 6034 | 11.6 | 10.8 |  |  | 72000 | 5096 | 4.1 | 3.3 |  |  |  | Federally-Regulated Commercial & Industrial Equipment | 03/02/2012 |  | 08/28/2012
International Comfort Products | Airquest | PH*090N2LA* |  | HSP-A, Single-Package Heat Pum | Heat Pump | 460 | 3 |  |  |  | No Match |  | No Match | 91000 | 9784 | 9.3 | 8.9 |  | 10.4 | 90000 | 8506 | 3.1 | 3 | 48000 | 7031 | 2 | Federally-Regulated Commercial & Industrial Equipment | 11/18/1999 |  | 04/13/2000
Carrier Corp. | Carrier | 50EQ0246 |  | HSP-A, Single-Package Heat Pum | Heat Pump | 460 | 3 |  |  |  | No Match |  | No Match | 224000 | 27100 | 8.3 |  |  |  | 240000 | 23000 | 3 | 2.5 | 134500 | 19000 | 2.1 | Non Federally-Regulated | 01/23/1988 |  | 07/27/1992
York International | Luxaire | XA-08[C,E]***(T,W,X)* |  | HSP-A, Single-Package Heat Pum | Both Heat Pump and Electric Re | 230 | 3 |  |  |  |  | True | Single-Speed | 100000 | 9091 | 11 | 8.9 |  | 12.4 | 94000 | 7876 | 3.5 | 3 | 57000 | 7268 | 2.3 | Federally-Regulated Commercial & Industrial Equipment | 01/18/2008 |  | 01/09/2014
Carrier Corp. - Syracuse | ICP Commercial | RHS(240)(H,L,S)******AA |  | HSP-A, Single-Package Heat Pum | Heat Pump | 575 | 3 | False |  |  |  | True | Single-Speed | 232000 | 21886 | 10.6 | 10.4 |  |  | 220000 | 19538 | 3.3 | 3.2 |  |  |  | Federally-Regulated Commercial & Industrial Equipment | 04/21/2014 |  | 10/28/2014
International Comfort Products | Airquest | PH*120N2HA |  | HSP-A, Single-Package Heat Pum | Heat Pump | 208 | 3 |  |  |  | No Match |  | No Match | 123000 | 13516 | 9.1 | 8.9 |  | 9.5 | 123000 | 11628 | 3.1 | 3 | 71000 | 10404 | 2 | Federally-Regulated Commercial & Industrial Equipment | 03/31/1998 |  | 05/09/1998
Borg Warner | Moncrief | EAHP-T120A | FBHP-S120A | HRCU-A-CB, Split System: Heat | Heat Pump | 230 | 3 |  |  |  | No Match |  | No Match | 119000 | 13140 | 8.2 | 8.2 |  |  | 129000 | 11080 | 3.4 |  | 76000 | 8040 | 2.8 | Non Federally-Regulated | 06/11/1985 |  | 05/11/1988
Trane U.S. Inc. | Trane | WCD180B30*E* |  | HSP-A, Single-Package Heat Pum | Heat Pump | 208 | 3 |  |  |  | No Match |  | No Match | 174000 | 19333 | 9 | 8.5 |  | 8.7 | 160000 | 15626 | 3 | 2.9 | 84000 | 11719 | 2.1 | Federally-Regulated Commercial & Industrial Equipment | 11/18/1999 |  | 11/21/2001
York International | Luxaire | BB-20[C,E18,E36]***(T,W,X)* |  | HSP-A, Single-Package Heat Pum | Both Heat Pump and Electric Re | 208 | 3 |  |  |  |  | True | Single-Speed | 218000 | 22947 | 9.5 | 8.5 |  | 10.2 | 210000 | 19866 | 3.1 | 2.9 | 130000 | 19062 | 2 | Federally-Regulated Commercial & Industrial Equipment | 01/18/2008 |  | 01/24/2011
International Comfort Products | Airquest | PH*120N2LA* |  | HSP-A, Single-Package Heat Pum | Heat Pump | 460 | 3 |  |  |  | No Match |  | No Match | 123000 | 13516 | 9.1 | 8.9 |  | 9.5 | 123000 | 11625 | 3.1 | 3 | 71000 | 10401 | 2 | Federally-Regulated Commercial & Industrial Equipment | 05/22/2000 |  | 09/20/2001
McQuay International | McQuay International | DPS010AHHY5*C-4* |  | HSP-A, Single-Package Heat Pum | Heat Pump | 575 | 3 | False |  |  |  | True | Variable-Speed | 120000 | 9917 | 12.1 | 10.8 |  |  | 118000 | 10082 | 3.4 | 3.3 |  |  |  | Federally-Regulated Commercial & Industrial Equipment | 04/19/2013 |  | 01/09/2014
York International | Coleman | BB-20[E54]***(T,W,X)* |  | HSP-A, Single-Package Heat Pum | Both Heat Pump and Electric Re | 575 | 3 |  |  |  |  | True | Single-Speed | 216000 | 22737 | 9.5 | 8.5 |  | 9.5 | 210000 | 19866 | 3.1 | 2.9 | 130000 | 19062 | 2 | Federally-Regulated Commercial & Industrial Equipment | 01/18/2008 |  | 01/24/2011
Carrier Corp. - Syracuse | ICP Commercial | RHS(240,243)(H,L,S)******** |  | HSP-A, Single-Package Heat Pum | Heat Pump | 208 | 3 | False |  |  |  | True | Single-Speed | 232000 | 21886 | 10.6 | 10.4 |  |  | 220000 | 19538 | 3.3 | 3.2 |  |  |  | Federally-Regulated Commercial & Industrial Equipment | 11/30/2011 |  | 12/12/2012
Daikin Comfort Technologies Manufacturing, L.P. | Goodman | CPH102********A* |  | HSP-A, Single-Package Heat Pum | Both Heat Pump and Electric Re | 575 | 3 | False |  |  |  | False | No Match | 102000 | 9189 | 11.1 | 10.8 |  |  | 102000 | 8792 | 3.4 | 3.3 |  |  |  | No Match | 05/02/2012 |  | 05/08/2012
Trane U.S. Inc. | Trane | BWA180C3K | BWV180B | HRCU-A-CB, Split System: Heat | Heat Pump | 200 | 3 |  |  |  | No Match |  | No Match | 182000 | 22000 | 8.3 |  |  |  | 172000 | 18300 |  |  | 101000 | 15200 |  | Non Federally-Regulated | 05/11/1988 |  | 03/15/1989
Trane U.S. Inc. | American Standard, Inc. | WC(D,H)150E30*B |  | HSP-A, Single-Package Heat Pum | Both Heat Pump and Electric Re | 460 | 3 | False |  |  |  | False | Single-Speed | 146000 | 13272 | 11 | 10.4 |  |  | 146000 | 13371 | 3.2 | 3.2 |  |  |  | Federally-Regulated Commercial & Industrial Equipment | 03/02/2012 |  | 08/28/2012
Trane U.S. Inc. | American Standard, Inc. | WCH075A300A |  | HSP-A, Single-Package Heat Pum | Heat Pump | 230 | 3 |  |  |  | No Match |  | No Match | 71000 | 8300 | 8.6 |  |  |  | 71000 | 7170 | 2.9 | 2.5 | 33000 | 5090 | 1.9 | Non Federally-Regulated | 07/19/1989 |  | 02/22/1990
Rheem Sales Company, Inc. | Rheem | RPDC-075C* |  | HSP-A, Single-Package Heat Pum | Heat Pump | 208 | 3 |  |  |  | No Match |  | No Match | 93000 | 10300 | 9 | 8.2 |  |  | 93000 | 8960 |  |  | 51000 | 6990 |  | Non Federally-Regulated | 02/22/1990 |  | 07/31/1992
Carrier Corp. - Syracuse | Day & Night | CHS180(H,L,S)D* | FHS180(M,S,H,L)**A2* | HRCU-A-CB, Split System: Heat | Heat Pump | 208 | 3 |  |  |  |  | True | Single-Speed | 178000 | 16792 | 10.6 | 10.4 |  |  | 178000 | 15343 | 3.4 | 3.2 |  |  |  | Federally-Regulated Commercial & Industrial Equipment | 07/18/2013 |  | 10/28/2014
McQuay International | McQuay International | DPS012AHHW2**-4 |  | HSP-A, Single-Package Heat Pum | Heat Pump | 208 | 3 | False |  |  |  | True | Variable-Speed | 144000 | 12307 | 11.7 | 10.4 |  |  | 138000 | 11392 | 3.6 | 3.2 |  |  |  | Federally-Regulated Commercial & Industrial Equipment | 03/02/2012 |  | 08/28/2012
Carrier Corp. - Syracuse | ICP Commercial | RHS150(H,L,S)******AA |  | HSP-A, Single-Package Heat Pum | Heat Pump | 230 | 3 | False |  |  |  | False | Single-Speed | 142000 | 13396 | 10.6 | 10.4 |  |  | 142000 | 13005 | 3.2 | 3.2 |  |  |  | Federally-Regulated Commercial & Industrial Equipment | 10/28/2014 |  | 10/28/2014
Borg Warner | Moncrief | EAHP-T120A | FBHP-S120A | HRCU-A-CB, Split System: Heat | Heat Pump | 230 | 3 |  |  |  | No Match |  | No Match | 119000 | 13140 | 8.2 | 8.2 |  |  | 129000 | 11080 | 3.4 |  | 76000 | 8040 | 2.8 | Non Federally-Regulated | 05/16/1984 |  | 06/11/1985
Rheem Sales Company, Inc. | Rheem | RPWC-075CAZ | RHGF-100Z | HRCU-A-CB, Split System: Heat | Heat Pump | 208 | 3 |  |  |  | No Match |  | No Match | 92000 | 9583 | 9.6 | 8.9 |  |  | 88000 | 8059 | 3.2 | 3 | 48000 | 6699 | 2.1 | Federally-Regulated Commercial & Industrial Equipment | 12/14/1998 |  | 08/18/1999
York International | York | B1CH180A/E***25/46/58 |  | HSP-A, Single-Package Heat Pum | Heat Pump | 230 | 3 |  |  |  | No Match |  | No Match | 164000 | 18636 | 8.8 | 8.5 |  | 8.5 | 174000 | 16998 | 3 | 2.9 | 90000 | 13188 | 2 | Federally-Regulated Commercial & Industrial Equipment | 10/02/1998 |  | 10/06/1999
McQuay International | McQuay International | DPS006AHHG2*C-6 |  | HSP-A, Single-Package Heat Pum | Heat Pump | 208 | 3 | False |  |  |  | True | Variable-Speed | 70000 | 6194 | 11.3 | 10.8 |  |  | 72000 | 5197 | 4.1 | 3.3 |  |  |  | Federally-Regulated Commercial & Industrial Equipment | 03/02/2012 |  | 08/28/2012
McQuay International | McQuay International | DPS010AHHE2**-6 |  | HSP-A, Single-Package Heat Pum | Heat Pump | 230 | 3 | False |  |  |  | True | Variable-Speed | 121000 | 10000 | 12.1 | 10.8 |  |  | 112000 | 9432 | 3.5 | 3.3 |  |  |  | Federally-Regulated Commercial & Industrial Equipment | 08/28/2012 |  | 04/19/2013
Airedale North America | School Unit | SCHP7.5 |  | HSP-A, Single-Package Heat Pum | Heat Pump | 208 | 3 |  |  |  | No Match |  | No Match | 93500 | 11140 | 8.4 | 8.2 |  |  | 88000 | 9208 |  |  | 54440 | 8398 |  | Non Federally-Regulated | 02/22/1990 |  | 07/31/1992
Lennox Industries Inc. | Lennox | CHP11-1353-2Q |  | HSP-A, Single-Package Heat Pum | Heat Pump | 230 | 3 |  |  |  | No Match |  | No Match | 122000 | 15200 | 8 | 7.5 |  |  | 125000 | 12600 | 2.9 |  | 64000 | 10400 |  | Non Federally-Regulated | 01/05/1982 |  | 08/30/1983
Rheem Sales Company, Inc. | Ruud | UPDA-100E,F |  | HSP-A, Single-Package Heat Pum | Heat Pump | 208 | 3 |  |  |  | No Match |  | No Match | 118000 | 14390 | 8.2 | 8.2 |  |  | 122000 | 13243 | 2.7 |  | 62000 | 18172 | 1 | Non Federally-Regulated | 05/16/1984 |  | 06/11/1985
York International | York | B1HN090N***46* |  | HSP-A, Single-Package Heat Pum | Heat Pump | 460 | 3 |  |  |  | No Match |  | No Match | 87000 | 9666 | 9 | 8.9 |  |  | 89000 | 8694 | 3 | 3 | 49000 | 7180 | 2 | Federally-Regulated Commercial & Industrial Equipment | 08/21/1998 |  | 10/02/1998
Carrier Corp. - Syracuse | Airquest | RHS(243)(H,L,S)******AA |  | HSP-A, Single-Package Heat Pum | Heat Pump | 575 | 3 | False |  |  |  | True | Single-Speed | 232000 | 21886 | 10.6 | 10.4 |  |  | 220000 | 19538 | 3.3 | 3.2 |  |  |  | Federally-Regulated Commercial & Industrial Equipment | 10/28/2014 |  | 10/28/2014
Lennox Industries Inc. | Lennox | CHP16-1353-5G |  | HSP-A, Single-Package Heat Pum | Heat Pump | 460 | 3 |  |  |  | No Match |  | No Match | 117000 | 13146 | 8.9 | 8.9 |  |  | 119000 | 11424 | 3 | 3 | 64000 | 9377 | 2 | Non Federally-Regulated | 01/17/1992 |  | 04/30/1992
Carrier Corp. - Syracuse | Airquest | RHH(120,121)(H,L,S)******TA |  | HSP-A, Single-Package Heat Pum | Heat Pump | 460 | 3 | False |  |  |  | True | Single-Speed | 119000 | 9674 | 12.3 | 10.8 |  |  | 116000 | 9713 | 3.5 | 3.3 |  |  |  | Federally-Regulated Commercial & Industrial Equipment | 12/12/2012 |  | 10/28/2014
York International | Luxaire | EF-07C00A(T/W)AAA1A | FF-07C00S00AAA1A | HRCU-A-CB, Split System: Heat | Heat Pump | 460 | 3 |  |  |  | No Match |  | No Match | 90000 | 8411 | 10.7 | 8.9 |  |  | 88000 | 8057 | 3.2 | 3 | 56500 | 7197 | 2.3 | Federally-Regulated Commercial & Industrial Equipment | 07/31/2002 |  | 01/18/2008
Trane U.S. Inc. | American Standard, Inc. | WC(D,H)180E3A*B |  | HSP-A, Single-Package Heat Pum | Both Heat Pump and Electric Re | 460 | 3 | False |  |  |  | False | Single-Speed | 170000 | 15454 | 11 | 10.4 |  |  | 176000 | 16119 | 3.2 | 3.2 |  |  |  | Federally-Regulated Commercial & Industrial Equipment | 03/02/2012 |  | 08/28/2012
Carrier Corp. - Syracuse | Arcoaire | RHS090(L,S)******TA |  | HSP-A, Single-Package Heat Pum | Heat Pump | 575 | 3 | False |  |  |  | False | Single-Speed | 88000 | 7857 | 11.2 | 10.8 |  |  | 86000 | 7413 | 3.4 | 3.3 |  |  |  | Federally-Regulated Commercial & Industrial Equipment | 12/12/2012 |  | 10/28/2014
Carrier Corp. - Syracuse | Day & Night | RHS(120,121)(H,L,S)******** |  | HSP-A, Single-Package Heat Pum | Heat Pump | 575 | 3 | False |  |  |  | False | Single-Speed | 116000 | 10545 | 11 | 10.8 |  |  | 116000 | 9999 | 3.4 | 3.3 |  |  |  | Federally-Regulated Commercial & Industrial Equipment | 11/30/2011 |  | 12/12/2012
Carrier Corp. - Syracuse | Comfortmaker | RHH102(H,L,S)******AA |  | HSP-A, Single-Package Heat Pum | Heat Pump | 208 | 3 | False |  |  |  | True | Single-Speed | 100000 | 8333 | 12 | 10.8 |  |  | 100000 | 8619 | 3.4 | 3.3 |  |  |  | Federally-Regulated Commercial & Industrial Equipment | 12/12/2012 |  | 10/28/2014
Carrier Corp. - Syracuse | Payne | 542EE120030 |  | HSP-A, Single-Package Heat Pum | Heat Pump | 460 | 3 |  |  |  | No Match |  | No Match | 120000 | 14700 | 8.2 | 8.2 |  |  | 120000 | 12200 |  |  | 65000 | 9200 |  | Non Federally-Regulated | 02/22/1990 |  | 07/31/1992
Carrier Corp. - Syracuse | Airquest | RHS090(L,S)******TA |  | HSP-A, Single-Package Heat Pum | Heat Pump | 575 | 3 | False |  |  |  | False | Single-Speed | 88000 | 7857 | 11.2 | 10.8 |  |  | 86000 | 7413 | 3.4 | 3.3 |  |  |  | Federally-Regulated Commercial & Industrial Equipment | 10/28/2014 |  | 10/28/2014
Carrier Corp. - Syracuse | Bryant Heating & Cooling Systems | 575J(P,E,T)16D000* | 524J(E,P,T)16H000A** | HRCU-A-CB, Split System: Heat | Heat Pump | 460 | 3 |  |  |  |  | True | Single-Speed | 178000 | 16792 | 10.6 | 10.4 |  |  | 178000 | 15343 | 3.4 | 3.2 |  |  |  | Federally-Regulated Commercial & Industrial Equipment | 07/18/2013 |  | 04/20/2015
Lennox Industries Inc. | Lennox | HP17-953V-3Y | CB17-95V-1 | HRCU-A-CB, Split System: Heat | Heat Pump | 208 | 3 |  |  |  | No Match |  | No Match | 87000 | 10235 | 8.5 | 8.2 |  |  | 88000 | 8471 |  |  | 45000 | 5994 |  | Non Federally-Regulated | 03/15/1989 |  | 10/10/1989
Rheem Sales Company, Inc. | Rheem | RPWA-200CAS | RHPA-200E | HRCU-A-CB, Split System: Heat | Heat Pump | 208 | 3 |  |  |  | No Match |  | No Match | 237600 | 29100 | 8.2 |  |  |  | 230250 | 24585 | 2.7 |  | 141700 | 22275 | 1.9 | Non Federally-Regulated | 06/11/1985 |  | 05/11/1988
Trane U.S. Inc. | American Standard, Inc. | 4TWB3048A3 (2) | TWE090E1**A* | HRCU-A-CB, Split System: Heat | Heat Pump | 208 | 3 |  |  |  |  | True | Single-Speed | 90000 | 8181 | 11 | 10.8 |  |  | 90000 | 7992 | 3.3 | 3.3 |  |  |  | Federally-Regulated Commercial & Industrial Equipment | 04/19/2013 |  | 08/28/2014
Carrier Corp. - Syracuse | Heil | CHS180(H,L,S)D* | FHS180(M,S,H,L)A*A* | HRCU-A-CB, Split System: Heat | Heat Pump | 208 | 3 |  |  |  |  | True | Single-Speed | 178000 | 16792 | 10.6 | 10.4 |  |  | 178000 | 15343 | 3.4 | 3.2 |  |  |  | Federally-Regulated Commercial & Industrial Equipment | 03/10/2011 |  | 12/12/2012
York International | York | B1CH240A/E***25/46/58 |  | HSP-A, Single-Package Heat Pum | Heat Pump | 460 | 3 |  |  |  | No Match |  | No Match | 222000 | 26117 | 8.5 | 8.5 |  | 8 | 226000 | 22078 | 3 | 2.9 | 120000 | 17584 | 2 | Federally-Regulated Commercial & Industrial Equipment | 10/02/1998 |  | 10/06/1999
Carrier Corp. - Syracuse | Carrier Corp. | 50HCQ*09***(5,6,1)A***(A,C,D,F)* |  | HSP-A, Single-Package Heat Pum | Heat Pump | 208 | 3 | False |  |  |  | True | Single-Speed | 100000 | 8333 | 12 | 10.8 |  |  | 100000 | 8619 | 3.4 | 3.3 |  |  |  | Federally-Regulated Commercial & Industrial Equipment | 12/12/2012 |  | 10/28/2014
Carrier Corp. - Syracuse | Carrier | 50HJQ007--52/62 |  | HSP-A, Single-Package Heat Pum | Heat Pump | 230 | 3 |  |  |  | No Match |  | No Match | 71000 | 6761 | 10.5 | 8.9 |  |  | 69000 | 5946 | 3.4 | 3 | 37000 | 4927 | 2.2 | Federally-Regulated Commercial & Industrial Equipment | 11/21/2001 |  | 07/18/2002
Carrier Corp. - Syracuse | Carrier | 50EJQ02451/61 |  | HSP-A, Single-Package Heat Pum | Heat Pump | 460 | 3 |  |  |  | No Match |  | No Match | 230000 | 23469 | 9.8 | 8.5 |  | 10 | 228000 | 20243 | 3.3 | 2.9 | 116000 | 16993 | 2 | Federally-Regulated Commercial & Industrial Equipment | 11/18/1999 |  | 07/18/2002
Trane U.S. Inc. | Trane | TWA090A400B | TWE090A400B | HRCU-A-CB, Split System: Heat | Heat Pump | 460 | 3 |  |  |  | No Match |  | No Match | 90000 | 9180 | 9.8 | 8.9 |  |  | 85000 | 8300 | 3 | 3 | 45000 | 6280 | 2.1 | Non Federally-Regulated | 07/31/1992 |  | 03/31/1998
Carrier Corp. - Syracuse | Day & Night | RHS18*(H,L,S)0******A |  | HSP-A, Single-Package Heat Pum | Heat Pump | 208 | 3 | False |  |  |  | True | Single-Speed | 172000 | 15925 | 10.8 | 10.4 |  |  | 220000 | 19538 | 3.3 | 3.2 |  |  |  | Federally-Regulated Commercial & Industrial Equipment | 03/10/2011 |  | 12/12/2012
Daikin Comfort Technologies Manufacturing, L.P. | Daikin U.S. Corp. | DCH090********A* |  | HSP-A, Single-Package Heat Pum | Both Heat Pump and Electric Re | 575 | 3 | False |  |  |  | False | Single-Speed | 90000 | 7826 | 11.5 | 10.8 |  |  | 90000 | 7757 | 3.4 | 3.3 |  |  |  | Federally-Regulated Commercial & Industrial Equipment | 07/18/2013 |  | 04/20/2015
Carrier Corp. - Syracuse | Carrier | 38AQ0166 | 40RR016 | HRCU-A-CB, Split System: Heat | Heat Pump | 460 | 3 |  |  |  | No Match |  | No Match | 168000 | 21682 | 7.7 |  |  |  | 170000 | 16968 | 2.9 |  | 96000 | 13520 | 2.1 | Non Federally-Regulated | 07/31/1992 |  | 03/31/1998
York International | York | B1HN120N165/20025/46 |  | HSP-A, Single-Package Heat Pum | Heat Pump | 208 | 3 |  |  |  | No Match |  | No Match | 118000 | 13111 | 9 | 8.9 |  |  | 116000 | 11332 | 3 | 3 | 70000 | 10257 | 2 | Federally-Regulated Commercial & Industrial Equipment | 02/03/1998 |  | 03/31/1998
Rheem Sales Company, Inc. | Ruud | UPWA-200CAS | UHPA-200E5 | HRCU-A-CB, Split System: Heat | Heat Pump | 208 | 3 |  |  |  | No Match |  | No Match | 237800 | 29800 | 8 | 7.5 |  |  | 230250 | 24650 | 2.7 |  | 141700 | 22275 | 1.9 | Non Federally-Regulated | 09/08/1982 |  | 05/16/1984
Trane U.S. Inc. | Trane | 2TWA0072A4 | TWE090A | HRCU-A-CB, Split System: Heat | Heat Pump | 460 | 3 |  |  |  | No Match |  | No Match | 70000 | 6603 | 10.6 | 8.9 |  |  | 64500 | 5558 | 3.4 | 3 | 41000 | 4805 | 2.5 | Federally-Regulated Commercial & Industrial Equipment | 06/19/2003 |  | 01/24/2011
International Comfort Products | Airquest | PH*120N2LA* |  | HSP-A, Single-Package Heat Pum | Heat Pump | 460 | 3 |  |  |  | No Match |  | No Match | 123000 | 13516 | 9.1 | 8.9 |  | 9.5 | 123000 | 11625 | 3.1 | 3 | 71000 | 10401 | 2 | Federally-Regulated Commercial & Industrial Equipment | 11/18/1999 |  | 04/13/2000
GE Appliances, a Haier company | General Electric | BWC180A3 |  | HSP-A, Single-Package Heat Pum | Heat Pump | 230 | 3 |  |  |  | No Match |  | No Match | 180000 | 22600 | 8 | 7.5 |  |  | 180000 | 20300 | 2.6 |  | 100000 | 16400 | 1.8 | Non Federally-Regulated | 09/08/1982 |  | 09/03/2015
Carrier Corp. - Syracuse | Tempstar | RHS102H******TA |  | HSP-A, Single-Package Heat Pum | Heat Pump | 208 | 3 | False |  |  |  | False | Single-Speed | 98000 | 8521 | 11.5 | 10.8 |  |  | 94000 | 8348 | 3.3 | 3.3 |  |  |  | Federally-Regulated Commercial & Industrial Equipment | 12/12/2012 |  | 10/28/2014
Carrier Corp. - Syracuse | Keeprite | CHS180(H,L,S)D* | FHS180(M,S,H,L)**A0* | HRCU-A-CB, Split System: Heat | Heat Pump | 575 | 3 |  |  |  |  | True | Single-Speed | 178000 | 16792 | 10.6 | 10.4 |  |  | 178000 | 15343 | 3.4 | 3.2 |  |  |  | Federally-Regulated Commercial & Industrial Equipment | 07/18/2013 |  | 10/28/2014
Carrier Corp. - Syracuse | ICP Commercial | RHS(240)(H,L,S)******TA |  | HSP-A, Single-Package Heat Pum | Heat Pump | 460 | 3 | False |  |  |  | True | Single-Speed | 232000 | 21886 | 10.6 | 10.4 |  |  | 220000 | 19538 | 3.3 | 3.2 |  |  |  | Federally-Regulated Commercial & Industrial Equipment | 04/21/2014 |  | 10/28/2014
Carrier Corp. - Syracuse | Bryant Heating & Cooling Systems | 548J(E,T)09*********(A,B)A |  | HSP-A, Single-Package Heat Pum | Heat Pump | 460 | 3 | False |  |  |  | False | Single-Speed | 99000 | 8608 | 11.5 | 10.8 |  |  | 96000 | 8525 | 3.3 | 3.3 |  |  |  | Federally-Regulated Commercial & Industrial Equipment | 12/12/2012 |  | 04/21/2015
Trane U.S. Inc. | Trane | WCD090A400A |  | HSP-A, Single-Package Heat Pum | Heat Pump | 460 | 3 |  |  |  | No Match |  | No Match | 85000 | 10240 | 8.3 |  |  |  | 82000 | 8580 | 2.8 | 2.5 | 39000 | 6010 | 1.9 | Non Federally-Regulated | 08/23/1988 |  | 02/22/1990
Goettl | American Best | HPC1201E-4 |  | HSP-A, Single-Package Heat Pum | Heat Pump | 460 | 3 |  |  |  | No Match |  | No Match | 120000 | 11428 | 10.5 | 8.9 |  |  | 119000 | 10568 | 3.3 | 3 | 70000 | 9769 | 2.1 | Federally-Regulated Commercial & Industrial Equipment | 07/29/1998 |  | 10/02/1998
Goettl | American Best | HP722E-3 |  | HSP-A, Single-Package Heat Pum | Heat Pump | 230 | 3 |  |  |  | No Match |  | No Match | 69000 | 7263 | 9.5 | 8.9 |  |  | 68000 | 4980 | 4 | 3 | 38000 | 5060 | 2.2 | Federally-Regulated Commercial & Industrial Equipment | 11/18/1999 |  | 04/13/2000
Trane U.S. Inc. | Trane | TWA180B400A | TWE180B400A | HRCU-A-CB, Split System: Heat | Heat Pump | 460 | 3 |  |  |  | No Match |  | No Match | 176000 | 19550 | 9 | 8.2 |  |  | 172000 | 16160 | 3.1 |  | 90000 | 11880 | 2.2 | Non Federally-Regulated | 02/22/1990 |  | 07/31/1992
Carrier Corp. - Syracuse | Carrier | 50PQ0166 |  | HSP-A, Single-Package Heat Pum | Heat Pump | 460 | 3 |  |  |  | No Match |  | No Match | 178000 | 21000 | 8.5 |  |  |  | 180000 | 17500 |  |  | 103000 | 14300 |  | Non Federally-Regulated | 05/16/1984 |  | 06/11/1985
Rheem Sales Company, Inc. | Rheem | RPWC-100C | RHGF-100Z | HRCU-A-CB, Split System: Heat | Heat Pump | 230 | 3 |  |  |  | No Match |  | No Match | 116000 | 13033 | 8.9 | 8.9 |  |  | 125000 | 11814 | 3.1 | 3 | 68000 | 9487 | 2.1 | Federally-Regulated Commercial & Industrial Equipment | 07/31/2002 |  | 01/18/2008
Carrier Corp. - Syracuse | Payne | PH1RPA/REA072-AB |  | HSP-A, Single-Package Heat Pum | Heat Pump | 208 | 3 |  |  |  | No Match |  | No Match | 70000 | 7777 | 9 | 8.9 |  |  | 72000 | 6592 | 3.2 | 3 | 38000 | 5859 | 1.9 | Federally-Regulated Commercial & Industrial Equipment | 11/18/1999 |  | 04/13/2000
Inter-City Products Corp. | Tempstar | CH*120SNHA** | BMB120N*M* | HRCU-A-C, Split System: Heat P | Heat Pump | 230 | 3 |  |  |  | No Match |  | No Match | 118000 | 12967 | 9.1 | 8.9 |  |  | 120000 | 11719 | 3 | 3 | 70000 | 9766 | 2.1 | Federally-Regulated Commercial & Industrial Equipment | 04/20/1994 |  | 09/02/1995
McQuay International | McQuay International | DPS012AHHY2**-4 |  | HSP-A, Single-Package Heat Pum | Heat Pump | 208 | 3 | False |  |  |  | True | Variable-Speed | 144000 | 12100 | 11.9 | 10.4 |  |  | 134000 | 11618 | 3.4 | 3.2 |  |  |  | Federally-Regulated Commercial & Industrial Equipment | 08/28/2012 |  | 04/19/2013
Trane U.S. Inc. | Trane Unitary Products Group | WS(D,H)150E(3,4,W)R0****0 |  | HSP-A, Single-Package Heat Pum | Heat Pump | 208 | 3 | False |  |  |  | False | Single-Speed | 146000 | 13773 | 10.6 | 10.4 |  |  | 136000 | 12455 | 3.2 | 3.2 |  |  |  | Federally-Regulated Commercial & Industrial Equipment | 12/12/2012 |  | 08/28/2014
Carrier Corp. | Payne | 575AEX090 | 517J100 | HRCU-A-CB, Split System: Heat | Heat Pump | 460 | 3 |  |  |  | No Match |  | No Match | 82000 | 8720 | 9.4 | 8.9 |  |  | 86000 | 8130 | 3.1 | 3 | 52000 | 6920 | 2.2 | Federally-Regulated Commercial & Industrial Equipment | 06/09/1994 |  | 03/12/1996
Trane U.S. Inc. | Trane | WCD120B300B |  | HSP-A, Single-Package Heat Pum | Heat Pump | 230 | 3 |  |  |  | No Match |  | No Match | 117000 | 12720 | 9.2 | 8.9 |  |  | 119000 | 11460 | 3 | 3 | 61000 | 8840 | 2 | Non Federally-Regulated | 01/27/1992 |  | 07/02/1992
Trane U.S. Inc. | Trane | TWA072A3 | BWE090C-F | HRCU-A-CB, Split System: Heat | Heat Pump | 230 | 3 |  |  |  | No Match |  | No Match | 70500 | 7880 | 8.9 |  |  | 10.1 | 67000 | 6250 | 3 | 2.5 | 36400 | 4710 | 2.3 | Non Federally-Regulated | 02/28/1989 |  | 02/22/1990
Rheem Sales Company, Inc. | Whirlpool | NRHR10HP00B |  | HSP-A, Single-Package Heat Pum | Heat Pump | 208 | 3 |  |  |  | No Match |  | No Match | 116000 | 14150 | 8.2 |  |  |  | 118000 | 12350 |  |  | 60000 | 8790 | 2 | Non Federally-Regulated | 05/11/1988 |  | 03/15/1989
Goettl | Goettl | GBHP 662AT-3 |  | HSP-A, Single-Package Heat Pum | Heat Pump | 230 | 3 |  |  |  | No Match |  | No Match | 66000 | 8000 | 8.3 | 8.2 |  |  | 66000 | 6670 |  |  | 35600 | 5795 |  | Non Federally-Regulated | 03/15/1989 |  | 10/10/1989
Rheem Sales Company, Inc. | Whirlpool | NRHR92LP00B |  | HSP-A, Single-Package Heat Pum | Heat Pump | 460 | 3 |  |  |  | No Match |  | No Match | 88000 | 10730 | 8.2 |  |  |  | 88000 | 8595 |  |  | 46000 | 6740 |  | Non Federally-Regulated | 05/11/1988 |  | 03/15/1989
Carrier Corp. - Syracuse | Heil | CHS091(H,L,S)A* | FHS091(M,S,K)A*A* | HRCU-A-CB, Split System: Heat | Heat Pump | 230 | 3 |  |  |  |  | True | Single-Speed | 89000 | 8090 | 11 | 10.8 |  |  | 87000 | 7727 | 3.3 | 3.3 |  |  |  | Federally-Regulated Commercial & Industrial Equipment | 03/10/2011 |  | 12/12/2012
Rheem Sales Company, Inc. | Whirlpool | NRHR10LP00A |  | HSP-A, Single-Package Heat Pum | Heat Pump | 460 | 3 |  |  |  | No Match |  | No Match | 118000 | 14390 | 8.2 | 8.2 |  |  | 122000 | 13243 | 2.7 |  | 62000 | 18172 | 1 | Non Federally-Regulated | 06/11/1985 |  | 05/11/1988
Rheem Sales Company, Inc. | Heat Controller | HR100-4SZ | AHH100-Z | HRCU-A-CB, Split System: Heat | Heat Pump | 460 | 3 |  |  |  | No Match |  | No Match | 120000 | 13043 | 9.2 | 8.9 |  |  | 125000 | 11817 | 3.1 | 3 | 68000 | 9490 | 2.1 | Federally-Regulated Commercial & Industrial Equipment | 12/14/1998 |  | 08/18/1999
Rheem Sales Company, Inc. | Square D | HCS020DAR1H | A02-94-00M-020US1G | HRCU-A-CB, Split System: Heat | Heat Pump | 460 | 3 |  |  |  | No Match |  | No Match | 234000 | 28540 | 8.2 |  |  |  | 234000 | 24490 |  |  | 119000 | 17430 |  | Non Federally-Regulated | 06/11/1985 |  | 08/29/1986
Carrier Corp. - Syracuse | Heil | RHH102(H,L,S)******TA |  | HSP-A, Single-Package Heat Pum | Heat Pump | 575 | 3 | False |  |  |  | True | Single-Speed | 100000 | 8333 | 12 | 10.8 |  |  | 100000 | 8619 | 3.4 | 3.3 |  |  |  | Federally-Regulated Commercial & Industrial Equipment | 12/12/2012 |  | 10/28/2014
York International | Fraser Johnston | XA-06[C,E]***(T,W,X)***6 |  | HSP-A, Single-Package Heat Pum | Both Heat Pump and Electric Re | 208 | 3 | False |  |  |  | True | Single-Speed | 78000 | 6782 | 11.5 | 10.8 |  |  | 75000 | 6561 | 3.4 | 3.3 |  |  |  | Federally-Regulated Commercial & Industrial Equipment | 04/19/2013 |  | 01/09/2014
Carrier Corp. - Syracuse | ICP Commercial | RHS(243)(H,L,S)******AA |  | HSP-A, Single-Package Heat Pum | Heat Pump | 230 | 3 | False |  |  |  | True | Single-Speed | 232000 | 21886 | 10.6 | 10.4 |  |  | 220000 | 19538 | 3.3 | 3.2 |  |  |  | Federally-Regulated Commercial & Industrial Equipment | 04/21/2014 |  | 10/28/2014
Goettl | Goettl | HP722E-3 |  | HSP-A, Single-Package Heat Pum | Heat Pump | 230 | 3 |  |  |  | No Match |  | No Match | 69000 | 7263 | 9.5 | 8.9 |  |  | 68000 | 4980 | 4 | 3 | 38000 | 5060 | 2.2 | Federally-Regulated Commercial & Industrial Equipment | 05/22/2000 |  | 05/23/2001
Rheem Sales Company, Inc. | Weatherking | WPWC-075C | WHGF-100Z | HRCU-A-CB, Split System: Heat | Heat Pump | 208 | 3 |  |  |  | No Match |  | No Match | 92000 | 9583 | 9.6 | 8.9 |  |  | 88000 | 8057 | 3.2 | 3 | 48000 | 6697 | 2.1 | Federally-Regulated Commercial & Industrial Equipment | 05/22/2000 |  | 05/23/2000
McQuay International | McQuay International | DPS010AHHW2**-4 |  | HSP-A, Single-Package Heat Pum | Heat Pump | 230 | 3 | False |  |  |  | True | Variable-Speed | 120000 | 10000 | 12 | 10.8 |  |  | 110000 | 9426 | 3.4 | 3.3 |  |  |  | Federally-Regulated Commercial & Industrial Equipment | 08/28/2012 |  | 04/19/2013
York International | York | B1HN090N***25/46/58 |  | HSP-A, Single-Package Heat Pum | Heat Pump | 208 | 3 |  |  |  | No Match |  | No Match | 87000 | 9666 | 9 | 8.9 |  |  | 89000 | 8692 | 3 | 3 | 49000 | 7178 | 2 | Federally-Regulated Commercial & Industrial Equipment | 11/18/1999 |  | 04/13/2000
McQuay International | McQuay International | DPS006AHHG2**-4 |  | HSP-A, Single-Package Heat Pum | Heat Pump | 208 | 3 | False |  |  |  | True | Variable-Speed | 69000 | 6216 | 11.1 | 10.8 |  |  | 71000 | 5176 | 4 | 3.3 |  |  |  | Federally-Regulated Commercial & Industrial Equipment | 03/02/2012 |  | 08/28/2012
Carrier Corp. - Syracuse | Arcoaire | RHS090(L,S)******AA |  | HSP-A, Single-Package Heat Pum | Heat Pump | 575 | 3 | False |  |  |  | False | Single-Speed | 88000 | 7857 | 11.2 | 10.8 |  |  | 86000 | 7413 | 3.4 | 3.3 |  |  |  | Federally-Regulated Commercial & Industrial Equipment | 10/28/2014 |  | 10/28/2014
York International | Evcon | BA-12[C,E]***(T,W,X)* |  | HSP-A, Single-Package Heat Pum | Both Heat Pump and Electric Re | 575 | 3 |  |  |  |  | False | Single-Speed | 144000 | 15484 | 9.3 | 8.5 |  | 9.7 | 142000 | 13433 | 3.1 | 2.9 | 91000 | 12708 | 2.1 | Federally-Regulated Commercial & Industrial Equipment | 01/18/2008 |  | 02/24/2011
York International | Fraser Johnston | BACB-T/-W180A/E |  | HSP-A, Single-Package Heat Pum | Heat Pump | 230 | 3 |  |  |  | No Match |  | No Match | 164000 | 18636 | 8.8 | 8.5 |  | 8.5 | 174000 | 16998 | 3 | 2.9 | 90000 | 13188 | 2 | Federally-Regulated Commercial & Industrial Equipment | 05/09/1998 |  | 10/02/1998
Carrier Corp. - Syracuse | Arcoaire | RHS18*(H,L,S)0******A |  | HSP-A, Single-Package Heat Pum | Heat Pump | 460 | 3 | False |  |  |  | True | Single-Speed | 172000 | 15925 | 10.8 | 10.4 |  |  | 220000 | 19538 | 3.3 | 3.2 |  |  |  | Federally-Regulated Commercial & Industrial Equipment | 03/10/2011 |  | 12/12/2012
York International | Luxaire | BCCB-T/-W120 |  | HSP-A, Single-Package Heat Pum | Heat Pump | 208 | 3 |  |  |  | No Match |  | No Match | 118000 | 13111 | 9 | 8.9 |  |  | 116000 | 11332 | 3 | 3 | 70000 | 10257 | 2 | Federally-Regulated Commercial & Industrial Equipment | 03/31/1998 |  | 05/09/1998
Carrier Corp. - Syracuse | Comfortmaker | RHS(181,183)(H,L,S)******AA |  | HSP-A, Single-Package Heat Pum | Heat Pump | 460 | 3 | False |  |  |  | True | Single-Speed | 172000 | 15925 | 10.8 | 10.4 |  |  | 220000 | 19538 | 3.3 | 3.2 |  |  |  | Federally-Regulated Commercial & Industrial Equipment | 05/09/2013 |  | 08/28/2014
International Comfort Products | Comfortmaker | RYMA10H**** |  | HSP-A, Single-Package Heat Pum | Heat Pump | 208 | 3 |  |  |  | No Match |  | No Match | 123000 | 13516 | 9.1 | 8.9 |  | 9.5 | 123000 | 11625 | 3.1 | 3 | 71000 | 10401 | 2 | Federally-Regulated Commercial & Industrial Equipment | 11/18/1999 |  | 04/13/2000
Trane U.S. Inc. | American Standard, Inc. | WSC072A4*0A00000000000 |  | HSP-A, Single-Package Heat Pum | Heat Pump | 460 | 3 |  |  |  | No Match |  | No Match | 68000 | 6732 | 10.1 | 8.9 |  |  | 66000 | 6043 | 3.2 | 3 | 39000 | 5194 | 2.2 | Federally-Regulated Commercial & Industrial Equipment | 11/21/2001 |  | 09/25/2002
Rheem Sales Company, Inc. | Ruud | UJKB-A090C |  | HSP-A, Single-Package Heat Pum | Heat Pump | 208 | 3 |  |  |  | No Match |  | No Match | 89000 | 9673 | 9.2 | 8.9 |  | 10.6 | 90000 | 8789 | 3 | 3 | 52500 | 7691 | 2 | Federally-Regulated Commercial & Industrial Equipment | 11/21/2001 |  | 07/18/2002
Carrier Corp. - Syracuse | Payne | PH1RPA/REA072-AB |  | HSP-A, Single-Package Heat Pum | Heat Pump | 460 | 3 |  |  |  | No Match |  | No Match | 70000 | 7777 | 9 | 8.9 |  |  | 72000 | 6592 | 3.2 | 3 | 38000 | 5859 | 1.9 | Federally-Regulated Commercial & Industrial Equipment | 11/18/1999 |  | 04/13/2000
Carrier Corp. - Syracuse | Carrier | 50TFQ00851/61 |  | HSP-A, Single-Package Heat Pum | Heat Pump | 460 | 3 |  |  |  | No Match |  | No Match | 86000 | 9555 | 9 | 8.9 |  | 9.3 | 78000 | 7617 | 3 | 3 | 36000 | 6592 | 1.6 | Federally-Regulated Commercial & Industrial Equipment | 02/06/2002 |  | 07/18/2002
Trane U.S. Inc. | Trane | BWC090C3F |  | HSP-A, Single-Package Heat Pum | Heat Pump | 200 | 3 |  |  |  | No Match |  | No Match | 90000 | 10100 | 8.9 | 8.2 |  |  | 85000 | 8600 |  |  | 44000 | 6800 |  | Non Federally-Regulated | 06/11/1985 |  | 05/11/1988
Trane U.S. Inc. | Trane | TWA090A300E* | TWE090A300C* | HRCU-A-CB, Split System: Heat | Heat Pump | 230 | 3 |  |  |  | No Match |  | No Match | 89000 | 8811 | 10.1 | 8.9 |  |  | 87000 | 7724 | 3.3 | 3 | 54000 | 6592 | 2.4 | Federally-Regulated Commercial & Industrial Equipment | 07/19/2001 |  | 09/21/2001
Rheem Sales Company, Inc. | Square D | HCS015DAR1H | A02-85-OOM-015US1G | HRCU-A-CB, Split System: Heat | Heat Pump | 460 | 3 |  |  |  | No Match |  | No Match | 178000 | 21710 | 8.2 |  |  |  | 176000 | 17190 |  |  | 92000 | 13460 |  | Non Federally-Regulated | 08/29/1986 |  | 05/11/1988
International Comfort Products | Kenmore | PH*090N2LA |  | HSP-A, Single-Package Heat Pum | Heat Pump | 460 | 3 |  |  |  | No Match |  | No Match | 91000 | 9784 | 9.3 | 8.9 |  | 10.4 | 90000 | 8508 | 3.1 | 3 | 48000 | 6862 | 2.1 | Federally-Regulated Commercial & Industrial Equipment | 02/03/1998 |  | 03/31/1998
Carrier Corp. - Syracuse | Bryant Heating & Cooling Systems | 549J(P,E,T)09*********(A,B)A |  | HSP-A, Single-Package Heat Pum | Heat Pump | 460 | 3 | False |  |  |  | True | Single-Speed | 100000 | 8333 | 12 | 10.8 |  |  | 100000 | 8619 | 3.4 | 3.3 |  |  |  | Federally-Regulated Commercial & Industrial Equipment | 10/28/2014 |  | 04/21/2015
Lennox Industries Inc. | Armstrong | PRTC178CH-1,L-1 |  | HSP-A, Single-Package Heat Pum | Heat Pump | 460 | 3 |  |  |  | No Match |  | No Match | 178000 | 20000 | 8.9 |  |  |  | 178000 | 17585 | 2.9 |  | 96000 | 14065 | 2 | Federally-Regulated Commercial & Industrial Equipment | 01/08/1991 |  | 07/27/1992
Trane U.S. Inc. | American Standard, Inc. | WCD150B30*E* |  | HSP-A, Single-Package Heat Pum | Heat Pump | 230 | 3 |  |  |  | No Match |  | No Match | 146000 | 16043 | 9.1 | 8.5 |  | 9.4 | 136000 | 13286 | 3 | 2.9 | 72000 | 10048 | 2.1 | Federally-Regulated Commercial & Industrial Equipment | 12/14/1998 |  | 08/19/1999
Carrier Corp. - Syracuse | Day & Night | RHS(181,183)(H,L,S)******AC |  | HSP-A, Single-Package Heat Pum | Heat Pump | 460 | 3 | False |  |  |  | True | Single-Speed | 172000 | 15925 | 10.8 | 10.4 |  |  | 220000 | 19538 | 3.3 | 3.2 |  |  |  | Federally-Regulated Commercial & Industrial Equipment | 10/28/2014 |  | 10/28/2014
Carrier Corp. - Syracuse | Carrier | 38AQS0125/6 | 40RMQ0125/6GC | HRCU-A-CB, Split System: Heat | Heat Pump | 460 | 3 |  |  |  | No Match |  | No Match | 108000 | 12134 | 8.9 | 8.9 |  | 11.2 | 111000 | 10844 | 3 | 3 | 62000 | 9085 | 2 | Federally-Regulated Commercial & Industrial Equipment | 12/14/1998 |  | 08/18/1999
Carrier Corp. - Syracuse | Airquest | RHS(181,183)(H,L,S)******** |  | HSP-A, Single-Package Heat Pum | Heat Pump | 208 | 3 | False |  |  |  | True | Single-Speed | 172000 | 15925 | 10.8 | 10.4 |  |  | 220000 | 19538 | 3.3 | 3.2 |  |  |  | Federally-Regulated Commercial & Industrial Equipment | 11/30/2011 |  | 12/12/2012
Carrier Corp. - Syracuse | Carrier | 50TJQ00950/60 |  | HSP-A, Single-Package Heat Pum | Heat Pump | 208 | 3 |  |  |  | No Match |  | No Match | 96000 | 10786 | 8.9 | 8.9 |  | 8.9 | 93000 | 8792 | 3.1 | 3 | 43000 | 7327 | 1.7 | Federally-Regulated Commercial & Industrial Equipment | 02/03/1998 |  | 03/31/1998
York International | Luxaire | EASE-T,W120 | FCHP-S120 | HRCU-A-CB, Split System: Heat | Heat Pump | 208 | 3 |  |  |  |  | True | Single-Speed | 121000 | 13444 | 9 | 8.9 |  | 0 | 117000 | 11437 | 3 | 3 | 63000 | 8798 | 2.1 | Federally-Regulated Commercial & Industrial Equipment | 01/18/2008 |  | 07/16/2009
Carrier Corp. - Syracuse | Arcoaire | RHH102(H,L,S)******TA |  | HSP-A, Single-Package Heat Pum | Heat Pump | 230 | 3 | False |  |  |  | True | Single-Speed | 100000 | 8333 | 12 | 10.8 |  |  | 100000 | 8619 | 3.4 | 3.3 |  |  |  | Federally-Regulated Commercial & Industrial Equipment | 10/28/2014 |  | 10/28/2014
Lennox Industries Inc. | Lennox | HP17-953V-1G | CB17-95V-1 | HRCU-A-CB, Split System: Heat | Heat Pump | 460 | 3 |  |  |  | No Match |  | No Match | 87000 | 10235 | 8.5 | 8.2 |  |  | 88000 | 8597 |  |  | 51000 | 6794 |  | Non Federally-Regulated | 06/11/1985 |  | 05/11/1988
Trane U.S. Inc. | Trane | RPUB-C103-A*A | BPCB-C10*-A*A | HRCU-A-CB, Split System: Heat | Heat Pump | 200 | 3 |  |  |  | No Match |  | No Match | 118000 | 14300 | 8.3 | 8.2 |  |  | 120000 | 11550 |  |  | 70000 | 9550 |  | Non Federally-Regulated | 06/11/1985 |  | 08/29/1986
Carrier Corp. - Syracuse | Carrier | 38AQS0165/6 | 40RMQ0165/6GC | HRCU-A-CB, Split System: Heat | Heat Pump | 208 | 3 |  |  |  | No Match |  | No Match | 172000 | 19545 | 8.8 | 8.5 |  |  | 164000 | 16017 | 3 | 2.9 | 94000 | 12518 | 2.2 | Federally-Regulated Commercial & Industrial Equipment | 11/18/1999 |  | 07/18/2002
Carrier Corp. - Syracuse | Tempstar | RHS072(H,L,S)******** |  | HSP-A, Single-Package Heat Pum | Heat Pump | 208 | 3 | False |  |  |  | False | Single-Speed | 70000 | 6306 | 11.1 | 10.8 |  |  | 67000 | 5950 | 3.3 | 3.3 |  |  |  | Federally-Regulated Commercial & Industrial Equipment | 10/28/2014 |  | 10/28/2014
Carrier Corp. - Syracuse | Payne | PH1SPA/SEA090 | PF1BPH/BEH090GC | HRCU-A-CB, Split System: Heat | Heat Pump | 230 | 3 |  |  |  | No Match |  | No Match | 86000 | 8775 | 9.8 | 8.9 |  |  | 83000 | 8106 | 3 | 3 | 46000 | 6738 | 2 | Federally-Regulated Commercial & Industrial Equipment | 11/18/1999 |  | 07/18/2002
Carrier Corp. - Syracuse | Comfortmaker | RHS(243)(H,L,S)******AA |  | HSP-A, Single-Package Heat Pum | Heat Pump | 460 | 3 | False |  |  |  | True | Single-Speed | 232000 | 21886 | 10.6 | 10.4 |  |  | 220000 | 19538 | 3.3 | 3.2 |  |  |  | Federally-Regulated Commercial & Industrial Equipment | 10/28/2014 |  | 10/28/2014
Lennox Industries Inc. | Lennox | CHP16-1353-5Y |  | HSP-A, Single-Package Heat Pum | Heat Pump | 230 | 3 |  |  |  | No Match |  | No Match | 117000 | 13146 | 8.9 | 8.9 |  |  | 119000 | 11424 | 3.1 | 3 | 64000 | 9377 | 2 | Non Federally-Regulated | 07/31/1992 |  | 03/31/1998
Carrier Corp. - Syracuse | Day & Night | 541AP090 | 517A090 | HRCU-A-CB, Split System: Heat | Heat Pump | 230 | 3 |  |  |  | No Match |  | No Match | 88000 | 10730 | 8.2 | 8.2 |  |  | 87000 | 9800 |  |  | 42500 | 6555 | 1.9 | Non Federally-Regulated | 08/29/1986 |  | 05/11/1988
York International | York | EA090C***(2,4,5)* | FA090C***(6)* | HRCU-A-CB, Split System: Heat | Both Heat Pump and Electric Re | 575 | 3 |  |  |  |  | True | Single-Speed | 90000 | 8443 | 10.7 | 8.9 |  | 0 | 88000 | 8065 | 3.2 | 3 | 55000 | 7013 | 2.3 | Federally-Regulated Commercial & Industrial Equipment | 08/27/2008 |  | 02/24/2011
Carrier Corp. - Syracuse | Keeprite | RHS150(H,L,S)******AA |  | HSP-A, Single-Package Heat Pum | Heat Pump | 208 | 3 | False |  |  |  | False | Single-Speed | 142000 | 13396 | 10.6 | 10.4 |  |  | 142000 | 13005 | 3.2 | 3.2 |  |  |  | Federally-Regulated Commercial & Industrial Equipment | 10/28/2014 |  | 10/28/2014
York International | Luxaire | BCCB-T/-W120* |  | HSP-A, Single-Package Heat Pum | Heat Pump | 460 | 3 |  |  |  | No Match |  | No Match | 118000 | 13111 | 9 | 8.9 |  |  | 116000 | 11332 | 3 | 3 | 70000 | 10257 | 2 | Federally-Regulated Commercial & Industrial Equipment | 07/29/1998 |  | 08/07/1998
Inter-City Products Corp. | Comfortmaker | RYMA75H**** |  | HSP-A, Single-Package Heat Pum | Heat Pump | 208 | 3 |  |  |  | No Match |  | No Match | 91000 | 9784 | 9.3 | 8.9 |  | 10.4 | 90000 | 8508 | 3.1 | 3 | 48000 | 6862 | 2.1 | Federally-Regulated Commercial & Industrial Equipment | 06/11/1997 |  | 09/02/1997
Carrier Corp. - Syracuse | Carrier Corp. | 50TCQ*17***(5,6,1)A***(A,C,D,F)* |  | HSP-A, Single-Package Heat Pum | Heat Pump | 575 | 3 | False |  |  |  | True | Single-Speed | 172000 | 15925 | 10.8 | 10.4 |  |  | 220000 | 19538 | 3.3 | 3.2 |  |  |  | Federally-Regulated Commercial & Industrial Equipment | 12/12/2012 |  | 05/09/2013
Carrier Corp. - Syracuse | Arcoaire | RHH(120,121)(H,L,S)******AA |  | HSP-A, Single-Package Heat Pum | Heat Pump | 208 | 3 | False |  |  |  | True | Single-Speed | 119000 | 9674 | 12.3 | 10.8 |  |  | 116000 | 9713 | 3.5 | 3.3 |  |  |  | Federally-Regulated Commercial & Industrial Equipment | 12/12/2012 |  | 10/28/2014
Trane U.S. Inc. | American Standard, Inc. | WC(D,H)150E3A*B |  | HSP-A, Single-Package Heat Pum | Both Heat Pump and Electric Re | 460 | 3 | False |  |  |  | False | Single-Speed | 146000 | 13272 | 11 | 10.4 |  |  | 146000 | 13371 | 3.2 | 3.2 |  |  |  | Federally-Regulated Commercial & Industrial Equipment | 03/02/2012 |  | 08/28/2012
Trane U.S. Inc. | American Standard, Inc. | WCH090C40*B* |  | HSP-A, Single-Package Heat Pum | Heat Pump | 460 | 3 |  |  |  | No Match |  | No Match | 87000 | 9775 | 8.9 | 8.9 |  |  | 86000 | 8400 | 3 | 3 | 43000 | 6299 | 2 | Non Federally-Regulated | 05/27/1993 |  | 09/02/1995
Phoenix Manufacturing, Inc. | Frigiking Tappan | PHR 90 3 |  | HSP-A, Single-Package Heat Pum | Heat Pump | 230 | 3 |  |  |  | No Match |  | No Match | 97000 | 12460 | 7.8 | 8.2 |  |  | 104000 | 10990 |  |  | 51000 | 8230 |  | Non Federally-Regulated | 05/16/1984 |  | 06/11/1985
Trane U.S. Inc. | American Standard, Inc. | WC(D,H)090C400A |  | HSP-A, Single-Package Heat Pum | Heat Pump | 460 | 3 |  |  |  | No Match |  | No Match | 87000 | 9775 | 8.9 | 8.9 |  |  | 86000 | 8400 | 3 | 3 | 43000 | 6299 | 2 | Non Federally-Regulated | 01/31/1992 |  | 07/31/1992
York International | Luxaire | BCCB-T/-W090* |  | HSP-A, Single-Package Heat Pum | Heat Pump | 460 | 3 |  |  |  | No Match |  | No Match | 87000 | 9666 | 9 | 8.9 |  |  | 89000 | 8694 | 3 | 3 | 49000 | 7180 | 2 | Federally-Regulated Commercial & Industrial Equipment | 07/29/1998 |  | 08/07/1998
Airedale North America | School Unit | SCHP7.5 |  | HSP-A, Single-Package Heat Pum | Heat Pump | 460 | 3 |  |  |  | No Match |  | No Match | 93500 | 11140 | 8.4 | 8.2 |  |  | 88000 | 9208 |  |  | 54440 | 8398 |  | Non Federally-Regulated | 03/15/1989 |  | 10/10/1989
Carrier Corp. - Syracuse | Tempstar | RHS(181,183)(H,L,S)******AC |  | HSP-A, Single-Package Heat Pum | Heat Pump | 208 | 3 | False |  |  |  | True | Single-Speed | 172000 | 15925 | 10.8 | 10.4 |  |  | 220000 | 19538 | 3.3 | 3.2 |  |  |  | Federally-Regulated Commercial & Industrial Equipment | 01/09/2014 |  | 10/28/2014
Airedale North America | School Unit | SCHP7.5 |  | HSP-A, Single-Package Heat Pum | Heat Pump | 208 | 3 |  |  |  | No Match |  | No Match | 93500 | 11140 | 8.4 | 8.2 |  |  | 88000 | 9208 |  |  | 54440 | 8398 |  | Non Federally-Regulated | 03/15/1989 |  | 10/10/1989
Carrier Corp. - Syracuse | Keeprite | RHH072(H,L,S)******** |  | HSP-A, Single-Package Heat Pum | Heat Pump | 460 | 3 | False |  |  |  | True | Single-Speed | 72000 | 6000 | 12 | 10.8 |  |  | 70000 | 6033 | 3.4 | 3.3 |  |  |  | Federally-Regulated Commercial & Industrial Equipment | 10/28/2014 |  | 10/28/2014
Borg Warner | Luxaire | EAHP-T090A | FBHP-S090A | HRCU-A-CB, Split System: Heat | Heat Pump | 230 | 3 |  |  |  | No Match |  | No Match | 93000 | 10134 | 8.5 | 8.2 |  |  | 103000 | 8710 | 3.5 |  | 59000 | 6263 | 2.8 | Non Federally-Regulated | 05/16/1984 |  | 06/11/1985
Rheem Sales Company, Inc. | Ruud | UJMB-A090C |  | HSP-A, Single-Package Heat Pum | Heat Pump | 208 | 3 |  |  |  | No Match |  | No Match | 92000 | 9108 | 10.1 | 8.9 |  | 11.5 | 92000 | 8423 | 3.2 | 3 | 52000 | 6925 | 2.2 | Federally-Regulated Commercial & Industrial Equipment | 07/31/2002 |  | 01/18/2008
Carrier Corp. - Syracuse | Arcoaire | RHS090H******TA |  | HSP-A, Single-Package Heat Pum | Heat Pump | 208 | 3 | False |  |  |  | False | Single-Speed | 87000 | 7767 | 11.2 | 10.8 |  |  | 86000 | 7413 | 3.4 | 3.3 |  |  |  | Federally-Regulated Commercial & Industrial Equipment | 10/28/2014 |  | 10/28/2014
Goettl | Goettl | HP722E-3 |  | HSP-A, Single-Package Heat Pum | Heat Pump | 230 | 3 |  |  |  | No Match |  | No Match | 70000 | 6950 | 10.1 | 8.9 |  |  | 67500 | 6030 | 3.3 | 3 | 38300 | 5250 | 2.1 | Federally-Regulated Commercial & Industrial Equipment | 07/24/1995 |  | 09/02/1995
Trane U.S. Inc. | American Standard, Inc. | TWA090A300D* | TWE090A300C* | HRCU-A-CB, Split System: Heat | Heat Pump | 208 | 3 |  |  |  | No Match |  | No Match | 88000 | 8543 | 10.3 | 8.9 |  |  | 84000 | 8203 | 3 | 3 | 53000 | 6751 | 2.3 | Federally-Regulated Commercial & Industrial Equipment | 05/22/2000 |  | 09/21/2001
McQuay International | McQuay International | DPS007AHHY2**-3 |  | HSP-A, Single-Package Heat Pum | Heat Pump | 208 | 3 | False |  |  |  | True | Variable-Speed | 88000 | 7096 | 12.4 | 10.8 |  |  | 78000 | 6178 | 3.7 | 3.3 |  |  |  | Federally-Regulated Commercial & Industrial Equipment | 08/28/2012 |  | 04/19/2013
Rheem Sales Company, Inc. | Ruud | UPWC-100C | UHGF-100Z | HRCU-A-CB, Split System: Heat | Heat Pump | 230 | 3 |  |  |  | No Match |  | No Match | 116000 | 13033 | 8.9 | 8.9 |  |  | 125000 | 11814 | 3.1 | 3 | 68000 | 9487 | 2.1 | Federally-Regulated Commercial & Industrial Equipment | 07/31/2002 |  | 01/18/2008
Carrier Corp. - Syracuse | Day & Night | RHS090(L,S)******TA |  | HSP-A, Single-Package Heat Pum | Heat Pump | 575 | 3 | False |  |  |  | False | Single-Speed | 88000 | 7857 | 11.2 | 10.8 |  |  | 86000 | 7413 | 3.4 | 3.3 |  |  |  | Federally-Regulated Commercial & Industrial Equipment | 10/28/2014 |  | 10/28/2014
York International | York | XP078[C,E]***(2,4,5)***6 |  | HSP-A, Single-Package Heat Pum | Both Heat Pump and Electric Re | 460 | 3 | False |  |  |  | True | Single-Speed | 78000 | 6782 | 11.5 | 10.8 |  |  | 75000 | 6561 | 3.4 | 3.3 |  |  |  | Federally-Regulated Commercial & Industrial Equipment | 04/19/2013 |  | 01/09/2014
Carrier Corp. - Syracuse | Bryant Heating & Cooling Systems | 548J(P,E,T)24*********(A,B)A-VERT |  | HSP-A, Single-Package Heat Pum | Heat Pump | 460 | 3 | False |  |  |  | True | Single-Speed | 232000 | 21886 | 10.6 | 10.4 |  |  | 220000 | 19538 | 3.3 | 3.2 |  |  |  | Federally-Regulated Commercial & Industrial Equipment | 10/28/2014 |  | 04/21/2015
Trane U.S. Inc. | General Electric | BWC120C4F |  | HSP-A, Single-Package Heat Pum | Heat Pump | 460 | 3 |  |  |  | No Match |  | No Match | 118000 | 14300 | 8.3 | 8.2 |  |  | 118000 | 11900 |  |  | 62500 | 8750 |  | Non Federally-Regulated | 06/11/1985 |  | 05/11/1988
Carrier Corp. - Syracuse | Tempstar | RHH(120,121)(H,L,S)******AA |  | HSP-A, Single-Package Heat Pum | Heat Pump | 460 | 3 | False |  |  |  | True | Single-Speed | 119000 | 9674 | 12.3 | 10.8 |  |  | 116000 | 9713 | 3.5 | 3.3 |  |  |  | Federally-Regulated Commercial & Industrial Equipment | 12/12/2012 |  | 10/28/2014
Carrier Corp. - Syracuse | Keeprite | RHH(120,121)(H,L,S)******AA |  | HSP-A, Single-Package Heat Pum | Heat Pump | 230 | 3 | False |  |  |  | True | Single-Speed | 119000 | 9674 | 12.3 | 10.8 |  |  | 116000 | 9713 | 3.5 | 3.3 |  |  |  | Federally-Regulated Commercial & Industrial Equipment | 12/12/2012 |  | 10/28/2014
York International | Fraser Johnston | BA-20(C00/E18/E36)** |  | HSP-A, Single-Package Heat Pum | Both Heat Pump and Electric Re | 230 | 3 |  |  |  |  | True | Single-Speed | 226000 | 21942 | 10.3 | 8.5 |  | 10.2 | 218000 | 18803 | 3.4 | 2.9 | 129000 | 18014 | 2.1 | Federally-Regulated Commercial & Industrial Equipment | 02/11/2008 |  | 02/24/2011
York International | Fraser Johnston | BADF-T/W120N205/245 |  | HSP-A, Single-Package Heat Pum | Heat Pump | 208 | 3 |  |  |  | No Match |  | No Match | 118000 | 13111 | 9 | 8.9 |  |  | 116000 | 11332 | 3 | 3 | 70000 | 10257 | 2 | Federally-Regulated Commercial & Industrial Equipment | 03/31/1998 |  | 05/09/1998
Carrier Corp. - Syracuse | Airquest | RHH102(H,L,S)******AA |  | HSP-A, Single-Package Heat Pum | Heat Pump | 460 | 3 | False |  |  |  | True | Single-Speed | 100000 | 8333 | 12 | 10.8 |  |  | 100000 | 8619 | 3.4 | 3.3 |  |  |  | Federally-Regulated Commercial & Industrial Equipment | 10/28/2014 |  | 10/28/2014
McQuay International | McQuay International | DPS007AHHE2**-3 |  | HSP-A, Single-Package Heat Pum | Heat Pump | 230 | 3 | False |  |  |  | True | Variable-Speed | 88000 | 7154 | 12.3 | 10.8 |  |  | 78000 | 6245 | 3.7 | 3.3 |  |  |  | Federally-Regulated Commercial & Industrial Equipment | 08/28/2012 |  | 04/19/2013
Carrier Corp. - Syracuse | ICP Commercial | CHS180(H,L,S)D* | FHS180(M,S,H,L)A*A* | HRCU-A-CB, Split System: Heat | Heat Pump | 575 | 3 |  |  |  |  | True | Single-Speed | 178000 | 16792 | 10.6 | 10.4 |  |  | 178000 | 15343 | 3.4 | 3.2 |  |  |  | Federally-Regulated Commercial & Industrial Equipment | 03/10/2011 |  | 12/12/2012
Carrier Corp. - Syracuse | Day & Night | RHS(240)(H,L,S)******TA |  | HSP-A, Single-Package Heat Pum | Heat Pump | 230 | 3 | False |  |  |  | True | Single-Speed | 232000 | 21886 | 10.6 | 10.4 |  |  | 220000 | 19538 | 3.3 | 3.2 |  |  |  | Federally-Regulated Commercial & Industrial Equipment | 04/21/2014 |  | 10/28/2014
Carrier Corp. - Syracuse | Tempstar | RHS(120,121)(H,L,S)******** |  | HSP-A, Single-Package Heat Pum | Heat Pump | 460 | 3 | False |  |  |  | False | Single-Speed | 116000 | 10545 | 11 | 10.8 |  |  | 116000 | 9999 | 3.4 | 3.3 |  |  |  | Federally-Regulated Commercial & Industrial Equipment | 11/30/2011 |  | 12/12/2012
Carrier Corp. - Syracuse | Carrier | 38AQ0345 + 38AQ0165 | 40RR054 | HRCU-A-CB, Split System: Heat | Heat Pump | 208 | 3 |  |  |  | No Match |  | No Match | 480915 | 59372 | 8.1 |  |  |  | 486000 | 52724 |  |  | 270000 | 41624 |  | Non Federally-Regulated | 06/11/1985 |  | 03/15/1989
Carrier Corp. - Syracuse | Comfortmaker | RHH102(H,L,S)******TA |  | HSP-A, Single-Package Heat Pum | Heat Pump | 230 | 3 | False |  |  |  | True | Single-Speed | 100000 | 8333 | 12 | 10.8 |  |  | 100000 | 8619 | 3.4 | 3.3 |  |  |  | Federally-Regulated Commercial & Industrial Equipment | 12/12/2012 |  | 10/28/2014
Carrier Corp. - Syracuse | Heil | RHH(120,121)(H,L,S)******** |  | HSP-A, Single-Package Heat Pum | Heat Pump | 460 | 3 | False |  |  |  | True | Single-Speed | 119000 | 9674 | 12.3 | 10.8 |  |  | 116000 | 9713 | 3.5 | 3.3 |  |  |  | Federally-Regulated Commercial & Industrial Equipment | 11/30/2011 |  | 12/12/2012
Carrier Corp. - Syracuse | Carrier Corp. | 50HCQ*08***(5,6,1)A* |  | HSP-A, Single-Package Heat Pum | Heat Pump | 460 | 3 | False |  |  |  | True | Single-Speed | 90000 | 7438 | 12.1 | 10.8 |  |  | 84000 | 7033 | 3.5 | 3.3 |  |  |  | Federally-Regulated Commercial & Industrial Equipment | 11/30/2011 |  | 12/12/2012
Carrier Corp. - Syracuse | Day & Night | 542EP120000 |  | HSP-A, Single-Package Heat Pum | Heat Pump | 208 | 3 |  |  |  | No Match |  | No Match | 120000 | 14700 | 8.2 | 8.2 |  |  | 120000 | 12200 |  |  | 65000 | 9200 |  | Non Federally-Regulated | 03/15/1989 |  | 10/10/1989
Carrier Corp. - Syracuse | Carrier | 50HJQ01250/60 |  | HSP-A, Single-Package Heat Pum | Heat Pump | 230 | 3 |  |  |  | No Match |  | No Match | 115000 | 11500 | 10 | 8.9 |  | 10.4 | 110000 | 9766 | 3.3 | 3 | 58000 | 8944 | 1.9 | Federally-Regulated Commercial & Industrial Equipment | 11/18/1999 |  | 04/13/2000
Rheem Sales Company, Inc. | Rheem | RPDC-100C* |  | HSP-A, Single-Package Heat Pum | Heat Pump | 208 | 3 |  |  |  | No Match |  | No Match | 120000 | 13665 | 8.8 |  |  |  | 126000 | 11875 | 3 | 2.5 | 67000 | 9345 | 2.1 | Non Federally-Regulated | 02/06/1988 |  | 05/11/1988
Carrier Corp. - Syracuse | Carrier | 38AQ0165 + 0165 + 0165 | 40RR054 | HSP-A, Single-Package Heat Pum | Heat Pump | 208 | 3 |  |  |  | No Match |  | No Match | 90000 | 64045 | 8.9 | 8.2 |  |  | 85000 | 8600 |  |  | 44000 | 6800 |  | Non Federally-Regulated | 09/08/1982 |  | 08/30/1983
Carrier Corp. | Carrier | 50PQ016---5**** |  | HSP-A, Single-Package Heat Pum | Heat Pump | 230 | 3 |  |  |  | No Match |  | No Match | 162000 | 19050 | 8.5 |  |  | 8.7 | 166000 | 16200 | 3 |  | 102000 | 14300 | 2.1 | Federally-Regulated Commercial & Industrial Equipment | 04/14/1993 |  | 04/07/1996
Carrier Corp. - Syracuse | Day & Night | RHS090(L,S)******AA |  | HSP-A, Single-Package Heat Pum | Heat Pump | 460 | 3 | False |  |  |  | False | Single-Speed | 88000 | 7857 | 11.2 | 10.8 |  |  | 86000 | 7413 | 3.4 | 3.3 |  |  |  | Federally-Regulated Commercial & Industrial Equipment | 10/28/2014 |  | 10/28/2014
Rheem Sales Company, Inc. | Ruud | UPWB-075CAS* | UHPA-075Z | HRCU-A-CB, Split System: Heat | Heat Pump | 208 | 3 |  |  |  | No Match |  | No Match | 90000 | 11000 | 8.2 | 8.2 |  |  | 88000 | 8595 |  |  | 46000 | 6740 |  | Non Federally-Regulated | 02/22/1990 |  | 08/23/1990
Trane U.S. Inc. | American Standard, Inc. | BWC180L300A |  | HSP-A, Single-Package Heat Pum | Heat Pump | 230 | 3 |  |  |  | No Match |  | No Match | 172000 | 21000 | 8.2 |  |  |  | 158000 | 17160 | 2.7 |  | 82000 | 13360 | 1.8 | Non Federally-Regulated | 07/31/1992 |  | 03/31/1998
York International | Coleman | BB-20[E54]***(T,W,X)* |  | HSP-A, Single-Package Heat Pum | Both Heat Pump and Electric Re | 460 | 3 |  |  |  |  | True | Single-Speed | 216000 | 22737 | 9.5 | 8.5 |  | 9.5 | 210000 | 19866 | 3.1 | 2.9 | 130000 | 19062 | 2 | Federally-Regulated Commercial & Industrial Equipment | 01/18/2008 |  | 01/24/2011
McQuay International | McQuay International | DPS010AHHG4*C-6 |  | HSP-A, Single-Package Heat Pum | Heat Pump | 460 | 3 | False |  |  |  | True | Variable-Speed | 121000 | 10000 | 12.1 | 10.8 |  |  | 119000 | 9105 | 3.8 | 3.3 |  |  |  | Federally-Regulated Commercial & Industrial Equipment | 03/02/2012 |  | 08/28/2012
Carrier Corp. - Syracuse | Keeprite | CHS091(H,L,S)A* | FHS091(M,S,K)A*A* | HRCU-A-CB, Split System: Heat | Heat Pump | 230 | 3 |  |  |  |  | True | Single-Speed | 89000 | 8090 | 11 | 10.8 |  |  | 87000 | 7727 | 3.3 | 3.3 |  |  |  | Federally-Regulated Commercial & Industrial Equipment | 03/10/2011 |  | 12/12/2012
Rheem Sales Company, Inc. | Rheem | RPDC-075D* |  | HSP-A, Single-Package Heat Pum | Heat Pump | 460 | 3 |  |  |  | No Match |  | No Match | 93000 | 10300 | 9 | 8.2 |  |  | 93000 | 8960 |  |  | 51000 | 6990 |  | Non Federally-Regulated | 02/22/1990 |  | 07/31/1992
Rheem Sales Company, Inc. | Heil Quaker | NRHR92LP00B |  | HSP-A, Single-Package Heat Pum | Heat Pump | 460 | 3 |  |  |  | No Match |  | No Match | 88000 | 10730 | 8.2 | 8.2 |  |  | 88000 | 8595 |  |  | 46000 | 6740 |  | Non Federally-Regulated | 08/29/1986 |  | 05/11/1988
Carrier Corp. - Syracuse | Comfortmaker | RHS102H******TA |  | HSP-A, Single-Package Heat Pum | Heat Pump | 208 | 3 | False |  |  |  | False | Single-Speed | 98000 | 8521 | 11.5 | 10.8 |  |  | 94000 | 8348 | 3.3 | 3.3 |  |  |  | Federally-Regulated Commercial & Industrial Equipment | 12/12/2012 |  | 10/28/2014
Carrier Corp. - Syracuse | Day & Night | RHS(120,121)(H,L,S)******** |  | HSP-A, Single-Package Heat Pum | Heat Pump | 460 | 3 | False |  |  |  | False | Single-Speed | 116000 | 10545 | 11 | 10.8 |  |  | 116000 | 9999 | 3.4 | 3.3 |  |  |  | Federally-Regulated Commercial & Industrial Equipment | 11/30/2011 |  | 12/12/2012
Carrier Corp. - Syracuse | Airquest | CHS121(H,L,S)A* | FHS120(M,S)**A0* | HRCU-A-CB, Split System: Heat | Heat Pump | 208 | 3 |  |  |  |  | True | Single-Speed | 112000 | 10181 | 11 | 10.8 |  |  | 106000 | 9413 | 3.3 | 3.3 |  |  |  | Federally-Regulated Commercial & Industrial Equipment | 07/18/2013 |  | 10/28/2014
Rheem Sales Company, Inc. | Rheem | RJKB-A120C |  | HSP-A, Single-Package Heat Pum | Heat Pump | 208 | 3 |  |  |  | No Match |  | No Match | 117000 | 12580 | 9.3 | 8.9 |  | 9.2 | 118000 | 11524 | 3 | 3 | 63500 | 9302 | 2 | Federally-Regulated Commercial & Industrial Equipment | 05/22/2000 |  | 11/21/2001
Carrier Corp. - Syracuse | Airquest | RHS(240)(H,L,S)******AA |  | HSP-A, Single-Package Heat Pum | Heat Pump | 575 | 3 | False |  |  |  | True | Single-Speed | 232000 | 21886 | 10.6 | 10.4 |  |  | 220000 | 19538 | 3.3 | 3.2 |  |  |  | Federally-Regulated Commercial & Industrial Equipment | 04/21/2014 |  | 10/28/2014
Lennox Industries Inc. | Armstrong | LHA240HN2* |  | HSP-A, Single-Package Heat Pum | Heat Pump | 460 | 3 |  |  |  | No Match |  | No Match | 220000 | 21568 | 10.2 | 8.5 |  | 11 | 220000 | 19533 | 3.3 | 2.9 | 118000 | 16463 | 2.1 | Federally-Regulated Commercial & Industrial Equipment | 07/31/2002 |  | 01/18/2008
York International | Fraser Johnston | EAHP-T120A | FBHP-S120A | HRCU-A-CB, Split System: Heat | Heat Pump | 208 | 3 |  |  |  | No Match |  | No Match | 116000 | 14146 | 8.2 | 8.2 |  |  | 127000 | 12407 |  |  | 75000 | 9158 |  | Non Federally-Regulated | 03/15/1989 |  | 10/10/1989
York International | Fraser Johnston | BADF-T120N245 |  | HSP-A, Single-Package Heat Pum | Heat Pump | 230 | 3 |  |  |  | No Match |  | No Match | 118000 | 13111 | 9 | 8.9 |  |  | 116000 | 11329 | 3 | 3 | 70000 | 10254 | 2 | Non Federally-Regulated | 02/17/1993 |  | 09/02/1995
York International | York | B1HN120N***25/46/58 |  | HSP-A, Single-Package Heat Pum | Heat Pump | 460 | 3 |  |  |  | No Match |  | No Match | 118000 | 13111 | 9 | 8.9 |  |  | 116000 | 11329 | 3 | 3 | 70000 | 10254 | 2 | Federally-Regulated Commercial & Industrial Equipment | 11/18/1999 |  | 04/13/2000
McQuay International | McQuay International | DPS010AHHW4*C-4 |  | HSP-A, Single-Package Heat Pum | Heat Pump | 460 | 3 | False |  |  |  | True | Variable-Speed | 120000 | 10000 | 12 | 10.8 |  |  | 118000 | 9124 | 3.8 | 3.3 |  |  |  | Federally-Regulated Commercial & Industrial Equipment | 03/02/2012 |  | 08/28/2012
Carrier Corp. - Syracuse | Carrier | 38AQ0345 | 40RR028 | HRCU-A-CB, Split System: Heat | Heat Pump | 208 | 3 |  |  |  | No Match |  | No Match | 279345 | 31383 |  | 7.5 |  |  | 316000 | 33057 |  |  | 176000 | 24549 |  | Non Federally-Regulated | 09/08/1982 |  | 08/30/1983
Trane U.S. Inc. | Trane | BWA180C4J | BWH180A | HRCU-A-CB, Split System: Heat | Heat Pump | 460 | 3 |  |  |  | No Match |  | No Match | 180000 | 23200 | 7.8 |  |  |  | 180000 | 20000 | 2.6 |  | 100000 | 16200 | 1.8 | Non Federally-Regulated | 05/11/1988 |  | 03/15/1989
Lennox Industries Inc. | Lennox | CHP16-953-4Y |  | HSP-A, Single-Package Heat Pum | Heat Pump | 208 | 3 |  |  |  | No Match |  | No Match | 88000 | 9778 | 9 | 8.9 |  |  | 90000 | 8307 | 3.1 | 3 | 46000 | 6740 | 2 | Non Federally-Regulated | 07/31/1992 |  | 03/31/1998
Carrier Corp. - Syracuse | Tempstar | RHS(181,183)(H,L,S)******AC |  | HSP-A, Single-Package Heat Pum | Heat Pump | 460 | 3 | False |  |  |  | True | Single-Speed | 172000 | 15925 | 10.8 | 10.4 |  |  | 220000 | 19538 | 3.3 | 3.2 |  |  |  | Federally-Regulated Commercial & Industrial Equipment | 01/09/2014 |  | 10/28/2014
Trane U.S. Inc. | Trane | WCD240B40*E* |  | HSP-A, Single-Package Heat Pum | Heat Pump | 460 | 3 |  |  |  | No Match |  | No Match | 230000 | 26744 | 8.6 | 8.5 |  | 8.7 | 230000 | 21744 | 3.1 | 2.9 | 12800 | 1786 | 2.1 | Federally-Regulated Commercial & Industrial Equipment | 10/24/1997 |  | 01/02/1997
Carrier Corp. - Syracuse | Comfortmaker | CHS121(H,L,S)A* | FHS120(M,S)**A0* | HRCU-A-CB, Split System: Heat | Heat Pump | 575 | 3 |  |  |  |  | True | Single-Speed | 112000 | 10181 | 11 | 10.8 |  |  | 106000 | 9413 | 3.3 | 3.3 |  |  |  | Federally-Regulated Commercial & Industrial Equipment | 07/18/2013 |  | 10/28/2014
Trane U.S. Inc. | American Standard, Inc. | BWA120C3OOM | BWE120C3OOG | HRCU-A-CB, Split System: Heat | Heat Pump | 230 | 3 |  |  |  | No Match |  | No Match | 118000 | 14300 | 8.3 | 8.2 |  |  | 120000 | 11550 |  |  | 63000 | 9550 |  | Non Federally-Regulated | 03/15/1989 |  | 10/10/1989
Trane U.S. Inc. | General Electric | BWA240C4J | BWH240A | HRCU-A-CB, Split System: Heat | Heat Pump | 460 | 3 |  |  |  | No Match |  | No Match | 234000 | 30100 | 7.8 |  |  |  | 224000 | 24700 | 2.7 |  | 116000 | 19700 | 1.7 | Non Federally-Regulated | 06/11/1985 |  | 05/11/1988
Lennox Industries Inc. | Lennox | HP17-1353V-3Y | CB17-135V-1 | HRCU-A-CB, Split System: Heat | Heat Pump | 208 | 3 |  |  |  | No Match |  | No Match | 119000 | 14512 | 8.2 | 8.2 |  |  | 119000 | 11499 |  |  | 69000 | 9406 |  | Non Federally-Regulated | 03/15/1989 |  | 10/10/1989
York International | Fraser Johnston | BACB-T/-W180A/E |  | HSP-A, Single-Package Heat Pum | Heat Pump | 230 | 3 |  |  |  | No Match |  | No Match | 164000 | 18636 | 8.8 | 8.5 |  | 8.5 | 174000 | 16998 | 3 | 2.9 | 90000 | 13188 | 2 | Federally-Regulated Commercial & Industrial Equipment | 12/01/1997 |  | 03/31/1998
Carrier Corp. - Syracuse | Comfortmaker | RHS090(L,S)******TA |  | HSP-A, Single-Package Heat Pum | Heat Pump | 460 | 3 | False |  |  |  | False | Single-Speed | 88000 | 7857 | 11.2 | 10.8 |  |  | 86000 | 7413 | 3.4 | 3.3 |  |  |  | Federally-Regulated Commercial & Industrial Equipment | 12/12/2012 |  | 10/28/2014
York International | Fraser Johnston | BACB-W090A |  | HSP-A, Single-Package Heat Pum | Heat Pump | 460 | 3 |  |  |  | No Match |  | No Match | 87000 | 9886 | 8.8 | 8.2 |  |  | 88000 | 8597 |  |  | 47000 | 6888 |  | Non Federally-Regulated | 03/15/1989 |  | 10/10/1989
Carrier Corp. - Syracuse | Comfortmaker | RHH102(H,L,S)******TA |  | HSP-A, Single-Package Heat Pum | Heat Pump | 575 | 3 | False |  |  |  | True | Single-Speed | 100000 | 8333 | 12 | 10.8 |  |  | 100000 | 8619 | 3.4 | 3.3 |  |  |  | Federally-Regulated Commercial & Industrial Equipment | 10/28/2014 |  | 10/28/2014
Trane U.S. Inc. | Trane | SPCC-C104-A |  | HSP-A, Single-Package Heat Pum | Heat Pump | 460 | 3 |  |  |  | No Match |  | No Match | 123600 | 14300 | 8.6 | 8.2 |  |  | 115400 | 11800 |  |  | 54100 | 8800 |  | Non Federally-Regulated | 06/11/1985 |  | 08/29/1986
York International | Johnson Controls | J10EA0C***(2,4,5)* | J10Dx***(6)* | HRCU-A-CB, Split System: Heat | Both Heat Pump and Electric Re | 575 | 3 |  |  |  |  | True | Single-Speed | 122000 | 11402 | 10.7 | 8.9 |  |  | 125000 | 11108 | 3.3 | 3 |  |  |  | Federally-Regulated Commercial & Industrial Equipment | 08/27/2008 |  | 02/24/2011
York International | Luxaire | BA-07C00*T/W/X***** |  | HSP-A, Single-Package Heat Pum | Heat Pump | 460 | 3 |  |  |  | No Match |  | No Match | 90000 | 8411 | 10.7 | 8.9 |  | 11 | 85000 | 7782 | 3.2 | 3 | 46000 | 6126 | 2.2 | Federally-Regulated Commercial & Industrial Equipment | 05/21/2002 |  | 07/18/2002
Borg Warner | York | B1SP090A25 |  | HSP-A, Single-Package Heat Pum | Heat Pump | 208 | 3 |  |  |  | No Match |  | No Match | 95000 | 10041 | 8.3 | 8.2 |  |  | 103000 | 8607 | 3.5 |  | 63000 | 6562 | 2.8 | Non Federally-Regulated | 05/16/1984 |  | 06/11/1985
AAON, Inc. | Aaon | RG-10-3-A0-***.* |  | HSP-A, Single-Package Heat Pum | Heat Pump | 460 | 3 |  |  |  | No Match |  | No Match | 117200 | 12311 | 9.5 | 8.9 |  | 10.5 | 125800 | 10465 | 3.5 | 3 | 78918 | 8912 | 2.6 | Federally-Regulated Commercial & Industrial Equipment | 12/11/1995 |  | 04/07/1996
McQuay International | McQuay International | DPS010AHHY4**-6 |  | HSP-A, Single-Package Heat Pum | Heat Pump | 460 | 3 | False |  |  |  | True | Variable-Speed | 121000 | 9837 | 12.3 | 10.8 |  |  | 119000 | 8988 | 3.9 | 3.3 |  |  |  | Federally-Regulated Commercial & Industrial Equipment | 03/02/2012 |  | 08/28/2012
Lennox Industries Inc. | Lennox | LHA180HN2* |  | HSP-A, Single-Package Heat Pum | Heat Pump | 575 | 3 |  |  |  | No Match |  | No Match | 182000 | 16545 | 11 | 8.5 |  | 12 | 192000 | 17047 | 3.3 | 2.9 | 106000 | 15528 | 2 | Federally-Regulated Commercial & Industrial Equipment | 02/05/2002 |  | 07/18/2002
Carrier Corp. - Syracuse | Airquest | RHS090H******AA |  | HSP-A, Single-Package Heat Pum | Heat Pump | 230 | 3 | False |  |  |  | False | Single-Speed | 88000 | 7857 | 11.2 | 10.8 |  |  | 86000 | 7413 | 3.4 | 3.3 |  |  |  | Federally-Regulated Commercial & Industrial Equipment | 12/12/2012 |  | 10/28/2014
Carrier Corp. - Syracuse | Airquest | RHS(243)(H,L,S)******TA |  | HSP-A, Single-Package Heat Pum | Heat Pump | 575 | 3 | False |  |  |  | True | Single-Speed | 232000 | 21886 | 10.6 | 10.4 |  |  | 220000 | 19538 | 3.3 | 3.2 |  |  |  | Federally-Regulated Commercial & Industrial Equipment | 04/21/2014 |  | 10/28/2014
Carrier Corp. | Day & Night | 575APX090 | 517J100 | HRCU-A-CB, Split System: Heat | Heat Pump | 208 | 3 |  |  |  | No Match |  | No Match | 82000 | 8720 | 9.4 | 8.9 |  |  | 86000 | 8130 | 3.1 | 3 | 52000 | 6920 | 2.2 | Federally-Regulated Commercial & Industrial Equipment | 06/09/1994 |  | 03/08/1996
York International | York | B5CH120A58 |  | HSP-A, Single-Package Heat Pum | Heat Pump | 575 | 3 |  |  |  | No Match |  | No Match | 118000 | 13111 | 9 | 8.9 |  |  | 116000 | 11329 | 3 | 3 | 70000 | 10254 | 2 | Federally-Regulated Commercial & Industrial Equipment | 05/22/2000 |  | 01/18/2008
York International | Coleman | PH120C00A*(2,4,5)***** | NH120C00*(5,6)****** | HRCU-A-CB, Split System: Heat | Heat Pump | 208 | 3 |  |  |  |  | True | Single-Speed | 124000 | 11273 | 11 | 8.9 |  |  | 109000 | 9686 | 3.3 | 3 |  |  |  | Federally-Regulated Commercial & Industrial Equipment | 07/16/2009 |  | 01/09/2014
Carrier Corp. - Syracuse | Bryant Heating & Cooling Systems | 548J(E,T)08**********A |  | HSP-A, Single-Package Heat Pum | Heat Pump | 575 | 3 | False |  |  |  | False | Single-Speed | 88000 | 7857 | 11.2 | 10.8 |  |  | 86000 | 7413 | 3.4 | 3.3 |  |  |  | Federally-Regulated Commercial & Industrial Equipment | 03/02/2012 |  | 12/12/2012
Trane U.S. Inc. | Trane | BWC120F3F |  | HSP-A, Single-Package Heat Pum | Heat Pump | 200 | 3 |  |  |  | No Match |  | No Match | 118000 | 14300 | 8.3 | 8.2 |  |  | 118000 | 11900 |  |  | 62500 | 8750 |  | Non Federally-Regulated | 06/11/1985 |  | 05/11/1988
International Comfort Products | Airquest | NCHR91H001C | NEMR10M030A | HRCU-A-CB, Split System: Heat | Heat Pump | 208 | 3 |  |  |  | No Match |  | No Match | 92000 | 9583 | 9.6 | 8.9 |  |  | 88000 | 8059 | 3.2 | 3 | 48000 | 6699 | 2.1 | Federally-Regulated Commercial & Industrial Equipment | 02/03/1998 |  | 03/31/1998
Lennox Industries Inc. | Lennox | CHP11-1853-1W |  | HSP-A, Single-Package Heat Pum | Heat Pump | 200 | 3 |  |  |  | No Match |  | No Match | 180000 | 22000 | 8.2 |  |  |  | 174000 | 17810 |  |  | 90000 | 13880 |  | Non Federally-Regulated | 03/15/1989 |  | 10/10/1989
Carrier Corp. - Syracuse | Keeprite | RHH(120,121)(H,L,S)******TA |  | HSP-A, Single-Package Heat Pum | Heat Pump | 230 | 3 | False |  |  |  | True | Single-Speed | 119000 | 9674 | 12.3 | 10.8 |  |  | 116000 | 9713 | 3.5 | 3.3 |  |  |  | Federally-Regulated Commercial & Industrial Equipment | 12/12/2012 |  | 10/28/2014
Carrier Corp. - Syracuse | Arcoaire | RHS090(L,S)******TA |  | HSP-A, Single-Package Heat Pum | Heat Pump | 575 | 3 | False |  |  |  | False | Single-Speed | 88000 | 7857 | 11.2 | 10.8 |  |  | 86000 | 7413 | 3.4 | 3.3 |  |  |  | Federally-Regulated Commercial & Industrial Equipment | 10/28/2014 |  | 10/28/2014
Rheem Sales Company, Inc. | Rheem | RPDC-075C |  | HSP-A, Single-Package Heat Pum | Heat Pump | 208 | 3 |  |  |  | No Match |  | No Match | 93000 | 10333 | 9 | 8.9 |  | 9.9 | 93000 | 9085 | 3 | 3 | 51000 | 7117 | 2.1 | Federally-Regulated Commercial & Industrial Equipment | 12/14/1998 |  | 08/18/1999
Carrier Corp. - Syracuse | Airquest | RHS(240)(H,L,S)******AA |  | HSP-A, Single-Package Heat Pum | Heat Pump | 575 | 3 | False |  |  |  | True | Single-Speed | 232000 | 21886 | 10.6 | 10.4 |  |  | 220000 | 19538 | 3.3 | 3.2 |  |  |  | Federally-Regulated Commercial & Industrial Equipment | 10/28/2014 |  | 10/28/2014
Phoenix Manufacturing, Inc. | Frigiking Tappan | PHR 90 5 |  | HSP-A, Single-Package Heat Pum | Heat Pump | 460 | 3 |  |  |  | No Match |  | No Match | 97000 | 12460 | 7.8 | 7.5 |  |  | 104000 | 10990 |  |  | 51000 | 8230 |  | Non Federally-Regulated | 09/08/1982 |  | 08/30/1983
York International | York | E1RA090S25/46 | F3EH090 | HRCU-A-CB, Split System: Heat | Heat Pump | 460 | 3 |  |  |  | No Match |  | No Match | 89000 | 9468 | 9.4 | 8.9 |  |  | 81000 | 7910 | 3 | 3 | 53000 | 7394 | 2.1 | Federally-Regulated Commercial & Industrial Equipment | 02/05/2002 |  | 07/18/2002
Carrier Corp. - Syracuse | ICP Commercial | RHS(181,183)(H,L,S)******AA |  | HSP-A, Single-Package Heat Pum | Heat Pump | 230 | 3 | False |  |  |  | True | Single-Speed | 172000 | 15925 | 10.8 | 10.4 |  |  | 166000 | 14742 | 3.3 | 3.2 |  |  |  | Federally-Regulated Commercial & Industrial Equipment | 12/12/2012 |  | 05/09/2013
Compu-Aire | Compu-Aire | CASH-634 |  | HSP-A, Single-Package Heat Pum | Heat Pump | 460 | 3 |  |  |  | No Match |  | No Match | 73500 | 8550 | 8.6 | 8.2 |  |  | 72000 | 7360 |  |  | 46500 | 7150 |  | Non Federally-Regulated | 10/10/1989 |  | 07/31/1992
Trane U.S. Inc. | Trane | WCH090C40*A* |  | HSP-A, Single-Package Heat Pum | Heat Pump | 460 | 3 |  |  |  | No Match |  | No Match | 87000 | 9775 | 8.9 | 8.9 |  |  | 86000 | 8400 | 3 | 3 | 43000 | 6299 | 2 | Non Federally-Regulated | 04/14/1993 |  | 09/02/1995
Carrier Corp. - Syracuse | Tempstar | CHS072(H,L,S)A* | FHS072(M,S,K)**A0* | HRCU-A-CB, Split System: Heat | Heat Pump | 208 | 3 |  |  |  |  | True | Single-Speed | 70000 | 6363 | 11 | 10.8 |  |  | 66000 | 5861 | 3.3 | 3.3 |  |  |  | Federally-Regulated Commercial & Industrial Equipment | 07/18/2013 |  | 10/28/2014
Carrier Corp. - Syracuse | Arcoaire | RHS150(H,L,S)******AA |  | HSP-A, Single-Package Heat Pum | Heat Pump | 208 | 3 | False |  |  |  | False | Single-Speed | 142000 | 13396 | 10.6 | 10.4 |  |  | 142000 | 13005 | 3.2 | 3.2 |  |  |  | Federally-Regulated Commercial & Industrial Equipment | 10/28/2014 |  | 10/28/2014
Trane U.S. Inc. | Trane | WCD075A300A |  | HSP-A, Single-Package Heat Pum | Heat Pump | 230 | 3 |  |  |  | No Match |  | No Match | 71000 | 8300 | 8.6 | 8.2 |  |  | 71000 | 7170 |  |  | 33000 | 5090 |  | Non Federally-Regulated | 02/22/1990 |  | 07/31/1992
Carrier Corp. | Carrier | 38AQ0245+0245+0165 | 40RR054 | HRCU-A-CB, Split System: Heat | Heat Pump | 208 | 3 |  |  |  | No Match |  | No Match | 568915 | 72014 | 7.9 |  |  | 8.5 | 596000 | 69830 | 2.5 |  | 323000 | 52561 | 1.8 | Voluntarily Certified | 01/23/1988 |  | 03/08/1996
Trane U.S. Inc. | Trane | WCH180B300B |  | HSP-A, Single-Package Heat Pum | Heat Pump | 230 | 3 |  |  |  | No Match |  | No Match | 176000 | 18930 | 9.3 |  |  |  | 160000 | 16160 | 2.9 |  | 82000 | 12000 | 2 | Non Federally-Regulated | 07/31/1992 |  | 03/31/1998
Lennox Industries Inc. | Lennox | LHA240HN2* |  | HSP-A, Single-Package Heat Pum | Heat Pump | 230 | 3 |  |  |  | No Match |  | No Match | 220000 | 21568 | 10.2 | 8.5 |  | 11 | 220000 | 19533 | 3.3 | 2.9 | 118000 | 16463 | 2.1 | Federally-Regulated Commercial & Industrial Equipment | 07/31/2002 |  | 01/18/2008
Carrier Corp. - Syracuse | Carrier | 50HJQ00850/60 |  | HSP-A, Single-Package Heat Pum | Heat Pump | 208 | 3 |  |  |  | No Match |  | No Match | 88000 | 8800 | 10 | 8.9 |  | 10.8 | 87000 | 7968 | 3.2 | 3 | 48000 | 6964 | 2 | Federally-Regulated Commercial & Industrial Equipment | 02/03/1998 |  | 03/31/1998
Carrier Corp. - Syracuse | Day & Night | RHS(240)(H,L,S)******TA |  | HSP-A, Single-Package Heat Pum | Heat Pump | 460 | 3 | False |  |  |  | True | Single-Speed | 232000 | 21886 | 10.6 | 10.4 |  |  | 220000 | 19538 | 3.3 | 3.2 |  |  |  | Federally-Regulated Commercial & Industrial Equipment | 10/28/2014 |  | 10/28/2014
Carrier Corp. - Syracuse | ICP Commercial | RHH072(H,L,S)******** |  | HSP-A, Single-Package Heat Pum | Heat Pump | 230 | 3 | False |  |  |  | True | Single-Speed | 72000 | 6000 | 12 | 10.8 |  |  | 70000 | 6033 | 3.4 | 3.3 |  |  |  | Federally-Regulated Commercial & Industrial Equipment | 10/28/2014 |  | 10/28/2014
Lennox Industries Inc. | Lennox | CHP16-1353-4G |  | HSP-A, Single-Package Heat Pum | Heat Pump | 460 | 3 |  |  |  | No Match |  | No Match | 118000 | 14217 | 8.3 |  |  |  | 120000 | 12297 | 2.8 | 2.5 | 64000 | 9872 | 1.9 | Non Federally-Regulated | 05/09/1990 |  | 07/27/1992
Rheem Sales Company, Inc. | Heil Quaker | NCHR20H001B | NEPR20M050A | HRCU-A-CB, Split System: Heat | Heat Pump | 208 | 3 |  |  |  | No Match |  | No Match | 234000 | 28540 | 8.2 | 8.2 |  |  | 234000 | 24490 |  |  | 119000 | 17430 |  | Non Federally-Regulated | 02/22/1990 |  | 07/31/1992
Airedale North America | School Unit | SCHP5 |  | HSP-A, Single-Package Heat Pum | Heat Pump | 208 | 3 |  |  |  | No Match |  | No Match | 66500 | 7920 | 8.4 |  |  |  | 65000 | 7054 | 2.7 | 2.5 | 40470 | 6590 | 1.8 | Non Federally-Regulated | 11/03/1988 |  | 03/15/1989
Lennox Industries Inc. | Lennox | GHP16-953-1G |  | HSP-A, Single-Package Heat Pum | Heat Pump | 460 | 3 |  |  |  | No Match |  | No Match | 88000 | 10602 | 8.3 |  |  |  | 88000 | 8713 | 2.9 | 2.5 | 43000 | 6633 | 1.9 | Non Federally-Regulated | 12/21/1990 |  | 07/27/1992
Carrier Corp. - Syracuse | Keeprite | CHS072(H,L,S)A* | FHS072(M,S,K)A*A* | HRCU-A-CB, Split System: Heat | Heat Pump | 230 | 3 |  |  |  |  | True | Single-Speed | 70000 | 6363 | 11 | 10.8 |  |  | 66000 | 5861 | 3.3 | 3.3 |  |  |  | Federally-Regulated Commercial & Industrial Equipment | 03/10/2011 |  | 12/12/2012
Carrier Corp. - Syracuse | Day & Night | CHS121(H,L,S)A* | FHS120(M,S)A*A* | HRCU-A-CB, Split System: Heat | Heat Pump | 575 | 3 |  |  |  |  | True | Single-Speed | 112000 | 10181 | 11 | 10.8 |  |  | 106000 | 9414 | 3.3 | 3.3 |  |  |  | Federally-Regulated Commercial & Industrial Equipment | 03/10/2011 |  | 12/12/2012
AAON, Inc. | Aaon | RN-009-8-*-E6**-***:*******D |  | HSP-A, Single-Package Heat Pum | Both Heat Pump and Electric Re | 208 | 3 | False |  |  |  | True | Single-Speed | 95000 | 8050 | 11.8 | 10.8 |  |  | 93000 | 7061 | 3.9 | 3.3 |  |  |  | Federally-Regulated Commercial & Industrial Equipment | 08/28/2012 |  | 06/02/2015
Carrier Corp. - Syracuse | Carrier Corp. | 38AUQA12A0*(5,6,1)A* | 40RUQA12T*A(3,5,6,1)A* | HRCU-A-CB, Split System: Heat | Heat Pump | 230 | 3 |  |  |  |  | True | Single-Speed | 112000 | 10181 | 11 | 10.8 |  |  | 106000 | 9413 | 3.3 | 3.3 |  |  |  | Federally-Regulated Commercial & Industrial Equipment | 06/17/2013 |  | 04/20/2015
Lennox Industries Inc. | Lennox | HP6-953V-6Y | CB3-95V | HRCU-A-CB, Split System: Heat | Heat Pump | 208 | 3 |  |  |  | No Match |  | No Match | 90000 | 11400 | 7.9 | 7.5 |  |  | 93000 | 9700 |  |  | 52000 | 8100 |  | Non Federally-Regulated | 01/05/1982 |  | 05/16/1984
Carrier Corp. | Carrier | 50QJ008631 |  | HSP-A, Single-Package Heat Pum | Heat Pump | 460 | 3 |  |  |  | No Match |  | No Match | 92000 | 10110 | 9.1 | 8.9 |  | 10.3 | 96000 | 9380 | 3 | 3 | 55000 | 8060 | 2 | Non Federally-Regulated | 05/07/1992 |  | 03/08/1996
York International | Fraser Johnston | BACB-(T/W/X)180(A/E) |  | HSP-A, Single-Package Heat Pum | Heat Pump | 208 | 3 |  |  |  | No Match |  | No Match | 164000 | 18636 | 8.8 | 8.5 |  | 8.5 | 174000 | 16993 | 3 | 2.9 | 90000 | 13184 | 2 | Federally-Regulated Commercial & Industrial Equipment | 11/18/1999 |  | 07/18/2002
Carrier Corp. - Syracuse | ICP Commercial | RHS150(H,L,S)******TA |  | HSP-A, Single-Package Heat Pum | Heat Pump | 575 | 3 | False |  |  |  | False | Single-Speed | 142000 | 13396 | 10.6 | 10.4 |  |  | 142000 | 13005 | 3.2 | 3.2 |  |  |  | Federally-Regulated Commercial & Industrial Equipment | 12/12/2012 |  | 10/28/2014
McQuay International | McQuay International | DPS007AHHG4*C-4 |  | HSP-A, Single-Package Heat Pum | Heat Pump | 460 | 3 | False |  |  |  | True | Variable-Speed | 89000 | 7177 | 12.4 | 10.8 |  |  | 89000 | 6108 | 4.3 | 3.3 |  |  |  | Federally-Regulated Commercial & Industrial Equipment | 03/02/2012 |  | 08/28/2012
McQuay International | McQuay International | DPS010AHHY2**-6* |  | HSP-A, Single-Package Heat Pum | Heat Pump | 230 | 3 | False |  |  |  | True | Variable-Speed | 121000 | 9837 | 12.3 | 10.8 |  |  | 112000 | 9325 | 3.5 | 3.3 |  |  |  | Federally-Regulated Commercial & Industrial Equipment | 04/19/2013 |  | 01/09/2014
Trane U.S. Inc. | American Standard, Inc. | WCD120B40*E* |  | HSP-A, Single-Package Heat Pum | Heat Pump | 460 | 3 |  |  |  | No Match |  | No Match | 117000 | 12717 | 9.2 | 8.9 |  | 9.2 | 119000 | 11472 | 3 | 3 | 61000 | 8850 | 2 | Federally-Regulated Commercial & Industrial Equipment | 12/14/1998 |  | 08/17/1999
Borg Warner | Moncrief | EAHP-T120A | FBHP-S120A | HRCU-A-CB, Split System: Heat | Heat Pump | 208 | 3 |  |  |  | No Match |  | No Match | 119000 | 13140 | 8.2 | 8.2 |  |  | 129000 | 11080 | 3.4 |  | 76000 | 8040 | 2.8 | Non Federally-Regulated | 06/11/1985 |  | 05/11/1988
Rheem Sales Company, Inc. | Heil Quaker | NRHR10LP00B |  | HSP-A, Single-Package Heat Pum | Heat Pump | 460 | 3 |  |  |  | No Match |  | No Match | 116000 | 14150 | 8.2 | 8.2 |  |  | 118000 | 12350 |  |  | 60000 | 8790 | 2 | Non Federally-Regulated | 03/15/1989 |  | 10/10/1989
McQuay International | McQuay International | DPS012AHHY2*C-6 |  | HSP-A, Single-Package Heat Pum | Heat Pump | 230 | 3 | False |  |  |  | True | Variable-Speed | 144000 | 12000 | 12 | 10.4 |  |  | 140000 | 11272 | 3.6 | 3.2 |  |  |  | Federally-Regulated Commercial & Industrial Equipment | 03/02/2012 |  | 08/28/2012
Daikin Comfort Technologies Manufacturing, L.P. | Goodman | CPH072********B* |  | HSP-A, Single-Package Heat Pum | Both Heat Pump and Electric Re | 208 | 3 | False |  |  |  | False | No Match | 70000 | 6306 | 11.1 | 10.8 |  |  | 70000 | 5698 | 3.6 | 3.3 |  |  |  | No Match | 05/02/2012 |  | 05/08/2012
Carrier Corp. - Syracuse | Carrier | 38AQS0165/6 | 40RMQ0165/6GC | HRCU-A-CB, Split System: Heat | Heat Pump | 230 | 3 |  |  |  | No Match |  | No Match | 172000 | 19545 | 8.8 | 8.5 |  | 9.9 | 164000 | 16021 | 3 | 2.9 | 94000 | 12522 | 2.2 | Federally-Regulated Commercial & Industrial Equipment | 12/14/1998 |  | 10/06/1999
Carrier Corp. - Syracuse | Airquest | CHS240(H,L,S)D* | FHS240(S,H,L)**A2* | HRCU-A-CB, Split System: Heat | Heat Pump | 575 | 3 |  |  |  |  | True | Single-Speed | 222000 | 20747 | 10.7 | 10.4 |  |  | 214000 | 17919 | 3.5 | 3.2 |  |  |  | Federally-Regulated Commercial & Industrial Equipment | 07/18/2013 |  | 10/28/2014
Rheem Sales Company, Inc. | Weatherking | WPWC-100C | WHGF-100Z | HRCU-A-CB, Split System: Heat | Heat Pump | 208 | 3 |  |  |  | No Match |  | No Match | 116000 | 13033 | 8.9 | 8.9 |  |  | 125000 | 11814 | 3.1 | 3 | 68000 | 9487 | 2.1 | Federally-Regulated Commercial & Industrial Equipment | 07/31/2002 |  | 01/18/2008
York International | York | BP150C00A2/4/5***1* |  | HSP-A, Single-Package Heat Pum | Heat Pump | 575 | 3 |  |  |  | No Match |  | No Match | 144000 | 15483 | 9.3 | 8.5 |  | 11 | 142000 | 13421 | 3.1 | 2.9 | 91000 | 12696 | 2.1 | Federally-Regulated Commercial & Industrial Equipment | 07/19/2001 |  | 02/05/2002
Trane U.S. Inc. | Trane | WCD120B30*E* |  | HSP-A, Single-Package Heat Pum | Heat Pump | 208 | 3 |  |  |  | No Match |  | No Match | 117000 | 12717 | 9.2 | 8.9 |  | 9.2 | 119000 | 11472 | 3 | 3 | 61000 | 8850 | 2 | Federally-Regulated Commercial & Industrial Equipment | 02/03/1998 |  | 03/31/1998
Carrier Corp. - Syracuse | Carrier Corp. | 38AUQA16A0*(5,6,1)A* | 40RUQA16T*A(5,6,1)A* | HRCU-A-CB, Split System: Heat | Heat Pump | 575 | 3 |  |  |  |  | True | Single-Speed | 178000 | 16792 | 10.6 | 10.4 |  |  | 178000 | 15343 | 3.4 | 3.2 |  |  |  | Federally-Regulated Commercial & Industrial Equipment | 06/17/2013 |  | 04/20/2015
York International | Coleman | BA-A6[C,E]***(T,W,X)* |  | HSP-A, Single-Package Heat Pum | Both Heat Pump and Electric Re | 460 | 3 |  |  |  |  | True | Single-Speed | 68000 | 6667 | 10.2 | 8.9 |  | 0 | 69000 | 6323 | 3.2 | 3 | 43000 | 5732 | 2.2 | Federally-Regulated Commercial & Industrial Equipment | 01/18/2008 |  | 01/24/2011
Daikin Comfort Technologies Manufacturing, L.P. | Goodman | CPH150********A* |  | HSP-A, Single-Package Heat Pum | Both Heat Pump and Electric Re | 230 | 3 | False |  |  |  | False | Single-Speed | 140000 | 13207 | 10.6 | 10.4 |  |  | 142000 | 13005 | 3.2 | 3.2 |  |  |  | Federally-Regulated Commercial & Industrial Equipment | 12/12/2012 |  | 06/02/2015
Carrier Corp. - Syracuse | Comfortmaker | RHH102(H,L,S)******AA |  | HSP-A, Single-Package Heat Pum | Heat Pump | 460 | 3 | False |  |  |  | True | Single-Speed | 100000 | 8333 | 12 | 10.8 |  |  | 100000 | 8619 | 3.4 | 3.3 |  |  |  | Federally-Regulated Commercial & Industrial Equipment | 12/12/2012 |  | 10/28/2014
Rheem Sales Company, Inc. | Ruud | UPWA-100CAS | UHPA-100G2 | HRCU-A-CB, Split System: Heat | Heat Pump | 230 | 3 |  |  |  | No Match |  | No Match | 119000 | 14900 | 8 | 7.5 |  |  | 123000 | 11800 | 3.1 |  | 61000 | 9300 | 1.9 | Non Federally-Regulated | 01/05/1982 |  | 09/08/1982
York International | Evcon | BA-10[C,E]***(T,W,X)* |  | HSP-A, Single-Package Heat Pum | Both Heat Pump and Electric Re | 575 | 3 |  |  |  |  | False | Single-Speed | 120000 | 11650 | 10.3 | 8.9 |  | 10 | 113000 | 10356 | 3.2 | 3 | 60000 | 7998 | 2.2 | Federally-Regulated Commercial & Industrial Equipment | 01/18/2008 |  | 02/24/2011
York International | York | BP180[E54]***(2,4,5)* |  | HSP-A, Single-Package Heat Pum | Both Heat Pump and Electric Re | 230 | 3 |  |  |  |  | True | Single-Speed | 162000 | 16531 | 9.8 | 8.5 |  | 9.4 | 172000 | 15762 | 3.2 | 2.9 | 102000 | 14244 | 2.1 | Federally-Regulated Commercial & Industrial Equipment | 01/18/2008 |  | 02/24/2011
York International | York | BP120C00A2/4/5***** |  | HSP-A, Single-Package Heat Pum | Heat Pump | 575 | 3 |  |  |  | No Match |  | No Match | 120000 | 11650 | 10.3 | 8.9 |  | 10 | 113000 | 10346 | 3.2 | 3 | 60000 | 7990 | 2.2 | Federally-Regulated Commercial & Industrial Equipment | 07/31/2002 |  | 01/18/2008
Lennox Industries Inc. | Lennox | GHP16-1353-2Y |  | HSP-A, Single-Package Heat Pum | Heat Pump | 208 | 3 |  |  |  | No Match |  | No Match | 117000 | 13146 | 8.9 | 8.9 |  |  | 119000 | 11424 | 3 | 3 | 64000 | 9377 | 2 | Non Federally-Regulated | 04/22/1992 |  | 07/31/1992
Carrier Corp. - Syracuse | Day & Night | RHH072(H,L,S)0******A |  | HSP-A, Single-Package Heat Pum | Heat Pump | 575 | 3 | False |  |  |  | True | Single-Speed | 72000 | 6000 | 12 | 10.8 |  |  | 70000 | 6033 | 3.4 | 3.3 |  |  |  | Federally-Regulated Commercial & Industrial Equipment | 03/10/2011 |  | 04/19/2013
Lennox Industries Inc. | Armstrong | LHA090H* |  | HSP-A, Single-Package Heat Pum | Heat Pump | 208 | 3 |  |  |  | No Match |  | No Match | 89000 | 7739 | 11.5 | 8.9 |  | 12 | 90000 | 7992 | 3.3 | 3 | 52000 | 7257 | 2.1 | Federally-Regulated Commercial & Industrial Equipment | 03/31/1998 |  | 05/09/1998
Trane U.S. Inc. | Trane | WCH150B300B |  | HSP-A, Single-Package Heat Pum | Heat Pump | 230 | 3 |  |  |  | No Match |  | No Match | 146000 | 15550 | 9.4 |  |  |  | 132000 | 13330 | 2.9 |  | 70000 | 10250 | 2 | Federally-Regulated Commercial & Industrial Equipment | 01/27/1992 |  | 07/22/1992
Carrier Corp. - Syracuse | Carrier | 50TJQ01250/60 |  | HSP-A, Single-Package Heat Pum | Heat Pump | 208 | 3 |  |  |  | No Match |  | No Match | 112000 | 12444 | 9 | 8.9 |  | 9 | 105000 | 9926 | 3.1 | 3 | 53000 | 8726 | 1.8 | Federally-Regulated Commercial & Industrial Equipment | 03/31/1998 |  | 05/09/1998
York International | York | BP090C00A2/4/5***** |  | HSP-A, Single-Package Heat Pum | Heat Pump | 460 | 3 |  |  |  | No Match |  | No Match | 90000 | 8411 | 10.7 | 8.9 |  | 11 | 85000 | 7782 | 3.2 | 3 | 46000 | 6126 | 2.2 | Federally-Regulated Commercial & Industrial Equipment | 07/31/2002 |  | 01/18/2008
Trane U.S. Inc. | Trane | WCD150B30*E* |  | HSP-A, Single-Package Heat Pum | Heat Pump | 208 | 3 |  |  |  | No Match |  | No Match | 146000 | 16043 | 9.1 | 8.5 |  | 9.4 | 136000 | 13286 | 3 | 2.9 | 72000 | 10048 | 2.1 | Federally-Regulated Commercial & Industrial Equipment | 12/14/1998 |  | 11/18/1999
Carrier Corp. - Syracuse | ICP Commercial | RHS150(H,L,S)******TA |  | HSP-A, Single-Package Heat Pum | Heat Pump | 575 | 3 | False |  |  |  | False | Single-Speed | 142000 | 13396 | 10.6 | 10.4 |  |  | 142000 | 13005 | 3.2 | 3.2 |  |  |  | Federally-Regulated Commercial & Industrial Equipment | 10/28/2014 |  | 10/28/2014
Carrier Corp. - Syracuse | Carrier | 50HJQ00750/60 |  | HSP-A, Single-Package Heat Pum | Heat Pump | 460 | 3 |  |  |  | No Match |  | No Match | 68000 | 7157 | 9.5 | 8.9 |  |  | 72000 | 6206 | 3.4 | 3 | 36000 | 5495 | 1.9 | Federally-Regulated Commercial & Industrial Equipment | 03/31/1998 |  | 05/09/1998
Carrier Corp. - Syracuse | Carrier | 50EQ0285 |  | HSP-A, Single-Package Heat Pum | Heat Pump | 230 | 3 |  |  |  | No Match |  | No Match | 270000 | 33500 | 8.1 |  |  |  | 276000 | 27400 |  |  | 163000 | 23000 |  | Non Federally-Regulated | 05/11/1988 |  | 03/15/1989
Carrier Corp. - Syracuse | Airquest | RHS(243)(H,L,S)******AA |  | HSP-A, Single-Package Heat Pum | Heat Pump | 575 | 3 | False |  |  |  | True | Single-Speed | 232000 | 21886 | 10.6 | 10.4 |  |  | 220000 | 19538 | 3.3 | 3.2 |  |  |  | Federally-Regulated Commercial & Industrial Equipment | 04/21/2014 |  | 10/28/2014
Trane U.S. Inc. | Trane | BWC180L300A |  | HSP-A, Single-Package Heat Pum | Heat Pump | 230 | 3 |  |  |  | No Match |  | No Match | 172000 | 21000 | 8.2 |  |  |  | 158000 | 17160 | 2.7 |  | 82000 | 13360 | 1.8 | Non Federally-Regulated | 05/11/1988 |  | 03/15/1989
York International | Fraser Johnston | BB-20[C,E18,E36]***(T,W,X)* |  | HSP-A, Single-Package Heat Pum | Both Heat Pump and Electric Re | 208 | 3 |  |  |  |  | True | Single-Speed | 218000 | 22947 | 9.5 | 8.5 |  | 10.2 | 210000 | 19866 | 3.1 | 2.9 | 130000 | 19062 | 2 | Federally-Regulated Commercial & Industrial Equipment | 01/18/2008 |  | 01/24/2011
GE Appliances, a Haier company | General Electric | BWA180C2 | BWH180A | HRCU-A-CB, Split System: Heat | Heat Pump | 200 | 3 |  |  |  | No Match |  | No Match | 180000 | 23200 | 7.8 | 7.5 |  |  | 180000 | 20000 | 2.6 |  | 100000 | 16200 | 1.8 | Non Federally-Regulated | 09/08/1982 |  | 09/03/2015
Lennox Industries Inc. | Lennox | LHA120H* |  | HSP-A, Single-Package Heat Pum | Heat Pump | 208 | 3 |  |  |  | No Match |  | No Match | 118000 | 11456 | 10.3 | 8.9 |  | 11.3 | 120000 | 10654 | 3.3 | 3 | 72000 | 10045 | 2.1 | Federally-Regulated Commercial & Industrial Equipment | 11/21/2001 |  | 07/18/2002
Carrier Corp. - Syracuse | Payne | 548BEX090 |  | HSP-A, Single-Package Heat Pum | Heat Pump | 460 | 3 |  |  |  | No Match |  | No Match | 90000 | 10300 | 8.7 | 8.2 |  |  | 92000 | 8500 | 3.2 |  | 49000 | 7100 | 2 | Non Federally-Regulated | 02/22/1990 |  | 07/31/1992
Carrier Corp. - Syracuse | Tempstar | RHS(181,183)(H,L,S)******TA |  | HSP-A, Single-Package Heat Pum | Heat Pump | 230 | 3 | False |  |  |  | True | Single-Speed | 172000 | 15925 | 10.8 | 10.4 |  |  | 166000 | 14742 | 3.3 | 3.2 |  |  |  | Federally-Regulated Commercial & Industrial Equipment | 12/12/2012 |  | 05/09/2013
Rheem Sales Company, Inc. | Rheem | RPWB-100DAS* | RHPA-100Z | HRCU-A-CB, Split System: Heat | Heat Pump | 460 | 3 |  |  |  | No Match |  | No Match | 118000 | 14390 | 8.2 | 8.2 |  |  | 118000 | 12350 |  |  | 60000 | 8790 | 2 | Non Federally-Regulated | 03/15/1989 |  | 10/10/1989
Carrier Corp. - Syracuse | Payne | 541APX/AEX180 | 524APH/AEH180GC | HRCU-A-CB, Split System: Heat | Heat Pump | 230 | 3 |  |  |  | No Match |  | No Match | 172000 | 19545 | 8.8 | 8.5 |  | 9.9 | 164000 | 16021 | 3 | 2.9 | 94000 | 12522 | 2.2 | Federally-Regulated Commercial & Industrial Equipment | 10/24/1997 |  | 03/31/1998
Rheem Sales Company, Inc. | Weatherking | WJKB-A090D |  | HSP-A, Single-Package Heat Pum | Heat Pump | 460 | 3 |  |  |  | No Match |  | No Match | 89000 | 9673 | 9.2 | 8.9 |  | 12.1 | 90000 | 8789 | 3 | 3 | 52500 | 7691 | 2 | Federally-Regulated Commercial & Industrial Equipment | 05/22/2000 |  | 11/21/2001
Carrier Corp. - Syracuse | Bryant Heating & Cooling Systems | 548J(E,T)08*********(A,B)A |  | HSP-A, Single-Package Heat Pum | Heat Pump | 460 | 3 | False |  |  |  | False | Single-Speed | 88000 | 7857 | 11.2 | 10.8 |  |  | 86000 | 7413 | 3.4 | 3.3 |  |  |  | Federally-Regulated Commercial & Industrial Equipment | 12/12/2012 |  | 10/28/2014
Carrier Corp. - Syracuse | Tempstar | RHS(181,183)(H,L,S)******TC |  | HSP-A, Single-Package Heat Pum | Heat Pump | 575 | 3 | False |  |  |  | True | Single-Speed | 172000 | 15925 | 10.8 | 10.4 |  |  | 220000 | 19538 | 3.3 | 3.2 |  |  |  | Federally-Regulated Commercial & Industrial Equipment | 01/09/2014 |  | 10/28/2014
Lennox Industries Inc. | Lennox | LHA088S* |  | HSP-A, Single-Package Heat Pum | Heat Pump | 230 | 3 |  |  |  | No Match |  | No Match | 86000 | 9555 | 9 | 8.9 |  |  | 86000 | 8399 | 3 | 3 | 48000 | 7031 | 2 | Federally-Regulated Commercial & Industrial Equipment | 05/22/2000 |  | 03/22/2001
York International | York | XP090[C,E]***(2,4,5)***6 |  | HSP-A, Single-Package Heat Pum | Both Heat Pump and Electric Re | 460 | 3 | False |  |  |  | True | Single-Speed | 90000 | 8035 | 11.2 | 10.8 |  |  | 88000 | 7698 | 3.4 | 3.3 |  |  |  | Federally-Regulated Commercial & Industrial Equipment | 01/09/2014 |  | 01/05/2015
International Comfort Products | Heil | PH*090N2LA* |  | HSP-A, Single-Package Heat Pum | Heat Pump | 460 | 3 |  |  |  | No Match |  | No Match | 91000 | 9784 | 9.3 | 8.9 |  | 10.4 | 90000 | 8508 | 3.1 | 3 | 48000 | 6862 | 2.1 | Federally-Regulated Commercial & Industrial Equipment | 02/03/1998 |  | 03/31/1998
Carrier Corp. - Syracuse | Arcoaire | RHS(240,243)(H,L,S)******** |  | HSP-A, Single-Package Heat Pum | Heat Pump | 575 | 3 | False |  |  |  | True | Single-Speed | 232000 | 21886 | 10.6 | 10.4 |  |  | 220000 | 19538 | 3.3 | 3.2 |  |  |  | Federally-Regulated Commercial & Industrial Equipment | 11/30/2011 |  | 12/12/2012
Trane U.S. Inc. | Trane | WC(D,H)090C300A |  | HSP-A, Single-Package Heat Pum | Heat Pump | 230 | 3 |  |  |  | No Match |  | No Match | 87000 | 9775 | 8.9 | 8.9 |  |  | 86000 | 8400 | 3 | 3 | 43000 | 6299 | 2 | Non Federally-Regulated | 07/31/1992 |  | 03/31/1998
Daikin Comfort Technologies Manufacturing, L.P. | Goodman | CPH150XXX*BXXX |  | HSP-A, Single-Package Heat Pum | Heat Pump | 230 | 3 |  |  |  |  | False | Single-Speed | 146000 | 13519 | 10.8 | 8.5 |  |  | 150000 | 13746 | 3.2 | 2.9 |  |  |  | Federally-Regulated Commercial & Industrial Equipment | 11/25/2009 |  | 04/19/2013
Rheem Sales Company, Inc. | Rheem | RPDC-075D* |  | HSP-A, Single-Package Heat Pum | Heat Pump | 460 | 3 |  |  |  | No Match |  | No Match | 93000 | 10300 | 9 |  |  |  | 93000 | 8960 | 2.9 | 2.5 | 51000 | 6990 | 2.1 | Non Federally-Regulated | 02/06/1988 |  | 05/11/1988
Trane U.S. Inc. | American Standard, Inc. | 4A6B3048B1 | TWE090E3**A* | HRCU-A-CB, Split System: Heat | Heat Pump | 230 | 1 |  |  |  |  | True | Single-Speed | 90000 | 8181 | 11 | 10.8 |  |  | 90000 | 7992 | 3.3 | 3.3 |  |  |  | Federally-Regulated Commercial & Industrial Equipment | 08/24/2011 |  | 10/05/2011
York International | Evcon | PH090C00A*(2,4,5)***** | NH090C00*(5,6)****** | HRCU-A-CB, Split System: Heat | Heat Pump | 575 | 3 |  |  |  |  | True | Single-Speed | 92000 | 8364 | 11 | 8.9 |  |  | 82000 | 7287 | 3.3 | 3 |  |  |  | Federally-Regulated Commercial & Industrial Equipment | 07/16/2009 |  | 01/24/2011
Trane U.S. Inc. | Trane | WCD180B40*E* |  | HSP-A, Single-Package Heat Pum | Heat Pump | 460 | 3 |  |  |  | No Match |  | No Match | 174000 | 19333 | 9 | 8.5 |  | 8.7 | 160000 | 15626 | 3 | 2.9 | 84000 | 11719 | 2.1 | Federally-Regulated Commercial & Industrial Equipment | 11/18/1999 |  | 11/21/2001
York International | Luxaire | BA-10C00*T/W/X***** |  | HSP-A, Single-Package Heat Pum | Heat Pump | 460 | 3 |  |  |  | No Match |  | No Match | 120000 | 11650 | 10.3 | 8.9 |  | 10 | 113000 | 10346 | 3.2 | 3 | 60000 | 7990 | 2.2 | Federally-Regulated Commercial & Industrial Equipment | 05/21/2002 |  | 07/18/2002
Rheem Sales Company, Inc. | Rheem | RPWB-075DAS* | RHPA-075Z | HRCU-A-CB, Split System: Heat | Heat Pump | 460 | 3 |  |  |  | No Match |  | No Match | 90000 | 11000 | 8.2 |  |  |  | 88000 | 8595 |  |  | 46000 | 6740 |  | Non Federally-Regulated | 05/11/1988 |  | 03/15/1989
Carrier Corp. - Syracuse | Comfortmaker | RHS(120,121)(H,L,S)******TA |  | HSP-A, Single-Package Heat Pum | Heat Pump | 208 | 3 | False |  |  |  | False | Single-Speed | 116000 | 10545 | 11 | 10.8 |  |  | 116000 | 9999 | 3.4 | 3.3 |  |  |  | Federally-Regulated Commercial & Industrial Equipment | 12/12/2012 |  | 10/28/2014
Rheem Sales Company, Inc. | Ruud | UPWE-090C | UHGG-120Z | HRCU-A-CB, Split System: Heat | Heat Pump | 208 | 3 |  |  |  | No Match |  | No Match | 92000 | 8932 | 10.3 | 8.9 |  |  | 89000 | 8148 | 3.2 | 3 | 49000 | 6525 | 2.2 | Federally-Regulated Commercial & Industrial Equipment | 01/22/2003 |  | 01/18/2008
York International | Luxaire | XA-06[C,E]***(T,W,X)***6 |  | HSP-A, Single-Package Heat Pum | Both Heat Pump and Electric Re | 230 | 3 | False |  |  |  | True | Single-Speed | 78000 | 6782 | 11.5 | 10.8 |  |  | 75000 | 6561 | 3.4 | 3.3 |  |  |  | Federally-Regulated Commercial & Industrial Equipment | 04/19/2013 |  | 01/09/2014
Inter-City Products Corp. | Arcoaire | YA100H* | DB100D3*** | HRCU-A-C, Split System: Heat P | Heat Pump | 230 | 3 |  |  |  | No Match |  | No Match | 118000 | 12967 | 9.1 | 8.9 |  |  | 120000 | 11719 | 3 | 3 | 70000 | 9766 | 2.1 | Federally-Regulated Commercial & Industrial Equipment | 07/07/1994 |  | 09/02/1995
York International | Fraser Johnston | BA-07C00*T/W/X***** |  | HSP-A, Single-Package Heat Pum | Heat Pump | 230 | 3 |  |  |  | No Match |  | No Match | 90000 | 8411 | 10.7 | 8.9 |  | 11 | 85000 | 7782 | 3.2 | 3 | 46000 | 6126 | 2.2 | Federally-Regulated Commercial & Industrial Equipment | 05/21/2002 |  | 07/18/2002
Coolair Corp. | Coolair | BH15G3B | EH15G3B | HRCU-A-CB, Split System: Heat | Heat Pump | 208 | 3 |  |  |  | No Match |  | No Match | 196100 | 20469 | 9.6 | 8.5 |  |  | 185000 | 17300 | 3.1 | 2.9 | 95730 | 13041 | 2.2 | Federally-Regulated Commercial & Industrial Equipment | 03/31/1998 |  | 05/09/1998
Rheem Sales Company, Inc. | Heil | NCHR10L001B | NEPR10M030A | HRCU-A-CB, Split System: Heat | Heat Pump | 460 | 3 |  |  |  | No Match |  | No Match | 118000 | 14390 | 8.2 |  |  |  | 118000 | 12350 | 2.8 | 2.5 | 60000 | 8790 | 2 | Non Federally-Regulated | 08/23/1990 |  | 07/27/1992
Carrier Corp. - Syracuse | Day & Night | RHS(181,183)(H,L,S)******AC |  | HSP-A, Single-Package Heat Pum | Heat Pump | 460 | 3 | False |  |  |  | True | Single-Speed | 172000 | 15925 | 10.8 | 10.4 |  |  | 220000 | 19538 | 3.3 | 3.2 |  |  |  | Federally-Regulated Commercial & Industrial Equipment | 01/09/2014 |  | 10/28/2014
Carrier Corp. - Syracuse | ICP Commercial | RHS18*(H,L,S)0******A |  | HSP-A, Single-Package Heat Pum | Heat Pump | 575 | 3 | False |  |  |  | True | Single-Speed | 172000 | 15925 | 10.8 | 10.4 |  |  | 220000 | 19538 | 3.3 | 3.2 |  |  |  | Federally-Regulated Commercial & Industrial Equipment | 03/10/2011 |  | 12/12/2012
York International | Luxaire | BA-10C00*T/W/X***** |  | HSP-A, Single-Package Heat Pum | Heat Pump | 230 | 3 |  |  |  | No Match |  | No Match | 120000 | 11650 | 10.3 | 8.9 |  | 10 | 113000 | 10346 | 3.2 | 3 | 60000 | 7990 | 2.2 | Federally-Regulated Commercial & Industrial Equipment | 05/21/2002 |  | 07/18/2002
Carrier Corp. - Syracuse | Carrier | 38AQ0345 | 40RR028 | HRCU-A-CB, Split System: Heat | Heat Pump | 230 | 3 |  |  |  | No Match |  | No Match | 279345 | 31383 | 8.2 |  |  |  | 316000 | 33057 |  |  | 176000 | 24549 |  | Non Federally-Regulated | 06/11/1985 |  | 08/29/1986
Carrier Corp. - Syracuse | Day & Night | RHS18*(H,L,S)0******A |  | HSP-A, Single-Package Heat Pum | Heat Pump | 230 | 3 | False |  |  |  | True | Single-Speed | 172000 | 15925 | 10.8 | 10.4 |  |  | 166000 | 14743 | 3.3 | 3.2 |  |  |  | Federally-Regulated Commercial & Industrial Equipment | 03/10/2011 |  | 12/12/2012
Trane U.S. Inc. | Trane | WCH075C40*B* |  | HSP-A, Single-Package Heat Pum | Heat Pump | 460 | 3 |  |  |  | No Match |  | No Match | 71000 | 7977 | 8.9 | 8.9 |  |  | 71000 | 6934 | 3 | 3 | 35000 | 5127 | 2 | Federally-Regulated Commercial & Industrial Equipment | 11/18/1999 |  | 04/13/2000
Carrier Corp. - Syracuse | Keeprite | RHS150(H,L,S)******AA |  | HSP-A, Single-Package Heat Pum | Heat Pump | 460 | 3 | False |  |  |  | False | Single-Speed | 142000 | 13396 | 10.6 | 10.4 |  |  | 142000 | 13005 | 3.2 | 3.2 |  |  |  | Federally-Regulated Commercial & Industrial Equipment | 10/28/2014 |  | 10/28/2014
Coolair Corp. | Coolair | BH12G4B | EH12G4B | HRCU-A-CB, Split System: Heat | Heat Pump | 460 | 3 |  |  |  | No Match |  | No Match | 154000 | 15991 | 9.6 | 8.5 |  |  | 150825 | 13800 | 3.2 | 2.9 | 77510 | 10048 | 2.3 | Federally-Regulated Commercial & Industrial Equipment | 03/31/1998 |  | 05/09/1998
BDP Co. | Day & Night | 541AP090 | 517A090 | HRCU-A-CB, Split System: Heat | Heat Pump | 230 | 3 |  |  |  | No Match |  | No Match | 88000 | 10700 | 8.2 | 8.2 |  |  | 87000 | 9800 |  |  | 47000 | 7300 | 1.9 | Non Federally-Regulated | 05/16/1984 |  | 06/11/1985
McQuay International | McQuay International | DPS012AHHE2**-6 |  | HSP-A, Single-Package Heat Pum | Heat Pump | 230 | 3 | False |  |  |  | True | Variable-Speed | 144000 | 12203 | 11.8 | 10.4 |  |  | 135000 | 11810 | 3.4 | 3.2 |  |  |  | Federally-Regulated Commercial & Industrial Equipment | 08/28/2012 |  | 04/19/2013
Trane U.S. Inc. | Trane | WCH075A4OOA |  | HSP-A, Single-Package Heat Pum | Heat Pump | 460 | 3 |  |  |  | No Match |  | No Match | 71000 | 8550 | 8.3 | 8.2 |  |  | 71000 | 7170 |  |  | 33000 | 5090 |  | Non Federally-Regulated | 03/15/1989 |  | 10/10/1989
Carrier Corp. - Syracuse | Carrier | 38AQ0345 | BPCB-C10*-A*A | HRCU-A-CB, Split System: Heat | Heat Pump | 460 | 3 |  |  |  | No Match |  | No Match | 307028 | 36991 | 8.3 | 8.2 |  |  | 327000 | 34208 |  |  | 70000 | 9550 |  | Non Federally-Regulated | 09/08/1982 |  | 06/11/1985
Carrier Corp. - Syracuse | Bryant Air Conditioning | 575APX/AEX090 | 524APH/AEH090GC | HRCU-A-CB, Split System: Heat | Heat Pump | 460 | 3 |  |  |  | No Match |  | No Match | 86000 | 8775 | 9.8 | 8.9 |  |  | 83000 | 8106 | 3 | 3 | 46000 | 6738 | 2 | Federally-Regulated Commercial & Industrial Equipment | 11/18/1999 |  | 07/18/2002
Rheem Sales Company, Inc. | Heil | NRHR10HP30A |  | HSP-A, Single-Package Heat Pum | Heat Pump | 208 | 3 |  |  |  | No Match |  | No Match | 119000 | 13985 | 8.5 |  |  |  | 127000 | 12195 | 2.9 | 2.5 | 68000 | 9665 | 2 | Non Federally-Regulated | 08/23/1990 |  | 07/27/1992
Carrier Corp. | Carrier | 38AQS0086 | 40BA009 | HRCU-A-CB, Split System: Heat | Heat Pump | 460 | 3 |  |  |  | No Match |  | No Match | 82000 | 8720 | 9.4 | 8.9 |  |  | 86000 | 8130 | 3.1 | 3 | 52000 | 6920 | 2.2 | Federally-Regulated Commercial & Industrial Equipment | 06/09/1994 |  | 03/08/1996
York International | Fraser Johnston | BA-07[C,E]***(T,W,X)* |  | HSP-A, Single-Package Heat Pum | Both Heat Pump and Electric Re | 460 | 3 |  |  |  |  | False | Dual-Speed | 89000 | 8396 | 10.6 | 8.9 |  | 11 | 85000 | 7790 | 3.2 | 3 | 46000 | 6132 | 2.2 | Federally-Regulated Commercial & Industrial Equipment | 01/18/2008 |  | 02/24/2011
McQuay International | McQuay International | DPS010AHHG2**-4* |  | HSP-A, Single-Package Heat Pum | Heat Pump | 230 | 3 | False |  |  |  | True | Variable-Speed | 120000 | 10000 | 12 | 10.8 |  |  | 110000 | 9426 | 3.4 | 3.3 |  |  |  | Federally-Regulated Commercial & Industrial Equipment | 04/19/2013 |  | 01/09/2014
Rheem Sales Company, Inc. | Addison Products | PHC7.5T-3L |  | HSP-A, Single-Package Heat Pum | Heat Pump | 208 | 3 |  |  |  | No Match |  | No Match | 92000 | 10500 | 8.8 | 8.2 |  |  | 94000 | 9160 |  |  | 52000 | 7190 |  | Non Federally-Regulated | 03/15/1989 |  | 10/10/1989
Carrier Corp. - Syracuse | Tempstar | CHS091(H,L,S)A* | FHS091(M,S,K)A*A* | HRCU-A-CB, Split System: Heat | Heat Pump | 460 | 3 |  |  |  |  | True | Single-Speed | 89000 | 8090 | 11 | 10.8 |  |  | 87000 | 7727 | 3.3 | 3.3 |  |  |  | Federally-Regulated Commercial & Industrial Equipment | 03/10/2011 |  | 12/12/2012
Trane U.S. Inc. | Trane | WCD120B40*E* |  | HSP-A, Single-Package Heat Pum | Heat Pump | 460 | 3 |  |  |  | No Match |  | No Match | 117000 | 12717 | 9.2 | 8.9 |  | 9.2 | 119000 | 11472 | 3 | 3 | 61000 | 8850 | 2 | Federally-Regulated Commercial & Industrial Equipment | 02/03/1998 |  | 03/31/1998
Lennox Industries Inc. | Lennox | HP17-1353-6Y | CB17-135V-1 | HRCU-A-CB, Split System: Heat | Heat Pump | 230 | 3 |  |  |  | No Match |  | No Match | 119000 | 14512 | 8.2 | 8.9 |  |  | 113000 | 10913 | 3 | 3 | 65000 | 8658 | 2.2 | Non Federally-Regulated | 06/30/1992 |  | 07/27/1992
GE Appliances, a Haier company | General Electric | BWA120C3 | BWE120C | HRCU-A-CB, Split System: Heat | Heat Pump | 230 | 3 |  |  |  | No Match |  | No Match | 117000 | 14700 | 8 | 7.5 |  |  | 112000 | 12000 | 2.7 |  | 58000 | 9300 | 1.8 | Non Federally-Regulated | 09/08/1982 |  | 09/03/2015
York International | Luxaire | EAHP-W120A | FBHP-S120A | HRCU-A-CB, Split System: Heat | Heat Pump | 460 | 3 |  |  |  | No Match |  | No Match | 118000 | 14390 | 8.2 | 8.2 |  |  | 129000 | 12602 |  |  | 76000 | 9281 |  | Non Federally-Regulated | 03/15/1989 |  | 10/10/1989
Trane U.S. Inc. | Trane | SPCC-B756-A |  | HSP-A, Single-Package Heat Pum | Heat Pump | 230 | 3 |  |  |  | No Match |  | No Match | 88000 | 10700 | 8.2 | 8.2 |  |  | 76200 | 9000 | 2.5 |  | 35900 | 6900 | 1.5 | Non Federally-Regulated | 06/11/1985 |  | 08/29/1986
Carrier Corp. - Syracuse | Day & Night | RHH102(H,L,S)******TA |  | HSP-A, Single-Package Heat Pum | Heat Pump | 575 | 3 | False |  |  |  | True | Single-Speed | 100000 | 8333 | 12 | 10.8 |  |  | 100000 | 8619 | 3.4 | 3.3 |  |  |  | Federally-Regulated Commercial & Industrial Equipment | 10/28/2014 |  | 10/28/2014
Lennox Industries Inc. | Lennox | KHA120S4M*1Y,G,J |  | HSP-A, Single-Package Heat Pum | Both Heat Pump and Electric Re | 460 | 3 | False |  |  |  | True | Single-Speed | 118000 | 10727 | 11 | 10.8 |  |  | 116000 | 10302 | 3.3 | 3.3 |  |  |  | Federally-Regulated Commercial & Industrial Equipment | 04/19/2013 |  | 10/28/2014
Carrier Corp. - Syracuse | Day & Night | 542EE120 |  | HSP-A, Single-Package Heat Pum | Heat Pump | 460 | 3 |  |  |  | No Match |  | No Match | 119000 | 14600 | 8.2 |  |  |  | 119000 | 12300 |  |  | 64000 | 9200 |  | Non Federally-Regulated | 05/11/1988 |  | 03/15/1989
Rheem Sales Company, Inc. | Rheem | RJKB-A090C |  | HSP-A, Single-Package Heat Pum | Heat Pump | 208 | 3 |  |  |  | No Match |  | No Match | 89000 | 9673 | 9.2 | 8.9 |  | 10.6 | 90000 | 8789 | 3 | 3 | 52500 | 7691 | 2 | Federally-Regulated Commercial & Industrial Equipment | 07/31/2002 |  | 01/18/2008
Trane U.S. Inc. | Trane | TWA180B400A | TWE180B400A | HRCU-A-CB, Split System: Heat | Heat Pump | 460 | 3 |  |  |  | No Match |  | No Match | 176000 | 19550 | 9 |  |  |  | 172000 | 16160 | 3.1 | 2.5 | 90000 | 11880 | 2.2 | Non Federally-Regulated | 05/25/1989 |  | 02/22/1990
Carrier Corp. - Syracuse | ICP Commercial | RHS(181,183)(H,L,S)******AC |  | HSP-A, Single-Package Heat Pum | Heat Pump | 230 | 3 | False |  |  |  | True | Single-Speed | 172000 | 15925 | 10.8 | 10.4 |  |  | 166000 | 14742 | 3.3 | 3.2 |  |  |  | Federally-Regulated Commercial & Industrial Equipment | 01/09/2014 |  | 10/28/2014
Lennox Industries Inc. | Lennox | CHP16-953-1Y |  | HSP-A, Single-Package Heat Pum | Heat Pump | 208 | 3 |  |  |  | No Match |  | No Match | 88000 | 10602 | 8.3 |  |  |  | 88000 | 8713 | 2.9 | 2.5 | 43000 | 6633 | 1.9 | Non Federally-Regulated | 02/06/1988 |  | 05/11/1988
Carrier Corp. - Syracuse | Bryant Heating & Cooling Systems | 548JP09**********A |  | HSP-A, Single-Package Heat Pum | Heat Pump | 208 | 3 | False |  |  |  | False | Single-Speed | 98000 | 8750 | 11.2 | 10.8 |  |  | 94000 | 8348 | 3.3 | 3.3 |  |  |  | Federally-Regulated Commercial & Industrial Equipment | 11/30/2011 |  | 12/12/2012
McQuay International | McQuay International | DPS006AHHE2*C-4 |  | HSP-A, Single-Package Heat Pum | Heat Pump | 230 | 3 | False |  |  |  | True | Variable-Speed | 69000 | 6216 | 11.1 | 10.8 |  |  | 71000 | 5176 | 4 | 3.3 |  |  |  | Federally-Regulated Commercial & Industrial Equipment | 03/02/2012 |  | 08/28/2012
Lennox Industries Inc. | Lennox | CHP11-2753-1Q |  | HSP-A, Single-Package Heat Pum | Heat Pump | 230 | 3 |  |  |  | No Match |  | No Match | 240000 | 28800 | 8.3 |  |  |  | 240000 | 24700 | 2.8 |  | 134000 | 18700 | 2.1 | Voluntarily Certified | 01/31/1990 |  | 07/27/1992
McQuay International | McQuay International | DPS006AHHE4*C-6 |  | HSP-A, Single-Package Heat Pum | Heat Pump | 460 | 3 | False |  |  |  | True | Variable-Speed | 70000 | 6194 | 11.3 | 10.8 |  |  | 72000 | 5197 | 4.1 | 3.3 |  |  |  | Federally-Regulated Commercial & Industrial Equipment | 03/02/2012 |  | 08/28/2012
Lennox Industries Inc. | Lennox | GHP16-953-2G |  | HSP-A, Single-Package Heat Pum | Heat Pump | 460 | 3 |  |  |  | No Match |  | No Match | 88000 | 9778 | 9 | 8.9 |  |  | 90000 | 8307 | 3.1 | 3 | 46000 | 6740 | 2 | Non Federally-Regulated | 01/17/1992 |  | 04/30/1992
Carrier Corp. - Syracuse | Day & Night | RHS102H******AA |  | HSP-A, Single-Package Heat Pum | Heat Pump | 230 | 3 | False |  |  |  | False | Single-Speed | 99000 | 8608 | 11.5 | 10.8 |  |  | 96000 | 8525 | 3.3 | 3.3 |  |  |  | Federally-Regulated Commercial & Industrial Equipment | 12/12/2012 |  | 10/28/2014
York International | Fraser Johnston | XA-08[C,E]***(T,W,X)* |  | HSP-A, Single-Package Heat Pum | Both Heat Pump and Electric Re | 230 | 3 |  |  |  |  | True | Single-Speed | 100000 | 9091 | 11 | 8.9 |  | 12.4 | 94000 | 7876 | 3.5 | 3 | 57000 | 7268 | 2.3 | Federally-Regulated Commercial & Industrial Equipment | 01/18/2008 |  | 01/09/2014
Carrier Corp. - Syracuse | ICP Commercial | RHS(240,243)(H,L,S)******TA |  | HSP-A, Single-Package Heat Pum | Heat Pump | 230 | 3 | False |  |  |  | True | Single-Speed | 232000 | 21886 | 10.6 | 10.4 |  |  | 220000 | 19538 | 3.3 | 3.2 |  |  |  | Federally-Regulated Commercial & Industrial Equipment | 12/12/2012 |  | 04/21/2014
York International | Evcon | EF-07C00A(T/W)AAA1A | FF-07C00S00AAA1A | HRCU-A-CB, Split System: Heat | Heat Pump | 230 | 3 |  |  |  | No Match |  | No Match | 90000 | 8411 | 10.7 | 8.9 |  |  | 88000 | 8057 | 3.2 | 3 | 56500 | 7197 | 2.3 | Federally-Regulated Commercial & Industrial Equipment | 07/31/2002 |  | 01/18/2008
Carrier Corp. - Syracuse | Day & Night | RHS(181,183)(H,L,S)******TC |  | HSP-A, Single-Package Heat Pum | Heat Pump | 208 | 3 | False |  |  |  | True | Single-Speed | 172000 | 15925 | 10.8 | 10.4 |  |  | 220000 | 19538 | 3.3 | 3.2 |  |  |  | Federally-Regulated Commercial & Industrial Equipment | 10/28/2014 |  | 10/28/2014
Carrier Corp. - Syracuse | Bryant Heating & Cooling Systems | 548J(P,E,T)24*********(A,B)A-HORZ |  | HSP-A, Single-Package Heat Pum | Heat Pump | 460 | 3 | False |  |  |  | True | Single-Speed | 232000 | 21886 | 10.6 | 10.4 |  |  | 220000 | 19538 | 3.3 | 3.2 |  |  |  | Federally-Regulated Commercial & Industrial Equipment | 10/28/2014 |  | 04/21/2015
Carrier Corp. - Syracuse | Heil | CHS121(H,L,S)A* | FHS120(M,S)**A0* | HRCU-A-CB, Split System: Heat | Heat Pump | 575 | 3 |  |  |  |  | True | Single-Speed | 112000 | 10181 | 11 | 10.8 |  |  | 106000 | 9413 | 3.3 | 3.3 |  |  |  | Federally-Regulated Commercial & Industrial Equipment | 07/18/2013 |  | 04/20/2015
Carrier Corp. - Syracuse | Bryant Heating & Cooling Systems | 548J(P,E,T)24**********A |  | HSP-A, Single-Package Heat Pum | Heat Pump | 575 | 3 | False |  |  |  | True | Single-Speed | 232000 | 21886 | 10.6 | 10.4 |  |  | 220000 | 19538 | 3.3 | 3.2 |  |  |  | Federally-Regulated Commercial & Industrial Equipment | 11/30/2011 |  | 12/12/2012
Lennox Industries Inc. | Lennox | THA240S2B*1* |  | HSP-A, Single-Package Heat Pum | Heat Pump | 208 | 3 |  |  |  |  | True | Single-Speed | 220000 | 23656 | 9.3 | 8.5 |  | 9.7 | 220000 | 20812 | 3.1 | 2.9 | 118000 | 17302 | 2 | Federally-Regulated Commercial & Industrial Equipment | 01/18/2008 |  | 01/24/2011
Lennox Industries Inc. | Lennox | HP17-953V-3Y | CB17-95V-1 | HRCU-A-CB, Split System: Heat | Heat Pump | 208 | 3 |  |  |  | No Match |  | No Match | 87000 | 10235 | 8.5 |  |  |  | 88000 | 8471 | 3 | 2.5 | 45000 | 5994 | 2.2 | Non Federally-Regulated | 03/02/1988 |  | 05/11/1988
International Comfort Products | Arcoaire | RYMA10F**** |  | HSP-A, Single-Package Heat Pum | Heat Pump | 460 | 3 |  |  |  | No Match |  | No Match | 123000 | 13516 | 9.1 | 8.9 |  | 9.5 | 123000 | 11628 | 3.1 | 3 | 71000 | 10404 | 2 | Federally-Regulated Commercial & Industrial Equipment | 02/03/1998 |  | 03/31/1998
Borg Warner | York | E1CH120A25 | F1EH120A33 | HRCU-A-CB, Split System: Heat | Heat Pump | 208 | 3 |  |  |  | No Match |  | No Match | 119000 | 13140 | 8.2 | 8.2 |  |  | 129000 | 11080 | 3.4 |  | 76000 | 8040 | 2.8 | Non Federally-Regulated | 05/16/1984 |  | 06/11/1985
Carrier Corp. - Syracuse | Day & Night | 549BP/E090 |  | HSP-A, Single-Package Heat Pum | Heat Pump | 208 | 3 |  |  |  | No Match |  | No Match | 88000 | 8800 | 10 | 8.9 |  | 10.8 | 87000 | 7968 | 3.2 | 3 | 48000 | 6964 | 2 | Federally-Regulated Commercial & Industrial Equipment | 03/31/1998 |  | 05/09/1998
Carrier Corp. - Syracuse | Airquest | RHS(181,183)(H,L,S)******AC |  | HSP-A, Single-Package Heat Pum | Heat Pump | 575 | 3 | False |  |  |  | True | Single-Speed | 172000 | 15925 | 10.8 | 10.4 |  |  | 220000 | 19538 | 3.3 | 3.2 |  |  |  | Federally-Regulated Commercial & Industrial Equipment | 10/28/2014 |  | 10/28/2014
Trane U.S. Inc. | General Electric | BWA240C2J | BWH240A | HRCU-A-CB, Split System: Heat | Heat Pump | 200 | 3 |  |  |  | No Match |  | No Match | 234000 | 30100 | 7.8 |  |  |  | 224000 | 24700 | 2.7 |  | 116000 | 19700 | 1.7 | Non Federally-Regulated | 06/11/1985 |  | 05/11/1988
Carrier Corp. - Syracuse | Carrier Corp. | 50TCQ*17***(5,6,1)A***(G,J,K,M)* |  | HSP-A, Single-Package Heat Pum | Heat Pump | 460 | 3 | False |  |  |  | True | Single-Speed | 172000 | 15925 | 10.8 | 10.4 |  |  | 220000 | 19538 | 3.3 | 3.2 |  |  |  | Federally-Regulated Commercial & Industrial Equipment | 05/09/2013 |  | 08/28/2014
Carrier Corp. - Syracuse | Airquest | RHS150(H,L,S)******AA |  | HSP-A, Single-Package Heat Pum | Heat Pump | 230 | 3 | False |  |  |  | False | Single-Speed | 142000 | 13396 | 10.6 | 10.4 |  |  | 142000 | 13005 | 3.2 | 3.2 |  |  |  | Federally-Regulated Commercial & Industrial Equipment | 12/12/2012 |  | 10/28/2014
McQuay International | McQuay International | DPS010AHHY2**-4* |  | HSP-A, Single-Package Heat Pum | Heat Pump | 230 | 3 | False |  |  |  | True | Variable-Speed | 120000 | 9836 | 12.2 | 10.8 |  |  | 110000 | 9290 | 3.5 | 3.3 |  |  |  | Federally-Regulated Commercial & Industrial Equipment | 04/19/2013 |  | 01/09/2014
Lennox Industries Inc. | Lennox | CHP16-953-1Y |  | HSP-A, Single-Package Heat Pum | Heat Pump | 208 | 3 |  |  |  | No Match |  | No Match | 88000 | 10602 | 8.3 | 8.2 |  |  | 88000 | 8713 |  |  | 43000 | 6633 |  | Non Federally-Regulated | 03/15/1989 |  | 10/10/1989
York International | York | E1FB180 | F1EH180 | HRCU-A-CB, Split System: Heat | Heat Pump | 230 | 3 |  |  |  | No Match |  | No Match | 166000 | 19080 | 8.7 | 8.5 |  |  | 184000 | 17970 | 3 | 2.9 | 121000 | 16114 | 2.2 | Federally-Regulated Commercial & Industrial Equipment | 05/22/2000 |  | 05/21/2002
Daikin Comfort Technologies Manufacturing, L.P. | Goodman | CPH102********A* |  | HSP-A, Single-Package Heat Pum | Both Heat Pump and Electric Re | 230 | 3 | False |  |  |  | False | Single-Speed | 102000 | 9189 | 11.1 | 10.8 |  |  | 102000 | 8792 | 3.4 | 3.3 |  |  |  | Federally-Regulated Commercial & Industrial Equipment | 03/02/2012 |  | 05/02/2012
McQuay International | McQuay International | DPS010AHHY2*C-6* |  | HSP-A, Single-Package Heat Pum | Heat Pump | 230 | 3 | False |  |  |  | True | Variable-Speed | 121000 | 9837 | 12.3 | 10.8 |  |  | 112000 | 9325 | 3.5 | 3.3 |  |  |  | Federally-Regulated Commercial & Industrial Equipment | 04/19/2013 |  | 01/09/2014
Carrier Corp. - Syracuse | ICP Commercial | RHH102(H,L,S)******TA |  | HSP-A, Single-Package Heat Pum | Heat Pump | 230 | 3 | False |  |  |  | True | Single-Speed | 100000 | 8333 | 12 | 10.8 |  |  | 100000 | 8619 | 3.4 | 3.3 |  |  |  | Federally-Regulated Commercial & Industrial Equipment | 12/12/2012 |  | 10/28/2014
Trane U.S. Inc. | American Standard, Inc. | WCD075C40*A* |  | HSP-A, Single-Package Heat Pum | Heat Pump | 460 | 3 |  |  |  | No Match |  | No Match | 71000 | 7978 | 8.9 | 8.9 |  |  | 71000 | 6935 | 3 | 3 | 35000 | 5127 | 2 | Non Federally-Regulated | 04/14/1993 |  | 09/02/1995
Carrier Corp. - Syracuse | ICP Commercial | RHS(181,183)(H,L,S)******AC |  | HSP-A, Single-Package Heat Pum | Heat Pump | 460 | 3 | False |  |  |  | True | Single-Speed | 172000 | 15925 | 10.8 | 10.4 |  |  | 220000 | 19538 | 3.3 | 3.2 |  |  |  | Federally-Regulated Commercial & Industrial Equipment | 10/28/2014 |  | 10/28/2014
Rheem Sales Company, Inc. | Whirlpool | NRHR10LP00B |  | HSP-A, Single-Package Heat Pum | Heat Pump | 460 | 3 |  |  |  | No Match |  | No Match | 116000 | 14150 | 8.2 | 8.2 |  |  | 118000 | 12350 |  |  | 60000 | 8790 | 2 | Non Federally-Regulated | 03/15/1989 |  | 10/10/1989
Trane U.S. Inc. | Trane | BWC090F4D |  | HSP-A, Single-Package Heat Pum | Heat Pump | 460 | 3 |  |  |  | No Match |  | No Match | 94000 | 10800 | 8.7 |  |  |  | 88000 | 9500 | 2.7 |  | 48000 | 7500 | 1.9 | Non Federally-Regulated | 05/11/1988 |  | 03/15/1989
McQuay International | McQuay International | DPS007AHHY*2C-3 |  | HSP-A, Single-Package Heat Pum | Heat Pump | 230 | 3 | False |  |  |  | True | Variable-Speed | 88000 | 7096 | 12.4 | 10.8 |  |  | 88000 | 6039 | 4.3 | 3.3 |  |  |  | Federally-Regulated Commercial & Industrial Equipment | 03/02/2012 |  | 08/28/2012
York International | Johnson Controls | J12PDC00A*(2,4,5)***** | J15NDC00*(5,6)****** | HRCU-A-CB, Split System: Heat | Heat Pump | 208 | 3 |  |  |  |  | True | Single-Speed | 180000 | 16981 | 10.6 | 8.5 |  |  | 168000 | 14490 | 3.4 | 2.9 |  |  |  | Federally-Regulated Commercial & Industrial Equipment | 07/16/2009 |  | 01/09/2014
Carrier Corp. - Syracuse | Airquest | RHS(240)(H,L,S)******AA |  | HSP-A, Single-Package Heat Pum | Heat Pump | 230 | 3 | False |  |  |  | True | Single-Speed | 232000 | 21886 | 10.6 | 10.4 |  |  | 220000 | 19538 | 3.3 | 3.2 |  |  |  | Federally-Regulated Commercial & Industrial Equipment | 04/21/2014 |  | 10/28/2014
Lennox Industries Inc. | Lennox | HP17-1353V-6G | CB17-135V-1 | HRCU-A-CB, Split System: Heat | Heat Pump | 460 | 3 |  |  |  | No Match |  | No Match | 119000 | 14512 | 8.2 | 8.3 |  |  | 113000 | 10913 | 3 | 2.8 | 65000 | 8658 | 2.2 | Non Federally-Regulated | 08/12/1991 |  | 07/27/1992
Carrier Corp. - Syracuse | Airquest | RHH102(H,L,S)******AA |  | HSP-A, Single-Package Heat Pum | Heat Pump | 230 | 3 | False |  |  |  | True | Single-Speed | 100000 | 8333 | 12 | 10.8 |  |  | 100000 | 8619 | 3.4 | 3.3 |  |  |  | Federally-Regulated Commercial & Industrial Equipment | 12/12/2012 |  | 10/28/2014
Lennox Industries Inc. | Lennox | HP17-1353V-2Y | CB17-135V-1 | HRCU-A-CB, Split System: Heat | Heat Pump | 460 | 3 |  |  |  | No Match |  | No Match | 240000 | 29200 | 8.2 | 8.2 |  |  | 236000 | 24200 |  |  | 69000 | 9406 |  | Non Federally-Regulated | 06/11/1985 |  | 08/29/1986
Lennox Industries Inc. | Lennox | LHA088S* |  | HSP-A, Single-Package Heat Pum | Heat Pump | 460 | 3 |  |  |  | No Match |  | No Match | 86000 | 9555 | 9 | 8.9 |  |  | 86000 | 8401 | 3 | 3 | 48000 | 7033 | 2 | Federally-Regulated Commercial & Industrial Equipment | 05/10/1998 |  | 10/02/1998
Trane U.S. Inc. | Trane | WCH180B30*E* |  | HSP-A, Single-Package Heat Pum | Heat Pump | 208 | 3 |  |  |  | No Match |  | No Match | 176000 | 18924 | 9.3 | 8.5 |  | 9.5 | 160000 | 16169 | 2.9 | 2.9 | 82000 | 12016 | 2 | Federally-Regulated Commercial & Industrial Equipment | 03/31/1998 |  | 05/09/1998
Lennox Industries Inc. | Lennox | CHP16-953-1G |  | HSP-A, Single-Package Heat Pum | Heat Pump | 460 | 3 |  |  |  | No Match |  | No Match | 88000 | 10602 | 8.3 | 8.2 |  |  | 88000 | 8713 |  |  | 43000 | 6633 |  | Non Federally-Regulated | 03/15/1989 |  | 10/10/1989
McQuay International | McQuay International | DPS007AHHE4*C-4 |  | HSP-A, Single-Package Heat Pum | Heat Pump | 460 | 3 | False |  |  |  | True | Variable-Speed | 89000 | 7177 | 12.4 | 10.8 |  |  | 79000 | 6291 | 3.7 | 3.3 |  |  |  | Federally-Regulated Commercial & Industrial Equipment | 08/28/2012 |  | 04/19/2013
Trane U.S. Inc. | Trane Unitary Products Group | WSC090E4*0A |  | HSP-A, Single-Package Heat Pum | Heat Pump | 460 | 3 | False |  |  |  | True | Single-Speed | 89000 | 8018 | 11.1 | 10.8 |  |  | 86000 | 7413 | 3.4 | 3.3 | 48000 | 6116 | 2.3 | Federally-Regulated Commercial & Industrial Equipment | 04/21/2015 |  | 06/01/2015
Rheem Sales Company, Inc. | Weatherking | WPWC-075CAZ | WHGF-100Z | HRCU-A-CB, Split System: Heat | Heat Pump | 208 | 3 |  |  |  | No Match |  | No Match | 92000 | 9583 | 9.6 | 8.9 |  |  | 88000 | 8059 | 3.2 | 3 | 48000 | 6699 | 2.1 | Federally-Regulated Commercial & Industrial Equipment | 12/14/1998 |  | 08/18/1999
Rheem Sales Company, Inc. | Century | HR1004SZ | AHH100-Z | HRCU-A-CB, Split System: Heat | Heat Pump | 460 | 3 |  |  |  | No Match |  | No Match | 121000 | 12872 | 9.4 | 8.9 |  |  | 125000 | 11817 | 3.1 | 3 | 84000 | 11190 | 2.2 | Federally-Regulated Commercial & Industrial Equipment | 02/03/1998 |  | 03/31/1998
Carrier Corp. - Syracuse | Heil | RHS(181,183)(H,L,S)******** |  | HSP-A, Single-Package Heat Pum | Heat Pump | 575 | 3 | False |  |  |  | True | Single-Speed | 172000 | 15925 | 10.8 | 10.4 |  |  | 220000 | 19538 | 3.3 | 3.2 |  |  |  | Federally-Regulated Commercial & Industrial Equipment | 11/30/2011 |  | 12/12/2012
Trane U.S. Inc. | Trane Unitary Products Group | TWA073D3**A* | TWE090D1**A* | HRCU-A-CB, Split System: Heat | Heat Pump | 208 | 3 |  |  |  |  | True | Single-Speed | 78000 | 7090 | 11 | 10.8 |  |  | 69000 | 6127 | 3.3 | 3.3 |  |  |  | Federally-Regulated Commercial & Industrial Equipment | 06/14/2011 |  | 04/21/2014
Lennox Industries Inc. | Lennox | CHP16-1353-5Y |  | HSP-A, Single-Package Heat Pum | Heat Pump | 208 | 3 |  |  |  | No Match |  | No Match | 117000 | 13146 | 8.9 | 8.9 |  |  | 119000 | 11424 | 3 | 3 | 64000 | 9377 | 2 | Non Federally-Regulated | 04/22/1992 |  | 07/31/1992
Carrier Corp. - Syracuse | Keeprite | RHS18*(H,L,S)0******A |  | HSP-A, Single-Package Heat Pum | Heat Pump | 460 | 3 | False |  |  |  | True | Single-Speed | 172000 | 15925 | 10.8 | 10.4 |  |  | 220000 | 19538 | 3.3 | 3.2 |  |  |  | Federally-Regulated Commercial & Industrial Equipment | 03/10/2011 |  | 12/12/2012
International Comfort Products | Arcoaire | RYMA75F**** |  | HSP-A, Single-Package Heat Pum | Heat Pump | 460 | 3 |  |  |  | No Match |  | No Match | 91000 | 9784 | 9.3 | 8.9 |  | 10.4 | 90000 | 8506 | 3.1 | 3 | 48000 | 7031 | 2 | Federally-Regulated Commercial & Industrial Equipment | 05/22/2000 |  | 09/20/2001
Trane U.S. Inc. | Trane | WCH180B30*E* |  | HSP-A, Single-Package Heat Pum | Heat Pump | 230 | 3 |  |  |  | No Match |  | No Match | 176000 | 18924 | 9.3 | 8.5 |  | 9.5 | 160000 | 16169 | 2.9 | 2.9 | 82000 | 12016 | 2 | Federally-Regulated Commercial & Industrial Equipment | 03/31/1998 |  | 05/09/1998
International Comfort Products | Kenmore | PH*120N2LA |  | HSP-A, Single-Package Heat Pum | Heat Pump | 460 | 3 |  |  |  | No Match |  | No Match | 123000 | 13516 | 9.1 | 8.9 |  | 9.5 | 123000 | 11628 | 3.1 | 3 | 71000 | 10404 | 2 | Federally-Regulated Commercial & Industrial Equipment | 12/14/1998 |  | 08/17/1999
McQuay International | McQuay International | DPS012AHHE2**-4 |  | HSP-A, Single-Package Heat Pum | Heat Pump | 208 | 3 | False |  |  |  | True | Variable-Speed | 144000 | 12307 | 11.7 | 10.4 |  |  | 134000 | 11793 | 3.3 | 3.2 |  |  |  | Federally-Regulated Commercial & Industrial Equipment | 08/28/2012 |  | 04/19/2013
York International | Johnson Controls | J12PDC00A*(2,4,5)***** | J15NDC00*(5,6)****** | HRCU-A-CB, Split System: Heat | Heat Pump | 230 | 3 |  |  |  |  | True | Single-Speed | 180000 | 16981 | 10.6 | 8.5 |  |  | 168000 | 14490 | 3.4 | 2.9 |  |  |  | Federally-Regulated Commercial & Industrial Equipment | 07/16/2009 |  | 01/09/2014
Carrier Corp. - Syracuse | Comfortmaker | RHS(181,183)(H,L,S)******TC |  | HSP-A, Single-Package Heat Pum | Heat Pump | 460 | 3 | False |  |  |  | True | Single-Speed | 172000 | 15925 | 10.8 | 10.4 |  |  | 220000 | 19538 | 3.3 | 3.2 |  |  |  | Federally-Regulated Commercial & Industrial Equipment | 01/09/2014 |  | 10/28/2014
Carrier Corp. - Syracuse | Payne | 548CEX120000AB** |  | HSP-A, Single-Package Heat Pum | Heat Pump | 460 | 3 |  |  |  | No Match |  | No Match | 113000 | 12555 | 9 | 8.9 |  |  | 116000 | 10830 | 3.1 | 3 | 65000 | 9430 | 2 | Non Federally-Regulated | 07/31/1992 |  | 03/31/1998
Rheem Sales Company, Inc. | Rheem | RPDB-100D |  | HSP-A, Single-Package Heat Pum | Heat Pump | 460 | 3 |  |  |  | No Match |  | No Match | 116000 | 14150 | 8.2 | 8.2 |  |  | 118000 | 12350 |  |  | 60000 | 8790 | 2 | Non Federally-Regulated | 06/11/1985 |  | 05/11/1988
McQuay International | McQuay International | DPS010AHHW4*C-6 |  | HSP-A, Single-Package Heat Pum | Heat Pump | 460 | 3 | False |  |  |  | True | Variable-Speed | 121000 | 10000 | 12.1 | 10.8 |  |  | 119000 | 9105 | 3.8 | 3.3 |  |  |  | Federally-Regulated Commercial & Industrial Equipment | 03/02/2012 |  | 08/28/2012
International Comfort Products | Kenmore | PH*090N2HA |  | HSP-A, Single-Package Heat Pum | Heat Pump | 208 | 3 |  |  |  | No Match |  | No Match | 91000 | 9784 | 9.3 | 8.9 |  | 10.4 | 90000 | 8508 | 3.1 | 3 | 48000 | 6862 | 2.1 | Federally-Regulated Commercial & Industrial Equipment | 02/03/1998 |  | 03/31/1998
Trane U.S. Inc. | American Standard, Inc. | WC(D,H)180E3F*B |  | HSP-A, Single-Package Heat Pum | Both Heat Pump and Electric Re | 460 | 3 | False |  |  |  | False | Single-Speed | 170000 | 15454 | 11 | 10.4 |  |  | 176000 | 16119 | 3.2 | 3.2 |  |  |  | Federally-Regulated Commercial & Industrial Equipment | 03/02/2012 |  | 08/28/2012
York International | York | B1HN090N16546 |  | HSP-A, Single-Package Heat Pum | Heat Pump | 460 | 3 |  |  |  | No Match |  | No Match | 87000 | 9667 | 9 | 8.9 |  |  | 89000 | 8692 | 3 | 3 | 49000 | 7178 | 2 | Non Federally-Regulated | 02/17/1993 |  | 09/02/1995
Lennox Industries Inc. | Lennox | HP17-953V-3Y | CB17-95V-1 | HRCU-A-CB, Split System: Heat | Heat Pump | 208 | 3 |  |  |  | No Match |  | No Match | 87000 | 10235 | 8.5 | 8.2 |  |  | 88000 | 8411 | 3.1 |  | 45000 | 5994 | 2.2 | Non Federally-Regulated | 02/22/1990 |  | 07/31/1992
McQuay International | McQuay International | DPS007AHHG2*C-4 |  | HSP-A, Single-Package Heat Pum | Heat Pump | 208 | 3 | False |  |  |  | True | Variable-Speed | 89000 | 7177 | 12.4 | 10.8 |  |  | 89000 | 6108 | 4.3 | 3.3 |  |  |  | Federally-Regulated Commercial & Industrial Equipment | 03/02/2012 |  | 08/28/2012
Carrier Corp. - Syracuse | Carrier Corp. | 50TCQ*17***(5,6,1)A***(G,J,K,M)* |  | HSP-A, Single-Package Heat Pum | Heat Pump | 230 | 3 | False |  |  |  | True | Single-Speed | 172000 | 15925 | 10.8 | 10.4 |  |  | 166000 | 14742 | 3.3 | 3.2 |  |  |  | Federally-Regulated Commercial & Industrial Equipment | 12/12/2012 |  | 05/09/2013
Rheem Sales Company, Inc. | Ruud | UPDB-075C* |  | HSP-A, Single-Package Heat Pum | Heat Pump | 230 | 3 |  |  |  | No Match |  | No Match | 88000 | 10700 | 8.2 | 8.2 |  |  | 88000 | 8590 |  |  | 46000 | 6730 |  | Non Federally-Regulated | 03/15/1989 |  | 10/10/1989
York International | Coleman | PJ180C00A*(2,4,5)***** | NJ180C00*(5,6)****** | HRCU-A-CB, Split System: Heat | Heat Pump | 575 | 3 |  |  |  |  | True | Single-Speed | 180000 | 16981 | 10.6 | 8.5 |  |  | 168000 | 14490 | 3.4 | 2.9 |  |  |  | Federally-Regulated Commercial & Industrial Equipment | 07/16/2009 |  | 06/14/2011
Carrier Corp. - Syracuse | Payne | PH1RPA/REA120-AA |  | HSP-A, Single-Package Heat Pum | Heat Pump | 230 | 3 |  |  |  | No Match |  | No Match | 112000 | 12444 | 9 | 8.9 |  | 9 | 105000 | 9924 | 3.1 | 3 | 53000 | 9134 | 1.7 | Federally-Regulated Commercial & Industrial Equipment | 05/22/2000 |  | 07/25/2000
Rheem Sales Company, Inc. | Weatherking | WPDC-075D |  | HSP-A, Single-Package Heat Pum | Heat Pump | 460 | 3 |  |  |  | No Match |  | No Match | 93000 | 10333 | 9 | 8.9 |  | 9.9 | 93000 | 9085 | 3 | 3 | 51000 | 7117 | 2.1 | Federally-Regulated Commercial & Industrial Equipment | 02/03/1998 |  | 03/31/1998
York International | Luxaire | BCCB-(T/W)120 |  | HSP-A, Single-Package Heat Pum | Heat Pump | 208 | 3 |  |  |  | No Match |  | No Match | 118000 | 13111 | 9 | 8.9 |  |  | 116000 | 11329 | 3 | 3 | 70000 | 10254 | 2 | Federally-Regulated Commercial & Industrial Equipment | 11/18/1999 |  | 04/13/2000
York International | Luxaire | BACB-T/-W240A/E |  | HSP-A, Single-Package Heat Pum | Heat Pump | 230 | 3 |  |  |  | No Match |  | No Match | 222000 | 26117 | 8.5 | 8.5 |  | 8 | 226000 | 22078 | 3 | 2.9 | 120000 | 17584 | 2 | Federally-Regulated Commercial & Industrial Equipment | 05/09/1998 |  | 10/02/1998
Rheem Sales Company, Inc. | Rheem | RPDC-100C* |  | HSP-A, Single-Package Heat Pum | Heat Pump | 230 | 3 |  |  |  | No Match |  | No Match | 120000 | 13665 | 8.8 |  |  |  | 126000 | 11875 | 3.1 |  | 67000 | 9345 | 2.1 | Non Federally-Regulated | 05/11/1988 |  | 03/15/1989
Rheem Sales Company, Inc. | Addison Products | PHC10T-3K |  | HSP-A, Single-Package Heat Pum | Heat Pump | 208 | 3 |  |  |  | No Match |  | No Match | 120000 | 13665 | 8.8 |  |  |  | 126000 | 11875 | 3.1 |  | 67000 | 9345 | 2.1 | Non Federally-Regulated | 05/11/1988 |  | 03/15/1989
Lennox Industries Inc. | Lennox | LHA088S* |  | HSP-A, Single-Package Heat Pum | Heat Pump | 208 | 3 |  |  |  | No Match |  | No Match | 86000 | 9555 | 9 | 8.9 |  |  | 86000 | 8399 | 3 | 3 | 48000 | 7031 | 2 | Federally-Regulated Commercial & Industrial Equipment | 11/18/1999 |  | 04/13/2000
Lennox Industries Inc. | Lennox | HP17-1353V-4Y | CB17-135V-1 | HRCU-A-CB, Split System: Heat | Heat Pump | 208 | 3 |  |  |  | No Match |  | No Match | 119000 | 14512 | 8.2 | 8.2 |  |  | 119000 | 11499 |  |  | 69000 | 9406 |  | Non Federally-Regulated | 03/15/1989 |  | 10/10/1989
Lennox Industries Inc. | Lennox | CHP16-953-1G |  | HSP-A, Single-Package Heat Pum | Heat Pump | 460 | 3 |  |  |  | No Match |  | No Match | 88000 | 10602 | 8.3 |  |  |  | 88000 | 8713 | 2.9 | 2.5 | 43000 | 6633 | 1.9 | Non Federally-Regulated | 02/06/1988 |  | 05/11/1988
Carrier Corp. - Syracuse | Arcoaire | RHS(181,183)(H,L,S)******AC |  | HSP-A, Single-Package Heat Pum | Heat Pump | 460 | 3 | False |  |  |  | True | Single-Speed | 172000 | 15925 | 10.8 | 10.4 |  |  | 220000 | 19538 | 3.3 | 3.2 |  |  |  | Federally-Regulated Commercial & Industrial Equipment | 10/28/2014 |  | 10/28/2014
York International | Evcon | XA-06[C,E]***(T,W,X)***6 |  | HSP-A, Single-Package Heat Pum | Both Heat Pump and Electric Re | 208 | 3 | False |  |  |  | True | Single-Speed | 78000 | 6782 | 11.5 | 10.8 |  |  | 75000 | 6561 | 3.4 | 3.3 |  |  |  | Federally-Regulated Commercial & Industrial Equipment | 04/19/2013 |  | 01/09/2014
Carrier Corp. - Syracuse | Carrier | 38AQ0166 + 0166 + 0166 | 40RR054 | HSP-A, Single-Package Heat Pum | Heat Pump | 460 | 3 |  |  |  | No Match |  | No Match | 485102 | 64045 | 8 | 7.5 |  |  | 554117 | 52915 | 2.6 |  | 337211 | 43555 | 1.8 | Non Federally-Regulated | 09/08/1982 |  | 08/30/1983
Goettl | Goettl | GBHP 662AT |  | HSP-A, Single-Package Heat Pum | Heat Pump | 230 | 1 |  |  |  | No Match |  | No Match | 66000 | 8000 | 8.3 | 8.2 |  |  | 66000 | 6670 |  |  | 35600 | 5795 |  | Non Federally-Regulated | 03/15/1989 |  | 10/10/1989
York International | Luxaire | EASE-W120A | FCHP-S120A | HRCU-A-CB, Split System: Heat | Heat Pump | 460 | 3 |  |  |  | No Match |  | No Match | 121000 | 13444 | 9 | 8.9 |  |  | 117000 | 11420 | 3 | 3 | 63000 | 8785 | 2.1 | Non Federally-Regulated | 04/02/1993 |  | 09/02/1995
York International | Fraser Johnston | BB-20[E72]***(T,W,X)* |  | HSP-A, Single-Package Heat Pum | Both Heat Pump and Electric Re | 575 | 3 |  |  |  |  | True | Single-Speed | 214000 | 22526 | 9.5 | 8.5 |  | 10.1 | 210000 | 19866 | 3.1 | 2.9 | 130000 | 19062 | 2 | Federally-Regulated Commercial & Industrial Equipment | 01/18/2008 |  | 01/24/2011
York International | Luxaire | BA-06C(T/W/X)*** |  | HSP-A, Single-Package Heat Pum | Heat Pump | 208 | 3 |  |  |  | No Match |  | No Match | 78000 | 7647 | 10.2 | 8.9 |  |  | 69000 | 6317 | 3.2 | 3 | 43000 | 5726 | 2.2 | Federally-Regulated Commercial & Industrial Equipment | 11/19/2002 |  | 01/18/2008
Trane U.S. Inc. | American Standard, Inc. | WCH075C30*B* |  | HSP-A, Single-Package Heat Pum | Heat Pump | 230 | 3 |  |  |  | No Match |  | No Match | 71000 | 7978 | 8.9 | 8.9 |  |  | 71000 | 6935 | 3 | 3 | 35000 | 5127 | 2 | Non Federally-Regulated | 05/27/1993 |  | 04/19/1994
Carrier Corp. - Syracuse | Carrier | 38BQ0085 | 40BA009 | HRCU-A-CB, Split System: Heat | Heat Pump | 230 | 3 |  |  |  | No Match |  | No Match | 86000 | 9500 | 9.1 |  |  |  | 86000 | 8000 | 3.2 |  | 47000 | 6600 | 2.1 | Non Federally-Regulated | 05/11/1988 |  | 03/15/1989
Carrier Corp. - Syracuse | Carrier | 38AQ0345 | 40RR034 | HRCU-A-CB, Split System: Heat | Heat Pump | 208 | 3 |  |  |  | No Match |  | No Match | 307028 | 36991 | 8.3 |  |  |  | 327000 | 34208 |  |  | 183000 | 25525 |  | Non Federally-Regulated | 06/11/1985 |  | 07/31/1992
Carrier Corp. - Syracuse | Arcoaire | RHS(181,183)(H,L,S)******TC |  | HSP-A, Single-Package Heat Pum | Heat Pump | 230 | 3 | False |  |  |  | True | Single-Speed | 172000 | 15925 | 10.8 | 10.4 |  |  | 166000 | 14742 | 3.3 | 3.2 |  |  |  | Federally-Regulated Commercial & Industrial Equipment | 01/09/2014 |  | 10/28/2014
Trane U.S. Inc. | American Standard, Inc. | WCH075C30*A* |  | HSP-A, Single-Package Heat Pum | Heat Pump | 230 | 3 |  |  |  | No Match |  | No Match | 71000 | 7978 | 8.9 | 8.9 |  |  | 71000 | 6935 | 3 | 3 | 35000 | 5127 | 2 | Non Federally-Regulated | 04/14/1993 |  | 09/02/1995
Carrier Corp. - Syracuse | Bryant Heating & Cooling Systems | 575J(P,E,T)07A000* | 524J(J,E,T)07H000A** | HRCU-A-CB, Split System: Heat | Heat Pump | 208 | 3 |  |  |  |  | True | Single-Speed | 70000 | 6363 | 11 | 10.8 |  |  | 66000 | 5861 | 3.3 | 3.3 |  |  |  | Federally-Regulated Commercial & Industrial Equipment | 07/18/2013 |  | 04/20/2015
York International | York | BP090C00A2/4/5***1* |  | HSP-A, Single-Package Heat Pum | Heat Pump | 208 | 3 |  |  |  | No Match |  | No Match | 90000 | 8411 | 10.7 | 8.9 |  | 11 | 85000 | 7782 | 3.2 | 3 | 46000 | 6126 | 2.2 | Federally-Regulated Commercial & Industrial Equipment | 11/21/2000 |  | 02/05/2002
Lennox Industries Inc. | Lennox | CHP16-1353-5G |  | HSP-A, Single-Package Heat Pum | Heat Pump | 460 | 3 |  |  |  | No Match |  | No Match | 117000 | 13150 | 8.9 | 8.9 |  |  | 119000 | 11625 | 3 | 3 | 64000 | 9380 | 2 | Federally-Regulated Commercial & Industrial Equipment | 08/22/1994 |  | 09/02/1995
Trane U.S. Inc. | American Standard, Inc. | TWA180B300D* | TWE180B300C* | HRCU-A-CB, Split System: Heat | Heat Pump | 208 | 3 |  |  |  | No Match |  | No Match | 176000 | 17425 | 10.1 | 8.5 |  | 12 | 168000 | 16407 | 3 | 2.9 | 107000 | 13630 | 2.3 | Federally-Regulated Commercial & Industrial Equipment | 06/01/2001 |  | 09/21/2001
York International | York | B1CH180A/E***25* |  | HSP-A, Single-Package Heat Pum | Heat Pump | 230 | 3 |  |  |  | No Match |  | No Match | 164000 | 18636 | 8.8 | 8.5 |  | 8.5 | 174000 | 16998 | 3 | 2.9 | 90000 | 13188 | 2 | Federally-Regulated Commercial & Industrial Equipment | 07/28/1998 |  | 08/10/1998
Carrier Corp. - Syracuse | Carrier Corp. | 50TCQ*07***(5,6,1)A* |  | HSP-A, Single-Package Heat Pum | Heat Pump | 230 | 3 | False |  |  |  | False | Single-Speed | 70000 | 6306 | 11.1 | 10.8 |  |  | 67000 | 5950 | 3.3 | 3.3 |  |  |  | Federally-Regulated Commercial & Industrial Equipment | 11/30/2011 |  | 10/28/2014
Lennox Industries Inc. | Lennox | CHP11-953-3W |  | HSP-A, Single-Package Heat Pum | Heat Pump | 200 | 3 |  |  |  | No Match |  | No Match | 89000 | 11400 | 7.8 | 7.5 |  |  | 88000 | 9200 |  |  | 42000 | 6900 |  | Non Federally-Regulated | 01/05/1982 |  | 08/30/1983
Rheem Sales Company, Inc. | Rheem | RPWB-100CAS* | RHPA-100Z | HRCU-A-CB, Split System: Heat | Heat Pump | 208 | 3 |  |  |  | No Match |  | No Match | 118000 | 14390 | 8.2 | 8.2 |  |  | 118000 | 12350 |  |  | 60000 | 8790 | 2 | Non Federally-Regulated | 03/15/1989 |  | 10/10/1989
Carrier Corp. - Syracuse | Day & Night | RHS(240,243)(H,L,S)******** |  | HSP-A, Single-Package Heat Pum | Heat Pump | 230 | 3 | False |  |  |  | True | Single-Speed | 232000 | 21886 | 10.6 | 10.4 |  |  | 220000 | 19538 | 3.3 | 3.2 |  |  |  | Federally-Regulated Commercial & Industrial Equipment | 11/30/2011 |  | 12/12/2012
Carrier Corp. - Syracuse | Bryant Air Conditioning | 549BPX/BEX072 |  | HSP-A, Single-Package Heat Pum | Heat Pump | 460 | 3 |  |  |  | No Match |  | No Match | 68000 | 7157 | 9.5 | 8.9 |  |  | 72000 | 6204 | 3.4 | 3 | 36000 | 5551 | 1.9 | Federally-Regulated Commercial & Industrial Equipment | 11/18/1999 |  | 04/13/2000
Carrier Corp. - Syracuse | Carrier Corp. | 50TCQ*24***(5,6,1)A***(G,J,K,M)* |  | HSP-A, Single-Package Heat Pum | Heat Pump | 575 | 3 | False |  |  |  | True | Single-Speed | 232000 | 21886 | 10.6 | 10.4 |  |  | 220000 | 19538 | 3.3 | 3.2 |  |  |  | Federally-Regulated Commercial & Industrial Equipment | 12/12/2012 |  | 04/21/2014
Trane U.S. Inc. | American Standard, Inc. | WC(D,H)150EWA*B |  | HSP-A, Single-Package Heat Pum | Both Heat Pump and Electric Re | 230 | 3 | False |  |  |  | False | Single-Speed | 146000 | 13272 | 11 | 10.4 |  |  | 146000 | 13371 | 3.2 | 3.2 |  |  |  | Federally-Regulated Commercial & Industrial Equipment | 03/02/2012 |  | 08/28/2012
York International | Fraser Johnston | EF-07C00A(T/W)AAA1A | FF-07C00S00AAA1A | HRCU-A-CB, Split System: Heat | Heat Pump | 230 | 3 |  |  |  | No Match |  | No Match | 90000 | 8411 | 10.7 | 8.9 |  |  | 88000 | 8057 | 3.2 | 3 | 56500 | 7197 | 2.3 | Federally-Regulated Commercial & Industrial Equipment | 05/21/2002 |  | 07/18/2002
Trane U.S. Inc. | Trane | WCH150B300B |  | HSP-A, Single-Package Heat Pum | Heat Pump | 230 | 3 |  |  |  | No Match |  | No Match | 146000 | 15550 | 9.4 |  |  |  | 132000 | 13330 | 2.9 |  | 70000 | 10250 | 2 | Non Federally-Regulated | 07/31/1992 |  | 03/31/1998
Carrier Corp. - Syracuse | Heil | RHS150(H,L,S)******** |  | HSP-A, Single-Package Heat Pum | Heat Pump | 208 | 3 | False |  |  |  | False | Single-Speed | 142000 | 13396 | 10.6 | 10.4 |  |  | 142000 | 13005 | 3.2 | 3.2 |  |  |  | Federally-Regulated Commercial & Industrial Equipment | 11/30/2011 |  | 12/12/2012
Carrier Corp. - Syracuse | Carrier | 50PQ0105 |  | HSP-A, Single-Package Heat Pum | Heat Pump | 230 | 3 |  |  |  | No Match |  | No Match | 108000 | 14062 | 7.7 | 8.2 |  |  | 112000 | 11820 |  |  | 61000 | 9000 |  | Non Federally-Regulated | 05/16/1984 |  | 06/11/1985
Daikin Comfort Technologies Manufacturing, L.P. | Daikin U.S. Corp. | DCH120****B***A* |  | HSP-A, Single-Package Heat Pum | Both Heat Pump and Electric Re | 575 | 3 | False |  |  |  | False | Single-Speed | 115000 | 10360 | 11.1 | 11 |  |  | 116000 | 9999 | 3.4 | 3.3 | 56000 | 7135 | 2.3 | Federally-Regulated Commercial & Industrial Equipment | 04/21/2015 |  | 06/01/2015
Trane U.S. Inc. | American Standard, Inc. | WCH075A300A |  | HSP-A, Single-Package Heat Pum | Heat Pump | 230 | 3 |  |  |  | No Match |  | No Match | 71000 | 8300 | 8.6 | 8.2 |  |  | 71000 | 7170 |  |  | 33000 | 5090 |  | Non Federally-Regulated | 10/10/1989 |  | 02/22/1990
Rheem Sales Company, Inc. | Rheem | RJMB-A120C |  | HSP-A, Single-Package Heat Pum | Heat Pump | 230 | 3 |  |  |  | No Match |  | No Match | 120000 | 11881 | 10.1 | 8.9 |  | 11.2 | 109000 | 9980 | 3.2 | 3 | 65000 | 8656 | 2.2 | Federally-Regulated Commercial & Industrial Equipment | 07/31/2002 |  | 01/18/2008
International Comfort Products | Heil | PH*120N2HA* |  | HSP-A, Single-Package Heat Pum | Heat Pump | 208 | 3 |  |  |  | No Match |  | No Match | 123000 | 13516 | 9.1 | 8.9 |  | 9.5 | 123000 | 11628 | 3.1 | 3 | 71000 | 10404 | 2 | Federally-Regulated Commercial & Industrial Equipment | 12/14/1998 |  | 08/17/1999
Trane U.S. Inc. | Trane | WCH240B30*F* |  | HSP-A, Single-Package Heat Pum | Heat Pump | 208 | 3 |  |  |  | No Match |  | No Match | 230000 | 23000 | 10 | 8.5 |  | 10.5 | 230000 | 21738 | 3.1 | 2.9 | 128000 | 18751 | 2 | Federally-Regulated Commercial & Industrial Equipment | 11/21/2001 |  | 02/05/2002
Solar Oriented Environmental Systems | S.O.E.S.I. | SW-600 (2) | SW-600 (2)* | HRCU-A-CB, Split System: Heat | Heat Pump | 230 | 1 |  |  |  | No Match |  | No Match | 76000 | 4922 | 14.4 | 8.2 |  |  | 68000 | 4719 | 4.2 |  | 40000 | 4471 | 2.6 | Non Federally-Regulated | 05/16/1984 |  | 06/11/1985
York International | Coleman | PJ180C00A*(2,4,5)***** | NJ180C00*(5,6)****** | HRCU-A-CB, Split System: Heat | Heat Pump | 208 | 3 |  |  |  |  | True | Single-Speed | 180000 | 16981 | 10.6 | 8.5 |  |  | 168000 | 14490 | 3.4 | 2.9 |  |  |  | Federally-Regulated Commercial & Industrial Equipment | 07/16/2009 |  | 06/14/2011
Trane U.S. Inc. | Trane | BWC090C3OOH |  | HSP-A, Single-Package Heat Pum | Heat Pump | 230 | 3 |  |  |  | No Match |  | No Match | 90000 | 10100 | 8.9 | 8.2 |  |  | 85000 | 8600 |  |  | 44000 | 6800 |  | Non Federally-Regulated | 03/15/1989 |  | 10/10/1989
McQuay International | McQuay International | DPS012AHHG2*C-4 |  | HSP-A, Single-Package Heat Pum | Heat Pump | 230 | 3 | False |  |  |  | True | Variable-Speed | 144000 | 12307 | 11.7 | 10.4 |  |  | 138000 | 11392 | 3.6 | 3.2 |  |  |  | Federally-Regulated Commercial & Industrial Equipment | 03/02/2012 |  | 08/28/2012
York International | York | BP120C00A2/4/5***** |  | HSP-A, Single-Package Heat Pum | Heat Pump | 208 | 3 |  |  |  | No Match |  | No Match | 120000 | 11650 | 10.3 | 8.9 |  | 10 | 113000 | 10346 | 3.2 | 3 | 60000 | 7990 | 2.2 | Federally-Regulated Commercial & Industrial Equipment | 02/05/2002 |  | 07/18/2002
Carrier Corp. - Syracuse | Carrier | 38AQ0245 | 40RR024 | HRCU-A-CB, Split System: Heat | Heat Pump | 230 | 3 |  |  |  | No Match |  | No Match | 202771 | 25346 | 8 | 7.5 |  |  | 230000 | 24060 |  |  | 129000 | 19024 |  | Non Federally-Regulated | 09/08/1982 |  | 05/16/1984
Airedale North America | School Unit | SCHP6 |  | HSP-A, Single-Package Heat Pum | Heat Pump | 208 | 3 |  |  |  | No Match |  | No Match | 75000 | 8926 | 8.4 | 8.2 |  |  | 71000 | 8001 | 2.6 |  | 43800 | 7552 | 1.7 | Non Federally-Regulated | 02/22/1990 |  | 07/31/1992
Carrier Corp. - Syracuse | ICP Commercial | RHS150(H,L,S)******** |  | HSP-A, Single-Package Heat Pum | Heat Pump | 208 | 3 | False |  |  |  | False | Single-Speed | 142000 | 13396 | 10.6 | 10.4 |  |  | 142000 | 13005 | 3.2 | 3.2 |  |  |  | Federally-Regulated Commercial & Industrial Equipment | 11/30/2011 |  | 12/12/2012
Carrier Corp. - Syracuse | Carrier | 50HJQ00850/60 |  | HSP-A, Single-Package Heat Pum | Heat Pump | 208 | 3 |  |  |  | No Match |  | No Match | 88000 | 8800 | 10 | 8.9 |  | 10.8 | 87000 | 7965 | 3.2 | 3 | 48000 | 7031 | 2 | Federally-Regulated Commercial & Industrial Equipment | 05/22/2000 |  | 07/18/2002
Rheem Sales Company, Inc. | Ruud | UPWC-100DAZ | UHGF-100Z | HRCU-A-CB, Split System: Heat | Heat Pump | 460 | 3 |  |  |  | No Match |  | No Match | 120000 | 13043 | 9.2 | 8.9 |  |  | 125000 | 11817 | 3.1 | 3 | 68000 | 9490 | 2.1 | Federally-Regulated Commercial & Industrial Equipment | 12/14/1998 |  | 08/18/1999
Trane U.S. Inc. | American Standard, Inc. | WSC090A3*0A**000000000 |  | HSP-A, Single-Package Heat Pum | Heat Pump | 230 | 3 |  |  |  | No Match |  | No Match | 87000 | 8613 | 10.1 | 8.9 |  |  | 85000 | 7782 | 3.2 | 3 | 51000 | 6792 | 2.2 | Federally-Regulated Commercial & Industrial Equipment | 11/21/2001 |  | 09/25/2002
Rheem Sales Company, Inc. | Heil Quaker | NCHR10H001B | NEPR10M030A | HRCU-A-CB, Split System: Heat | Heat Pump | 208 | 3 |  |  |  | No Match |  | No Match | 118000 | 14390 | 8.2 | 8.2 |  |  | 118000 | 12350 |  |  | 60000 | 8790 | 2 | Non Federally-Regulated | 02/22/1990 |  | 07/31/1992
Carrier Corp. - Syracuse | Airquest | RHS(240,243)(H,L,S)******TA |  | HSP-A, Single-Package Heat Pum | Heat Pump | 460 | 3 | False |  |  |  | True | Single-Speed | 232000 | 21886 | 10.6 | 10.4 |  |  | 220000 | 19538 | 3.3 | 3.2 |  |  |  | Federally-Regulated Commercial & Industrial Equipment | 12/12/2012 |  | 04/21/2014
Addison Products | Addison Products | DFH374*3E**** |  | HSP-A, Single-Package Heat Pum | Heat Pump | 208 | 3 |  |  |  | No Match |  | No Match | 339200 | 35000 | 9.7 |  |  | 10.2 | 353100 | 31400 | 3.3 |  | 223200 | 25500 | 2.6 | Voluntarily Certified | 11/03/1994 |  | 04/07/1996
Carrier Corp. - Syracuse | Carrier | 38AQ0346 | 40RR034 | HRCU-A-CB, Split System: Heat | Heat Pump | 460 | 3 |  |  |  | No Match |  | No Match | 307028 | 36991 | 8.3 |  |  |  | 327000 | 34208 | 2.8 |  | 183000 | 25525 | 2.1 | Non Federally-Regulated | 07/31/1992 |  | 12/22/1992
Carrier Corp. - Syracuse | ICP Commercial | RHH072(H,L,S)******** |  | HSP-A, Single-Package Heat Pum | Heat Pump | 208 | 3 | False |  |  |  | True | Single-Speed | 72000 | 6000 | 12 | 10.8 |  |  | 70000 | 6033 | 3.4 | 3.3 |  |  |  | Federally-Regulated Commercial & Industrial Equipment | 10/28/2014 |  | 10/28/2014
Lennox Industries Inc. | Lennox | CHP11-953-2W |  | HSP-A, Single-Package Heat Pum | Heat Pump | 200 | 3 |  |  |  | No Match |  | No Match | 89000 | 11400 | 7.8 | 7.5 |  |  | 88000 | 9200 |  |  | 42000 | 6900 |  | Non Federally-Regulated | 01/05/1982 |  | 08/30/1983
York International | Luxaire | BA-12[C,E]***(T,W,X)* |  | HSP-A, Single-Package Heat Pum | Both Heat Pump and Electric Re | 460 | 3 |  |  |  |  | False | Single-Speed | 144000 | 15484 | 9.3 | 8.5 |  | 9.7 | 142000 | 13433 | 3.1 | 2.9 | 91000 | 12708 | 2.1 | Federally-Regulated Commercial & Industrial Equipment | 01/18/2008 |  | 02/24/2011
Carrier Corp. - Syracuse | Carrier Corp. | 50TCQ*24***(5,6,1)A***(G,J,K,M)*-HORZ |  | HSP-A, Single-Package Heat Pum | Heat Pump | 208 | 3 | False |  |  |  | True | Single-Speed | 232000 | 21886 | 10.6 | 10.4 |  |  | 220000 | 19538 | 3.3 | 3.2 |  |  |  | Federally-Regulated Commercial & Industrial Equipment | 04/21/2014 |  | 10/28/2014
Carrier Corp. - Syracuse | Day & Night | 542JP/EX150 |  | HSP-A, Single-Package Heat Pum | Heat Pump | 230 | 3 |  |  |  | No Match |  | No Match | 140000 | 14285 | 9.8 | 8.5 |  | 12.4 | 136000 | 12456 | 3.2 | 2.9 | 72000 | 10048 | 2.1 | Federally-Regulated Commercial & Industrial Equipment | 03/31/1998 |  | 05/09/1998
Trane U.S. Inc. | Trane | TWA180B300A | TWE180B300A | HRCU-A-CB, Split System: Heat | Heat Pump | 208 | 3 |  |  |  | No Match |  | No Match | 176000 | 19550 | 9 |  |  |  | 172000 | 16160 | 3.1 | 2.5 | 90000 | 11880 | 2.2 | Non Federally-Regulated | 05/25/1989 |  | 02/22/1990
International Comfort Products | Heil | PH*120N2HA* |  | HSP-A, Single-Package Heat Pum | Heat Pump | 208 | 3 |  |  |  | No Match |  | No Match | 123000 | 13516 | 9.1 | 8.9 |  | 9.5 | 123000 | 11628 | 3.1 | 3 | 71000 | 10404 | 2 | Federally-Regulated Commercial & Industrial Equipment | 03/31/1998 |  | 05/09/1998
Rheem Sales Company, Inc. | Heat Controller | HR075-3SZ | AHH100-Z | HRCU-A-CB, Split System: Heat | Heat Pump | 208 | 3 |  |  |  | No Match |  | No Match | 92000 | 9583 | 9.6 | 8.9 |  |  | 88000 | 8057 | 3.2 | 3 | 48000 | 6697 | 2.1 | Federally-Regulated Commercial & Industrial Equipment | 11/18/1999 |  | 05/23/2000
Lennox Industries Inc. | Lennox | LHA120H* |  | HSP-A, Single-Package Heat Pum | Heat Pump | 460 | 3 |  |  |  | No Match |  | No Match | 118000 | 11456 | 10.3 | 8.9 |  | 11.3 | 120000 | 10657 | 3.3 | 3 | 72000 | 10048 | 2.1 | Federally-Regulated Commercial & Industrial Equipment | 02/03/1998 |  | 03/31/1998
McQuay International | McQuay International | DPS010AHHY2*C-4 |  | HSP-A, Single-Package Heat Pum | Heat Pump | 208 | 3 | False |  |  |  | True | Variable-Speed | 120000 | 9836 | 12.2 | 10.8 |  |  | 118000 | 9005 | 3.8 | 3.3 |  |  |  | Federally-Regulated Commercial & Industrial Equipment | 03/02/2012 |  | 08/28/2012
Carrier Corp. - Syracuse | Airquest | RHS090(L,S)******TA |  | HSP-A, Single-Package Heat Pum | Heat Pump | 460 | 3 | False |  |  |  | False | Single-Speed | 88000 | 7857 | 11.2 | 10.8 |  |  | 86000 | 7413 | 3.4 | 3.3 |  |  |  | Federally-Regulated Commercial & Industrial Equipment | 12/12/2012 |  | 10/28/2014
Trane U.S. Inc. | General Electric | BWA090C3K | BWE090C-D | HRCU-A-CB, Split System: Heat | Heat Pump | 230 | 3 |  |  |  | No Match |  | No Match | 90000 | 10200 | 8.8 | 8.2 |  |  | 87000 | 8790 |  |  | 51000 | 7150 |  | Non Federally-Regulated | 05/16/1984 |  | 06/11/1985
York International | York | B1CH180A/E***25/46 |  | HSP-A, Single-Package Heat Pum | Heat Pump | 460 | 3 |  |  |  | No Match |  | No Match | 164000 | 18636 | 8.8 | 8.5 |  | 8.5 | 174000 | 16998 | 3 | 2.9 | 90000 | 13188 | 2 | Federally-Regulated Commercial & Industrial Equipment | 12/01/1997 |  | 03/31/1998
Lennox Industries Inc. | Lennox | KHA240S4M*1Y,G,J |  | HSP-A, Single-Package Heat Pum | Heat Pump | 230 | 3 | False |  |  |  | True | Single-Speed | 218000 | 20566 | 10.6 | 10.4 |  |  | 220000 | 20148 | 3.2 | 3.2 |  |  |  | Federally-Regulated Commercial & Industrial Equipment | 07/18/2013 |  | 10/28/2014
Trane U.S. Inc. | Trane | WCH090C40*B* |  | HSP-A, Single-Package Heat Pum | Heat Pump | 460 | 3 |  |  |  | No Match |  | No Match | 87000 | 9775 | 8.9 | 8.9 |  |  | 86000 | 8399 | 3 | 3 | 43000 | 6299 | 2 | Federally-Regulated Commercial & Industrial Equipment | 05/22/2000 |  | 07/18/2002
York International | York | B1HN120N165/20025/46 |  | HSP-A, Single-Package Heat Pum | Heat Pump | 460 | 3 |  |  |  | No Match |  | No Match | 118000 | 13111 | 9 | 8.9 |  |  | 116000 | 11332 | 3 | 3 | 70000 | 10257 | 2 | Federally-Regulated Commercial & Industrial Equipment | 02/03/1998 |  | 03/31/1998
Carrier Corp. - Syracuse | Airquest | RHH072(H,L,S)0******A |  | HSP-A, Single-Package Heat Pum | Heat Pump | 230 | 3 | False |  |  |  | True | Single-Speed | 72000 | 6000 | 12 | 10.8 |  |  | 70000 | 6033 | 3.4 | 3.3 |  |  |  | Federally-Regulated Commercial & Industrial Equipment | 03/10/2011 |  | 04/19/2013
Carrier Corp. - Syracuse | Day & Night | 542EE120 |  | HSP-A, Single-Package Heat Pum | Heat Pump | 460 | 3 |  |  |  | No Match |  | No Match | 119000 | 14600 | 8.2 | 8.2 |  |  | 119000 | 12300 |  |  | 64000 | 9200 |  | Non Federally-Regulated | 03/15/1989 |  | 10/10/1989
Carrier Corp. - Syracuse | ICP Commercial | RHS150(H,L,S)******TA |  | HSP-A, Single-Package Heat Pum | Heat Pump | 208 | 3 | False |  |  |  | False | Single-Speed | 142000 | 13396 | 10.6 | 10.4 |  |  | 142000 | 13005 | 3.2 | 3.2 |  |  |  | Federally-Regulated Commercial & Industrial Equipment | 10/28/2014 |  | 10/28/2014
Trane U.S. Inc. | American Standard, Inc. | WSC120A4*0A**000000000 |  | HSP-A, Single-Package Heat Pum | Heat Pump | 460 | 3 |  |  |  | No Match |  | No Match | 114000 | 11287 | 10.1 | 8.9 |  |  | 109000 | 9980 | 3.2 | 3 | 62000 | 8257 | 2.2 | Federally-Regulated Commercial & Industrial Equipment | 11/21/2001 |  | 09/25/2002
Rheem Sales Company, Inc. | Rheem | RPWA-100CAS | RHPA-100G | HRCU-A-CB, Split System: Heat | Heat Pump | 230 | 3 |  |  |  | No Match |  | No Match | 119000 | 14880 | 8 | 8.2 |  |  | 118000 | 12345 |  |  | 61000 | 9405 |  | Non Federally-Regulated | 06/11/1985 |  | 05/11/1988
Carrier Corp. - Syracuse | ICP Commercial | RHH102(H,L,S)******** |  | HSP-A, Single-Package Heat Pum | Heat Pump | 575 | 3 | False |  |  |  | True | Single-Speed | 100000 | 8333 | 12 | 10.8 |  |  | 100000 | 8619 | 3.4 | 3.3 |  |  |  | Federally-Regulated Commercial & Industrial Equipment | 11/30/2011 |  | 04/19/2013
Trane U.S. Inc. | Trane | WCH240B30*E* |  | HSP-A, Single-Package Heat Pum | Heat Pump | 230 | 3 |  |  |  | No Match |  | No Match | 236000 | 27441 | 8.6 | 8.5 |  | 8.8 | 230000 | 21744 | 3.1 | 2.9 | 114000 | 16705 | 2 | Federally-Regulated Commercial & Industrial Equipment | 05/09/1998 |  | 10/02/1998
Lennox Industries Inc. | Lennox | LHA120H* |  | HSP-A, Single-Package Heat Pum | Heat Pump | 460 | 3 |  |  |  | No Match |  | No Match | 118000 | 11456 | 10.3 | 8.9 |  | 11.3 | 120000 | 10654 | 3.3 | 3 | 72000 | 10045 | 2.1 | Federally-Regulated Commercial & Industrial Equipment | 07/31/2002 |  | 01/18/2008
York International | Fraser Johnston | BA-07C00*T/W/X***** |  | HSP-A, Single-Package Heat Pum | Heat Pump | 230 | 3 |  |  |  | No Match |  | No Match | 90000 | 8411 | 10.7 | 8.9 |  | 11 | 85000 | 7782 | 3.2 | 3 | 46000 | 6126 | 2.2 | Federally-Regulated Commercial & Industrial Equipment | 07/31/2002 |  | 01/18/2008
Carrier Corp. - Syracuse | Carrier | 38AQ0346 + 38AQ0166 | 40RR054 | HRCU-A-CB, Split System: Heat | Heat Pump | 460 | 3 |  |  |  | No Match |  | No Match | 480915 | 59372 | 8.1 |  |  |  | 486000 | 52724 |  |  | 270000 | 41624 |  | Non Federally-Regulated | 06/11/1985 |  | 03/15/1989
York International | Evcon | ECSE-T,W090 | FCHP-S090 | HRCU-A-CB, Split System: Heat | Heat Pump | 208 | 3 |  |  |  |  | True | Single-Speed | 83000 | 9222 | 9 | 8.9 |  | 0 | 78000 | 7625 | 3 | 3 | 48000 | 6120 | 2.3 | Federally-Regulated Commercial & Industrial Equipment | 01/18/2008 |  | 02/24/2011
Carrier Corp. - Syracuse | Carrier | 50HJQ014501/601 |  | HSP-A, Single-Package Heat Pum | Heat Pump | 460 | 3 |  |  |  | No Match |  | No Match | 140000 | 14285 | 9.8 | 8.5 |  | 12.4 | 136000 | 12456 | 3.2 | 2.9 | 72000 | 10048 | 2.1 | Federally-Regulated Commercial & Industrial Equipment | 03/31/1998 |  | 05/09/1998
Lennox Industries Inc. | Armstrong | PRTC118CH-2 |  | HSP-A, Single-Package Heat Pum | Heat Pump | 460 | 3 |  |  |  | No Match |  | No Match | 117000 | 13146 | 8.9 | 8.9 |  |  | 119000 | 11424 | 3 | 3 | 64000 | 9377 | 2 | Non Federally-Regulated | 01/17/1992 |  | 07/31/1992
International Comfort Products | Kenmore | PH*090N2HA |  | HSP-A, Single-Package Heat Pum | Heat Pump | 208 | 3 |  |  |  | No Match |  | No Match | 91000 | 9784 | 9.3 | 8.9 |  | 10.4 | 90000 | 8508 | 3.1 | 3 | 48000 | 6862 | 2.1 | Federally-Regulated Commercial & Industrial Equipment | 12/14/1998 |  | 08/17/1999
Carrier Corp. - Syracuse | Carrier | 50HJQ01650/60 |  | HSP-A, Single-Package Heat Pum | Heat Pump | 230 | 3 |  |  |  | No Match |  | No Match | 172000 | 18494 | 9.3 | 8.5 |  | 9.7 | 172000 | 15271 | 3.3 | 2.9 | 94000 | 12518 | 2.2 | Federally-Regulated Commercial & Industrial Equipment | 11/18/1999 |  | 07/18/2002
Carrier Corp. - Syracuse | Tempstar | RHH102(H,L,S)******TA |  | HSP-A, Single-Package Heat Pum | Heat Pump | 230 | 3 | False |  |  |  | True | Single-Speed | 100000 | 8333 | 12 | 10.8 |  |  | 100000 | 8619 | 3.4 | 3.3 |  |  |  | Federally-Regulated Commercial & Industrial Equipment | 10/28/2014 |  | 10/28/2014
Carrier Corp. - Syracuse | Bryant Heating & Cooling Systems | 548J(P,E,T)07**********A |  | HSP-A, Single-Package Heat Pum | Heat Pump | 575 | 3 | False |  |  |  | False | Single-Speed | 70000 | 6306 | 11.1 | 10.8 |  |  | 67000 | 5950 | 3.3 | 3.3 |  |  |  | Federally-Regulated Commercial & Industrial Equipment | 10/28/2014 |  | 04/21/2015
Carrier Corp. - Syracuse | Bryant Heating & Cooling Systems | 548J(P,E,T)12**********A |  | HSP-A, Single-Package Heat Pum | Heat Pump | 460 | 3 | False |  |  |  | False | Single-Speed | 116000 | 10545 | 11 | 10.8 |  |  | 116000 | 9999 | 3.4 | 3.3 |  |  |  | Federally-Regulated Commercial & Industrial Equipment | 11/30/2011 |  | 12/12/2012
Rheem Sales Company, Inc. | Whirlpool | NRHR10LP30A |  | HSP-A, Single-Package Heat Pum | Heat Pump | 460 | 3 |  |  |  | No Match |  | No Match | 119000 | 13985 | 8.5 | 8.2 |  |  | 127000 | 12195 | 3.1 |  | 68000 | 9665 | 2.1 | Non Federally-Regulated | 03/15/1989 |  | 10/10/1989
Goettl | American Best | HPC1201E-4 |  | HSP-A, Single-Package Heat Pum | Heat Pump | 460 | 3 |  |  |  | No Match |  | No Match | 120000 | 11428 | 10.5 | 8.9 |  |  | 119000 | 10568 | 3.3 | 3 | 70000 | 9769 | 2.1 | Federally-Regulated Commercial & Industrial Equipment | 12/14/1998 |  | 08/18/1999
Inter-City Products Corp. | Arcoaire | YA075F* | DB080E3*** | HRCU-A-C, Split System: Heat P | Heat Pump | 460 | 3 |  |  |  | No Match |  | No Match | 90000 | 9890 | 9.1 | 8.9 |  |  | 90000 | 8789 | 3 | 3 | 50000 | 6967 | 2.1 | Federally-Regulated Commercial & Industrial Equipment | 07/07/1994 |  | 09/02/1995
Trane U.S. Inc. | American Standard, Inc. | WCH075A400A |  | HSP-A, Single-Package Heat Pum | Heat Pump | 460 | 3 |  |  |  | No Match |  | No Match | 71000 | 8300 | 8.6 | 8.2 |  |  | 71000 | 7170 |  |  | 33000 | 5090 |  | Non Federally-Regulated | 10/10/1989 |  | 02/22/1990
Carrier Corp. - Syracuse | Arcoaire | RHS(181,183)(H,L,S)******AC |  | HSP-A, Single-Package Heat Pum | Heat Pump | 230 | 3 | False |  |  |  | True | Single-Speed | 172000 | 15925 | 10.8 | 10.4 |  |  | 166000 | 14742 | 3.3 | 3.2 |  |  |  | Federally-Regulated Commercial & Industrial Equipment | 01/09/2014 |  | 10/28/2014
Carrier Corp. - Syracuse | Airquest | RHS150(H,L,S)******AA |  | HSP-A, Single-Package Heat Pum | Heat Pump | 460 | 3 | False |  |  |  | False | Single-Speed | 142000 | 13396 | 10.6 | 10.4 |  |  | 142000 | 13005 | 3.2 | 3.2 |  |  |  | Federally-Regulated Commercial & Industrial Equipment | 12/12/2012 |  | 10/28/2014
Rheem Sales Company, Inc. | Ruud | UPDB-100D* |  | HSP-A, Single-Package Heat Pum | Heat Pump | 460 | 3 |  |  |  | No Match |  | No Match | 116000 | 14140 | 8.2 | 8.2 |  |  | 118000 | 11520 |  |  | 60000 | 8790 | 2 | Non Federally-Regulated | 03/15/1989 |  | 10/10/1989
York International | Coleman | PJ180C00A*(2,4,5)***** | NJ180C00*(5,6)****** | HRCU-A-CB, Split System: Heat | Heat Pump | 460 | 3 |  |  |  |  | True | Single-Speed | 180000 | 16981 | 10.6 | 8.5 |  |  | 168000 | 14490 | 3.4 | 2.9 |  |  |  | Federally-Regulated Commercial & Industrial Equipment | 07/16/2009 |  | 06/14/2011
Carrier Corp. - Syracuse | Day & Night | 548DP/E090-AA |  | HSP-A, Single-Package Heat Pum | Heat Pump | 208 | 3 |  |  |  | No Match |  | No Match | 86000 | 9555 | 9 | 8.9 |  | 9.3 | 78000 | 7620 | 3 | 3 | 36000 | 6433 | 1.6 | Federally-Regulated Commercial & Industrial Equipment | 02/03/1998 |  | 03/31/1998
Rheem Sales Company, Inc. | Ruud | UPWC-075CAZ | UHGF-100Z | HRCU-A-CB, Split System: Heat | Heat Pump | 230 | 3 |  |  |  | No Match |  | No Match | 92000 | 9583 | 9.6 | 8.9 |  |  | 88000 | 8057 | 3.2 | 3 | 48000 | 6697 | 2.1 | Federally-Regulated Commercial & Industrial Equipment | 11/18/1999 |  | 04/13/2000
Carrier Corp. - Syracuse | Arcoaire | RHS18*(H,L,S)0******A |  | HSP-A, Single-Package Heat Pum | Heat Pump | 575 | 3 | False |  |  |  | True | Single-Speed | 172000 | 15925 | 10.8 | 10.4 |  |  | 220000 | 19538 | 3.3 | 3.2 |  |  |  | Federally-Regulated Commercial & Industrial Equipment | 03/10/2011 |  | 12/12/2012
Trane U.S. Inc. | Trane | WCH120B40*E* |  | HSP-A, Single-Package Heat Pum | Heat Pump | 460 | 3 |  |  |  | No Match |  | No Match | 124000 | 12916 | 9.6 | 8.9 |  | 9.8 | 110000 | 10746 | 3 | 3 | 59000 | 8645 | 2 | Federally-Regulated Commercial & Industrial Equipment | 03/31/1998 |  | 05/09/1998
Carrier Corp. - Syracuse | Tempstar | RHH090(H,L,S)******TA |  | HSP-A, Single-Package Heat Pum | Heat Pump | 460 | 3 | False |  |  |  | True | Single-Speed | 90000 | 7438 | 12.1 | 10.8 |  |  | 84000 | 7033 | 3.5 | 3.3 |  |  |  | Federally-Regulated Commercial & Industrial Equipment | 12/12/2012 |  | 10/28/2014
McQuay International | McQuay International | DPS006AHHW2**-6 |  | HSP-A, Single-Package Heat Pum | Heat Pump | 208 | 3 | False |  |  |  | True | Variable-Speed | 70000 | 6194 | 11.3 | 10.8 |  |  | 65000 | 5120 | 3.7 | 3.3 |  |  |  | Federally-Regulated Commercial & Industrial Equipment | 08/28/2012 |  | 04/19/2013
Lennox Industries Inc. | Ducane | LHA240HN2* |  | HSP-A, Single-Package Heat Pum | Heat Pump | 208 | 3 |  |  |  | No Match |  | No Match | 220000 | 21568 | 10.2 | 8.5 |  | 11 | 220000 | 19533 | 3.3 | 2.9 | 118000 | 16463 | 2.1 | Federally-Regulated Commercial & Industrial Equipment | 11/21/2001 |  | 07/18/2002
Carrier Corp. - Syracuse | Day & Night | 541APX/AEX180 | 524APH/AEH180GC | HRCU-A-CB, Split System: Heat | Heat Pump | 230 | 3 |  |  |  | No Match |  | No Match | 172000 | 19545 | 8.8 | 8.5 |  | 9.9 | 164000 | 16021 | 3 | 2.9 | 94000 | 12522 | 2.2 | Federally-Regulated Commercial & Industrial Equipment | 10/24/1997 |  | 03/31/1998
McQuay International | McQuay International | DPS006AHHW4**-4 |  | HSP-A, Single-Package Heat Pum | Heat Pump | 460 | 3 | False |  |  |  | True | Variable-Speed | 69000 | 6216 | 11.1 | 10.8 |  |  | 64000 | 5083 | 3.7 | 3.3 |  |  |  | Federally-Regulated Commercial & Industrial Equipment | 08/28/2012 |  | 04/19/2013
Carrier Corp. | Carrier | 38AQ0345 | 40RR034 | HRCU-A-CB, Split System: Heat | Heat Pump | 208 | 3 |  |  |  | No Match |  | No Match | 307028 | 36991 | 8.3 |  |  | 8.9 | 327000 | 34208 | 2.8 |  | 183000 | 25525 | 2.1 | Voluntarily Certified | 01/23/1988 |  | 03/08/1996
Trane U.S. Inc. | American Standard, Inc. | WCH075C30*B* |  | HSP-A, Single-Package Heat Pum | Heat Pump | 230 | 3 |  |  |  | No Match |  | No Match | 71000 | 7977 | 8.9 | 8.9 |  |  | 71000 | 6934 | 3 | 3 | 35000 | 5127 | 2 | Federally-Regulated Commercial & Industrial Equipment | 05/22/2000 |  | 07/18/2002
York International | Fraser Johnston | BADF-T/W120N205/245 |  | HSP-A, Single-Package Heat Pum | Heat Pump | 208 | 3 |  |  |  | No Match |  | No Match | 118000 | 13111 | 9 | 8.9 |  |  | 116000 | 11332 | 3 | 3 | 70000 | 10257 | 2 | Federally-Regulated Commercial & Industrial Equipment | 02/03/1998 |  | 03/31/1998
Carrier Corp. - Syracuse | Comfortmaker | RHS(120,121)(H,L,S)******** |  | HSP-A, Single-Package Heat Pum | Heat Pump | 230 | 3 | False |  |  |  | False | Single-Speed | 116000 | 10545 | 11 | 10.8 |  |  | 116000 | 9999 | 3.4 | 3.3 |  |  |  | Federally-Regulated Commercial & Industrial Equipment | 11/30/2011 |  | 12/12/2012
Rheem Sales Company, Inc. | Rheem | RPWA-075CAS | RHPA-075GA | HRCU-A-CB, Split System: Heat | Heat Pump | 230 | 3 |  |  |  | No Match |  | No Match | 91000 | 10700 | 8.5 | 7.5 |  |  | 90000 | 8300 | 3.2 |  | 14942 | 6500 |  | Non Federally-Regulated | 01/05/1982 |  | 09/08/1982
Carrier Corp. - Syracuse | Bryant Heating & Cooling Systems | 548J(P,E,T)24*********(D,E)A-HORZ |  | HSP-A, Single-Package Heat Pum | Heat Pump | 208 | 3 | False |  |  |  | True | Single-Speed | 232000 | 21886 | 10.6 | 10.4 |  |  | 220000 | 19538 | 3.3 | 3.2 |  |  |  | Federally-Regulated Commercial & Industrial Equipment | 10/28/2014 |  | 04/21/2015
Trane U.S. Inc. | Trane | WCH180B30*E* |  | HSP-A, Single-Package Heat Pum | Heat Pump | 208 | 3 |  |  |  | No Match |  | No Match | 176000 | 18924 | 9.3 | 8.5 |  | 9.5 | 160000 | 16169 | 2.9 | 2.9 | 82000 | 12016 | 2 | Federally-Regulated Commercial & Industrial Equipment | 12/14/1998 |  | 11/18/1999
Rheem Sales Company, Inc. | Century | HR075-3SZ | AHH100-Z | HRCU-A-CB, Split System: Heat | Heat Pump | 230 | 3 |  |  |  | No Match |  | No Match | 92000 | 9583 | 9.6 | 8.9 |  |  | 88000 | 8057 | 3.2 | 3 | 48000 | 6697 | 2.1 | Federally-Regulated Commercial & Industrial Equipment | 07/25/2000 |  | 07/18/2002
Carrier Corp. - Syracuse | Tempstar | RHS150(H,L,S)******AA |  | HSP-A, Single-Package Heat Pum | Heat Pump | 208 | 3 | False |  |  |  | False | Single-Speed | 142000 | 13396 | 10.6 | 10.4 |  |  | 142000 | 13005 | 3.2 | 3.2 |  |  |  | Federally-Regulated Commercial & Industrial Equipment | 12/12/2012 |  | 10/28/2014
York International | Evcon | PH180C00A*(2,4,5)***** | NH180C00*(5,6)****** | HRCU-A-CB, Split System: Heat | Heat Pump | 230 | 3 |  |  |  |  | True | Single-Speed | 180000 | 16981 | 10.6 | 8.5 |  |  | 168000 | 14929 | 3.3 | 2.9 |  |  |  | Federally-Regulated Commercial & Industrial Equipment | 07/16/2009 |  | 01/24/2011
Carrier Corp. - Syracuse | Carrier Corp. | 50TCQ*12***(5,6,1)A* |  | HSP-A, Single-Package Heat Pum | Heat Pump | 460 | 3 | False |  |  |  | False | Single-Speed | 116000 | 10545 | 11 | 10.8 |  |  | 116000 | 9999 | 3.4 | 3.3 |  |  |  | Federally-Regulated Commercial & Industrial Equipment | 11/30/2011 |  | 12/12/2012
GE Appliances, a Haier company | General Electric | BWC090F3 |  | HSP-A, Single-Package Heat Pum | Heat Pump | 230 | 3 |  |  |  | No Match |  | No Match | 94000 | 10800 | 8.7 | 7.5 |  |  | 88000 | 9500 | 2.7 |  | 48000 | 7500 | 1.9 | Non Federally-Regulated | 01/05/1982 |  | 09/03/2015
Rheem Sales Company, Inc. | Ruud | UPWC-075C | UHGF-100Z | HRCU-A-CB, Split System: Heat | Heat Pump | 230 | 3 |  |  |  | No Match |  | No Match | 92000 | 9583 | 9.6 | 8.9 |  |  | 88000 | 8057 | 3.2 | 3 | 48000 | 6697 | 2.1 | Federally-Regulated Commercial & Industrial Equipment | 07/31/2002 |  | 01/18/2008
York International | Luxaire | BACB-T/-W240A/E |  | HSP-A, Single-Package Heat Pum | Heat Pump | 230 | 3 |  |  |  | No Match |  | No Match | 222000 | 26117 | 8.5 | 8.5 |  | 8 | 226000 | 22078 | 3 | 2.9 | 120000 | 17584 | 2 | Federally-Regulated Commercial & Industrial Equipment | 03/31/1998 |  | 05/09/1998
Inter-City Products Corp. | Comfortmaker | YA100F* | DB100D3*** | HRCU-A-C, Split System: Heat P | Heat Pump | 460 | 3 |  |  |  | No Match |  | No Match | 118000 | 12967 | 9.1 | 8.9 |  |  | 120000 | 11719 | 3 | 3 | 70000 | 9766 | 2.1 | Federally-Regulated Commercial & Industrial Equipment | 04/20/1994 |  | 09/02/1995
Rheem Sales Company, Inc. | Rheem | RJKB-A120C |  | HSP-A, Single-Package Heat Pum | Heat Pump | 208 | 3 |  |  |  | No Match |  | No Match | 117000 | 12717 | 9.2 | 8.9 |  | 9.1 | 118000 | 11524 | 3 | 3 | 63500 | 9302 | 2 | Federally-Regulated Commercial & Industrial Equipment | 07/31/2002 |  | 01/18/2008
Trane U.S. Inc. | Trane | WCD240B30*E* |  | HSP-A, Single-Package Heat Pum | Heat Pump | 208 | 3 |  |  |  | No Match |  | No Match | 230000 | 26744 | 8.6 | 8.5 |  | 8.7 | 236000 | 22312 | 3.1 | 2.9 | 128000 | 17864 | 2.1 | Federally-Regulated Commercial & Industrial Equipment | 05/09/1998 |  | 10/02/1998
Solar Oriented Environmental Systems | S.O.E.S.I. | SW-500 | SW-500* | HRCU-A-CB, Split System: Heat | Heat Pump | 230 | 1 |  |  |  | No Match |  | No Match | 66000 | 5175 | 11.5 | 8.2 |  |  | 62900 | 4719 | 3.9 |  | 37000 | 4471 | 2.4 | Non Federally-Regulated | 06/11/1985 |  | 05/11/1988
Trane U.S. Inc. | Trane | TWA072A4 | BWE090C-F | HRCU-A-CB, Split System: Heat | Heat Pump | 460 | 3 |  |  |  | No Match |  | No Match | 70500 | 7880 | 8.9 |  |  |  | 67000 | 6250 | 3.1 |  | 36400 | 4710 | 2.3 | Non Federally-Regulated | 05/11/1988 |  | 03/15/1989
McQuay International | McQuay International | DPS010AHHW2*C-4* |  | HSP-A, Single-Package Heat Pum | Heat Pump | 230 | 3 | False |  |  |  | True | Variable-Speed | 120000 | 10000 | 12 | 10.8 |  |  | 110000 | 9426 | 3.4 | 3.3 |  |  |  | Federally-Regulated Commercial & Industrial Equipment | 04/19/2013 |  | 01/09/2014
York International | Luxaire | BCCB-T/-W090 |  | HSP-A, Single-Package Heat Pum | Heat Pump | 208 | 3 |  |  |  | No Match |  | No Match | 87000 | 9666 | 9 | 8.9 |  | 9.6 | 89000 | 8694 | 3 | 3 | 49000 | 7180 | 2 | Federally-Regulated Commercial & Industrial Equipment | 10/02/1998 |  | 12/14/1998
York International | Luxaire | EAHP-W120A | FBHP-S120A | HRCU-A-CB, Split System: Heat | Heat Pump | 460 | 3 |  |  |  | No Match |  | No Match | 118000 | 14390 | 8.2 |  |  |  | 129000 | 12602 |  |  | 76000 | 9281 |  | Non Federally-Regulated | 05/11/1988 |  | 03/15/1989
Trane U.S. Inc. | American Standard, Inc. | WCD240A300A |  | HSP-A, Single-Package Heat Pum | Heat Pump | 230 | 3 |  |  |  | No Match |  | No Match | 230000 | 27710 | 8.3 |  |  |  | 236000 | 23040 | 3 |  | 128000 | 17850 | 2.1 | Non Federally-Regulated | 07/31/1992 |  | 03/31/1998
Carrier Corp. - Syracuse | Bryant Heating & Cooling Systems | 548J(P,E,T)24*********(D,E)A-HORZ |  | HSP-A, Single-Package Heat Pum | Heat Pump | 208 | 3 | False |  |  |  | True | Single-Speed | 232000 | 21886 | 10.6 | 10.4 |  |  | 220000 | 19538 | 3.3 | 3.2 |  |  |  | Federally-Regulated Commercial & Industrial Equipment | 04/21/2014 |  | 10/28/2014
Trane U.S. Inc. | Trane | WCH120B30*B* |  | HSP-A, Single-Package Heat Pum | Heat Pump | 230 | 3 |  |  |  | No Match |  | No Match | 124000 | 12920 | 9.6 | 8.9 |  | 9.8 | 110000 | 10740 | 3 | 3 | 59000 | 8640 | 2 | Non Federally-Regulated | 04/14/1993 |  | 09/02/1995
Carrier Corp. - Syracuse | Day & Night | CHS180(H,L,S)D* | FHS180(M,S,H,L)**A0* | HRCU-A-CB, Split System: Heat | Heat Pump | 230 | 3 |  |  |  |  | True | Single-Speed | 178000 | 16792 | 10.6 | 10.4 |  |  | 178000 | 15343 | 3.4 | 3.2 |  |  |  | Federally-Regulated Commercial & Industrial Equipment | 07/18/2013 |  | 10/28/2014
Carrier Corp. - Syracuse | Payne | 542EE,FE090 |  | HSP-A, Single-Package Heat Pum | Heat Pump | 460 | 3 |  |  |  | No Match |  | No Match | 86000 | 10238 | 8.4 |  |  |  | 87000 | 8792 |  |  | 50000 | 7327 |  | Non Federally-Regulated | 05/11/1988 |  | 03/15/1989
Carrier Corp. - Syracuse | Day & Night | RHS(181,183)(H,L,S)******TC |  | HSP-A, Single-Package Heat Pum | Heat Pump | 575 | 3 | False |  |  |  | True | Single-Speed | 172000 | 15925 | 10.8 | 10.4 |  |  | 220000 | 19538 | 3.3 | 3.2 |  |  |  | Federally-Regulated Commercial & Industrial Equipment | 10/28/2014 |  | 10/28/2014
York International | Evcon | BA-12[C,E]***(T,W,X)* |  | HSP-A, Single-Package Heat Pum | Both Heat Pump and Electric Re | 230 | 3 |  |  |  |  | False | Single-Speed | 144000 | 15484 | 9.3 | 8.5 |  | 9.7 | 142000 | 13433 | 3.1 | 2.9 | 91000 | 12708 | 2.1 | Federally-Regulated Commercial & Industrial Equipment | 01/18/2008 |  | 02/24/2011
Carrier Corp. | Carrier | 38AQ0165 + 0165 + 0125 | 40RR044 | HRCU-A-CB, Split System: Heat | Heat Pump | 208 | 3 |  |  |  | No Match |  | No Match | 420805 | 56160 | 7.5 |  |  | 8.1 | 496199 | 48260 | 2.9 |  | 294398 | 38800 | 2.2 | Voluntarily Certified | 02/07/1988 |  | 03/08/1996
Rheem Sales Company, Inc. | Rheem | RPDB-100D* |  | HSP-A, Single-Package Heat Pum | Heat Pump | 460 | 3 |  |  |  | No Match |  | No Match | 116000 | 14140 | 8.2 | 8.2 |  |  | 118000 | 11520 |  |  | 60000 | 8790 | 2 | Non Federally-Regulated | 03/15/1989 |  | 10/10/1989
Carrier Corp. - Syracuse | Tempstar | RHH072(H,L,S)******** |  | HSP-A, Single-Package Heat Pum | Heat Pump | 208 | 3 | False |  |  |  | True | Single-Speed | 72000 | 6000 | 12 | 10.8 |  |  | 70000 | 6033 | 3.4 | 3.3 |  |  |  | Federally-Regulated Commercial & Industrial Equipment | 11/30/2011 |  | 10/28/2014
Lennox Industries Inc. | McQuay | LHA090H* |  | HSP-A, Single-Package Heat Pum | Heat Pump | 208 | 3 |  |  |  | No Match |  | No Match | 89000 | 7739 | 11.5 | 8.9 |  | 12 | 90000 | 7992 | 3.3 | 3 | 52000 | 7257 | 2.1 | Federally-Regulated Commercial & Industrial Equipment | 03/31/1998 |  | 05/09/1998
Trane U.S. Inc. | Trane | BWC090F4-G |  | HSP-A, Single-Package Heat Pum | Heat Pump | 460 | 3 |  |  |  | No Match |  | No Match | 90000 | 10100 | 8.9 | 8.2 |  |  | 85000 | 8600 |  |  | 44000 | 6800 |  | Non Federally-Regulated | 08/29/1986 |  | 05/11/1988
York International | York | XP090[C,E]***(2,4,5)* |  | HSP-A, Single-Package Heat Pum | Both Heat Pump and Electric Re | 208 | 3 |  |  |  |  | True | Single-Speed | 92000 | 8364 | 11 | 8.9 |  | 12.4 | 92000 | 7708 | 3.5 | 3 | 55000 | 7013 | 2.3 | Federally-Regulated Commercial & Industrial Equipment | 01/18/2008 |  | 07/16/2009
York International | Fraser Johnston | BA-20[E54]***(T,W,X)* |  | HSP-A, Single-Package Heat Pum | Both Heat Pump and Electric Re | 460 | 3 |  |  |  |  | True | Single-Speed | 224000 | 21961 | 10.2 | 8.5 |  | 10.1 | 218000 | 18803 | 3.4 | 2.9 | 129000 | 18014 | 2.1 | Federally-Regulated Commercial & Industrial Equipment | 02/11/2008 |  | 02/24/2011
Carrier Corp. - Syracuse | Carrier Corp. | 50HCQ*09***(5,6,1)A***(A,C,D,F)* |  | HSP-A, Single-Package Heat Pum | Heat Pump | 575 | 3 | False |  |  |  | True | Single-Speed | 100000 | 8333 | 12 | 10.8 |  |  | 100000 | 8619 | 3.4 | 3.3 |  |  |  | Federally-Regulated Commercial & Industrial Equipment | 12/12/2012 |  | 10/28/2014
BDP Co. | Day & Night | 542DE090 |  | HSP-A, Single-Package Heat Pum | Heat Pump | 460 | 3 |  |  |  | No Match |  | No Match | 87000 | 10200 | 8.5 | 8.2 |  |  | 89000 | 8800 |  |  | 49000 | 7300 |  | Non Federally-Regulated | 05/16/1984 |  | 06/11/1985
Carrier Corp. | Carrier | 50LJQ012-6 |  | HSP-A, Single-Package Heat Pum | Heat Pump | 460 | 3 |  |  |  | No Match |  | No Match | 120000 | 13000 | 9.2 | 8.9 |  |  | 120000 | 10500 | 3.3 | 3 | 64000 | 8600 | 2.2 | Non Federally-Regulated | 06/30/1992 |  | 03/08/1996
Trane U.S. Inc. | American Standard, Inc. | TWA120A300A | TWE120A300A | HRCU-A-CB, Split System: Heat | Heat Pump | 208 | 3 |  |  |  | No Match |  | No Match | 119000 | 13680 | 8.7 | 8.2 |  |  | 120000 | 11720 |  |  | 64000 | 8530 |  | Non Federally-Regulated | 02/22/1990 |  | 07/31/1992
Trane U.S. Inc. | General Electric | BWA120C4K | BWE120C-D | HRCU-A-CB, Split System: Heat | Heat Pump | 460 | 3 |  |  |  | No Match |  | No Match | 118000 | 14300 | 8.3 | 8.2 |  |  | 120000 | 11550 |  |  | 70000 | 9550 |  | Non Federally-Regulated | 05/16/1984 |  | 06/11/1985
Rheem Sales Company, Inc. | Addison Products | PHC10T-4K |  | HSP-A, Single-Package Heat Pum | Heat Pump | 460 | 3 |  |  |  | No Match |  | No Match | 120000 | 13665 | 8.8 | 8.2 |  |  | 126000 | 11875 | 3.1 |  | 67000 | 9345 | 2.1 | Non Federally-Regulated | 03/15/1989 |  | 10/10/1989
Carrier Corp. - Syracuse | Day & Night | RHS102H******** |  | HSP-A, Single-Package Heat Pum | Heat Pump | 208 | 3 | False |  |  |  | False | Single-Speed | 98000 | 8750 | 11.2 | 10.8 |  |  | 94000 | 8348 | 3.3 | 3.3 |  |  |  | Federally-Regulated Commercial & Industrial Equipment | 11/30/2011 |  | 12/12/2012
Carrier Corp. - Syracuse | Day & Night | RHS150(H,L,S)******TA |  | HSP-A, Single-Package Heat Pum | Heat Pump | 460 | 3 | False |  |  |  | False | Single-Speed | 142000 | 13396 | 10.6 | 10.4 |  |  | 142000 | 13005 | 3.2 | 3.2 |  |  |  | Federally-Regulated Commercial & Industrial Equipment | 10/28/2014 |  | 10/28/2014
York International | Fraser Johnston | BFCB-X120 |  | HSP-A, Single-Package Heat Pum | Heat Pump | 575 | 3 |  |  |  | No Match |  | No Match | 118000 | 13111 | 9 | 8.9 |  |  | 116000 | 11329 | 3 | 3 | 70000 | 10254 | 2 | Federally-Regulated Commercial & Industrial Equipment | 05/22/2000 |  | 01/18/2008
Trane U.S. Inc. | Trane | WCD240B30*F* |  | HSP-A, Single-Package Heat Pum | Heat Pump | 230 | 3 |  |  |  | No Match |  | No Match | 230000 | 23000 | 10 | 8.5 |  | 10.5 | 230000 | 21738 | 3.1 | 2.9 | 128000 | 18751 | 2 | Federally-Regulated Commercial & Industrial Equipment | 11/21/2001 |  | 03/21/2002
Lennox Industries Inc. | Lennox | CHP11-953-5W |  | HSP-A, Single-Package Heat Pum | Heat Pump | 200 | 3 |  |  |  | No Match |  | No Match | 89000 | 10840 | 8.2 | 7.5 |  |  | 90000 | 9450 |  |  | 46000 | 7570 |  | Non Federally-Regulated | 08/30/1983 |  | 05/16/1984
Trane U.S. Inc. | American Standard, Inc. | TWA090A300E* | TWE090A300D* | HRCU-A-CB, Split System: Heat | Heat Pump | 208 | 3 |  |  |  | No Match |  | No Match | 89000 | 8811 | 10.1 | 8.9 |  |  | 87000 | 7724 | 3.3 | 3 | 54000 | 6592 | 2.4 | Federally-Regulated Commercial & Industrial Equipment | 09/21/2001 |  | 07/18/2002
International Comfort Products | Arcoaire | RYMA10H**** |  | HSP-A, Single-Package Heat Pum | Heat Pump | 208 | 3 |  |  |  | No Match |  | No Match | 123000 | 13516 | 9.1 | 8.9 |  | 9.5 | 123000 | 11628 | 3.1 | 3 | 71000 | 10404 | 2 | Federally-Regulated Commercial & Industrial Equipment | 12/14/1998 |  | 08/17/1999
Carrier Corp. - Syracuse | Bryant Heating & Cooling Systems | 548J(P,E,T)24*********(D,E)A-VERT |  | HSP-A, Single-Package Heat Pum | Heat Pump | 575 | 3 | False |  |  |  | True | Single-Speed | 232000 | 21886 | 10.6 | 10.4 |  |  | 220000 | 19538 | 3.3 | 3.2 |  |  |  | Federally-Regulated Commercial & Industrial Equipment | 10/28/2014 |  | 04/21/2015
Carrier Corp. - Syracuse | Heil | RHS(181,183)(H,L,S)******AA |  | HSP-A, Single-Package Heat Pum | Heat Pump | 575 | 3 | False |  |  |  | True | Single-Speed | 172000 | 15925 | 10.8 | 10.4 |  |  | 220000 | 19538 | 3.3 | 3.2 |  |  |  | Federally-Regulated Commercial & Industrial Equipment | 05/09/2013 |  | 08/28/2014
York International | Fraser Johnston | BA-07[C,E]***(T,W,X)* |  | HSP-A, Single-Package Heat Pum | Both Heat Pump and Electric Re | 575 | 3 |  |  |  |  | False | Dual-Speed | 89000 | 8396 | 10.6 | 8.9 |  | 11 | 85000 | 7790 | 3.2 | 3 | 46000 | 6132 | 2.2 | Federally-Regulated Commercial & Industrial Equipment | 01/18/2008 |  | 02/24/2011
Trane U.S. Inc. | Trane Unitary Products Group | WS(D,H)150E(3,4,W)R0****0 |  | HSP-A, Single-Package Heat Pum | Heat Pump | 460 | 3 | False |  |  |  | False | Single-Speed | 146000 | 13773 | 10.6 | 10.4 |  |  | 136000 | 12455 | 3.2 | 3.2 |  |  |  | Federally-Regulated Commercial & Industrial Equipment | 12/12/2012 |  | 08/28/2014
Addison Products | Addison Products | DFH414*3E**** |  | HSP-A, Single-Package Heat Pum | Heat Pump | 208 | 3 |  |  |  | No Match |  | No Match | 357900 | 38100 | 9.4 |  |  | 9.8 | 379400 | 34700 | 3.2 |  | 240100 | 27600 | 2.5 | Voluntarily Certified | 11/03/1994 |  | 04/07/1996
Carrier Corp. - Syracuse | Carrier | 50HJQ00750/60 |  | HSP-A, Single-Package Heat Pum | Heat Pump | 208 | 3 |  |  |  | No Match |  | No Match | 68000 | 7157 | 9.5 | 8.9 |  |  | 72000 | 6204 | 3.4 | 3 | 36000 | 5551 | 1.9 | Federally-Regulated Commercial & Industrial Equipment | 07/31/2002 |  | 09/25/2002
Lennox Industries Inc. | Armstrong | PRTC88BL-2 |  | HSP-A, Single-Package Heat Pum | Heat Pump | 230 | 3 |  |  |  | No Match |  | No Match | 88000 | 9778 | 9 | 8.9 |  |  | 90000 | 8307 | 3.1 | 3 | 46000 | 6740 | 2 | Non Federally-Regulated | 07/31/1992 |  | 03/31/1998
Carrier Corp. - Syracuse | Carrier | 50HJQ01250/60 |  | HSP-A, Single-Package Heat Pum | Heat Pump | 208 | 3 |  |  |  | No Match |  | No Match | 115000 | 11500 | 10 | 8.9 |  | 10.4 | 110000 | 9769 | 3.3 | 3 | 58000 | 8853 | 1.9 | Federally-Regulated Commercial & Industrial Equipment | 12/14/1998 |  | 08/17/1999
McQuay International | McQuay International | DPS006AHHW2**-6 |  | HSP-A, Single-Package Heat Pum | Heat Pump | 230 | 3 | False |  |  |  | True | Variable-Speed | 70000 | 6194 | 11.3 | 10.8 |  |  | 72000 | 5197 | 4.1 | 3.3 |  |  |  | Federally-Regulated Commercial & Industrial Equipment | 03/02/2012 |  | 08/28/2012
Carrier Corp. - Syracuse | Day & Night | RHS150(H,L,S)******AA |  | HSP-A, Single-Package Heat Pum | Heat Pump | 460 | 3 | False |  |  |  | False | Single-Speed | 142000 | 13396 | 10.6 | 10.4 |  |  | 142000 | 13005 | 3.2 | 3.2 |  |  |  | Federally-Regulated Commercial & Industrial Equipment | 10/28/2014 |  | 10/28/2014
Carrier Corp. - Syracuse | Airquest | CHS091(H,L,S)A* | FHS091(M,S,K)**A0* | HRCU-A-CB, Split System: Heat | Heat Pump | 460 | 3 |  |  |  |  | True | Single-Speed | 89000 | 8090 | 11 | 10.8 |  |  | 87000 | 7726 | 3.3 | 3.3 |  |  |  | Federally-Regulated Commercial & Industrial Equipment | 07/18/2013 |  | 10/28/2014
Rheem Sales Company, Inc. | Heat Controller | HR100-3SZ | AHH100-Z | HRCU-A-CB, Split System: Heat | Heat Pump | 230 | 3 |  |  |  | No Match |  | No Match | 118000 | 12826 | 9.2 | 8.9 |  |  | 125000 | 11814 | 3.1 | 3 | 68000 | 9487 | 2.1 | Federally-Regulated Commercial & Industrial Equipment | 11/18/1999 |  | 05/23/2000
Carrier Corp. - Syracuse | Carrier | 38AQ0345 * 38AQ0165 | 40RR054 | HRCU-A-CB, Split System: Heat | Heat Pump | 208 | 3 |  |  |  | No Match |  | No Match | 480915 | 59372 | 8.1 |  |  |  | 486000 | 52724 |  |  | 270000 | 41624 |  | Non Federally-Regulated | 03/15/1989 |  | 02/22/1990
Carrier Corp. - Syracuse | Carrier | 38BQ0086 | 40BA009 | HRCU-A-CB, Split System: Heat | Heat Pump | 460 | 3 |  |  |  | No Match |  | No Match | 86000 | 9500 | 9.1 | 7.5 |  |  | 86000 | 8000 | 3.2 |  | 47000 | 6600 | 2.1 | Non Federally-Regulated | 09/08/1982 |  | 05/16/1984
York International | Luxaire | BA-10C00*T/W/X***** |  | HSP-A, Single-Package Heat Pum | Heat Pump | 575 | 3 |  |  |  | No Match |  | No Match | 120000 | 11650 | 10.3 | 8.9 |  | 10 | 113000 | 10346 | 3.2 | 3 | 60000 | 7990 | 2.2 | Federally-Regulated Commercial & Industrial Equipment | 05/21/2002 |  | 07/18/2002
Carrier Corp. - Syracuse | Tempstar | CHS180(H,L,S)D* | FHS180(M,S,H,L)A*A* | HRCU-A-CB, Split System: Heat | Heat Pump | 230 | 3 |  |  |  |  | True | Single-Speed | 178000 | 16792 | 10.6 | 10.4 |  |  | 178000 | 15343 | 3.4 | 3.2 |  |  |  | Federally-Regulated Commercial & Industrial Equipment | 03/10/2011 |  | 12/12/2012
Compu-Aire | Compu-Aire | CASH-534 |  | HSP-A, Single-Package Heat Pum | Heat Pump | 460 | 3 |  |  |  | No Match |  | No Match | 66400 | 7060 | 9.4 | 8.9 |  |  | 66500 | 6260 | 3.1 | 3 | 39000 | 5440 | 2.1 | Non Federally-Regulated | 03/31/1993 |  | 04/01/1993
York International | Luxaire | BACB-T/-W240A/E |  | HSP-A, Single-Package Heat Pum | Heat Pump | 460 | 3 |  |  |  | No Match |  | No Match | 222000 | 26117 | 8.5 | 8.5 |  | 8 | 226000 | 22078 | 3 | 2.9 | 120000 | 17584 | 2 | Federally-Regulated Commercial & Industrial Equipment | 03/31/1998 |  | 05/09/1998
Rheem Sales Company, Inc. | Century | HR075-3SZ | AHH100-Z | HRCU-A-CB, Split System: Heat | Heat Pump | 208 | 3 |  |  |  | No Match |  | No Match | 92000 | 9583 | 9.6 | 8.9 |  |  | 88000 | 8057 | 3.2 | 3 | 48000 | 6697 | 2.1 | Federally-Regulated Commercial & Industrial Equipment | 07/31/2002 |  | 01/18/2008
Carrier Corp. - Syracuse | Arcoaire | CHS180(H,L,S)D* | FHS180(M,S,H,L)A*A* | HRCU-A-CB, Split System: Heat | Heat Pump | 230 | 3 |  |  |  |  | True | Single-Speed | 178000 | 16792 | 10.6 | 10.4 |  |  | 178000 | 15343 | 3.4 | 3.2 |  |  |  | Federally-Regulated Commercial & Industrial Equipment | 03/10/2011 |  | 12/12/2012
McQuay International | McQuay International | DPS010AHHW2**-6 |  | HSP-A, Single-Package Heat Pum | Heat Pump | 208 | 3 | False |  |  |  | True | Variable-Speed | 121000 | 10000 | 12.1 | 10.8 |  |  | 112000 | 9432 | 3.5 | 3.3 |  |  |  | Federally-Regulated Commercial & Industrial Equipment | 08/28/2012 |  | 04/19/2013
Rheem Sales Company, Inc. | Airquest | NRHR10LP30B |  | HSP-A, Single-Package Heat Pum | Heat Pump | 460 | 3 |  |  |  | No Match |  | No Match | 120000 | 13483 | 8.9 | 8.9 |  | 10.3 | 126000 | 12309 | 3 | 3 | 67000 | 9350 | 2.1 | Federally-Regulated Commercial & Industrial Equipment | 12/14/1998 |  | 08/18/1999
McQuay International | McQuay International | DPS010AHHW2*C-4 |  | HSP-A, Single-Package Heat Pum | Heat Pump | 230 | 3 | False |  |  |  | True | Variable-Speed | 120000 | 10000 | 12 | 10.8 |  |  | 118000 | 9124 | 3.8 | 3.3 |  |  |  | Federally-Regulated Commercial & Industrial Equipment | 03/02/2012 |  | 08/28/2012
Carrier Corp. - Syracuse | Arcoaire | CHS180(H,L,S)D* | FHS180(M,S,H,L)**A0* | HRCU-A-CB, Split System: Heat | Heat Pump | 460 | 3 |  |  |  |  | True | Single-Speed | 178000 | 16792 | 10.6 | 10.4 |  |  | 178000 | 15343 | 3.4 | 3.2 |  |  |  | Federally-Regulated Commercial & Industrial Equipment | 07/18/2013 |  | 10/28/2014
Carrier Corp. - Syracuse | Airquest | RHS(240)(H,L,S)******TA |  | HSP-A, Single-Package Heat Pum | Heat Pump | 230 | 3 | False |  |  |  | True | Single-Speed | 232000 | 21886 | 10.6 | 10.4 |  |  | 220000 | 19538 | 3.3 | 3.2 |  |  |  | Federally-Regulated Commercial & Industrial Equipment | 10/28/2014 |  | 10/28/2014
York International | York | B1CH090A46 |  | HSP-A, Single-Package Heat Pum | Heat Pump | 460 | 3 |  |  |  | No Match |  | No Match | 87000 | 9886 | 8.8 | 8.2 |  |  | 88000 | 8597 |  |  | 47000 | 6888 |  | Non Federally-Regulated | 03/15/1989 |  | 10/10/1989
Rheem Sales Company, Inc. | Addison Products | PHC10T-3L |  | HSP-A, Single-Package Heat Pum | Heat Pump | 230 | 3 |  |  |  | No Match |  | No Match | 119000 | 13985 | 8.5 |  |  |  | 127000 | 12195 | 3.1 |  | 68000 | 9665 | 2.1 | Non Federally-Regulated | 05/11/1988 |  | 03/15/1989
Carrier Corp. - Syracuse | Payne | 541AP090 | 517A090 | HRCU-A-CB, Split System: Heat | Heat Pump | 208 | 3 |  |  |  | No Match |  | No Match | 88000 | 10700 | 8.2 |  |  |  | 87000 | 9800 |  |  | 47000 | 7300 | 1.9 | Non Federally-Regulated | 05/11/1988 |  | 03/15/1989
York International | Johnson Controls | J20PCC00A*(2,4,5)***** | J20NCC00*(5,6)****** | HRCU-A-CB, Split System: Heat | Heat Pump | 460 | 3 |  |  |  |  | True | Single-Speed | 238000 | 22453 | 10.6 | 8.5 |  |  | 216000 | 19195 | 3.3 | 2.9 |  |  |  | Federally-Regulated Commercial & Industrial Equipment | 07/16/2009 |  | 12/12/2012
Carrier Corp. - Syracuse | Heil | RHS090(L,S)******** |  | HSP-A, Single-Package Heat Pum | Heat Pump | 460 | 3 | False |  |  |  | False | Single-Speed | 88000 | 7857 | 11.2 | 10.8 |  |  | 86000 | 7413 | 3.4 | 3.3 |  |  |  | Federally-Regulated Commercial & Industrial Equipment | 11/30/2011 |  | 03/02/2012
Carrier Corp. - Syracuse | Day & Night | RHS(181,183)(H,L,S)******AA |  | HSP-A, Single-Package Heat Pum | Heat Pump | 460 | 3 | False |  |  |  | True | Single-Speed | 172000 | 15925 | 10.8 | 10.4 |  |  | 220000 | 19538 | 3.3 | 3.2 |  |  |  | Federally-Regulated Commercial & Industrial Equipment | 05/09/2013 |  | 08/28/2014
Carrier Corp. - Syracuse | Tempstar | RHS150(H,L,S)******** |  | HSP-A, Single-Package Heat Pum | Heat Pump | 460 | 3 | False |  |  |  | False | Single-Speed | 142000 | 13396 | 10.6 | 10.4 |  |  | 142000 | 13005 | 3.2 | 3.2 |  |  |  | Federally-Regulated Commercial & Industrial Equipment | 11/30/2011 |  | 12/12/2012
Carrier Corp. - Syracuse | Day & Night | 542EP,FP090 |  | HSP-A, Single-Package Heat Pum | Heat Pump | 208 | 3 |  |  |  | No Match |  | No Match | 86000 | 10238 | 8.4 | 8.2 |  |  | 87000 | 8792 |  |  | 50000 | 7327 |  | Non Federally-Regulated | 02/22/1990 |  | 07/31/1992
Carrier Corp. - Syracuse | Bryant Air Conditioning | 549BPX/BEX120 |  | HSP-A, Single-Package Heat Pum | Heat Pump | 208 | 3 |  |  |  | No Match |  | No Match | 115000 | 11500 | 10 | 8.9 |  | 10.4 | 110000 | 9766 | 3.3 | 3 | 58000 | 8944 | 1.9 | Federally-Regulated Commercial & Industrial Equipment | 11/18/1999 |  | 04/13/2000
Carrier Corp. - Syracuse | Comfortmaker | CHS240(H,L,S)D* | FHS240(S,H,L)A*A* | HRCU-A-CB, Split System: Heat | Heat Pump | 230 | 3 |  |  |  |  | True | Single-Speed | 222000 | 20747 | 10.7 | 10.4 |  |  | 214000 | 17919 | 3.5 | 3.2 |  |  |  | Federally-Regulated Commercial & Industrial Equipment | 03/10/2011 |  | 12/12/2012
Carrier Corp. - Syracuse | ICP Commercial | RHS(181,183)(H,L,S)******** |  | HSP-A, Single-Package Heat Pum | Heat Pump | 208 | 3 | False |  |  |  | True | Single-Speed | 172000 | 15925 | 10.8 | 10.4 |  |  | 220000 | 19538 | 3.3 | 3.2 |  |  |  | Federally-Regulated Commercial & Industrial Equipment | 11/30/2011 |  | 12/12/2012
Carrier Corp. - Syracuse | ICP Commercial | RHH102(H,L,S)******TA |  | HSP-A, Single-Package Heat Pum | Heat Pump | 460 | 3 | False |  |  |  | True | Single-Speed | 100000 | 8333 | 12 | 10.8 |  |  | 100000 | 8619 | 3.4 | 3.3 |  |  |  | Federally-Regulated Commercial & Industrial Equipment | 12/12/2012 |  | 10/28/2014
McQuay International | McQuay International | DPS007AHHG2*C-3 |  | HSP-A, Single-Package Heat Pum | Heat Pump | 230 | 3 | False |  |  |  | True | Variable-Speed | 88000 | 7154 | 12.3 | 10.8 |  |  | 88000 | 6097 | 4.2 | 3.3 |  |  |  | Federally-Regulated Commercial & Industrial Equipment | 03/02/2012 |  | 08/28/2012
Lennox Industries Inc. | Lennox | CHP11-1853-6W |  | HSP-A, Single-Package Heat Pum | Heat Pump | 200 | 3 |  |  |  | No Match |  | No Match | 180000 | 22000 | 8.2 | 8.2 |  |  | 174000 | 17810 |  |  | 90000 | 13880 |  | Non Federally-Regulated | 02/22/1990 |  | 07/31/1992
Carrier Corp. - Syracuse | Carrier Corp. | 50HCQA07***(5,6,1)A* |  | HSP-A, Single-Package Heat Pum | Heat Pump | 230 | 3 | False |  |  |  | True | Single-Speed | 72000 | 6000 | 12 | 10.8 |  |  | 70000 | 6033 | 3.4 | 3.3 |  |  |  | Federally-Regulated Commercial & Industrial Equipment | 03/10/2011 |  | 04/19/2013
International Comfort Products | Airquest | PH*090N2LA |  | HSP-A, Single-Package Heat Pum | Heat Pump | 460 | 3 |  |  |  | No Match |  | No Match | 91000 | 9784 | 9.3 | 8.9 |  | 10.4 | 90000 | 8508 | 3.1 | 3 | 48000 | 6862 | 2.1 | Federally-Regulated Commercial & Industrial Equipment | 02/03/1998 |  | 03/31/1998
Trane U.S. Inc. | Trane Unitary Products Group | WS(D,H)150E(3,4,W)R(G,N,P,R)****0 |  | HSP-A, Single-Package Heat Pum | Both Heat Pump and Electric Re | 575 | 3 | False |  |  |  | False | Single-Speed | 146000 | 13773 | 10.6 | 10.4 |  |  | 136000 | 12455 | 3.2 | 3.2 |  |  |  | Federally-Regulated Commercial & Industrial Equipment | 12/12/2012 |  | 08/28/2014
York International | York | XP150[C,E]***(2,4,5)* |  | HSP-A, Single-Package Heat Pum | Both Heat Pump and Electric Re | 230 | 3 |  |  |  |  | True | Single-Speed | 150000 | 13636 | 11 | 8.5 |  | 11.9 | 144000 | 13196 | 3.2 | 2.9 | 90000 | 11997 | 2.2 | Federally-Regulated Commercial & Industrial Equipment | 01/18/2008 |  | 01/24/2011
York International | York | E1CH120A25 | F2EH120A33 | HRCU-A-CB, Split System: Heat | Heat Pump | 208 | 3 |  |  |  | No Match |  | No Match | 116000 | 14146 | 8.2 | 8.2 |  |  | 127000 | 12407 |  |  | 75000 | 9158 |  | Non Federally-Regulated | 02/22/1990 |  | 07/31/1992
Carrier Corp. - Syracuse | Carrier | 38AQ0126 | 40RR012 | HRCU-A-CB, Split System: Heat | Heat Pump | 460 | 3 |  |  |  | No Match |  | No Match | 117000 | 12814 | 9.1 | 8.2 |  |  | 117000 | 11427 |  |  | 69000 | 9189 |  | Non Federally-Regulated | 05/16/1984 |  | 06/11/1985
York International | York | BP150C00A2/4/5***** |  | HSP-A, Single-Package Heat Pum | Heat Pump | 208 | 3 |  |  |  | No Match |  | No Match | 144000 | 15483 | 9.3 | 8.5 |  | 11 | 142000 | 13421 | 3.1 | 2.9 | 91000 | 12696 | 2.1 | Federally-Regulated Commercial & Industrial Equipment | 07/31/2002 |  | 01/18/2008
Carrier Corp. - Syracuse | Bryant Heating & Cooling Systems | 548J(P,E,T)24*********(D,E)A-VERT |  | HSP-A, Single-Package Heat Pum | Heat Pump | 230 | 3 | False |  |  |  | True | Single-Speed | 232000 | 21886 | 10.6 | 10.4 |  |  | 220000 | 19538 | 3.3 | 3.2 |  |  |  | Federally-Regulated Commercial & Industrial Equipment | 04/21/2014 |  | 10/28/2014
Carrier Corp. - Syracuse | Airquest | RHS(181,183)(H,L,S)******TC |  | HSP-A, Single-Package Heat Pum | Heat Pump | 575 | 3 | False |  |  |  | True | Single-Speed | 172000 | 15925 | 10.8 | 10.4 |  |  | 220000 | 19538 | 3.3 | 3.2 |  |  |  | Federally-Regulated Commercial & Industrial Equipment | 01/09/2014 |  | 10/28/2014
Carrier Corp. - Syracuse | Carrier | 38AQ0125 | 40RR012 | HRCU-A-CB, Split System: Heat | Heat Pump | 230 | 3 |  |  |  | No Match |  | No Match | 117000 | 12814 | 9.1 | 8.2 |  |  | 117000 | 11427 |  |  | 69000 | 9189 |  | Non Federally-Regulated | 05/16/1984 |  | 06/11/1985
Trane U.S. Inc. | Trane | WCH150B40*E* |  | HSP-A, Single-Package Heat Pum | Heat Pump | 208 | 3 |  |  |  | No Match |  | No Match | 146000 | 15531 | 9.4 | 8.5 |  | 9.5 | 132000 | 12891 | 3 | 2.9 | 72000 | 10547 | 2 | Federally-Regulated Commercial & Industrial Equipment | 11/18/1999 |  | 11/21/2001
Trane U.S. Inc. | Trane | WCH240B30*E* |  | HSP-A, Single-Package Heat Pum | Heat Pump | 230 | 3 |  |  |  | No Match |  | No Match | 236000 | 27441 | 8.6 | 8.5 |  | 8.8 | 230000 | 21744 | 3.1 | 2.9 | 114000 | 16705 | 2 | Federally-Regulated Commercial & Industrial Equipment | 03/31/1998 |  | 05/09/1998
Trane U.S. Inc. | Trane | WCD150B30*E* |  | HSP-A, Single-Package Heat Pum | Heat Pump | 208 | 3 |  |  |  | No Match |  | No Match | 146000 | 16043 | 9.1 | 8.5 |  | 9.4 | 136000 | 13286 | 3 | 2.9 | 72000 | 10048 | 2.1 | Federally-Regulated Commercial & Industrial Equipment | 03/31/1998 |  | 05/09/1998
York International | Fraser Johnston | BA-12[C,E]***(T,W,X)* |  | HSP-A, Single-Package Heat Pum | Both Heat Pump and Electric Re | 460 | 3 |  |  |  |  | False | Single-Speed | 144000 | 15484 | 9.3 | 8.5 |  | 9.7 | 142000 | 13433 | 3.1 | 2.9 | 91000 | 12708 | 2.1 | Federally-Regulated Commercial & Industrial Equipment | 01/18/2008 |  | 02/24/2011
Carrier Corp. - Syracuse | Day & Night | 542EP120031 |  | HSP-A, Single-Package Heat Pum | Heat Pump | 208 | 3 |  |  |  | No Match |  | No Match | 120000 | 14700 | 8.2 | 8.2 |  |  | 120000 | 12200 |  |  | 65000 | 9200 |  | Non Federally-Regulated | 02/22/1990 |  | 07/31/1992
Rheem Sales Company, Inc. | Rheem | RJKB-A090C |  | HSP-A, Single-Package Heat Pum | Heat Pump | 230 | 3 |  |  |  | No Match |  | No Match | 89000 | 9673 | 9.2 | 8.9 |  | 10.6 | 90000 | 8789 | 3 | 3 | 52500 | 7691 | 2 | Federally-Regulated Commercial & Industrial Equipment | 07/31/2002 |  | 01/18/2008
Trane U.S. Inc. | Trane | WCD090C30*A* |  | HSP-A, Single-Package Heat Pum | Heat Pump | 230 | 3 |  |  |  | No Match |  | No Match | 87000 | 9775 | 8.9 | 8.9 |  |  | 86000 | 8400 | 3 | 3 | 43000 | 6299 | 2 | Non Federally-Regulated | 04/14/1993 |  | 09/02/1995
Carrier Corp. - Syracuse | Carrier | 50TJQ00950/60 |  | HSP-A, Single-Package Heat Pum | Heat Pump | 208 | 3 |  |  |  | No Match |  | No Match | 96000 | 10786 | 8.9 | 8.9 |  | 8.9 | 93000 | 8789 | 3.1 | 3 | 43000 | 7411 | 1.7 | Federally-Regulated Commercial & Industrial Equipment | 05/22/2000 |  | 11/20/2000
Lennox Industries Inc. | Lennox | CHP11-2753-5G |  | HSP-A, Single-Package Heat Pum | Heat Pump | 460 | 3 |  |  |  | No Match |  | No Match | 240000 | 28800 | 8.3 |  |  |  | 240000 | 24700 | 2.8 |  | 134000 | 18700 | 2.1 | Voluntarily Certified | 01/22/1990 |  | 07/27/1992
Carrier Corp. - Syracuse | ICP Commercial | RHS(243)(H,L,S)******TA |  | HSP-A, Single-Package Heat Pum | Heat Pump | 460 | 3 | False |  |  |  | True | Single-Speed | 232000 | 21886 | 10.6 | 10.4 |  |  | 220000 | 19538 | 3.3 | 3.2 |  |  |  | Federally-Regulated Commercial & Industrial Equipment | 04/21/2014 |  | 10/28/2014
Carrier Corp. - Syracuse | Tempstar | CHS180(H,L,S)D* | FHS180(M,S,H,L)A*A* | HRCU-A-CB, Split System: Heat | Heat Pump | 575 | 3 |  |  |  |  | True | Single-Speed | 178000 | 16792 | 10.6 | 10.4 |  |  | 178000 | 15343 | 3.4 | 3.2 |  |  |  | Federally-Regulated Commercial & Industrial Equipment | 03/10/2011 |  | 12/12/2012
York International | Luxaire | BACB-T/-W180A/E |  | HSP-A, Single-Package Heat Pum | Heat Pump | 208 | 3 |  |  |  | No Match |  | No Match | 164000 | 18636 | 8.8 | 8.5 |  | 8.5 | 174000 | 16998 | 3 | 2.9 | 90000 | 13188 | 2 | Federally-Regulated Commercial & Industrial Equipment | 05/09/1998 |  | 10/02/1998
McQuay International | McQuay International | DPS010AHHE5*C-4* |  | HSP-A, Single-Package Heat Pum | Heat Pump | 575 | 3 | False |  |  |  | True | Variable-Speed | 120000 | 10084 | 11.9 | 10.8 |  |  | 118000 | 10231 | 3.4 | 3.3 |  |  |  | Federally-Regulated Commercial & Industrial Equipment | 04/19/2013 |  | 01/09/2014
Goettl | Goettl | HP 662A |  | HSP-A, Single-Package Heat Pum | Heat Pump | 230 | 1 |  |  |  | No Match |  | No Match | 66000 | 8050 | 8.2 | 8.2 |  |  | 66000 | 6670 |  |  | 35600 | 5795 |  | Non Federally-Regulated | 03/15/1989 |  | 10/10/1989
Trane U.S. Inc. | American Standard, Inc. | TWA180B300E* | TWE180B300C* | HRCU-A-CB, Split System: Heat | Heat Pump | 230 | 3 |  |  |  | No Match |  | No Match | 176000 | 17425 | 10.1 | 8.5 |  | 11.6 | 168000 | 15878 | 3.1 | 2.9 | 106000 | 14117 | 2.2 | Federally-Regulated Commercial & Industrial Equipment | 09/21/2001 |  | 07/18/2002
Rheem Sales Company, Inc. | Ruud | UJMB-A090D |  | HSP-A, Single-Package Heat Pum | Heat Pump | 460 | 3 |  |  |  | No Match |  | No Match | 92000 | 9108 | 10.1 | 8.9 |  | 11.5 | 92000 | 8423 | 3.2 | 3 | 52000 | 6925 | 2.2 | Federally-Regulated Commercial & Industrial Equipment | 07/31/2002 |  | 01/18/2008
York International | Luxaire | BCCB-W120A |  | HSP-A, Single-Package Heat Pum | Heat Pump | 460 | 3 |  |  |  | No Match |  | No Match | 118000 | 13111 | 9 | 8.9 |  |  | 116000 | 11329 | 3 | 3 | 70000 | 10254 | 2 | Non Federally-Regulated | 02/17/1993 |  | 09/02/1995
Carrier Corp. - Syracuse | ICP Commercial | RHS(240)(H,L,S)******TA |  | HSP-A, Single-Package Heat Pum | Heat Pump | 575 | 3 | False |  |  |  | True | Single-Speed | 232000 | 21886 | 10.6 | 10.4 |  |  | 220000 | 19538 | 3.3 | 3.2 |  |  |  | Federally-Regulated Commercial & Industrial Equipment | 10/28/2014 |  | 10/28/2014
Carrier Corp. - Syracuse | Comfortmaker | CHS091(H,L,S)A* | FHS091(M,S,K)**A0* | HRCU-A-CB, Split System: Heat | Heat Pump | 230 | 3 |  |  |  |  | True | Single-Speed | 89000 | 8090 | 11 | 10.8 |  |  | 87000 | 7726 | 3.3 | 3.3 |  |  |  | Federally-Regulated Commercial & Industrial Equipment | 07/18/2013 |  | 10/28/2014
Trane U.S. Inc. | Trane | SPCC-C106-A |  | HSP-A, Single-Package Heat Pum | Heat Pump | 230 | 3 |  |  |  | No Match |  | No Match | 123600 | 14300 | 8.6 | 8.2 |  |  | 115400 | 11800 |  |  | 54100 | 8800 |  | Non Federally-Regulated | 06/11/1985 |  | 08/29/1986
Trane U.S. Inc. | American Standard, Inc. | WS(D,H)180E(3,4,W)R(G,N,P,R)****0 |  | HSP-A, Single-Package Heat Pum | Both Heat Pump and Electric Re | 208 | 3 | False |  |  |  | False | Single-Speed | 170000 | 16037 | 10.6 | 10.4 |  |  | 170000 | 15569 | 3.2 | 3.2 |  |  |  | Federally-Regulated Commercial & Industrial Equipment | 12/12/2012 |  | 08/28/2014
York International | Evcon | BA-12C00*T/W/X***** |  | HSP-A, Single-Package Heat Pum | Heat Pump | 575 | 3 |  |  |  | No Match |  | No Match | 144000 | 15483 | 9.3 | 8.5 |  | 11 | 142000 | 13421 | 3.1 | 2.9 | 91000 | 12696 | 2.1 | Federally-Regulated Commercial & Industrial Equipment | 05/21/2002 |  | 07/18/2002
McQuay International | McQuay International | DPS007AHHY*2C-3 |  | HSP-A, Single-Package Heat Pum | Heat Pump | 208 | 3 | False |  |  |  | True | Variable-Speed | 88000 | 7096 | 12.4 | 10.8 |  |  | 88000 | 6039 | 4.3 | 3.3 |  |  |  | Federally-Regulated Commercial & Industrial Equipment | 03/02/2012 |  | 08/28/2012
Carrier Corp. - Syracuse | Heil | CHS180(H,L,S)D* | FHS180(M,S,H,L)**A2* | HRCU-A-CB, Split System: Heat | Heat Pump | 230 | 3 |  |  |  |  | True | Single-Speed | 178000 | 16792 | 10.6 | 10.4 |  |  | 178000 | 15343 | 3.4 | 3.2 |  |  |  | Federally-Regulated Commercial & Industrial Equipment | 07/18/2013 |  | 04/20/2015
York International | Fraser Johnston | BA-15[E54]***(T,W,X)* |  | HSP-A, Single-Package Heat Pum | Both Heat Pump and Electric Re | 208 | 3 |  |  |  |  | True | Single-Speed | 162000 | 16531 | 9.8 | 8.5 |  | 9.4 | 172000 | 15762 | 3.2 | 2.9 | 102000 | 9348 | 3.2 | Federally-Regulated Commercial & Industrial Equipment | 01/18/2008 |  | 02/24/2011
Carrier Corp. - Syracuse | Bryant Heating & Cooling Systems | 548J(P,E,T)14*********(D,E)A |  | HSP-A, Single-Package Heat Pum | Heat Pump | 575 | 3 | False |  |  |  | False | Single-Speed | 142000 | 13396 | 10.6 | 10.4 |  |  | 142000 | 13005 | 3.2 | 3.2 |  |  |  | Federally-Regulated Commercial & Industrial Equipment | 12/12/2012 |  | 10/28/2014
Carrier Corp. - Syracuse | Day & Night | 548DP/E090-AA |  | HSP-A, Single-Package Heat Pum | Heat Pump | 460 | 3 |  |  |  | No Match |  | No Match | 86000 | 9555 | 9 | 8.9 |  | 9.3 | 78000 | 7620 | 3 | 3 | 36000 | 6433 | 1.6 | Federally-Regulated Commercial & Industrial Equipment | 03/31/1998 |  | 05/09/1998
Trane U.S. Inc. | Trane | BWC120F4OOJ |  | HSP-A, Single-Package Heat Pum | Heat Pump | 460 | 3 |  |  |  | No Match |  | No Match | 119000 | 14300 | 8.3 | 8.2 |  |  | 118000 | 11900 |  |  | 58000 | 8750 |  | Non Federally-Regulated | 03/15/1989 |  | 10/10/1989
Carrier Corp. - Syracuse | Payne | 542EP120017 |  | HSP-A, Single-Package Heat Pum | Heat Pump | 208 | 3 |  |  |  | No Match |  | No Match | 120000 | 14700 | 8.2 | 8.2 |  |  | 120000 | 12200 |  |  | 65000 | 9200 |  | Non Federally-Regulated | 02/22/1990 |  | 07/31/1992
York International | York | BP150[C,E]***(2,4,5)* |  | HSP-A, Single-Package Heat Pum | Both Heat Pump and Electric Re | 575 | 3 |  |  |  |  | False | Single-Speed | 144000 | 15484 | 9.3 | 8.5 |  | 9.7 | 142000 | 13433 | 3.1 | 2.9 | 91000 | 12708 | 2.1 | Federally-Regulated Commercial & Industrial Equipment | 01/18/2008 |  | 02/24/2011
Carrier Corp. - Syracuse | Tempstar | RHS(181,183)(H,L,S)******AA |  | HSP-A, Single-Package Heat Pum | Heat Pump | 575 | 3 | False |  |  |  | True | Single-Speed | 172000 | 15925 | 10.8 | 10.4 |  |  | 220000 | 19538 | 3.3 | 3.2 |  |  |  | Federally-Regulated Commercial & Industrial Equipment | 05/09/2013 |  | 08/28/2014
Trane U.S. Inc. | Trane | BWC090F2D |  | HSP-A, Single-Package Heat Pum | Heat Pump | 200 | 3 |  |  |  | No Match |  | No Match | 94000 | 10800 | 8.7 | 8.2 |  |  | 88000 | 9500 | 2.7 |  | 48000 | 7500 | 1.9 | Non Federally-Regulated | 06/11/1985 |  | 05/11/1988
Rheem Sales Company, Inc. | Rheem | RPWC-100C | RHGG-120Z | HRCU-A-CB, Split System: Heat | Both Heat Pump and Electric Re | 230 | 3 |  |  |  |  | False | Single-Speed | 116000 | 13034 | 8.9 | 8.9 |  | 0 | 125000 | 11825 | 3.1 | 3 | 68000 | 9064 | 2.2 | Federally-Regulated Commercial & Industrial Equipment | 01/18/2008 |  | 07/16/2009
Trane U.S. Inc. | Trane | BWC090C4-G |  | HSP-A, Single-Package Heat Pum | Heat Pump | 460 | 3 |  |  |  | No Match |  | No Match | 90000 | 10100 | 8.9 | 8.2 |  |  | 85000 | 8600 |  |  | 44000 | 6800 |  | Non Federally-Regulated | 08/29/1986 |  | 05/11/1988
Carrier Corp. - Syracuse | Carrier | 50PQ0125 |  | HSP-A, Single-Package Heat Pum | Heat Pump | 208 | 3 |  |  |  | No Match |  | No Match | 120000 | 14700 | 8.2 |  |  |  | 120000 | 12200 |  |  | 65000 | 9200 |  | Non Federally-Regulated | 05/11/1988 |  | 03/15/1989
Carrier Corp. - Syracuse | Bryant Air Conditioning | 549BPX/BEX090 |  | HSP-A, Single-Package Heat Pum | Heat Pump | 460 | 3 |  |  |  | No Match |  | No Match | 88000 | 8800 | 10 | 8.9 |  | 10.8 | 87000 | 7965 | 3.2 | 3 | 48000 | 7031 | 2 | Federally-Regulated Commercial & Industrial Equipment | 07/31/2002 |  | 09/25/2002
Carrier Corp. - Syracuse | Bryant Heating & Cooling Systems | 575J(P,E,T)16D000* | 524J(E,P,T)16H200A** | HRCU-A-CB, Split System: Heat | Heat Pump | 460 | 3 |  |  |  |  | True | Single-Speed | 178000 | 16792 | 10.6 | 10.4 |  |  | 178000 | 15343 | 3.4 | 3.2 |  |  |  | Federally-Regulated Commercial & Industrial Equipment | 07/18/2013 |  | 04/20/2015
Trane U.S. Inc. | American Standard, Inc. | BWC120F300J |  | HSP-A, Single-Package Heat Pum | Heat Pump | 230 | 3 |  |  |  | No Match |  | No Match | 119000 | 14300 | 8.3 | 8.2 |  |  | 118000 | 11900 |  |  | 58000 | 8750 |  | Non Federally-Regulated | 02/22/1990 |  | 07/31/1992
Trane U.S. Inc. | Trane Unitary Products Group | 4TWA3042A3 (2) | TWE090E1**A* | HRCU-A-CB, Split System: Heat | Heat Pump | 230 | 3 |  |  |  |  | True | Single-Speed | 84000 | 7046 | 11.9 | 10.8 |  |  | 80000 | 6604 | 3.6 | 3.3 |  |  |  | Federally-Regulated Commercial & Industrial Equipment | 11/30/2011 |  | 05/02/2012
Trane U.S. Inc. | General Electric | BWC090F3F |  | HSP-A, Single-Package Heat Pum | Heat Pump | 230 | 3 |  |  |  | No Match |  | No Match | 90000 | 10100 | 8.9 | 8.2 |  |  | 85000 | 8600 |  |  | 44000 | 6800 |  | Non Federally-Regulated | 05/16/1984 |  | 06/11/1985
Carrier Corp. - Syracuse | Airquest | RHH090(H,L,S)******TA |  | HSP-A, Single-Package Heat Pum | Heat Pump | 208 | 3 | False |  |  |  | True | Single-Speed | 90000 | 7438 | 12.1 | 10.8 |  |  | 84000 | 7033 | 3.5 | 3.3 |  |  |  | Federally-Regulated Commercial & Industrial Equipment | 12/12/2012 |  | 10/28/2014
Carrier Corp. - Syracuse | Heil | CHS072(H,L,S)A* | FHS072(M,S,K)**A0* | HRCU-A-CB, Split System: Heat | Heat Pump | 460 | 3 |  |  |  |  | True | Single-Speed | 70000 | 6363 | 11 | 10.8 |  |  | 66000 | 5861 | 3.3 | 3.3 |  |  |  | Federally-Regulated Commercial & Industrial Equipment | 07/18/2013 |  | 04/20/2015
York International | Coleman | XA-08[C,E]***(T,W,X)* |  | HSP-A, Single-Package Heat Pum | Both Heat Pump and Electric Re | 208 | 3 |  |  |  |  | True | Single-Speed | 100000 | 9091 | 11 | 8.9 |  | 12.4 | 94000 | 7876 | 3.5 | 3 | 57000 | 7268 | 2.3 | Federally-Regulated Commercial & Industrial Equipment | 01/18/2008 |  | 01/09/2014
Lennox Industries Inc. | Lennox | CHP11-2753-2G |  | HSP-A, Single-Package Heat Pum | Heat Pump | 460 | 3 |  |  |  | No Match |  | No Match | 240000 | 28800 | 8.3 | 7.5 |  |  | 240000 | 24700 |  |  | 150000 | 20900 |  | Non Federally-Regulated | 05/16/1984 |  | 06/11/1985
York International | York | XP150[C,E]***(2,4,5)* |  | HSP-A, Single-Package Heat Pum | Both Heat Pump and Electric Re | 460 | 3 | False |  |  |  | True | Single-Speed | 150000 | 13636 | 11 | 10.4 |  | 11.9 | 135000 | 12364 | 3.2 | 3.2 | 90000 | 11997 | 2.2 | Federally-Regulated Commercial & Industrial Equipment | 01/24/2011 |  | 01/09/2014
Carrier Corp. - Syracuse | Keeprite | RHS(120,121)(H,L,S)******** |  | HSP-A, Single-Package Heat Pum | Heat Pump | 230 | 3 | False |  |  |  | False | Single-Speed | 116000 | 10545 | 11 | 10.8 |  |  | 116000 | 9999 | 3.4 | 3.3 |  |  |  | Federally-Regulated Commercial & Industrial Equipment | 11/30/2011 |  | 12/12/2012
Carrier Corp. - Syracuse | Carrier | 38AQ0166 + 0166 + 0126 | 40RR054 | HRCU-A-CB, Split System: Heat | Heat Pump | 460 | 3 |  |  |  | No Match |  | No Match | 439102 | 58045 | 7.6 | 7.5 |  |  | 489386 | 46625 |  |  | 314804 | 39895 |  | Non Federally-Regulated | 09/08/1982 |  | 08/30/1983
York International | York | B1SP120A25 |  | HSP-A, Single-Package Heat Pum | Heat Pump | 208 | 3 |  |  |  | No Match |  | No Match | 121000 | 14578 | 8.3 | 8.2 |  |  | 126000 | 13189 |  |  | 76000 | 9685 |  | Non Federally-Regulated | 02/22/1990 |  | 07/31/1992
Trane U.S. Inc. | Trane | TWA090A300A | TWE090A300A | HRCU-A-CB, Split System: Heat | Heat Pump | 208 | 3 |  |  |  | No Match |  | No Match | 88000 | 10230 | 8.6 |  |  |  | 85000 | 8300 | 3 | 2.5 | 44000 | 6380 | 2 | Non Federally-Regulated | 05/25/1989 |  | 02/22/1990
Carrier Corp. - Syracuse | Day & Night | RHH090(H,L,S)******AA |  | HSP-A, Single-Package Heat Pum | Heat Pump | 575 | 3 | False |  |  |  | True | Single-Speed | 90000 | 7438 | 12.1 | 10.8 |  |  | 84000 | 7033 | 3.5 | 3.3 |  |  |  | Federally-Regulated Commercial & Industrial Equipment | 12/12/2012 |  | 10/28/2014
York International | York | BP120C00A2/4/5***** |  | HSP-A, Single-Package Heat Pum | Heat Pump | 208 | 3 |  |  |  | No Match |  | No Match | 120000 | 11650 | 10.3 | 8.9 |  | 10 | 113000 | 10346 | 3.2 | 3 | 60000 | 7990 | 2.2 | Federally-Regulated Commercial & Industrial Equipment | 07/31/2002 |  | 01/18/2008
Carrier Corp. - Syracuse | Keeprite | RHS(181,183)(H,L,S)******AC |  | HSP-A, Single-Package Heat Pum | Heat Pump | 575 | 3 | False |  |  |  | True | Single-Speed | 172000 | 15925 | 10.8 | 10.4 |  |  | 220000 | 19538 | 3.3 | 3.2 |  |  |  | Federally-Regulated Commercial & Industrial Equipment | 01/09/2014 |  | 10/28/2014
York International | Evcon | BA-10C00*T/W/X***** |  | HSP-A, Single-Package Heat Pum | Heat Pump | 208 | 3 |  |  |  | No Match |  | No Match | 120000 | 11650 | 10.3 | 8.9 |  | 10 | 113000 | 10346 | 3.2 | 3 | 60000 | 7990 | 2.2 | Federally-Regulated Commercial & Industrial Equipment | 02/05/2002 |  | 07/18/2002
Borg Warner | York | B1SP120A25 |  | HSP-A, Single-Package Heat Pum | Heat Pump | 230 | 3 |  |  |  | No Match |  | No Match | 119000 | 12625 | 8.3 | 8.2 |  |  | 124000 | 10950 | 3.3 |  | 75000 | 7980 | 2.8 | Non Federally-Regulated | 06/11/1985 |  | 05/11/1988
Rheem Sales Company, Inc. | Rheem | RPWC-100CAZ | RHGF-100Z | HRCU-A-CB, Split System: Heat | Heat Pump | 208 | 3 |  |  |  | No Match |  | No Match | 120000 | 13043 | 9.2 | 8.9 |  |  | 125000 | 11817 | 3.1 | 3 | 84000 | 11190 | 2.2 | Federally-Regulated Commercial & Industrial Equipment | 05/10/1998 |  | 10/02/1998
International Comfort Products | Arcoaire | RYMA10F**** |  | HSP-A, Single-Package Heat Pum | Heat Pump | 460 | 3 |  |  |  | No Match |  | No Match | 123000 | 13516 | 9.1 | 8.9 |  | 9.5 | 123000 | 11625 | 3.1 | 3 | 71000 | 10401 | 2 | Federally-Regulated Commercial & Industrial Equipment | 05/22/2000 |  | 09/20/2001
York International | Fraser Johnston | BCCB-T/-W120 |  | HSP-A, Single-Package Heat Pum | Heat Pump | 208 | 3 |  |  |  | No Match |  | No Match | 118000 | 13111 | 9 | 8.9 |  | 9.6 | 116000 | 11332 | 3 | 3 | 70000 | 10257 | 2 | Federally-Regulated Commercial & Industrial Equipment | 10/02/1998 |  | 08/17/1999
Rheem Sales Company, Inc. | Tempstar | NRHR92HP15B |  | HSP-A, Single-Package Heat Pum | Heat Pump | 208 | 3 |  |  |  | No Match |  | No Match | 93000 | 10333 | 9 | 8.9 |  | 9.9 | 93000 | 9085 | 3 | 3 | 51000 | 7117 | 2.1 | Federally-Regulated Commercial & Industrial Equipment | 12/14/1998 |  | 08/18/1999
Marvair | Marvair | 48HP3-XXX-AX | 48HPV-XXX-AX | HRCU-A-CB, Split System: Heat | Heat Pump | 230 | 3 |  |  |  | No Match |  | No Match | 480000 | 5760 | 8.3 | 7.5 |  |  | 49000 | 4610 |  |  | 28000 | 3335 |  | Non Federally-Regulated | 01/05/1982 |  | 09/08/1982
McQuay International | McQuay International | DPS012AHHE2*C-4 |  | HSP-A, Single-Package Heat Pum | Heat Pump | 208 | 3 | False |  |  |  | True | Variable-Speed | 144000 | 12307 | 11.7 | 10.4 |  |  | 138000 | 11392 | 3.6 | 3.2 |  |  |  | Federally-Regulated Commercial & Industrial Equipment | 03/02/2012 |  | 08/28/2012
Rheem Sales Company, Inc. | Ruud | UPWB-150CAS* | UHPA-150Z | HRCU-A-CB, Split System: Heat | Heat Pump | 230 | 3 |  |  |  | No Match |  | No Match | 178000 | 21710 | 8.2 |  |  |  | 176000 | 17190 |  |  | 92000 | 13480 |  | Non Federally-Regulated | 05/11/1988 |  | 03/15/1989
Carrier Corp. - Syracuse | Day & Night | 548DP/E120-AA |  | HSP-A, Single-Package Heat Pum | Heat Pump | 460 | 3 |  |  |  | No Match |  | No Match | 112000 | 12444 | 9 | 8.9 |  | 9 | 105000 | 9926 | 3.1 | 3 | 53000 | 8726 | 1.8 | Federally-Regulated Commercial & Industrial Equipment | 03/31/1998 |  | 05/09/1998
International Comfort Products | Tempstar | PH*090N2HA |  | HSP-A, Single-Package Heat Pum | Heat Pump | 208 | 3 |  |  |  | No Match |  | No Match | 91000 | 9784 | 9.3 | 8.9 |  | 10.4 | 90000 | 8508 | 3.1 | 3 | 48000 | 6862 | 2.1 | Federally-Regulated Commercial & Industrial Equipment | 03/31/1998 |  | 05/09/1998
Rheem Sales Company, Inc. | Rheem | RJKB-A090C |  | HSP-A, Single-Package Heat Pum | Heat Pump | 208 | 3 |  |  |  | No Match |  | No Match | 89000 | 9673 | 9.2 | 8.9 |  | 10.6 | 90000 | 8789 | 3 | 3 | 52500 | 7691 | 2 | Federally-Regulated Commercial & Industrial Equipment | 11/21/2001 |  | 07/18/2002
Carrier Corp. - Syracuse | Tempstar | CHS240(H,L,S)D* | FHS240(S,H,L)**A2* | HRCU-A-CB, Split System: Heat | Heat Pump | 575 | 3 |  |  |  |  | True | Single-Speed | 222000 | 20747 | 10.7 | 10.4 |  |  | 214000 | 17919 | 3.5 | 3.2 |  |  |  | Federally-Regulated Commercial & Industrial Equipment | 07/18/2013 |  | 10/28/2014
Carrier Corp. | Carrier | 38AQ0346 + 38AQ0166 | 40RR054 | HRCU-A-CB, Split System: Heat | Heat Pump | 460 | 3 |  |  |  | No Match |  | No Match | 480915 | 59372 | 8.1 |  |  | 8.7 | 486000 | 52724 | 2.7 |  | 270000 | 41624 | 1.9 | Voluntarily Certified | 01/23/1988 |  | 03/08/1996
York International | Coleman | BA-15[E18,E36]***(T,W,X)* |  | HSP-A, Single-Package Heat Pum | Both Heat Pump and Electric Re | 575 | 3 |  |  |  |  | True | Single-Speed | 164000 | 16566 | 9.9 | 8.5 |  | 9.5 | 172000 | 15762 | 3.2 | 2.9 | 102000 | 14244 | 2.1 | Federally-Regulated Commercial & Industrial Equipment | 01/18/2008 |  | 02/24/2011
York International | Luxaire | BA-15[E18,E36]***(T,W,X)* |  | HSP-A, Single-Package Heat Pum | Both Heat Pump and Electric Re | 230 | 3 |  |  |  |  | True | Single-Speed | 164000 | 16566 | 9.9 | 8.5 |  | 9.5 | 172000 | 15762 | 3.2 | 2.9 | 102000 | 14244 | 2.1 | Federally-Regulated Commercial & Industrial Equipment | 01/18/2008 |  | 02/24/2011
GE Appliances, a Haier company | General Electric | BWC240A4 |  | HSP-A, Single-Package Heat Pum | Heat Pump | 460 | 3 |  |  |  | No Match |  | No Match | 234000 | 29000 | 8.1 | 7.5 |  |  | 224000 | 24000 | 2.7 |  | 116000 | 18400 | 1.8 | Non Federally-Regulated | 09/08/1982 |  | 09/03/2015
Carrier Corp. - Syracuse | Tempstar | RHS(181,183)(H,L,S)******AA |  | HSP-A, Single-Package Heat Pum | Heat Pump | 460 | 3 | False |  |  |  | True | Single-Speed | 172000 | 15925 | 10.8 | 10.4 |  |  | 220000 | 19538 | 3.3 | 3.2 |  |  |  | Federally-Regulated Commercial & Industrial Equipment | 05/09/2013 |  | 08/28/2014
Goettl | American Best | HP1202E |  | HSP-A, Single-Package Heat Pum | Heat Pump | 230 | 1 |  |  |  | No Match |  | No Match | 120000 | 12380 | 9.7 | 8.9 |  |  | 118000 | 11500 | 3 | 3 | 63000 | 9090 | 2 | Federally-Regulated Commercial & Industrial Equipment | 07/24/1995 |  | 09/02/1995
Carrier Corp. - Syracuse | Airquest | RHH102(H,L,S)******** |  | HSP-A, Single-Package Heat Pum | Heat Pump | 208 | 3 | False |  |  |  | True | Single-Speed | 100000 | 8333 | 12 | 10.8 |  |  | 100000 | 8619 | 3.4 | 3.3 |  |  |  | Federally-Regulated Commercial & Industrial Equipment | 11/30/2011 |  | 04/19/2013
Carrier Corp. - Syracuse | Carrier | 50HJQ014501/601 |  | HSP-A, Single-Package Heat Pum | Heat Pump | 208 | 3 |  |  |  | No Match |  | No Match | 140000 | 14285 | 9.8 | 8.5 |  | 12.4 | 136000 | 12456 | 3.2 | 2.9 | 72000 | 10048 | 2.1 | Federally-Regulated Commercial & Industrial Equipment | 10/24/1997 |  | 03/31/1998
Carrier Corp. - Syracuse | Day & Night | RHS(181,183)(H,L,S)******** |  | HSP-A, Single-Package Heat Pum | Heat Pump | 460 | 3 | False |  |  |  | True | Single-Speed | 172000 | 15925 | 10.8 | 10.4 |  |  | 220000 | 19538 | 3.3 | 3.2 |  |  |  | Federally-Regulated Commercial & Industrial Equipment | 11/30/2011 |  | 12/12/2012
Carrier Corp. - Syracuse | Bryant Air Conditioning | 548DPX/DEX072-AB |  | HSP-A, Single-Package Heat Pum | Heat Pump | 460 | 3 |  |  |  | No Match |  | No Match | 70000 | 7777 | 9 | 8.9 |  |  | 72000 | 6592 | 3.2 | 3 | 38000 | 5859 | 1.9 | Federally-Regulated Commercial & Industrial Equipment | 11/18/1999 |  | 04/13/2000
Trane U.S. Inc. | Trane | WCD150B30*F* |  | HSP-A, Single-Package Heat Pum | Heat Pump | 230 | 3 |  |  |  | No Match |  | No Match | 144000 | 15157 | 9.5 | 8.5 |  | 9.9 | 135000 | 12759 | 3.1 | 2.9 | 78000 | 10882 | 2.1 | Federally-Regulated Commercial & Industrial Equipment | 07/31/2002 |  | 06/19/2003
York International | Fraser Johnston | BACB-(T/W/X)180(A/E) |  | HSP-A, Single-Package Heat Pum | Heat Pump | 208 | 3 |  |  |  | No Match |  | No Match | 164000 | 18636 | 8.8 | 8.5 |  | 8.5 | 174000 | 16998 | 3 | 2.9 | 90000 | 13188 | 2 | Federally-Regulated Commercial & Industrial Equipment | 10/02/1998 |  | 08/19/1999
Carrier Corp. - Syracuse | Keeprite | RHS(240)(H,L,S)******AA |  | HSP-A, Single-Package Heat Pum | Heat Pump | 230 | 3 | False |  |  |  | True | Single-Speed | 232000 | 21886 | 10.6 | 10.4 |  |  | 220000 | 19538 | 3.3 | 3.2 |  |  |  | Federally-Regulated Commercial & Industrial Equipment | 10/28/2014 |  | 10/28/2014
Trane U.S. Inc. | Trane | BWC090F400H |  | HSP-A, Single-Package Heat Pum | Heat Pump | 460 | 3 |  |  |  | No Match |  | No Match | 90000 | 10100 | 8.9 |  |  |  | 85000 | 8600 |  |  | 44000 | 6800 |  | Non Federally-Regulated | 05/11/1988 |  | 03/15/1989
Daikin Comfort Technologies Manufacturing, L.P. | Janitrol / GMC | (2)CPKE48-3 | AH120-XX | HRCU-A-CB, Split System: Heat | Heat Pump | 208 | 3 |  |  |  | No Match |  | No Match | 86000 | 9662 | 8.9 | 8.9 |  | 9.5 | 86000 | 8401 | 3 | 3 | 52000 | 7620 | 2 | Federally-Regulated Commercial & Industrial Equipment | 12/14/1998 |  | 08/18/1999
McQuay International | McQuay International | DPS010AHHY2*C-6 |  | HSP-A, Single-Package Heat Pum | Heat Pump | 230 | 3 | False |  |  |  | True | Variable-Speed | 121000 | 9837 | 12.3 | 10.8 |  |  | 112000 | 9325 | 3.5 | 3.3 |  |  |  | Federally-Regulated Commercial & Industrial Equipment | 08/28/2012 |  | 04/19/2013
Borg Warner | Luxaire | BAHT-T120A |  | HSP-A, Single-Package Heat Pum | Heat Pump | 460 | 3 |  |  |  | No Match |  | No Match | 121000 | 13050 | 8.2 | 8.2 |  |  | 126000 | 11250 | 3.3 |  | 76000 | 7980 | 2.8 | Non Federally-Regulated | 05/16/1984 |  | 06/11/1985
Rheem Sales Company, Inc. | Dayton | MPWC-100CAZ | MHGF-100Z | HRCU-A-CB, Split System: Heat | Heat Pump | 230 | 3 |  |  |  | No Match |  | No Match | 118000 | 12826 | 9.2 | 8.9 |  |  | 125000 | 11814 | 3.1 | 3 | 68000 | 9487 | 2.1 | Federally-Regulated Commercial & Industrial Equipment | 11/18/1999 |  | 04/13/2000
Daikin Comfort Technologies Manufacturing, L.P. | Goodman | CPH120********A* |  | HSP-A, Single-Package Heat Pum | Both Heat Pump and Electric Re | 460 | 3 | False |  |  |  | False | Single-Speed | 115000 | 10360 | 11.1 | 11 |  |  | 116000 | 9999 | 3.4 | 3.3 | 56000 | 7135 | 2.3 | Federally-Regulated Commercial & Industrial Equipment | 04/21/2015 |  | 06/01/2015
York International | Evcon | PH180C00A*(2,4,5)***** | NH180C00*(5,6)****** | HRCU-A-CB, Split System: Heat | Heat Pump | 460 | 3 |  |  |  |  | True | Single-Speed | 180000 | 16981 | 10.6 | 8.5 |  |  | 168000 | 14929 | 3.3 | 2.9 |  |  |  | Federally-Regulated Commercial & Industrial Equipment | 07/16/2009 |  | 01/24/2011
York International | Fraser Johnston | EAHP-W090A | FBHP-S090A | HRCU-A-CB, Split System: Heat | Heat Pump | 460 | 3 |  |  |  | No Match |  | No Match | 93000 | 10941 | 8.5 |  |  |  | 103000 | 9434 | 3.2 |  | 59000 | 6917 | 2.5 | Non Federally-Regulated | 05/11/1988 |  | 03/15/1989
Trane U.S. Inc. | American Standard, Inc. | TWE120E1**A* | 4A6C3048A3(2) | HRCU-A-CB, Split System: Heat | Heat Pump | 208 | 3 |  |  |  |  | True | Single-Speed | 101000 | 8326 | 12.1 | 10.8 |  |  | 95000 | 7524 | 3.7 | 3.3 |  |  |  | Federally-Regulated Commercial & Industrial Equipment | 03/02/2012 |  | 05/02/2012
Carrier Corp. - Syracuse | Airquest | RHS(243)(H,L,S)******TA |  | HSP-A, Single-Package Heat Pum | Heat Pump | 208 | 3 | False |  |  |  | True | Single-Speed | 232000 | 21886 | 10.6 | 10.4 |  |  | 220000 | 19538 | 3.3 | 3.2 |  |  |  | Federally-Regulated Commercial & Industrial Equipment | 04/21/2014 |  | 10/28/2014
Carrier Corp. - Syracuse | Payne | 542EP,FP090 |  | HSP-A, Single-Package Heat Pum | Heat Pump | 208 | 3 |  |  |  | No Match |  | No Match | 86000 | 10238 | 8.4 | 8.2 |  |  | 87000 | 8792 |  |  | 50000 | 7327 |  | Non Federally-Regulated | 03/15/1989 |  | 10/10/1989
Rheem Sales Company, Inc. | Ruud | UPWB-100CAS* | UHPA-100Z | HRCU-A-CB, Split System: Heat | Heat Pump | 208 | 3 |  |  |  | No Match |  | No Match | 118000 | 14390 | 8.2 | 8.2 |  |  | 118000 | 12350 |  |  | 60000 | 8790 | 2 | Non Federally-Regulated | 02/22/1990 |  | 09/17/1991
Carrier Corp. - Syracuse | Tempstar | RHH102(H,L,S)******AA |  | HSP-A, Single-Package Heat Pum | Heat Pump | 230 | 3 | False |  |  |  | True | Single-Speed | 100000 | 8333 | 12 | 10.8 |  |  | 100000 | 8619 | 3.4 | 3.3 |  |  |  | Federally-Regulated Commercial & Industrial Equipment | 12/12/2012 |  | 10/28/2014
Airedale North America | School Unit | SCHP5 |  | HSP-A, Single-Package Heat Pum | Heat Pump | 460 | 3 |  |  |  | No Match |  | No Match | 66500 | 7920 | 8.4 | 8.2 |  |  | 65000 | 7054 | 2.7 |  | 40470 | 6590 | 1.8 | Non Federally-Regulated | 03/15/1989 |  | 10/10/1989
Phoenix Manufacturing, Inc. | Frigiking Tappan | PHR 90 3 |  | HSP-A, Single-Package Heat Pum | Heat Pump | 230 | 3 |  |  |  | No Match |  | No Match | 97000 | 12460 | 7.8 | 7.5 |  |  | 104000 | 10990 |  |  | 51000 | 8230 |  | Non Federally-Regulated | 09/08/1982 |  | 08/30/1983
Carrier Corp. - Syracuse | Bryant Heating & Cooling Systems | 549J(P,E,T)08*********(D,E)A |  | HSP-A, Single-Package Heat Pum | Heat Pump | 230 | 3 | False |  |  |  | True | Single-Speed | 90000 | 7438 | 12.1 | 10.8 |  |  | 84000 | 7033 | 3.5 | 3.3 |  |  |  | Federally-Regulated Commercial & Industrial Equipment | 10/28/2014 |  | 04/21/2015
Trane U.S. Inc. | Trane | WCD075C40*A* |  | HSP-A, Single-Package Heat Pum | Heat Pump | 460 | 3 |  |  |  | No Match |  | No Match | 71000 | 7978 | 8.9 | 8.9 |  |  | 71000 | 6935 | 3 | 3 | 35000 | 5127 | 2 | Non Federally-Regulated | 04/14/1993 |  | 09/02/1995
Carrier Corp. - Syracuse | Day & Night | RHS(181,183)(H,L,S)******TC |  | HSP-A, Single-Package Heat Pum | Heat Pump | 460 | 3 | False |  |  |  | True | Single-Speed | 172000 | 15925 | 10.8 | 10.4 |  |  | 220000 | 19538 | 3.3 | 3.2 |  |  |  | Federally-Regulated Commercial & Industrial Equipment | 10/28/2014 |  | 10/28/2014
Carrier Corp. - Syracuse | Comfortmaker | RHH090(H,L,S)******TA |  | HSP-A, Single-Package Heat Pum | Heat Pump | 230 | 3 | False |  |  |  | True | Single-Speed | 90000 | 7438 | 12.1 | 10.8 |  |  | 84000 | 7033 | 3.5 | 3.3 |  |  |  | Federally-Regulated Commercial & Industrial Equipment | 10/28/2014 |  | 10/28/2014
Trane U.S. Inc. | Trane | TWA120A300A | TWE120A300A | HRCU-A-CB, Split System: Heat | Heat Pump | 208 | 3 |  |  |  | No Match |  | No Match | 119000 | 13680 | 8.7 | 8.2 |  |  | 120000 | 11720 |  |  | 64000 | 8530 |  | Non Federally-Regulated | 02/22/1990 |  | 07/31/1992
Carrier Corp. - Syracuse | Day & Night | RHH090(H,L,S)******** |  | HSP-A, Single-Package Heat Pum | Heat Pump | 230 | 3 | False |  |  |  | True | Single-Speed | 90000 | 7438 | 12.1 | 10.8 |  |  | 84000 | 7033 | 3.5 | 3.3 |  |  |  | Federally-Regulated Commercial & Industrial Equipment | 11/30/2011 |  | 12/12/2012
York International | Luxaire | BACB-W090A |  | HSP-A, Single-Package Heat Pum | Heat Pump | 460 | 3 |  |  |  | No Match |  | No Match | 87000 | 9886 | 8.8 | 8.2 |  |  | 88000 | 8597 |  |  | 47000 | 6888 |  | Non Federally-Regulated | 03/15/1989 |  | 10/10/1989
Trane U.S. Inc. | American Standard, Inc. | BWC150L4OOA |  | HSP-A, Single-Package Heat Pum | Heat Pump | 460 | 3 |  |  |  | No Match |  | No Match | 147000 | 17100 | 8.6 |  |  |  | 132000 | 14340 | 2.7 |  | 68000 | 11080 | 1.8 | Non Federally-Regulated | 03/15/1989 |  | 10/10/1989
York International | Luxaire | BCCB-T/-W120* |  | HSP-A, Single-Package Heat Pum | Heat Pump | 208 | 3 |  |  |  | No Match |  | No Match | 118000 | 13111 | 9 | 8.9 |  |  | 116000 | 11332 | 3 | 3 | 70000 | 10257 | 2 | Federally-Regulated Commercial & Industrial Equipment | 07/29/1998 |  | 08/07/1998
International Comfort Products | Tempstar | PH*120N2HA |  | HSP-A, Single-Package Heat Pum | Heat Pump | 208 | 3 |  |  |  | No Match |  | No Match | 123000 | 13516 | 9.1 | 8.9 |  | 9.5 | 123000 | 11628 | 3.1 | 3 | 71000 | 10404 | 2 | Federally-Regulated Commercial & Industrial Equipment | 02/03/1998 |  | 03/31/1998
York International | Coleman | PH090C00A*(2,4,5)***** | NH090C00*(5,6)****** | HRCU-A-CB, Split System: Heat | Heat Pump | 575 | 3 |  |  |  |  | True | Single-Speed | 92000 | 8364 | 11 | 8.9 |  |  | 82000 | 7287 | 3.3 | 3 |  |  |  | Federally-Regulated Commercial & Industrial Equipment | 07/16/2009 |  | 01/09/2014
Trane U.S. Inc. | Trane | BWC180A2 |  | HSP-A, Single-Package Heat Pum | Heat Pump | 200 | 3 |  |  |  | No Match |  | No Match | 180000 | 22600 | 8 |  |  |  | 180000 | 20300 | 2.6 |  | 100000 | 16400 | 1.8 | Non Federally-Regulated | 05/11/1988 |  | 03/15/1989
Carrier Corp. - Syracuse | Arcoaire | CHS180(H,L,S)D* | FHS180(M,S,H,L)A*A* | HRCU-A-CB, Split System: Heat | Heat Pump | 575 | 3 |  |  |  |  | True | Single-Speed | 178000 | 16792 | 10.6 | 10.4 |  |  | 178000 | 15343 | 3.4 | 3.2 |  |  |  | Federally-Regulated Commercial & Industrial Equipment | 03/10/2011 |  | 12/12/2012
York International | York | BQ240[E54]***(2,4,5)* |  | HSP-A, Single-Package Heat Pum | Both Heat Pump and Electric Re | 208 | 3 |  |  |  |  | True | Single-Speed | 216000 | 22737 | 9.5 | 8.5 |  | 9.5 | 210000 | 19866 | 3.1 | 2.9 | 130000 | 19062 | 2 | Federally-Regulated Commercial & Industrial Equipment | 01/18/2008 |  | 01/24/2011
York International | Evcon | XA-06[C,E]***(T,W,X)***6 |  | HSP-A, Single-Package Heat Pum | Both Heat Pump and Electric Re | 575 | 3 | False |  |  |  | True | Single-Speed | 78000 | 6782 | 11.5 | 10.8 |  |  | 75000 | 6561 | 3.4 | 3.3 |  |  |  | Federally-Regulated Commercial & Industrial Equipment | 04/19/2013 |  | 01/09/2014
Carrier Corp. - Syracuse | Comfortmaker | RHS(240,243)(H,L,S)******** |  | HSP-A, Single-Package Heat Pum | Heat Pump | 460 | 3 | False |  |  |  | True | Single-Speed | 232000 | 21886 | 10.6 | 10.4 |  |  | 220000 | 19538 | 3.3 | 3.2 |  |  |  | Federally-Regulated Commercial & Industrial Equipment | 11/30/2011 |  | 12/12/2012
Carrier Corp. - Syracuse | ICP Commercial | RHS102H******AA |  | HSP-A, Single-Package Heat Pum | Heat Pump | 230 | 3 | False |  |  |  | False | Single-Speed | 99000 | 8608 | 11.5 | 10.8 |  |  | 96000 | 8525 | 3.3 | 3.3 |  |  |  | Federally-Regulated Commercial & Industrial Equipment | 12/12/2012 |  | 10/28/2014
McQuay International | McQuay International | DPS007AHHG2**-4 |  | HSP-A, Single-Package Heat Pum | Heat Pump | 208 | 3 | False |  |  |  | True | Variable-Speed | 89000 | 7177 | 12.4 | 10.8 |  |  | 89000 | 6108 | 4.3 | 3.3 |  |  |  | Federally-Regulated Commercial & Industrial Equipment | 03/02/2012 |  | 08/28/2012
Carrier Corp. - Syracuse | Bryant Heating & Cooling Systems | 548J(P,E,T)24*********(D,E)A |  | HSP-A, Single-Package Heat Pum | Heat Pump | 230 | 3 | False |  |  |  | True | Single-Speed | 232000 | 21886 | 10.6 | 10.4 |  |  | 220000 | 19538 | 3.3 | 3.2 |  |  |  | Federally-Regulated Commercial & Industrial Equipment | 12/12/2012 |  | 04/21/2014
York International | Coleman | XA-06[C,E]***(T,W,X)***6 |  | HSP-A, Single-Package Heat Pum | Both Heat Pump and Electric Re | 208 | 3 | False |  |  |  | True | Single-Speed | 78000 | 6782 | 11.5 | 10.8 |  |  | 75000 | 6561 | 3.4 | 3.3 |  |  |  | Federally-Regulated Commercial & Industrial Equipment | 04/19/2013 |  | 01/09/2014
Trane U.S. Inc. | Trane | WCH150B30*E* |  | HSP-A, Single-Package Heat Pum | Heat Pump | 460 | 3 |  |  |  | No Match |  | No Match | 146000 | 15531 | 9.4 | 8.5 |  | 9.5 | 132000 | 12891 | 3 | 2.9 | 70000 | 10254 | 2 | Federally-Regulated Commercial & Industrial Equipment | 11/18/1999 |  | 02/05/2002
Rheem Sales Company, Inc. | Weatherking | PHC10T-3L |  | HSP-A, Single-Package Heat Pum | Heat Pump | 208 | 3 |  |  |  | No Match |  | No Match | 119000 | 13985 | 8.5 | 8.3 |  |  | 127000 | 12195 | 2.9 | 2.8 | 68000 | 9665 | 2 | Non Federally-Regulated | 09/17/1991 |  | 07/27/1992
York International | York | E2CH090A25 | F2EH090A33 | HRCU-A-CB, Split System: Heat | Heat Pump | 208 | 3 |  |  |  | No Match |  | No Match | 91000 | 10705 | 8.5 |  |  |  | 101000 | 9250 | 3.1 | 2.5 | 58000 | 6799 | 2.5 | Non Federally-Regulated | 04/18/1990 |  | 07/27/1992
Trane U.S. Inc. | American Standard, Inc. | WS(D,H)180E(3,4,W)R(G,N,P,R)****0 |  | HSP-A, Single-Package Heat Pum | Both Heat Pump and Electric Re | 230 | 3 | False |  |  |  | False | Single-Speed | 170000 | 16037 | 10.6 | 10.4 |  |  | 170000 | 15569 | 3.2 | 3.2 |  |  |  | Federally-Regulated Commercial & Industrial Equipment | 12/12/2012 |  | 08/28/2014
Lennox Industries Inc. | Lennox | HP17-1353V-4G | CB17-135V-1 | HRCU-A-CB, Split System: Heat | Heat Pump | 460 | 3 |  |  |  | No Match |  | No Match | 119000 | 14512 | 8.2 | 8.2 |  |  | 119000 | 11626 |  |  | 69000 | 9406 |  | Non Federally-Regulated | 06/11/1985 |  | 08/29/1986
Carrier Corp. - Syracuse | Bryant Air Conditioning | 542JPX/JEX150 |  | HSP-A, Single-Package Heat Pum | Heat Pump | 230 | 3 |  |  |  | No Match |  | No Match | 140000 | 14285 | 9.8 | 8.5 |  | 12.4 | 136000 | 12452 | 3.2 | 2.9 | 72000 | 10045 | 2.1 | Federally-Regulated Commercial & Industrial Equipment | 11/18/1999 |  | 07/18/2002
Lennox Industries Inc. | Lennox | LHA090H* |  | HSP-A, Single-Package Heat Pum | Heat Pump | 208 | 3 |  |  |  | No Match |  | No Match | 89000 | 7739 | 11.5 | 8.9 |  | 12 | 90000 | 7992 | 3.3 | 3 | 52000 | 7257 | 2.1 | Federally-Regulated Commercial & Industrial Equipment | 03/31/1998 |  | 05/09/1998
Daikin Comfort Technologies Manufacturing, L.P. | Kenmore Heating & Cooling | (2)CPKE48-3 | AH120-XX | HRCU-A-CB, Split System: Heat | Heat Pump | 208 | 3 |  |  |  | No Match |  | No Match | 86000 | 9662 | 8.9 | 8.9 |  | 9.5 | 86000 | 8401 | 3 | 3 | 52000 | 7620 | 2 | Federally-Regulated Commercial & Industrial Equipment | 12/14/1998 |  | 08/18/1999
Carrier Corp. - Syracuse | Arcoaire | RHH090(H,L,S)******** |  | HSP-A, Single-Package Heat Pum | Heat Pump | 208 | 3 | False |  |  |  | True | Single-Speed | 90000 | 7438 | 12.1 | 10.8 |  |  | 84000 | 7033 | 3.5 | 3.3 |  |  |  | Federally-Regulated Commercial & Industrial Equipment | 11/30/2011 |  | 12/12/2012
York International | Fraser Johnston | BBCB-W120A |  | HSP-A, Single-Package Heat Pum | Heat Pump | 460 | 3 |  |  |  | No Match |  | No Match | 118000 | 13111 | 9 | 8.9 |  |  | 116000 | 11329 | 3 | 3 | 70000 | 10254 | 2 | Non Federally-Regulated | 03/31/1993 |  | 09/02/1995
Carrier Corp. - Syracuse | Carrier | 50HJQ016501/601 |  | HSP-A, Single-Package Heat Pum | Heat Pump | 460 | 3 |  |  |  | No Match |  | No Match | 172000 | 18494 | 9.3 | 8.5 |  | 9.7 | 172000 | 15275 | 3.3 | 2.9 | 94000 | 12522 | 2.2 | Federally-Regulated Commercial & Industrial Equipment | 03/31/1998 |  | 05/09/1998
Carrier Corp. - Syracuse | Bryant Air Conditioning | 549BPX/BEX090 |  | HSP-A, Single-Package Heat Pum | Heat Pump | 230 | 3 |  |  |  | No Match |  | No Match | 88000 | 8800 | 10 | 8.9 |  | 10.8 | 87000 | 7965 | 3.2 | 3 | 48000 | 7031 | 2 | Federally-Regulated Commercial & Industrial Equipment | 05/22/2000 |  | 07/18/2002
Trane U.S. Inc. | Trane | BWC120F300J |  | HSP-A, Single-Package Heat Pum | Heat Pump | 230 | 3 |  |  |  | No Match |  | No Match | 119000 | 14300 | 8.3 |  |  |  | 118000 | 11900 |  |  | 58000 | 8750 |  | Non Federally-Regulated | 05/11/1988 |  | 03/15/1989
Daikin Comfort Technologies Manufacturing, L.P. | Daikin U.S. Corp. | DZ11SA0904A* | DAR0904A* | HRCU-A-CB, Split System: Heat | Heat Pump | 460 | 3 |  |  |  |  | True | Single-Speed | 87000 | 7909 | 11 | 10.8 |  |  | 82000 | 7282 | 3.3 | 3.3 |  |  |  | Federally-Regulated Commercial & Industrial Equipment | 07/18/2013 |  | 01/09/2014
Carrier Corp. - Syracuse | Bryant Heating & Cooling Systems | 548J(P,E,T)24*********(D,E)A-HORZ |  | HSP-A, Single-Package Heat Pum | Heat Pump | 575 | 3 | False |  |  |  | True | Single-Speed | 232000 | 21886 | 10.6 | 10.4 |  |  | 220000 | 19538 | 3.3 | 3.2 |  |  |  | Federally-Regulated Commercial & Industrial Equipment | 10/28/2014 |  | 04/21/2015
Carrier Corp. - Syracuse | Comfortmaker | RHS102(L,S)******AA |  | HSP-A, Single-Package Heat Pum | Heat Pump | 575 | 3 | False |  |  |  | False | Single-Speed | 99000 | 8608 | 11.5 | 10.8 |  |  | 96000 | 8525 | 3.3 | 3.3 |  |  |  | Federally-Regulated Commercial & Industrial Equipment | 12/12/2012 |  | 10/28/2014
York International | Luxaire | BADF-W120N205 |  | HSP-A, Single-Package Heat Pum | Heat Pump | 460 | 3 |  |  |  | No Match |  | No Match | 118000 | 13111 | 9 | 8.9 |  |  | 116000 | 11329 | 3 | 3 | 70000 | 10254 | 2 | Non Federally-Regulated | 02/17/1993 |  | 09/02/1995
Carrier Corp. - Syracuse | Heil | RHH072(H,L,S)******** |  | HSP-A, Single-Package Heat Pum | Heat Pump | 208 | 3 | False |  |  |  | True | Single-Speed | 72000 | 6000 | 12 | 10.8 |  |  | 70000 | 6033 | 3.4 | 3.3 |  |  |  | Federally-Regulated Commercial & Industrial Equipment | 11/30/2011 |  | 10/28/2014
Trane U.S. Inc. | American Standard, Inc. | WCD150A400A |  | HSP-A, Single-Package Heat Pum | Heat Pump | 460 | 3 |  |  |  | No Match |  | No Match | 146000 | 16040 | 9.1 |  |  |  | 136000 | 13280 | 3 |  | 72000 | 10040 | 2.1 | Non Federally-Regulated | 07/31/1992 |  | 03/31/1998
Rheem Sales Company, Inc. | Ruud | UJKB-A090D |  | HSP-A, Single-Package Heat Pum | Heat Pump | 460 | 3 |  |  |  | No Match |  | No Match | 89000 | 9673 | 9.2 | 8.9 |  | 12.1 | 90000 | 8789 | 3 | 3 | 52500 | 7691 | 2 | Federally-Regulated Commercial & Industrial Equipment | 11/18/1999 |  | 04/13/2000
International Comfort Products | Airquest | NRHR10LP30B |  | HSP-A, Single-Package Heat Pum | Heat Pump | 460 | 3 |  |  |  | No Match |  | No Match | 120000 | 13483 | 8.9 | 8.9 |  | 10.3 | 126000 | 12309 | 3 | 3 | 67000 | 9350 | 2.1 | Federally-Regulated Commercial & Industrial Equipment | 02/03/1998 |  | 03/31/1998
International Comfort Products | ICP Commercial | PH*120N2HA* |  | HSP-A, Single-Package Heat Pum | Heat Pump | 230 | 3 |  |  |  | No Match |  | No Match | 123000 | 13516 | 9.1 | 8.9 |  | 9.5 | 123000 | 11625 | 3.1 | 3 | 71000 | 10401 | 2 | Federally-Regulated Commercial & Industrial Equipment | 11/18/1999 |  | 04/13/2000
Carrier Corp. - Syracuse | Day & Night | RHH(120,121)(H,L,S)******TA |  | HSP-A, Single-Package Heat Pum | Heat Pump | 208 | 3 | False |  |  |  | True | Single-Speed | 119000 | 9674 | 12.3 | 10.8 |  |  | 116000 | 9713 | 3.5 | 3.3 |  |  |  | Federally-Regulated Commercial & Industrial Equipment | 12/12/2012 |  | 10/28/2014
Rheem Sales Company, Inc. | Rheem | RPWB-150CAS* | RHPA-150Z | HRCU-A-CB, Split System: Heat | Heat Pump | 208 | 3 |  |  |  | No Match |  | No Match | 178000 | 21710 | 8.2 | 8.2 |  |  | 176000 | 17190 |  |  | 92000 | 13480 |  | Non Federally-Regulated | 02/22/1990 |  | 07/31/1992
Carrier Corp. - Syracuse | Carrier Corp. | 50TCQA07***(5,6,1)A* |  | HSP-A, Single-Package Heat Pum | Both Heat Pump and Electric Re | 460 | 3 |  |  |  |  | False | Single-Speed | 70000 | 6306 | 11.1 | 8.9 |  |  | 67000 | 5954 | 3.3 | 3 |  |  |  | Federally-Regulated Commercial & Industrial Equipment | 07/16/2009 |  | 12/12/2012
Carrier Corp. - Syracuse | Arcoaire | RHS(240)(H,L,S)******TA |  | HSP-A, Single-Package Heat Pum | Heat Pump | 208 | 3 | False |  |  |  | True | Single-Speed | 232000 | 21886 | 10.6 | 10.4 |  |  | 220000 | 19538 | 3.3 | 3.2 |  |  |  | Federally-Regulated Commercial & Industrial Equipment | 10/28/2014 |  | 10/28/2014
Rheem Sales Company, Inc. | Rheem | RPWE-120C | RHGG-120Z | HRCU-A-CB, Split System: Heat | Heat Pump | 230 | 3 |  |  |  | No Match |  | No Match | 120000 | 11881 | 10.1 | 8.9 |  |  | 119000 | 10895 | 3.2 | 3 | 69000 | 9189 | 2.2 | Federally-Regulated Commercial & Industrial Equipment | 01/22/2003 |  | 01/18/2008
Carrier Corp. - Syracuse | Bryant Heating & Cooling Systems | 575J(P,E,T)16D000* | 524J(E,P,T)16H200A** | HRCU-A-CB, Split System: Heat | Heat Pump | 575 | 3 |  |  |  |  | True | Single-Speed | 178000 | 16792 | 10.6 | 10.4 |  |  | 178000 | 15343 | 3.4 | 3.2 |  |  |  | Federally-Regulated Commercial & Industrial Equipment | 07/18/2013 |  | 04/20/2015
McQuay International | McQuay International | DPS007AHHE2*C-3 |  | HSP-A, Single-Package Heat Pum | Heat Pump | 208 | 3 | False |  |  |  | True | Variable-Speed | 88000 | 7154 | 12.3 | 10.8 |  |  | 88000 | 6097 | 4.2 | 3.3 |  |  |  | Federally-Regulated Commercial & Industrial Equipment | 03/02/2012 |  | 08/28/2012
York International | Coleman | EASE-T,W,X240 | FAHP-N240 | HRCU-A-CB, Split System: Heat | Heat Pump | 460 | 3 |  |  |  |  | True | Single-Speed | 214000 | 24884 | 8.6 | 8.5 |  | 9.6 | 218000 | 22045 | 2.9 | 2.9 | 138000 | 19271 | 2.1 | Federally-Regulated Commercial & Industrial Equipment | 01/18/2008 |  | 02/24/2011
McQuay International | McQuay International | DPS007AHHE2**-3 |  | HSP-A, Single-Package Heat Pum | Heat Pump | 208 | 3 | False |  |  |  | True | Variable-Speed | 88000 | 7154 | 12.3 | 10.8 |  |  | 88000 | 6097 | 4.2 | 3.3 |  |  |  | Federally-Regulated Commercial & Industrial Equipment | 03/02/2012 |  | 08/28/2012
York International | Luxaire | EAHP-W120A | FBHP-S120A | HRCU-A-CB, Split System: Heat | Heat Pump | 460 | 3 |  |  |  | No Match |  | No Match | 118000 | 14390 | 8.2 | 8.2 |  |  | 129000 | 12602 |  |  | 76000 | 9281 |  | Non Federally-Regulated | 02/22/1990 |  | 07/31/1992
Rheem Sales Company, Inc. | Ruud | UPDC-075D* |  | HSP-A, Single-Package Heat Pum | Heat Pump | 460 | 3 |  |  |  | No Match |  | No Match | 93000 | 10300 | 9 |  |  |  | 93000 | 8960 |  |  | 51000 | 6990 |  | Non Federally-Regulated | 05/11/1988 |  | 03/15/1989
Carrier Corp. - Syracuse | Bryant Air Conditioning | 541APX/AEX120 | 524APH/AEH120GC | HRCU-A-CB, Split System: Heat | Heat Pump | 208 | 3 |  |  |  | No Match |  | No Match | 108000 | 12134 | 8.9 | 8.9 |  |  | 111000 | 10840 | 3 | 3 | 62000 | 9082 | 2 | Federally-Regulated Commercial & Industrial Equipment | 07/31/2002 |  | 09/25/2002
Carrier Corp. - Syracuse | ICP Commercial | RHS(181,183)(H,L,S)******AC |  | HSP-A, Single-Package Heat Pum | Heat Pump | 208 | 3 | False |  |  |  | True | Single-Speed | 172000 | 15925 | 10.8 | 10.4 |  |  | 220000 | 19538 | 3.3 | 3.2 |  |  |  | Federally-Regulated Commercial & Industrial Equipment | 01/09/2014 |  | 10/28/2014
McQuay International | McQuay International | DPS007AHHY4**-4 |  | HSP-A, Single-Package Heat Pum | Heat Pump | 460 | 3 | False |  |  |  | True | Variable-Speed | 89000 | 7120 | 12.5 | 10.8 |  |  | 89000 | 6051 | 4.3 | 3.3 |  |  |  | Federally-Regulated Commercial & Industrial Equipment | 03/02/2012 |  | 08/28/2012
Carrier Corp. - Syracuse | Comfortmaker | RHS(240,243)(H,L,S)******TA |  | HSP-A, Single-Package Heat Pum | Heat Pump | 208 | 3 | False |  |  |  | True | Single-Speed | 232000 | 21886 | 10.6 | 10.4 |  |  | 220000 | 19538 | 3.3 | 3.2 |  |  |  | Federally-Regulated Commercial & Industrial Equipment | 12/12/2012 |  | 04/21/2014
Rheem Sales Company, Inc. | Rheem | RJKB-A090C |  | HSP-A, Single-Package Heat Pum | Heat Pump | 208 | 3 |  |  |  | No Match |  | No Match | 89000 | 9673 | 9.2 | 8.9 |  | 12.1 | 90000 | 8789 | 3 | 3 | 52500 | 7691 | 2 | Federally-Regulated Commercial & Industrial Equipment | 05/22/2000 |  | 11/21/2001
Rheem Sales Company, Inc. | Rheem | RPWC-100YAZ | RHGF-100Z | HRCU-A-CB, Split System: Heat | Heat Pump | 575 | 3 |  |  |  | No Match |  | No Match | 121000 | 12872 | 9.4 | 8.9 |  |  | 125000 | 11817 | 3.1 | 3 | 84000 | 11190 | 2.2 | Federally-Regulated Commercial & Industrial Equipment | 02/03/1998 |  | 03/04/1998
Rheem Sales Company, Inc. | Dayton | MPWC-100C | MHGF-100Z | HRCU-A-CB, Split System: Heat | Heat Pump | 208 | 3 |  |  |  | No Match |  | No Match | 118000 | 12826 | 9.2 | 8.9 |  |  | 125000 | 11814 | 3.1 | 3 | 68000 | 9487 | 2.1 | Federally-Regulated Commercial & Industrial Equipment | 05/22/2000 |  | 05/23/2000
Trane U.S. Inc. | American Standard, Inc. | TWA180B300E* | TWE180B300C* | HRCU-A-CB, Split System: Heat | Heat Pump | 208 | 3 |  |  |  | No Match |  | No Match | 176000 | 17425 | 10.1 | 8.5 |  | 11.6 | 168000 | 15878 | 3.1 | 2.9 | 106000 | 14117 | 2.2 | Federally-Regulated Commercial & Industrial Equipment | 07/31/2002 |  | 06/19/2003
York International | Evcon | BA-10C00*T/W/X***1* |  | HSP-A, Single-Package Heat Pum | Heat Pump | 230 | 3 |  |  |  | No Match |  | No Match | 120000 | 11650 | 10.3 | 8.9 |  | 10 | 113000 | 10346 | 3.2 | 3 | 60000 | 7990 | 2.2 | Federally-Regulated Commercial & Industrial Equipment | 07/19/2001 |  | 02/05/2002
Trane U.S. Inc. | American Standard, Inc. | WSC120E4*0A |  | HSP-A, Single-Package Heat Pum | Heat Pump | 460 | 3 | False |  |  |  | True | Single-Speed | 118000 | 10535 | 11.2 | 10.8 |  |  | 111000 | 9036 | 3.6 | 3.3 |  |  |  | Federally-Regulated Commercial & Industrial Equipment | 01/09/2014 |  | 08/28/2014
Trane U.S. Inc. | Trane | TWA090A300E* | TWE090A300D* | HRCU-A-CB, Split System: Heat | Heat Pump | 208 | 3 |  |  |  | No Match |  | No Match | 89000 | 8811 | 10.1 | 8.9 |  |  | 87000 | 7724 | 3.3 | 3 | 54000 | 6592 | 2.4 | Federally-Regulated Commercial & Industrial Equipment | 09/21/2001 |  | 07/18/2002
Lennox Industries Inc. | Lennox | HP6-953V-6Y | CB3-95V | HRCU-A-CB, Split System: Heat | Heat Pump | 230 | 3 |  |  |  | No Match |  | No Match | 90000 | 11400 | 7.9 | 8.2 |  |  | 93000 | 9700 |  |  | 52000 | 8100 |  | Non Federally-Regulated | 05/16/1984 |  | 06/11/1985
Trane U.S. Inc. | General Electric | BWA120C3K | BWE120C-D | HRCU-A-CB, Split System: Heat | Heat Pump | 230 | 3 |  |  |  | No Match |  | No Match | 118000 | 14300 | 8.3 | 8.2 |  |  | 120000 | 11550 |  |  | 70000 | 9550 |  | Non Federally-Regulated | 06/11/1985 |  | 05/11/1988
Lennox Industries Inc. | Lennox | GHP16-1353-2Y |  | HSP-A, Single-Package Heat Pum | Heat Pump | 230 | 3 |  |  |  | No Match |  | No Match | 117000 | 13146 | 8.9 | 8.9 |  |  | 119000 | 11424 | 3.1 | 3 | 64000 | 9377 | 2 | Non Federally-Regulated | 07/31/1992 |  | 08/14/1992
Carrier Corp. - Syracuse | Carrier Corp. | 38AUQA25A0*(5,6,1)A* | 40RUQA25T*A(5,6,1)A* | HRCU-A-CB, Split System: Heat | Heat Pump | 230 | 3 |  |  |  |  | True | Single-Speed | 222000 | 20747 | 10.7 | 10.4 |  |  | 214000 | 17919 | 3.5 | 3.2 |  |  |  | Federally-Regulated Commercial & Industrial Equipment | 06/17/2013 |  | 04/20/2015
Borg Warner | Fraser Johnston | EAHP-T120A | FBHP-S120A | HRCU-A-CB, Split System: Heat | Heat Pump | 208 | 3 |  |  |  | No Match |  | No Match | 119000 | 13140 | 8.2 | 8.2 |  |  | 129000 | 11080 | 3.4 |  | 76000 | 8040 | 2.8 | Non Federally-Regulated | 05/16/1984 |  | 06/11/1985
Carrier Corp. - Syracuse | Tempstar | RHH(120,121)(H,L,S)******TA |  | HSP-A, Single-Package Heat Pum | Heat Pump | 230 | 3 | False |  |  |  | True | Single-Speed | 119000 | 9674 | 12.3 | 10.8 |  |  | 116000 | 9713 | 3.5 | 3.3 |  |  |  | Federally-Regulated Commercial & Industrial Equipment | 12/12/2012 |  | 10/28/2014
GE Appliances, a Haier company | General Electric | BWA240C2 | BWH240A | HRCU-A-CB, Split System: Heat | Heat Pump | 200 | 3 |  |  |  | No Match |  | No Match | 234000 | 30100 | 7.8 | 7.5 |  |  | 224000 | 24700 | 2.7 |  | 116000 | 19700 | 1.7 | Non Federally-Regulated | 09/08/1982 |  | 09/03/2015
Trane U.S. Inc. | Trane | BWC090F3F |  | HSP-A, Single-Package Heat Pum | Heat Pump | 230 | 3 |  |  |  | No Match |  | No Match | 90000 | 10100 | 8.9 | 8.2 |  |  | 85000 | 8600 |  |  | 44000 | 6800 |  | Non Federally-Regulated | 06/11/1985 |  | 05/11/1988
York International | Luxaire | BACB-T/-W180A/E |  | HSP-A, Single-Package Heat Pum | Heat Pump | 230 | 3 |  |  |  | No Match |  | No Match | 164000 | 18636 | 8.8 | 8.5 |  | 8.5 | 174000 | 16998 | 3 | 2.9 | 90000 | 13188 | 2 | Federally-Regulated Commercial & Industrial Equipment | 12/01/1997 |  | 03/31/1998
Carrier Corp. - Syracuse | Airquest | RHS(181,183)(H,L,S)******TC |  | HSP-A, Single-Package Heat Pum | Heat Pump | 208 | 3 | False |  |  |  | True | Single-Speed | 172000 | 15925 | 10.8 | 10.4 |  |  | 220000 | 19538 | 3.3 | 3.2 |  |  |  | Federally-Regulated Commercial & Industrial Equipment | 01/09/2014 |  | 10/28/2014
Trane U.S. Inc. | Trane | WCD240B30*E* |  | HSP-A, Single-Package Heat Pum | Heat Pump | 230 | 3 |  |  |  | No Match |  | No Match | 230000 | 26744 | 8.6 | 8.5 |  | 8.7 | 236000 | 22312 | 3.1 | 2.9 | 128000 | 17864 | 2.1 | Federally-Regulated Commercial & Industrial Equipment | 12/01/1997 |  | 03/31/1998
Trane U.S. Inc. | American Standard, Inc. | WSC090E3*0A |  | HSP-A, Single-Package Heat Pum | Heat Pump | 208 | 3 | False |  |  |  | True | Single-Speed | 89000 | 8018 | 11.1 | 10.8 |  |  | 86000 | 7413 | 3.4 | 3.3 |  |  |  | Federally-Regulated Commercial & Industrial Equipment | 12/12/2012 |  | 08/28/2014
Rheem Sales Company, Inc. | Rheem | RPWB-075CAS* | RHPA-075Z | HRCU-A-CB, Split System: Heat | Heat Pump | 208 | 3 |  |  |  | No Match |  | No Match | 90000 | 11000 | 8.2 |  |  |  | 88000 | 8595 | 3 | 2.5 | 46000 | 6740 | 2 | Non Federally-Regulated | 08/23/1990 |  | 07/27/1992
Carrier Corp. - Syracuse | Carrier | 38AQ0125 | 40RR012 | HRCU-A-CB, Split System: Heat | Heat Pump | 208 | 3 |  |  |  | No Match |  | No Match | 117000 | 12814 | 9.1 | 8.2 |  |  | 117000 | 11427 |  |  | 69000 | 9189 |  | Non Federally-Regulated | 06/11/1985 |  | 05/11/1988
Carrier Corp. - Syracuse | Tempstar | RHS(240)(H,L,S)******TA |  | HSP-A, Single-Package Heat Pum | Heat Pump | 575 | 3 | False |  |  |  | True | Single-Speed | 232000 | 21886 | 10.6 | 10.4 |  |  | 220000 | 19538 | 3.3 | 3.2 |  |  |  | Federally-Regulated Commercial & Industrial Equipment | 10/28/2014 |  | 10/28/2014
Trane U.S. Inc. | Trane | WCH075C40*A* |  | HSP-A, Single-Package Heat Pum | Heat Pump | 460 | 3 |  |  |  | No Match |  | No Match | 71000 | 7978 | 8.9 | 8.9 |  |  | 71000 | 6935 | 3 | 3 | 35000 | 5127 | 2 | Non Federally-Regulated | 04/14/1993 |  | 09/02/1995
Carrier Corp. - Syracuse | Carrier | 50QJ012531 |  | HSP-A, Single-Package Heat Pum | Heat Pump | 230 | 3 |  |  |  | No Match |  | No Match | 113000 | 12555 | 9 | 8.9 |  |  | 116000 | 10830 | 3.1 | 3 | 65000 | 9430 | 2 | Non Federally-Regulated | 07/31/1992 |  | 03/31/1998
Carrier Corp. - Syracuse | Bryant Heating & Cooling Systems | 575J(P,E,T)07A000* | 524J(J,E,T)07H000A** | HRCU-A-CB, Split System: Heat | Heat Pump | 230 | 3 |  |  |  |  | True | Single-Speed | 70000 | 6363 | 11 | 10.8 |  |  | 66000 | 5861 | 3.3 | 3.3 |  |  |  | Federally-Regulated Commercial & Industrial Equipment | 07/18/2013 |  | 04/20/2015
York International | Luxaire | BB-20[E72]***(T,W,X)* |  | HSP-A, Single-Package Heat Pum | Both Heat Pump and Electric Re | 575 | 3 |  |  |  |  | True | Single-Speed | 214000 | 22526 | 9.5 | 8.5 |  | 10.1 | 210000 | 19866 | 3.1 | 2.9 | 130000 | 19062 | 2 | Federally-Regulated Commercial & Industrial Equipment | 01/18/2008 |  | 01/24/2011
York International | Coleman | PH120C00A*(2,4,5)***** | NH120C00*(5,6)****** | HRCU-A-CB, Split System: Heat | Heat Pump | 460 | 3 |  |  |  |  | True | Single-Speed | 124000 | 11273 | 11 | 8.9 |  |  | 109000 | 9686 | 3.3 | 3 |  |  |  | Federally-Regulated Commercial & Industrial Equipment | 07/16/2009 |  | 01/09/2014
Coolair Corp. | Coolair | BH10G4A | EH10G4A | HRCU-A-CB, Split System: Heat | Heat Pump | 460 | 3 |  |  |  | No Match |  | No Match | 128200 | 13312 | 9.6 | 8.9 |  |  | 126500 | 11279 | 3.3 | 3 | 66150 | 8678 | 2.2 | Federally-Regulated Commercial & Industrial Equipment | 03/31/1998 |  | 05/09/1998
Lennox Industries Inc. | Lennox | HP17-953V-3G | CB17-95V-1 | HRCU-A-CB, Split System: Heat | Heat Pump | 460 | 3 |  |  |  | No Match |  | No Match | 87000 | 10235 | 8.5 | 8.2 |  |  | 88000 | 8471 |  |  | 45000 | 5994 |  | Non Federally-Regulated | 02/22/1990 |  | 07/31/1992
Rheem Sales Company, Inc. | Heil Quaker | NRHR10HP00B |  | HSP-A, Single-Package Heat Pum | Heat Pump | 230 | 3 |  |  |  | No Match |  | No Match | 116000 | 14150 | 8.2 | 8.2 |  |  | 118000 | 12350 |  |  | 60000 | 8790 | 2 | Non Federally-Regulated | 08/29/1986 |  | 05/11/1988
Carrier Corp. - Syracuse | Carrier Corp. | 50TCQ*12***(5,6,1)A***(A,C,D,F)* |  | HSP-A, Single-Package Heat Pum | Heat Pump | 208 | 3 | False |  |  |  | False | Single-Speed | 116000 | 10545 | 11 | 10.8 |  |  | 116000 | 9999 | 3.4 | 3.3 |  |  |  | Federally-Regulated Commercial & Industrial Equipment | 12/12/2012 |  | 04/21/2015
Carrier Corp. - Syracuse | Bryant Heating & Cooling Systems | 548J(P,E,T)24*********(A,B)A-VERT |  | HSP-A, Single-Package Heat Pum | Heat Pump | 230 | 3 | False |  |  |  | True | Single-Speed | 232000 | 21886 | 10.6 | 10.4 |  |  | 220000 | 19538 | 3.3 | 3.2 |  |  |  | Federally-Regulated Commercial & Industrial Equipment | 04/21/2014 |  | 10/28/2014
Carrier Corp. - Syracuse | Carrier | 38AQS0165/6 | 40RMQ0165/6GC | HRCU-A-CB, Split System: Heat | Heat Pump | 230 | 3 |  |  |  | No Match |  | No Match | 172000 | 19545 | 8.8 | 8.5 |  |  | 164000 | 16017 | 3 | 2.9 | 94000 | 12518 | 2.2 | Federally-Regulated Commercial & Industrial Equipment | 11/18/1999 |  | 07/18/2002
Carrier Corp. - Syracuse | Bryant Heating & Cooling Systems | 548JP09*********(A,B)A |  | HSP-A, Single-Package Heat Pum | Heat Pump | 208 | 3 | False |  |  |  | False | Single-Speed | 98000 | 8521 | 11.5 | 10.8 |  |  | 94000 | 8348 | 3.3 | 3.3 |  |  |  | Federally-Regulated Commercial & Industrial Equipment | 12/12/2012 |  | 04/21/2015
McQuay International | McQuay International | DPS007AHHY*2C-3 |  | HSP-A, Single-Package Heat Pum | Heat Pump | 230 | 3 | False |  |  |  | True | Variable-Speed | 88000 | 7096 | 12.4 | 10.8 |  |  | 78000 | 6178 | 3.7 | 3.3 |  |  |  | Federally-Regulated Commercial & Industrial Equipment | 08/28/2012 |  | 04/19/2013
Rheem Sales Company, Inc. | Heil | NRHR92HP00B |  | HSP-A, Single-Package Heat Pum | Heat Pump | 208 | 3 |  |  |  | No Match |  | No Match | 88000 | 10730 | 8.2 | 8.2 |  |  | 88000 | 8595 |  |  | 46000 | 6740 |  | Non Federally-Regulated | 06/11/1985 |  | 08/29/1986
York International | Fraser Johnston | BACB-(T/W/X)240(A/E) |  | HSP-A, Single-Package Heat Pum | Heat Pump | 208 | 3 |  |  |  | No Match |  | No Match | 222000 | 26117 | 8.5 | 8.5 |  | 8 | 226000 | 22072 | 3 | 2.9 | 120000 | 17579 | 2 | Federally-Regulated Commercial & Industrial Equipment | 11/18/1999 |  | 07/18/2002
International Comfort Products | Tempstar | PH*120N2LA |  | HSP-A, Single-Package Heat Pum | Heat Pump | 460 | 3 |  |  |  | No Match |  | No Match | 123000 | 13516 | 9.1 | 8.9 |  | 9.5 | 123000 | 11628 | 3.1 | 3 | 71000 | 10404 | 2 | Federally-Regulated Commercial & Industrial Equipment | 02/03/1998 |  | 03/31/1998
Rheem Sales Company, Inc. | Airquest | NRHR92LP15B |  | HSP-A, Single-Package Heat Pum | Heat Pump | 460 | 3 |  |  |  | No Match |  | No Match | 93000 | 10333 | 9 | 8.9 |  | 9.9 | 93000 | 9085 | 3 | 3 | 51000 | 7117 | 2.1 | Federally-Regulated Commercial & Industrial Equipment | 12/14/1998 |  | 08/18/1999
Carrier Corp. - Syracuse | Keeprite | RHH090(H,L,S)******AA |  | HSP-A, Single-Package Heat Pum | Heat Pump | 208 | 3 | False |  |  |  | True | Single-Speed | 90000 | 7438 | 12.1 | 10.8 |  |  | 84000 | 7033 | 3.5 | 3.3 |  |  |  | Federally-Regulated Commercial & Industrial Equipment | 10/28/2014 |  | 10/28/2014
Lennox Industries Inc. | Lennox | HP17-953V-3G | CB17-95V-1 | HRCU-A-CB, Split System: Heat | Heat Pump | 460 | 3 |  |  |  | No Match |  | No Match | 87000 | 10235 | 8.5 | 8.2 |  |  | 88000 | 8471 |  |  | 45000 | 5994 |  | Non Federally-Regulated | 03/15/1989 |  | 10/10/1989
Carrier Corp. - Syracuse | Tempstar | RHS102H******AA |  | HSP-A, Single-Package Heat Pum | Heat Pump | 208 | 3 | False |  |  |  | False | Single-Speed | 98000 | 8521 | 11.5 | 10.8 |  |  | 94000 | 8348 | 3.3 | 3.3 |  |  |  | Federally-Regulated Commercial & Industrial Equipment | 12/12/2012 |  | 10/28/2014
Trane U.S. Inc. | Trane | BWC090C300H |  | HSP-A, Single-Package Heat Pum | Heat Pump | 230 | 3 |  |  |  | No Match |  | No Match | 90000 | 10100 | 8.9 |  |  |  | 85000 | 8600 |  |  | 44000 | 6800 |  | Non Federally-Regulated | 05/11/1988 |  | 03/15/1989
Rheem Sales Company, Inc. | Airquest | NCHR10H001C | NEMR10M030A | HRCU-A-CB, Split System: Heat | Heat Pump | 208 | 3 |  |  |  | No Match |  | No Match | 122000 | 13555 | 9 | 8.9 |  |  | 123000 | 11628 | 3.1 | 3 | 68000 | 9490 | 2.1 | Federally-Regulated Commercial & Industrial Equipment | 03/31/1998 |  | 05/09/1998
Carrier Corp. - Syracuse | Airquest | CHS121(H,L,S)A* | FHS120(M,S)A*A* | HRCU-A-CB, Split System: Heat | Heat Pump | 208 | 3 |  |  |  |  | True | Single-Speed | 112000 | 10181 | 11 | 10.8 |  |  | 106000 | 9414 | 3.3 | 3.3 |  |  |  | Federally-Regulated Commercial & Industrial Equipment | 03/10/2011 |  | 12/12/2012
GE Appliances, a Haier company | General Electric | BWC180A3 |  | HSP-A, Single-Package Heat Pum | Heat Pump | 230 | 3 |  |  |  | No Match |  | No Match | 180000 | 22600 | 8 | 7.5 |  |  | 180000 | 20300 | 2.6 |  | 100000 | 16400 | 1.8 | Non Federally-Regulated | 01/05/1982 |  | 09/03/2015
Inter-City Products Corp. | Heil | NRHR92LP15B |  | HSP-A, Single-Package Heat Pum | Heat Pump | 460 | 3 |  |  |  | No Match |  | No Match | 93000 | 10333 | 9 | 8.9 |  | 9.9 | 93000 | 9085 | 3 | 3 | 51000 | 7117 | 2.1 | Federally-Regulated Commercial & Industrial Equipment | 06/11/1997 |  | 09/02/1997
Carrier Corp. - Syracuse | Airquest | RHS102H******AA |  | HSP-A, Single-Package Heat Pum | Heat Pump | 230 | 3 | False |  |  |  | False | Single-Speed | 99000 | 8608 | 11.5 | 10.8 |  |  | 96000 | 8525 | 3.3 | 3.3 |  |  |  | Federally-Regulated Commercial & Industrial Equipment | 12/12/2012 |  | 10/28/2014
Rheem Sales Company, Inc. | Heil Quaker | NRHR92HP00B |  | HSP-A, Single-Package Heat Pum | Heat Pump | 230 | 3 |  |  |  | No Match |  | No Match | 88000 | 10730 | 8.2 |  |  |  | 88000 | 8595 |  |  | 46000 | 6740 |  | Non Federally-Regulated | 05/11/1988 |  | 03/15/1989
Carrier Corp. - Syracuse | Payne | 542EP120 |  | HSP-A, Single-Package Heat Pum | Heat Pump | 208 | 3 |  |  |  | No Match |  | No Match | 119000 | 14600 | 8.2 | 8.2 |  |  | 119000 | 12300 |  |  | 64000 | 9200 |  | Non Federally-Regulated | 02/22/1990 |  | 07/31/1992
Trane U.S. Inc. | Trane Unitary Products Group | WS(D,H)150E(3,4,W)R(G,N,P,R)****0 |  | HSP-A, Single-Package Heat Pum | Both Heat Pump and Electric Re | 230 | 3 | False |  |  |  | False | Single-Speed | 146000 | 13773 | 10.6 | 10.4 |  |  | 136000 | 12455 | 3.2 | 3.2 |  |  |  | Federally-Regulated Commercial & Industrial Equipment | 12/12/2012 |  | 08/28/2014
Carrier Corp. - Syracuse | Day & Night | RHS(181,183)(H,L,S)******TC |  | HSP-A, Single-Package Heat Pum | Heat Pump | 208 | 3 | False |  |  |  | True | Single-Speed | 172000 | 15925 | 10.8 | 10.4 |  |  | 220000 | 19538 | 3.3 | 3.2 |  |  |  | Federally-Regulated Commercial & Industrial Equipment | 01/09/2014 |  | 10/28/2014
Carrier Corp. - Syracuse | Arcoaire | RHS(240,243)(H,L,S)******** |  | HSP-A, Single-Package Heat Pum | Heat Pump | 208 | 3 | False |  |  |  | True | Single-Speed | 232000 | 21886 | 10.6 | 10.4 |  |  | 220000 | 19538 | 3.3 | 3.2 |  |  |  | Federally-Regulated Commercial & Industrial Equipment | 11/30/2011 |  | 12/12/2012
York International | Luxaire | BA-07C00*T/W/X***** |  | HSP-A, Single-Package Heat Pum | Heat Pump | 208 | 3 |  |  |  | No Match |  | No Match | 90000 | 8411 | 10.7 | 8.9 |  | 11 | 85000 | 7782 | 3.2 | 3 | 46000 | 6126 | 2.2 | Federally-Regulated Commercial & Industrial Equipment | 02/05/2002 |  | 07/18/2002
BDP Co. | Payne | 542DE090 |  | HSP-A, Single-Package Heat Pum | Heat Pump | 460 | 3 |  |  |  | No Match |  | No Match | 87000 | 10200 | 8.5 | 8.2 |  |  | 89000 | 8800 |  |  | 49000 | 7300 |  | Non Federally-Regulated | 06/11/1985 |  | 08/29/1986
Trane U.S. Inc. | American Standard, Inc. | WCH240B30*E* |  | HSP-A, Single-Package Heat Pum | Heat Pump | 208 | 3 |  |  |  | No Match |  | No Match | 236000 | 27441 | 8.6 | 8.5 |  | 8.8 | 230000 | 21744 | 3.1 | 2.9 | 114000 | 16705 | 2 | Federally-Regulated Commercial & Industrial Equipment | 03/31/1998 |  | 05/09/1998
Trane U.S. Inc. | Trane | WCD090C30*B* |  | HSP-A, Single-Package Heat Pum | Heat Pump | 208 | 3 |  |  |  | No Match |  | No Match | 87000 | 9775 | 8.9 | 8.9 |  |  | 86000 | 8399 | 3 | 3 | 43000 | 6299 | 2 | Federally-Regulated Commercial & Industrial Equipment | 11/18/1999 |  | 04/13/2000
Carrier Corp. - Syracuse | Comfortmaker | RHS(181,183)(H,L,S)******AA |  | HSP-A, Single-Package Heat Pum | Heat Pump | 575 | 3 | False |  |  |  | True | Single-Speed | 172000 | 15925 | 10.8 | 10.4 |  |  | 220000 | 19538 | 3.3 | 3.2 |  |  |  | Federally-Regulated Commercial & Industrial Equipment | 05/09/2013 |  | 08/28/2014
Carrier Corp. - Syracuse | Arcoaire | RHS(181,183)(H,L,S)******AC |  | HSP-A, Single-Package Heat Pum | Heat Pump | 575 | 3 | False |  |  |  | True | Single-Speed | 172000 | 15925 | 10.8 | 10.4 |  |  | 220000 | 19538 | 3.3 | 3.2 |  |  |  | Federally-Regulated Commercial & Industrial Equipment | 01/09/2014 |  | 10/28/2014
Carrier Corp. - Syracuse | Payne | 541AE090 | 517A090 | HRCU-A-CB, Split System: Heat | Heat Pump | 460 | 3 |  |  |  | No Match |  | No Match | 88000 | 10700 | 8.2 | 8.2 |  |  | 87000 | 9800 |  |  | 47000 | 7300 | 1.9 | Non Federally-Regulated | 03/15/1989 |  | 10/10/1989
Trane U.S. Inc. | American Standard, Inc. | WS(D,H)180E(3,4,W)R(G,N,P,R)****(6,7) |  | HSP-A, Single-Package Heat Pum | Both Heat Pump and Electric Re | 230 | 3 | False |  |  |  | False | Single-Speed | 170000 | 16037 | 10.6 | 10.4 |  |  | 170000 | 15569 | 3.2 | 3.2 |  |  |  | Federally-Regulated Commercial & Industrial Equipment | 12/12/2012 |  | 04/21/2014
Carrier Corp. - Syracuse | Carrier Corp. | 50TCQ*24***(5,6,1)A***(A,C,D,F)*-VERT |  | HSP-A, Single-Package Heat Pum | Heat Pump | 460 | 3 | False |  |  |  | True | Single-Speed | 232000 | 21886 | 10.6 | 10.4 |  |  | 220000 | 19538 | 3.3 | 3.2 |  |  |  | Federally-Regulated Commercial & Industrial Equipment | 04/21/2014 |  | 10/28/2014
Phoenix Manufacturing, Inc. | Phoenix Manufacturing, Inc. | PHR 90 5 |  | HSP-A, Single-Package Heat Pum | Heat Pump | 460 | 3 |  |  |  | No Match |  | No Match | 97000 | 12460 | 7.8 | 7.5 |  |  | 104000 | 10990 |  |  | 51000 | 8230 |  | Non Federally-Regulated | 08/30/1983 |  | 05/16/1984
York International | Luxaire | BCCB-T/-W120 |  | HSP-A, Single-Package Heat Pum | Heat Pump | 460 | 3 |  |  |  | No Match |  | No Match | 118000 | 13111 | 9 | 8.9 |  |  | 116000 | 11332 | 3 | 3 | 70000 | 10257 | 2 | Federally-Regulated Commercial & Industrial Equipment | 03/31/1998 |  | 05/09/1998
Trane U.S. Inc. | American Standard, Inc. | WCH090A300A |  | HSP-A, Single-Package Heat Pum | Heat Pump | 230 | 3 |  |  |  | No Match |  | No Match | 85000 | 10240 | 8.3 | 8.9 |  |  | 82000 | 8580 | 2.8 | 3 | 39000 | 6010 | 1.9 | Non Federally-Regulated | 07/31/1992 |  | 03/31/1998
Rheem Sales Company, Inc. | Ruud | UPWB-200DAS | UHPA-200G 1 | HRCU-A-CB, Split System: Heat | Heat Pump | 460 | 3 |  |  |  | No Match |  | No Match | 234000 | 28540 | 8.2 |  |  |  | 234000 | 24490 |  |  | 119000 | 17430 |  | Non Federally-Regulated | 06/11/1985 |  | 05/11/1988
Trane U.S. Inc. | Trane | WCD120A300A |  | HSP-A, Single-Package Heat Pum | Heat Pump | 230 | 3 |  |  |  | No Match |  | No Match | 117000 | 13000 | 9 | 8.3 |  | 9.2 | 119000 | 11460 | 3 | 2.8 | 61000 | 8840 | 2 | Non Federally-Regulated | 03/29/1991 |  | 07/31/1992
Carrier Corp. - Syracuse | Comfortmaker | RHS(181,183)(H,L,S)******AC |  | HSP-A, Single-Package Heat Pum | Heat Pump | 460 | 3 | False |  |  |  | True | Single-Speed | 172000 | 15925 | 10.8 | 10.4 |  |  | 220000 | 19538 | 3.3 | 3.2 |  |  |  | Federally-Regulated Commercial & Industrial Equipment | 10/28/2014 |  | 10/28/2014
Rheem Sales Company, Inc. | Rheem | RJMB-A090D |  | HSP-A, Single-Package Heat Pum | Heat Pump | 460 | 3 |  |  |  | No Match |  | No Match | 92000 | 9108 | 10.1 | 8.9 |  | 11.5 | 92000 | 8423 | 3.2 | 3 | 52000 | 6925 | 2.2 | Federally-Regulated Commercial & Industrial Equipment | 11/21/2001 |  | 07/18/2002
Lennox Industries Inc. | Lennox | HP17-1353V-3G | CB17-135V-1 | HRCU-A-CB, Split System: Heat | Heat Pump | 460 | 3 |  |  |  | No Match |  | No Match | 119000 | 14512 | 8.2 |  |  |  | 119000 | 11499 | 3 | 2.5 | 69000 | 9406 | 2.1 | Non Federally-Regulated | 03/02/1988 |  | 05/11/1988
York International | Luxaire | BADF-T/W090N165/205 |  | HSP-A, Single-Package Heat Pum | Heat Pump | 460 | 3 |  |  |  | No Match |  | No Match | 87000 | 9666 | 9 | 8.9 |  |  | 89000 | 8694 | 3 | 3 | 49000 | 7180 | 2 | Federally-Regulated Commercial & Industrial Equipment | 02/03/1998 |  | 03/31/1998
Goettl | Goettl | GBHP 662AT-3 |  | HSP-A, Single-Package Heat Pum | Heat Pump | 230 | 3 |  |  |  | No Match |  | No Match | 66000 | 8000 | 8.3 | 8.2 |  |  | 66000 | 6670 |  |  | 35600 | 5795 |  | Non Federally-Regulated | 02/22/1990 |  | 07/31/1992
Lennox Industries Inc. | Lennox | HP17-1353V-4Y | CB17-135V-1 | HRCU-A-CB, Split System: Heat | Heat Pump | 230 | 3 |  |  |  | No Match |  | No Match | 119000 | 14512 | 8.2 | 8.2 |  |  | 119000 | 11626 |  |  | 69000 | 9406 |  | Non Federally-Regulated | 05/16/1984 |  | 06/11/1985
Carrier Corp. - Syracuse | Day & Night | RHS(243)(H,L,S)******TA |  | HSP-A, Single-Package Heat Pum | Heat Pump | 575 | 3 | False |  |  |  | True | Single-Speed | 232000 | 21886 | 10.6 | 10.4 |  |  | 220000 | 19538 | 3.3 | 3.2 |  |  |  | Federally-Regulated Commercial & Industrial Equipment | 10/28/2014 |  | 10/28/2014
Carrier Corp. | Payne | 575APX090 | 517J100 | HRCU-A-CB, Split System: Heat | Heat Pump | 208 | 3 |  |  |  | No Match |  | No Match | 82000 | 8720 | 9.4 | 8.9 |  |  | 86000 | 8130 | 3.1 | 3 | 52000 | 6920 | 2.2 | Federally-Regulated Commercial & Industrial Equipment | 06/09/1994 |  | 03/12/1996
Trane U.S. Inc. | American Standard, Inc. | TWA120A300C* | TWE120A300C* | HRCU-A-CB, Split System: Heat | Heat Pump | 230 | 3 |  |  |  | No Match |  | No Match | 117000 | 13146 | 8.9 | 8.9 |  |  | 119000 | 11622 | 3 | 3 | 64000 | 8929 | 2.1 | Federally-Regulated Commercial & Industrial Equipment | 11/18/1999 |  | 11/21/2000
Lennox Industries Inc. | Lennox | CHP11-2753-1Q |  | HSP-A, Single-Package Heat Pum | Heat Pump | 230 | 3 |  |  |  | No Match |  | No Match | 240000 | 28800 | 8.3 |  |  |  | 240000 | 24700 | 2.8 |  | 134000 | 18700 | 2.1 | Voluntarily Certified | 01/31/1990 |  | 02/22/1990
Trane U.S. Inc. | American Standard, Inc. | WC(D,H)150E4F*B |  | HSP-A, Single-Package Heat Pum | Both Heat Pump and Electric Re | 575 | 3 | False |  |  |  | False | Single-Speed | 146000 | 13272 | 11 | 10.4 |  |  | 146000 | 13371 | 3.2 | 3.2 |  |  |  | Federally-Regulated Commercial & Industrial Equipment | 03/02/2012 |  | 08/28/2012
Carrier Corp. - Syracuse | Carrier Corp. | 38AUQA08A0*(5,6,1)A* | 40RUQA08A*A(3,5,6,1)A* | HRCU-A-CB, Split System: Heat | Heat Pump | 230 | 3 |  |  |  |  | True | Single-Speed | 89000 | 8090 | 11 | 10.8 |  |  | 87000 | 7726 | 3.3 | 3.3 |  |  |  | Federally-Regulated Commercial & Industrial Equipment | 06/17/2013 |  | 04/20/2015
York International | Evcon | ECSE-T/W090 | FCHP-S090 | HRCU-A-CB, Split System: Heat | Heat Pump | 230 | 3 |  |  |  | No Match |  | No Match | 83000 | 9222 | 9 | 8.9 |  |  | 78000 | 7617 | 3 | 3 | 51000 | 6496 | 2.3 | Federally-Regulated Commercial & Industrial Equipment | 07/31/2002 |  | 06/19/2003
York International | York | EA120C***(2,4,5)* | FA120C***(6)* | HRCU-A-CB, Split System: Heat | Both Heat Pump and Electric Re | 230 | 3 |  |  |  |  | True | Single-Speed | 122000 | 11402 | 10.7 | 8.9 |  | 0 | 125000 | 11108 | 3.3 | 3 | 84000 | 9853 | 2.5 | Federally-Regulated Commercial & Industrial Equipment | 08/27/2008 |  | 02/24/2011
Trane U.S. Inc. | American Standard, Inc. | WCH150B40*E* |  | HSP-A, Single-Package Heat Pum | Heat Pump | 460 | 3 |  |  |  | No Match |  | No Match | 146000 | 15698 | 9.3 | 8.5 |  | 9.7 | 132000 | 13340 | 2.9 | 2.9 | 70000 | 10257 | 2 | Federally-Regulated Commercial & Industrial Equipment | 03/31/1998 |  | 05/09/1998
Rheem Sales Company, Inc. | Heil Quaker | NRHR92HP00B |  | HSP-A, Single-Package Heat Pum | Heat Pump | 208 | 3 |  |  |  | No Match |  | No Match | 88000 | 10730 | 8.2 |  |  |  | 88000 | 8595 |  |  | 46000 | 6740 |  | Non Federally-Regulated | 05/11/1988 |  | 03/15/1989
York International | Fraser Johnston | BA-A6[C,E]***(T,W,X)* |  | HSP-A, Single-Package Heat Pum | Both Heat Pump and Electric Re | 460 | 3 |  |  |  |  | True | Single-Speed | 68000 | 6667 | 10.2 | 8.9 |  | 0 | 69000 | 6323 | 3.2 | 3 | 43000 | 5732 | 2.2 | Federally-Regulated Commercial & Industrial Equipment | 01/18/2008 |  | 01/24/2011
McQuay International | McQuay International | DPS010AHHE2*C-4* |  | HSP-A, Single-Package Heat Pum | Heat Pump | 230 | 3 | False |  |  |  | True | Variable-Speed | 120000 | 10000 | 12 | 10.8 |  |  | 110000 | 9426 | 3.4 | 3.3 |  |  |  | Federally-Regulated Commercial & Industrial Equipment | 04/19/2013 |  | 01/09/2014
Trane U.S. Inc. | Trane | TWA180B300B*(P) | TWE180B300C* | HRCU-A-CB, Split System: Heat | Heat Pump | 230 | 3 |  |  |  | No Match |  | No Match | 180000 | 19148 | 9.4 | 8.5 |  | 10 | 172000 | 16256 | 3.1 | 2.9 | 0 | 0 | 0 | Federally-Regulated Commercial & Industrial Equipment | 10/06/1999 |  | 11/18/1999
International Comfort Products | Airquest | PH*120N2LA |  | HSP-A, Single-Package Heat Pum | Heat Pump | 460 | 3 |  |  |  | No Match |  | No Match | 123000 | 13516 | 9.1 | 8.9 |  | 9.5 | 123000 | 11628 | 3.1 | 3 | 71000 | 10404 | 2 | Federally-Regulated Commercial & Industrial Equipment | 12/14/1998 |  | 08/17/1999
Trane U.S. Inc. | American Standard, Inc. | WS(D,H)150E(3,4,W)R0****0 |  | HSP-A, Single-Package Heat Pum | Heat Pump | 230 | 3 | False |  |  |  | False | Single-Speed | 146000 | 13773 | 10.6 | 10.4 |  |  | 136000 | 12455 | 3.2 | 3.2 |  |  |  | Federally-Regulated Commercial & Industrial Equipment | 12/12/2012 |  | 08/28/2014
Carrier Corp. - Syracuse | Carrier | 50EJQ02451/61 |  | HSP-A, Single-Package Heat Pum | Heat Pump | 208 | 3 |  |  |  | No Match |  | No Match | 230000 | 23469 | 9.8 | 8.5 |  | 10 | 228000 | 20249 | 3.3 | 2.9 | 116000 | 16998 | 2 | Federally-Regulated Commercial & Industrial Equipment | 12/14/1998 |  | 11/18/1999
Carrier Corp. - Syracuse | Carrier Corp. | 50TCQ*17***(5,6,1)A***(G,J,K,M)* |  | HSP-A, Single-Package Heat Pum | Heat Pump | 230 | 3 | False |  |  |  | True | Single-Speed | 172000 | 15925 | 10.8 | 10.4 |  |  | 166000 | 14742 | 3.3 | 3.2 |  |  |  | Federally-Regulated Commercial & Industrial Equipment | 05/09/2013 |  | 08/28/2014
Trane U.S. Inc. | Trane | WCH090C30*B* |  | HSP-A, Single-Package Heat Pum | Heat Pump | 208 | 3 |  |  |  | No Match |  | No Match | 87000 | 9775 | 8.9 | 8.9 |  |  | 86000 | 8399 | 3 | 3 | 43000 | 6299 | 2 | Federally-Regulated Commercial & Industrial Equipment | 11/18/1999 |  | 04/13/2000
International Comfort Products | Airquest | PH*090N2HA* |  | HSP-A, Single-Package Heat Pum | Heat Pump | 230 | 3 |  |  |  | No Match |  | No Match | 91000 | 9784 | 9.3 | 8.9 |  | 10.4 | 90000 | 8506 | 3.1 | 3 | 48000 | 7031 | 2 | Federally-Regulated Commercial & Industrial Equipment | 05/22/2000 |  | 09/20/2001
York International | York | B1HN120N***25/46/58 |  | HSP-A, Single-Package Heat Pum | Heat Pump | 208 | 3 |  |  |  | No Match |  | No Match | 118000 | 13111 | 9 | 8.9 |  |  | 116000 | 11329 | 3 | 3 | 70000 | 10254 | 2 | Federally-Regulated Commercial & Industrial Equipment | 11/18/1999 |  | 04/13/2000
Carrier Corp. - Syracuse | Carrier | 50EQ0346 |  | HSP-A, Single-Package Heat Pum | Heat Pump | 460 | 3 |  |  |  | No Match |  | No Match | 336000 | 43000 | 7.8 |  |  |  | 360000 | 35000 |  |  | 211000 | 28900 |  | Non Federally-Regulated | 02/22/1990 |  | 07/31/1992
McQuay International | McQuay International | DPS006AHHW2*C-6 |  | HSP-A, Single-Package Heat Pum | Heat Pump | 230 | 3 | False |  |  |  | True | Variable-Speed | 70000 | 6194 | 11.3 | 10.8 |  |  | 65000 | 5120 | 3.7 | 3.3 |  |  |  | Federally-Regulated Commercial & Industrial Equipment | 08/28/2012 |  | 04/19/2013
Trane U.S. Inc. | American Standard, Inc. | WCD240B30*E* |  | HSP-A, Single-Package Heat Pum | Heat Pump | 230 | 3 |  |  |  | No Match |  | No Match | 236000 | 27441 | 8.6 | 8.5 |  | 8.7 | 230000 | 21738 | 3.1 | 2.9 | 128000 | 17858 | 2.1 | Federally-Regulated Commercial & Industrial Equipment | 11/18/1999 |  | 07/19/2001
Trane U.S. Inc. | American Standard, Inc. | WCD240B400B |  | HSP-A, Single-Package Heat Pum | Heat Pump | 460 | 3 |  |  |  | No Match |  | No Match | 230000 | 26750 | 8.6 |  |  |  | 236000 | 22300 | 3.1 |  | 128000 | 17850 | 2.1 | Non Federally-Regulated | 07/31/1992 |  | 03/31/1998
Carrier Corp. - Syracuse | Bryant Air Conditioning | 548FPX/FEX120-AA |  | HSP-A, Single-Package Heat Pum | Heat Pump | 208 | 3 |  |  |  | No Match |  | No Match | 112000 | 12444 | 9 | 8.9 |  | 9 | 105000 | 9924 | 3.1 | 3 | 53000 | 9134 | 1.7 | Federally-Regulated Commercial & Industrial Equipment | 09/21/2000 |  | 07/18/2002
Lennox Industries Inc. | Armstrong | PRTC118BL-2 |  | HSP-A, Single-Package Heat Pum | Heat Pump | 208 | 3 |  |  |  | No Match |  | No Match | 117000 | 13146 | 8.9 | 8.9 |  |  | 119000 | 11424 | 3.1 | 3 | 64000 | 9377 | 2 | Non Federally-Regulated | 07/31/1992 |  | 08/14/1992
Trane U.S. Inc. | Trane Unitary Products Group | WSC090E3*0A |  | HSP-A, Single-Package Heat Pum | Heat Pump | 230 | 3 | False |  |  |  | True | Single-Speed | 89000 | 8018 | 11.1 | 10.8 |  |  | 86000 | 7413 | 3.4 | 3.3 |  |  |  | Federally-Regulated Commercial & Industrial Equipment | 12/12/2012 |  | 08/28/2014
Carrier Corp. - Syracuse | Bryant Heating & Cooling Systems | 548J(P,E,T)17D000******A |  | HSP-A, Single-Package Heat Pum | Heat Pump | 230 | 3 | False |  |  |  | True | Single-Speed | 172000 | 15925 | 10.8 | 10.4 |  |  | 166000 | 14743 | 3.3 | 3.2 |  |  |  | Federally-Regulated Commercial & Industrial Equipment | 03/10/2011 |  | 12/12/2012
Carrier Corp. - Syracuse | Carrier | 50LJQ012-5 |  | HSP-A, Single-Package Heat Pum | Heat Pump | 208 | 3 |  |  |  | No Match |  | No Match | 120000 | 13000 | 9.2 | 8.9 |  |  | 120000 | 10500 | 3.3 | 3 | 64000 | 8600 | 2.2 | Non Federally-Regulated | 07/31/1992 |  | 03/31/1998
Carrier Corp. - Syracuse | Day & Night | RHS150(H,L,S)******TA |  | HSP-A, Single-Package Heat Pum | Heat Pump | 208 | 3 | False |  |  |  | False | Single-Speed | 142000 | 13396 | 10.6 | 10.4 |  |  | 142000 | 13005 | 3.2 | 3.2 |  |  |  | Federally-Regulated Commercial & Industrial Equipment | 10/28/2014 |  | 10/28/2014
Rheem Sales Company, Inc. | Maratherm | NCHR10L001B | NEPR10M030A | HRCU-A-CB, Split System: Heat | Heat Pump | 460 | 3 |  |  |  | No Match |  | No Match | 118000 | 14390 | 8.2 |  |  |  | 118000 | 12350 | 2.8 | 2.5 | 60000 | 8790 | 2 | Non Federally-Regulated | 08/23/1990 |  | 07/27/1992
Lennox Industries Inc. | McQuay | LHA090H* |  | HSP-A, Single-Package Heat Pum | Heat Pump | 460 | 3 |  |  |  | No Match |  | No Match | 89000 | 7739 | 11.5 | 8.9 |  | 12 | 90000 | 7992 | 3.3 | 3 | 52000 | 7257 | 2.1 | Federally-Regulated Commercial & Industrial Equipment | 03/31/1998 |  | 05/09/1998
Lennox Industries Inc. | Lennox | LHA240HN2* |  | HSP-A, Single-Package Heat Pum | Heat Pump | 208 | 3 |  |  |  | No Match |  | No Match | 220000 | 21568 | 10.2 | 8.5 |  | 11 | 220000 | 19533 | 3.3 | 2.9 | 118000 | 16463 | 2.1 | Federally-Regulated Commercial & Industrial Equipment | 09/20/2001 |  | 07/18/2002
Rheem Sales Company, Inc. | Square D | HCS015JAR1H | A02-85-00M-015US1G | HRCU-A-CB, Split System: Heat | Heat Pump | 230 | 3 |  |  |  | No Match |  | No Match | 178000 | 21710 | 8.2 |  |  |  | 176000 | 17190 |  |  | 92000 | 13480 |  | Non Federally-Regulated | 06/11/1985 |  | 08/29/1986
Addison Products | Addison Products | DFH304*3E**** |  | HSP-A, Single-Package Heat Pum | Heat Pump | 208 | 3 |  |  |  | No Match |  | No Match | 289600 | 30200 | 9.6 |  |  |  | 288000 | 26500 | 3.2 |  | 181000 | 21600 | 2.5 | Voluntarily Certified | 11/03/1994 |  | 04/07/1996
International Comfort Products | Airquest | PH*090N2HA |  | HSP-A, Single-Package Heat Pum | Heat Pump | 208 | 3 |  |  |  | No Match |  | No Match | 91000 | 9784 | 9.3 | 8.9 |  | 10.4 | 90000 | 8508 | 3.1 | 3 | 48000 | 6862 | 2.1 | Federally-Regulated Commercial & Industrial Equipment | 12/14/1998 |  | 08/17/1999
Trane U.S. Inc. | Trane | BWC150L400A |  | HSP-A, Single-Package Heat Pum | Heat Pump | 460 | 3 |  |  |  | No Match |  | No Match | 147000 | 17100 | 8.6 |  |  |  | 132000 | 14340 | 2.7 |  | 68000 | 11080 | 1.8 | Non Federally-Regulated | 05/11/1988 |  | 03/15/1989
Carrier Corp. - Syracuse | Tempstar | RHH090(H,L,S)******** |  | HSP-A, Single-Package Heat Pum | Heat Pump | 460 | 3 | False |  |  |  | True | Single-Speed | 90000 | 7438 | 12.1 | 10.8 |  |  | 84000 | 7033 | 3.5 | 3.3 |  |  |  | Federally-Regulated Commercial & Industrial Equipment | 11/30/2011 |  | 12/12/2012
Carrier Corp. - Syracuse | Bryant Heating & Cooling Systems | 548J(P,E,T)24*********(A,B)A-HORZ |  | HSP-A, Single-Package Heat Pum | Heat Pump | 230 | 3 | False |  |  |  | True | Single-Speed | 232000 | 21886 | 10.6 | 10.4 |  |  | 220000 | 19538 | 3.3 | 3.2 |  |  |  | Federally-Regulated Commercial & Industrial Equipment | 10/28/2014 |  | 04/21/2015
Carrier Corp. | Carrier | 38AQ0165 + 0165 + 0125 | 40RR044 | HSP-A, Single-Package Heat Pum | Heat Pump | 208 | 3 |  |  |  | No Match |  | No Match | 420805 | 56160 | 8.3 | 8.2 |  | 8.1 | 496199 | 48260 | 2.9 |  | 62500 | 8750 | 2.2 | Voluntarily Certified | 02/07/1988 |  | 03/08/1996
Lennox Industries Inc. | Lennox | KHA102S4M*1Y,G,J |  | HSP-A, Single-Package Heat Pum | Both Heat Pump and Electric Re | 208 | 3 | False |  |  |  | True | Single-Speed | 100000 | 9090 | 11 | 10.8 |  |  | 100000 | 8881 | 3.3 | 3.3 |  |  |  | Federally-Regulated Commercial & Industrial Equipment | 04/19/2013 |  | 10/28/2014
Carrier Corp. - Syracuse | Heil | RHS(240,243)(H,L,S)******AA |  | HSP-A, Single-Package Heat Pum | Heat Pump | 208 | 3 | False |  |  |  | True | Single-Speed | 232000 | 21886 | 10.6 | 10.4 |  |  | 220000 | 19538 | 3.3 | 3.2 |  |  |  | Federally-Regulated Commercial & Industrial Equipment | 12/12/2012 |  | 04/21/2014
Carrier Corp. - Syracuse | ICP Commercial | RHS150(H,L,S)******AA |  | HSP-A, Single-Package Heat Pum | Heat Pump | 575 | 3 | False |  |  |  | False | Single-Speed | 142000 | 13396 | 10.6 | 10.4 |  |  | 142000 | 13005 | 3.2 | 3.2 |  |  |  | Federally-Regulated Commercial & Industrial Equipment | 10/28/2014 |  | 10/28/2014
Carrier Corp. - Syracuse | Arcoaire | CHS072(H,L,S)A* | FHS072(M,S,K)**A0* | HRCU-A-CB, Split System: Heat | Heat Pump | 208 | 3 |  |  |  |  | True | Single-Speed | 70000 | 6363 | 11 | 10.8 |  |  | 66000 | 5861 | 3.3 | 3.3 |  |  |  | Federally-Regulated Commercial & Industrial Equipment | 07/18/2013 |  | 10/28/2014
Trane U.S. Inc. | Trane Unitary Products Group | WC(D,H)180EW0*B |  | HSP-A, Single-Package Heat Pum | Both Heat Pump and Electric Re | 208 | 3 | False |  |  |  | False | Single-Speed | 170000 | 15454 | 11 | 10.4 |  |  | 176000 | 16119 | 3.2 | 3.2 |  |  |  | Federally-Regulated Commercial & Industrial Equipment | 03/02/2012 |  | 08/28/2012
Lennox Industries Inc. | Lennox | DSSP1-180 |  | HSP-A, Single-Package Heat Pum | Heat Pump | 208 | 3 |  |  |  | No Match |  | No Match | 171000 | 22250 | 7.6 | 7.5 |  |  | 170000 | 17500 |  |  | 97000 | 14200 |  | Non Federally-Regulated | 01/05/1982 |  | 05/16/1984
Rheem Sales Company, Inc. | Ruud | UPDC-075D* |  | HSP-A, Single-Package Heat Pum | Heat Pump | 460 | 3 |  |  |  | No Match |  | No Match | 93000 | 10300 | 9 | 8.9 |  |  | 93000 | 8960 | 3 | 3 | 51000 | 6990 | 2.1 | Non Federally-Regulated | 01/28/1993 |  | 09/02/1995
Carrier Corp. - Syracuse | Keeprite | RHH072(H,L,S)******** |  | HSP-A, Single-Package Heat Pum | Heat Pump | 575 | 3 | False |  |  |  | True | Single-Speed | 72000 | 6000 | 12 | 10.8 |  |  | 70000 | 6033 | 3.4 | 3.3 |  |  |  | Federally-Regulated Commercial & Industrial Equipment | 10/28/2014 |  | 10/28/2014
Rheem Sales Company, Inc. | Rheem | RJMB-A078C |  | HSP-A, Single-Package Heat Pum | Heat Pump | 230 | 3 |  |  |  | No Match |  | No Match | 73000 | 7227 | 10.1 | 8.9 |  | 10.4 | 76000 | 6958 | 3.2 | 3 | 46000 | 6126 | 2.2 | Federally-Regulated Commercial & Industrial Equipment | 11/21/2001 |  | 07/18/2002
Trane U.S. Inc. | Trane | WCD180B30*E* |  | HSP-A, Single-Package Heat Pum | Heat Pump | 230 | 3 |  |  |  | No Match |  | No Match | 174000 | 19333 | 9 | 8.5 |  | 9.3 | 160000 | 15631 | 3 | 2.9 | 84000 | 11723 | 2.1 | Federally-Regulated Commercial & Industrial Equipment | 05/09/1998 |  | 10/02/1998
Carrier Corp. - Syracuse | Airquest | CHS121(H,L,S)A* | FHS120(M,S)**A0* | HRCU-A-CB, Split System: Heat | Heat Pump | 230 | 3 |  |  |  |  | True | Single-Speed | 112000 | 10181 | 11 | 10.8 |  |  | 106000 | 9413 | 3.3 | 3.3 |  |  |  | Federally-Regulated Commercial & Industrial Equipment | 07/18/2013 |  | 10/28/2014
Carrier Corp. - Syracuse | Day & Night | RHS090H******AA |  | HSP-A, Single-Package Heat Pum | Heat Pump | 208 | 3 | False |  |  |  | False | Single-Speed | 87000 | 7767 | 11.2 | 10.8 |  |  | 86000 | 7413 | 3.4 | 3.3 |  |  |  | Federally-Regulated Commercial & Industrial Equipment | 12/12/2012 |  | 10/28/2014
Trane U.S. Inc. | General Electric | BWC090F3F |  | HSP-A, Single-Package Heat Pum | Heat Pump | 230 | 3 |  |  |  | No Match |  | No Match | 90000 | 10100 | 8.9 | 8.2 |  |  | 85000 | 8600 |  |  | 44000 | 6800 |  | Non Federally-Regulated | 06/11/1985 |  | 05/11/1988
Trane U.S. Inc. | Trane | WCH150B30*F* |  | HSP-A, Single-Package Heat Pum | Heat Pump | 208 | 3 |  |  |  | No Match |  | No Match | 144000 | 15157 | 9.5 | 8.5 |  | 9.9 | 132000 | 12476 | 3.1 | 2.9 | 72000 | 10547 | 2 | Federally-Regulated Commercial & Industrial Equipment | 07/31/2002 |  | 06/19/2003
Lennox Industries Inc. | Lennox | LHA180HN2* |  | HSP-A, Single-Package Heat Pum | Heat Pump | 460 | 3 |  |  |  | No Match |  | No Match | 182000 | 16545 | 11 | 8.5 |  | 12 | 192000 | 17047 | 3.3 | 2.9 | 106000 | 15528 | 2 | Federally-Regulated Commercial & Industrial Equipment | 07/31/2002 |  | 01/18/2008
York International | Fraser Johnston | PH180C00A*(2,4,5)***** | NH180C00*(5,6)****** | HRCU-A-CB, Split System: Heat | Heat Pump | 575 | 3 |  |  |  |  | True | Single-Speed | 180000 | 16981 | 10.6 | 8.5 |  |  | 168000 | 14929 | 3.3 | 2.9 |  |  |  | Federally-Regulated Commercial & Industrial Equipment | 07/16/2009 |  | 01/24/2011
Carrier Corp. - Syracuse | Airquest | RHH(120,121)(H,L,S)******TA |  | HSP-A, Single-Package Heat Pum | Heat Pump | 575 | 3 | False |  |  |  | True | Single-Speed | 119000 | 9674 | 12.3 | 10.8 |  |  | 116000 | 9713 | 3.5 | 3.3 |  |  |  | Federally-Regulated Commercial & Industrial Equipment | 12/12/2012 |  | 10/28/2014
Trane U.S. Inc. | Trane | BWC180L3OOA |  | HSP-A, Single-Package Heat Pum | Heat Pump | 230 | 3 |  |  |  | No Match |  | No Match | 172000 | 21000 | 8.2 |  |  |  | 158000 | 17160 | 2.7 |  | 82000 | 13360 | 1.8 | Non Federally-Regulated | 03/15/1989 |  | 10/10/1989
Rheem Sales Company, Inc. | Addison Products | PHC10T-3L |  | HSP-A, Single-Package Heat Pum | Heat Pump | 208 | 3 |  |  |  | No Match |  | No Match | 119000 | 13985 | 8.5 | 8.2 |  |  | 127000 | 12195 | 3.1 |  | 68000 | 9665 | 2.1 | Non Federally-Regulated | 03/15/1989 |  | 10/10/1989
Carrier Corp. - Syracuse | Tempstar | RHS090(L,S)******** |  | HSP-A, Single-Package Heat Pum | Heat Pump | 575 | 3 | False |  |  |  | False | Single-Speed | 88000 | 7857 | 11.2 | 10.8 |  |  | 86000 | 7413 | 3.4 | 3.3 |  |  |  | Federally-Regulated Commercial & Industrial Equipment | 03/02/2012 |  | 12/12/2012
Rheem Sales Company, Inc. | Ruud | UPDB-075C |  | HSP-A, Single-Package Heat Pum | Heat Pump | 208 | 3 |  |  |  | No Match |  | No Match | 88000 | 10730 | 8.2 | 8.2 |  |  | 88000 | 8595 |  |  | 46000 | 6740 |  | Non Federally-Regulated | 06/11/1985 |  | 05/11/1988
Trane U.S. Inc. | American Standard, Inc. | TWA090A300E* | TWE090A300D* | HRCU-A-CB, Split System: Heat | Heat Pump | 230 | 3 |  |  |  | No Match |  | No Match | 89000 | 8811 | 10.1 | 8.9 |  |  | 87000 | 7724 | 3.3 | 3 | 54000 | 6592 | 2.4 | Federally-Regulated Commercial & Industrial Equipment | 09/21/2001 |  | 07/18/2002
Carrier Corp. - Syracuse | Day & Night | 541AE120 | 517A120 | HRCU-A-CB, Split System: Heat | Heat Pump | 208 | 3 |  |  |  | No Match |  | No Match | 107000 | 12442 | 8.6 | 8.2 |  |  | 117000 | 11427 |  |  | 70000 | 9325 |  | Non Federally-Regulated | 02/22/1990 |  | 07/31/1992
Carrier Corp. - Syracuse | Comfortmaker | RHS(240,243)(H,L,S)******AA |  | HSP-A, Single-Package Heat Pum | Heat Pump | 230 | 3 | False |  |  |  | True | Single-Speed | 232000 | 21886 | 10.6 | 10.4 |  |  | 220000 | 19538 | 3.3 | 3.2 |  |  |  | Federally-Regulated Commercial & Industrial Equipment | 12/12/2012 |  | 04/21/2014
Trane U.S. Inc. | Trane | TWA090A300D* | TWE090A300C* | HRCU-A-CB, Split System: Heat | Heat Pump | 230 | 3 |  |  |  | No Match |  | No Match | 88000 | 8543 | 10.3 | 8.9 |  |  | 84000 | 8203 | 3 | 3 | 53000 | 6751 | 2.3 | Federally-Regulated Commercial & Industrial Equipment | 05/22/2000 |  | 09/21/2001
McQuay International | McQuay International | DPS010AHHE2*C-6* |  | HSP-A, Single-Package Heat Pum | Heat Pump | 230 | 3 | False |  |  |  | True | Variable-Speed | 121000 | 10000 | 12.1 | 10.8 |  |  | 112000 | 9432 | 3.5 | 3.3 |  |  |  | Federally-Regulated Commercial & Industrial Equipment | 04/19/2013 |  | 01/09/2014
Carrier Corp. - Syracuse | Carrier | 50HJQ00850/60 |  | HSP-A, Single-Package Heat Pum | Heat Pump | 230 | 3 |  |  |  | No Match |  | No Match | 88000 | 8800 | 10 | 8.9 |  | 10.8 | 87000 | 7965 | 3.2 | 3 | 48000 | 7031 | 2 | Federally-Regulated Commercial & Industrial Equipment | 11/18/1999 |  | 04/13/2000
Carrier Corp. - Syracuse | Comfortmaker | CHS121(H,L,S)A* | FHS120(M,S)A*A* | HRCU-A-CB, Split System: Heat | Heat Pump | 230 | 3 |  |  |  |  | True | Single-Speed | 112000 | 10181 | 11 | 10.8 |  |  | 106000 | 9414 | 3.3 | 3.3 |  |  |  | Federally-Regulated Commercial & Industrial Equipment | 03/10/2011 |  | 12/12/2012
Borg Warner | York | E1CH120A25 | F1EH120A33 | HRCU-A-CB, Split System: Heat | Heat Pump | 230 | 3 |  |  |  | No Match |  | No Match | 119000 | 13140 | 8.2 | 8.2 |  |  | 129000 | 11080 | 3.4 |  | 76000 | 8040 | 2.8 | Non Federally-Regulated | 05/16/1984 |  | 06/11/1985
York International | York | E3FB090A25,46 | F3EH090A33 | HRCU-A-CB, Split System: Heat | Heat Pump | 230 | 3 |  |  |  |  | True | Single-Speed | 83000 | 9222 | 9 | 8.9 |  | 0 | 78000 | 7625 | 3 | 3 | 51000 | 6503 | 2.3 | Federally-Regulated Commercial & Industrial Equipment | 01/18/2008 |  | 02/24/2011
York International | Fraser Johnston | EAHP-T120A | FBHP-S120A | HRCU-A-CB, Split System: Heat | Heat Pump | 208 | 3 |  |  |  | No Match |  | No Match | 116000 | 14146 | 8.2 |  |  |  | 127000 | 12407 |  |  | 75000 | 9158 |  | Non Federally-Regulated | 05/11/1988 |  | 03/15/1989
Trane U.S. Inc. | Trane Unitary Products Group | TWA090D3**A* | TWE090D1**A* | HRCU-A-CB, Split System: Heat | Heat Pump | 208 | 3 |  |  |  |  | True | Single-Speed | 90000 | 8181 | 11 | 10.8 |  |  | 82000 | 7282 | 3.3 | 3.3 |  |  |  | Federally-Regulated Commercial & Industrial Equipment | 06/14/2011 |  | 04/21/2014
Carrier Corp. - Syracuse | Payne | 542EP120031 |  | HSP-A, Single-Package Heat Pum | Heat Pump | 208 | 3 |  |  |  | No Match |  | No Match | 120000 | 14700 | 8.2 | 8.2 |  |  | 120000 | 12200 |  |  | 65000 | 9200 |  | Non Federally-Regulated | 06/11/1985 |  | 05/11/1988
Trane U.S. Inc. | Trane Unitary Products Group | 4TWA3048A4 (2) | TWE090E1**A* | HRCU-A-CB, Split System: Heat | Heat Pump | 460 | 3 |  |  |  |  | True | Single-Speed | 90000 | 8181 | 11 | 10.8 |  |  | 90000 | 7992 | 3.3 | 3.3 |  |  |  | Federally-Regulated Commercial & Industrial Equipment | 04/19/2013 |  | 08/28/2014
Trane U.S. Inc. | American Standard, Inc. | 4A6C3048A3 | TWE090E1**A* | HRCU-A-CB, Split System: Heat | Heat Pump | 230 | 3 |  |  |  |  | True | Single-Speed | 90000 | 8181 | 11 | 10.8 |  |  | 90000 | 7992 | 3.3 | 3.3 |  |  |  | Federally-Regulated Commercial & Industrial Equipment | 08/24/2011 |  | 10/05/2011
Trane U.S. Inc. | Trane | BWC120F4F |  | HSP-A, Single-Package Heat Pum | Heat Pump | 460 | 3 |  |  |  | No Match |  | No Match | 118000 | 14300 | 8.3 | 8.2 |  |  | 118000 | 11900 |  |  | 62500 | 8750 |  | Non Federally-Regulated | 06/11/1985 |  | 05/11/1988
Carrier Corp. - Syracuse | Carrier | 50HJQ00850/60 |  | HSP-A, Single-Package Heat Pum | Heat Pump | 460 | 3 |  |  |  | No Match |  | No Match | 88000 | 8800 | 10 | 8.9 |  | 10.8 | 87000 | 7968 | 3.2 | 3 | 48000 | 6964 | 2 | Federally-Regulated Commercial & Industrial Equipment | 12/14/1998 |  | 08/17/1999
Carrier Corp. - Syracuse | Arcoaire | RHS090(L,S)******TA |  | HSP-A, Single-Package Heat Pum | Heat Pump | 460 | 3 | False |  |  |  | False | Single-Speed | 88000 | 7857 | 11.2 | 10.8 |  |  | 86000 | 7413 | 3.4 | 3.3 |  |  |  | Federally-Regulated Commercial & Industrial Equipment | 10/28/2014 |  | 10/28/2014
Trane U.S. Inc. | American Standard, Inc. | WC(D,H)150EWF*B |  | HSP-A, Single-Package Heat Pum | Both Heat Pump and Electric Re | 208 | 3 | False |  |  |  | False | Single-Speed | 170000 | 15454 | 11 | 10.4 |  |  | 176000 | 16119 | 3.2 | 3.2 |  |  |  | Federally-Regulated Commercial & Industrial Equipment | 03/02/2012 |  | 08/28/2012
Carrier Corp. - Syracuse | Keeprite | RHS102H******AA |  | HSP-A, Single-Package Heat Pum | Heat Pump | 230 | 3 | False |  |  |  | False | Single-Speed | 99000 | 8608 | 11.5 | 10.8 |  |  | 96000 | 8525 | 3.3 | 3.3 |  |  |  | Federally-Regulated Commercial & Industrial Equipment | 12/12/2012 |  | 10/28/2014
Carrier Corp. - Syracuse | Arcoaire | CHS240(H,L,S)D* | FHS240(S,H,L)**A0* | HRCU-A-CB, Split System: Heat | Heat Pump | 460 | 3 |  |  |  |  | True | Single-Speed | 222000 | 20747 | 10.7 | 10.4 |  |  | 214000 | 17919 | 3.5 | 3.2 |  |  |  | Federally-Regulated Commercial & Industrial Equipment | 07/18/2013 |  | 10/28/2014
Carrier Corp. - Syracuse | ICP Commercial | RHS102(L,S)******** |  | HSP-A, Single-Package Heat Pum | Heat Pump | 575 | 3 | False |  |  |  | False | Single-Speed | 99000 | 8839 | 11.2 | 10.8 |  |  | 96000 | 8525 | 3.3 | 3.3 |  |  |  | Federally-Regulated Commercial & Industrial Equipment | 11/30/2011 |  | 12/12/2012
Trane U.S. Inc. | American Standard, Inc. | WCD240B30*E* |  | HSP-A, Single-Package Heat Pum | Heat Pump | 230 | 3 |  |  |  | No Match |  | No Match | 230000 | 26744 | 8.6 | 8.5 |  | 8.7 | 236000 | 22312 | 3.1 | 2.9 | 128000 | 17864 | 2.1 | Federally-Regulated Commercial & Industrial Equipment | 03/31/1998 |  | 05/09/1998
Trane U.S. Inc. | Trane | WCH120B30*D* |  | HSP-A, Single-Package Heat Pum | Heat Pump | 230 | 3 |  |  |  | No Match |  | No Match | 124000 | 12920 | 9.6 | 8.9 |  | 9.8 | 110000 | 10740 | 3 | 3 | 59000 | 8640 | 2 | Federally-Regulated Commercial & Industrial Equipment | 04/19/1994 |  | 09/02/1995
York International | York | BP240(C00/E18/E36)* |  | HSP-A, Single-Package Heat Pum | Both Heat Pump and Electric Re | 460 | 3 |  |  |  |  | True | Single-Speed | 226000 | 21942 | 10.3 | 8.5 |  | 10.2 | 218000 | 18803 | 3.4 | 2.9 | 129000 | 18014 | 2.1 | Federally-Regulated Commercial & Industrial Equipment | 02/11/2008 |  | 02/24/2011
Carrier Corp. - Syracuse | Carrier | 50TJQ00751/61 |  | HSP-A, Single-Package Heat Pum | Heat Pump | 230 | 3 |  |  |  | No Match |  | No Match | 70000 | 7777 | 9 | 8.9 |  |  | 72000 | 6592 | 3.2 | 3 | 38000 | 5859 | 1.9 | Federally-Regulated Commercial & Industrial Equipment | 11/18/1999 |  | 04/13/2000
Carrier Corp. - Syracuse | Arcoaire | RHS(240)(H,L,S)******AA |  | HSP-A, Single-Package Heat Pum | Heat Pump | 460 | 3 | False |  |  |  | True | Single-Speed | 232000 | 21886 | 10.6 | 10.4 |  |  | 220000 | 19538 | 3.3 | 3.2 |  |  |  | Federally-Regulated Commercial & Industrial Equipment | 10/28/2014 |  | 10/28/2014
GE Appliances, a Haier company | General Electric | BWC120C3 |  | HSP-A, Single-Package Heat Pum | Heat Pump | 230 | 3 |  |  |  | No Match |  | No Match | 117000 | 14600 | 8 | 7.5 |  |  | 120000 | 12300 |  |  | 58000 | 9300 |  | Non Federally-Regulated | 01/05/1982 |  | 09/03/2015
Rheem Sales Company, Inc. | Ruud | UJMB-A078C |  | HSP-A, Single-Package Heat Pum | Heat Pump | 230 | 3 |  |  |  | No Match |  | No Match | 73000 | 7227 | 10.1 | 8.9 |  | 10.4 | 76000 | 6958 | 3.2 | 3 | 46000 | 6126 | 2.2 | Federally-Regulated Commercial & Industrial Equipment | 11/21/2001 |  | 07/18/2002
Carrier Corp. - Syracuse | Airquest | RHS(243)(H,L,S)******AA |  | HSP-A, Single-Package Heat Pum | Heat Pump | 230 | 3 | False |  |  |  | True | Single-Speed | 232000 | 21886 | 10.6 | 10.4 |  |  | 220000 | 19538 | 3.3 | 3.2 |  |  |  | Federally-Regulated Commercial & Industrial Equipment | 10/28/2014 |  | 10/28/2014
Rheem Sales Company, Inc. | Ruud | UPDC-101C |  | HSP-A, Single-Package Heat Pum | Heat Pump | 208 | 3 |  |  |  | No Match |  | No Match | 120000 | 13483 | 8.9 | 8.9 |  | 10.3 | 126000 | 12309 | 3 | 3 | 67000 | 9350 | 2.1 | Federally-Regulated Commercial & Industrial Equipment | 03/31/1998 |  | 05/09/1998
Carrier Corp. - Syracuse | Tempstar | CHS180(H,L,S)D* | FHS180(M,S,H,L)**A0* | HRCU-A-CB, Split System: Heat | Heat Pump | 460 | 3 |  |  |  |  | True | Single-Speed | 178000 | 16792 | 10.6 | 10.4 |  |  | 178000 | 15343 | 3.4 | 3.2 |  |  |  | Federally-Regulated Commercial & Industrial Equipment | 07/18/2013 |  | 10/28/2014
Rheem Sales Company, Inc. | Weatherking | PHC-101D |  | HSP-A, Single-Package Heat Pum | Heat Pump | 460 | 3 |  |  |  | No Match |  | No Match | 120000 | 13483 | 8.9 | 8.9 |  | 10.3 | 126000 | 12309 | 3 | 3 | 67000 | 9350 | 2.1 | Federally-Regulated Commercial & Industrial Equipment | 02/03/1998 |  | 03/31/1998
York International | Johnson Controls | J20PCC00A*(2,4,5)***** | J20NCC00*(5,6)****** | HRCU-A-CB, Split System: Heat | Heat Pump | 575 | 3 |  |  |  |  | True | Single-Speed | 238000 | 22453 | 10.6 | 8.5 |  |  | 216000 | 19195 | 3.3 | 2.9 |  |  |  | Federally-Regulated Commercial & Industrial Equipment | 07/16/2009 |  | 12/12/2012
Carrier Corp. - Syracuse | Heil | RHS(243)(H,L,S)******AA |  | HSP-A, Single-Package Heat Pum | Heat Pump | 208 | 3 | False |  |  |  | True | Single-Speed | 232000 | 21886 | 10.6 | 10.4 |  |  | 220000 | 19538 | 3.3 | 3.2 |  |  |  | Federally-Regulated Commercial & Industrial Equipment | 04/21/2014 |  | 10/28/2014
Trane U.S. Inc. | Trane | BWC120F3F |  | HSP-A, Single-Package Heat Pum | Heat Pump | 230 | 3 |  |  |  | No Match |  | No Match | 118000 | 14300 | 8.3 | 8.2 |  |  | 118000 | 11900 |  |  | 62500 | 8750 |  | Non Federally-Regulated | 06/11/1985 |  | 05/11/1988
York International | Fraser Johnston | ECSE-T,W090 | FCHP-S090 | HRCU-A-CB, Split System: Heat | Heat Pump | 208 | 3 |  |  |  |  | True | Single-Speed | 83000 | 9222 | 9 | 8.9 |  | 0 | 78000 | 7625 | 3 | 3 | 48000 | 6120 | 2.3 | Federally-Regulated Commercial & Industrial Equipment | 01/18/2008 |  | 02/24/2011
Carrier Corp. - Syracuse | Arcoaire | CHS240(H,L,S)D* | FHS240(S,H,L)**A2* | HRCU-A-CB, Split System: Heat | Heat Pump | 230 | 3 |  |  |  |  | True | Single-Speed | 222000 | 20747 | 10.7 | 10.4 |  |  | 214000 | 17919 | 3.5 | 3.2 |  |  |  | Federally-Regulated Commercial & Industrial Equipment | 07/18/2013 |  | 10/28/2014
Carrier Corp. - Syracuse | Arcoaire | RHS(181,183)(H,L,S)******TC |  | HSP-A, Single-Package Heat Pum | Heat Pump | 460 | 3 | False |  |  |  | True | Single-Speed | 172000 | 15925 | 10.8 | 10.4 |  |  | 220000 | 19538 | 3.3 | 3.2 |  |  |  | Federally-Regulated Commercial & Industrial Equipment | 01/09/2014 |  | 10/28/2014
Carrier Corp. - Syracuse | Bryant Heating & Cooling Systems | 548J(P,E,T)17**********A |  | HSP-A, Single-Package Heat Pum | Heat Pump | 208 | 3 | False |  |  |  | True | Single-Speed | 172000 | 15925 | 10.8 | 10.4 |  |  | 220000 | 19538 | 3.3 | 3.2 |  |  |  | Federally-Regulated Commercial & Industrial Equipment | 11/30/2011 |  | 12/12/2012
International Comfort Products | Heil | PH*090N2HA* |  | HSP-A, Single-Package Heat Pum | Heat Pump | 208 | 3 |  |  |  | No Match |  | No Match | 91000 | 9784 | 9.3 | 8.9 |  | 10.4 | 90000 | 8508 | 3.1 | 3 | 48000 | 6862 | 2.1 | Federally-Regulated Commercial & Industrial Equipment | 02/03/1998 |  | 03/31/1998
McQuay International | McQuay International | DPS007AHHE2*C-4 |  | HSP-A, Single-Package Heat Pum | Heat Pump | 208 | 3 | False |  |  |  | True | Variable-Speed | 89000 | 7177 | 12.4 | 10.8 |  |  | 89000 | 6108 | 4.3 | 3.3 |  |  |  | Federally-Regulated Commercial & Industrial Equipment | 03/02/2012 |  | 08/28/2012
Lennox Industries Inc. | Lennox | HP17-953V-2Y | CB17-95V-1 | HRCU-A-CB, Split System: Heat | Heat Pump | 208 | 3 |  |  |  | No Match |  | No Match | 87000 | 10235 | 8.5 | 8.2 |  |  | 88000 | 8597 |  |  | 51000 | 6794 |  | Non Federally-Regulated | 05/16/1984 |  | 06/11/1985
Rheem Sales Company, Inc. | Weatherking | PHC11T-3 |  | HSP-A, Single-Package Heat Pum | Heat Pump | 208 | 3 |  |  |  | No Match |  | No Match | 120000 | 13400 | 9 | 8.9 |  | 10.3 | 126000 | 11875 | 3.1 | 3 | 67000 | 9345 | 2.1 | Non Federally-Regulated | 01/26/1993 |  | 09/02/1995
York International | Evcon | PH120C00A*(2,4,5)***** | NH120C00*(5,6)****** | HRCU-A-CB, Split System: Heat | Heat Pump | 575 | 3 |  |  |  |  | True | Single-Speed | 124000 | 11273 | 11 | 8.9 |  |  | 109000 | 9686 | 3.3 | 3 |  |  |  | Federally-Regulated Commercial & Industrial Equipment | 07/16/2009 |  | 01/24/2011
Carrier Corp. - Syracuse | Carrier Corp. | 50TCQA07***(5,6,1)A* |  | HSP-A, Single-Package Heat Pum | Both Heat Pump and Electric Re | 208 | 3 |  |  |  |  | False | Single-Speed | 70000 | 6306 | 11.1 | 8.9 |  |  | 67000 | 5954 | 3.3 | 3 |  |  |  | Federally-Regulated Commercial & Industrial Equipment | 07/16/2009 |  | 12/12/2012
Lennox Industries Inc. | Armstrong | PRTC178BH-4,L-4 |  | HSP-A, Single-Package Heat Pum | Heat Pump | 230 | 3 |  |  |  | No Match |  | No Match | 178000 | 20000 | 8.9 |  |  |  | 178000 | 17580 | 2.9 |  | 96000 | 14065 | 2 | Non Federally-Regulated | 07/31/1992 |  | 03/31/1998
Trane U.S. Inc. | American Standard, Inc. | WCD240B40*E* |  | HSP-A, Single-Package Heat Pum | Heat Pump | 460 | 3 |  |  |  | No Match |  | No Match | 230000 | 26744 | 8.6 | 8.5 |  | 8.7 | 230000 | 21738 | 3.1 | 2.9 | 128000 | 17858 | 2.1 | Federally-Regulated Commercial & Industrial Equipment | 07/19/2001 |  | 11/21/2001
Lennox Industries Inc. | Lennox | KHA180S4M*1Y,G,J |  | HSP-A, Single-Package Heat Pum | Heat Pump | 208 | 3 | False |  |  |  | True | Single-Speed | 174000 | 16415 | 10.6 | 10.4 |  |  | 178000 | 16302 | 3.2 | 3.2 |  |  |  | Federally-Regulated Commercial & Industrial Equipment | 07/18/2013 |  | 10/28/2014
McQuay International | McQuay International | DPS012AHHG2*C-6 |  | HSP-A, Single-Package Heat Pum | Heat Pump | 208 | 3 | False |  |  |  | True | Variable-Speed | 144000 | 12203 | 11.8 | 10.4 |  |  | 140000 | 11429 | 3.6 | 3.2 |  |  |  | Federally-Regulated Commercial & Industrial Equipment | 03/02/2012 |  | 08/28/2012
York International | York | B1SP090A25 |  | HSP-A, Single-Package Heat Pum | Heat Pump | 208 | 3 |  |  |  | No Match |  | No Match | 95000 | 11176 | 8.5 |  |  |  | 103000 | 9738 | 3 | 2.5 | 57000 | 8353 | 2 | Non Federally-Regulated | 04/13/1988 |  | 05/11/1988
York International | York | PC240C00A*(2,4,5)***** | NC240C00*(5,6)****** | HRCU-A-CB, Split System: Heat | Heat Pump | 575 | 3 |  |  |  |  | True | Single-Speed | 238000 | 22452 | 10.6 | 8.5 |  |  | 216000 | 19195 | 3.3 | 2.9 |  |  |  | Federally-Regulated Commercial & Industrial Equipment | 06/15/2009 |  | 12/12/2012
Trane U.S. Inc. | American Standard, Inc. | WCH090A400A |  | HSP-A, Single-Package Heat Pum | Heat Pump | 460 | 3 |  |  |  | No Match |  | No Match | 85000 | 10240 | 8.3 | 8.9 |  |  | 82000 | 8580 | 2.8 | 3 | 39000 | 6010 | 1.9 | Non Federally-Regulated | 07/31/1992 |  | 03/31/1998
Trane U.S. Inc. | American Standard, Inc. | WSC072E3*0A |  | HSP-A, Single-Package Heat Pum | Heat Pump | 208 | 3 | False |  |  |  | True | Single-Speed | 75000 | 6578 | 11.4 | 10.8 |  |  | 71000 | 5945 | 3.5 | 3.3 |  |  |  | Federally-Regulated Commercial & Industrial Equipment | 12/12/2012 |  | 08/28/2014
York International | Coleman | BA-20(C00/E18/E36)** |  | HSP-A, Single-Package Heat Pum | Both Heat Pump and Electric Re | 208 | 3 |  |  |  |  | True | Single-Speed | 226000 | 21942 | 10.3 | 8.5 |  | 10.2 | 218000 | 18803 | 3.4 | 2.9 | 129000 | 18014 | 2.1 | Federally-Regulated Commercial & Industrial Equipment | 02/11/2008 |  | 02/24/2011
McQuay International | McQuay International | DPS010AHHW2*C-6* |  | HSP-A, Single-Package Heat Pum | Heat Pump | 230 | 3 | False |  |  |  | True | Variable-Speed | 121000 | 10000 | 12.1 | 10.8 |  |  | 112000 | 9432 | 3.5 | 3.3 |  |  |  | Federally-Regulated Commercial & Industrial Equipment | 04/19/2013 |  | 01/09/2014
Rheem Sales Company, Inc. | Rheem | RPWC-075CAZ | RHGF-100Z | HRCU-A-CB, Split System: Heat | Heat Pump | 208 | 3 |  |  |  | No Match |  | No Match | 92000 | 9583 | 9.6 | 8.9 |  |  | 88000 | 8059 | 3.2 | 3 | 57500 | 7660 | 2.2 | Federally-Regulated Commercial & Industrial Equipment | 03/31/1998 |  | 05/09/1998
York International | Fraser Johnston | EBSE-T,W,X120 | FDHP-S120 | HRCU-A-CB, Split System: Heat | Heat Pump | 460 | 3 |  |  |  |  | True | Single-Speed | 118000 | 12553 | 9.4 | 8.9 |  | 0 | 111000 | 10500 | 3.1 | 3 | 71000 | 9053 | 2.3 | Federally-Regulated Commercial & Industrial Equipment | 01/18/2008 |  | 02/24/2011
Carrier Corp. - Syracuse | Arcoaire | CHS180(H,L,S)D* | FHS180(M,S,H,L)**A2* | HRCU-A-CB, Split System: Heat | Heat Pump | 208 | 3 |  |  |  |  | True | Single-Speed | 178000 | 16792 | 10.6 | 10.4 |  |  | 178000 | 15343 | 3.4 | 3.2 |  |  |  | Federally-Regulated Commercial & Industrial Equipment | 07/18/2013 |  | 10/28/2014
Carrier Corp. - Syracuse | Airquest | RHS150(H,L,S)******AA |  | HSP-A, Single-Package Heat Pum | Heat Pump | 575 | 3 | False |  |  |  | False | Single-Speed | 142000 | 13396 | 10.6 | 10.4 |  |  | 142000 | 13005 | 3.2 | 3.2 |  |  |  | Federally-Regulated Commercial & Industrial Equipment | 12/12/2012 |  | 10/28/2014
Rheem Sales Company, Inc. | Whirlpool | NRHR10HP30A |  | HSP-A, Single-Package Heat Pum | Heat Pump | 208 | 3 |  |  |  | No Match |  | No Match | 119000 | 13985 | 8.5 | 8.2 |  |  | 127000 | 12195 | 3.1 |  | 68000 | 9665 | 2.1 | Non Federally-Regulated | 03/15/1989 |  | 10/10/1989
Trane U.S. Inc. | Trane | WCH240B30*F* |  | HSP-A, Single-Package Heat Pum | Heat Pump | 230 | 3 |  |  |  | No Match |  | No Match | 230000 | 23000 | 10 | 8.5 |  | 10.5 | 230000 | 21738 | 3.1 | 2.9 | 128000 | 18751 | 2 | Federally-Regulated Commercial & Industrial Equipment | 11/21/2001 |  | 02/05/2002
Trane U.S. Inc. | American Standard, Inc. | WCH150B30*E* |  | HSP-A, Single-Package Heat Pum | Heat Pump | 208 | 3 |  |  |  | No Match |  | No Match | 146000 | 15531 | 9.4 | 8.5 |  | 9.7 | 132000 | 13340 | 2.9 | 2.9 | 72000 | 10550 | 2 | Federally-Regulated Commercial & Industrial Equipment | 03/31/1998 |  | 05/09/1998
Daikin Comfort Technologies Manufacturing, L.P. | Goodman | CPH120********A* |  | HSP-A, Single-Package Heat Pum | Both Heat Pump and Electric Re | 208 | 3 | False |  |  |  | False | Single-Speed | 115000 | 10360 | 11.1 | 10.8 |  |  | 116000 | 9999 | 3.4 | 3.3 |  |  |  | Federally-Regulated Commercial & Industrial Equipment | 01/09/2014 |  | 04/21/2015
Carrier Corp. - Syracuse | Tempstar | RHS072(H,L,S)******A |  | HSP-A, Single-Package Heat Pum | Both Heat Pump and Electric Re | 575 | 3 |  |  |  |  | False | Single-Speed | 70000 | 6306 | 11.1 | 8.9 |  |  | 67000 | 5954 | 3.3 | 3 |  |  |  | Federally-Regulated Commercial & Industrial Equipment | 07/16/2009 |  | 12/12/2012
Goettl | American Best | HP901B-3 |  | HSP-A, Single-Package Heat Pum | Heat Pump | 230 | 1 |  |  |  | No Match |  | No Match | 94000 | 11320 | 8.3 | 8.3 |  |  | 96000 | 10420 | 2.7 | 2.8 | 50000 | 8140 | 1.8 | Non Federally-Regulated | 03/05/1991 |  | 07/27/1992
Rheem Sales Company, Inc. | Addison Products | PHC10T-4L |  | HSP-A, Single-Package Heat Pum | Heat Pump | 460 | 3 |  |  |  | No Match |  | No Match | 119000 | 13985 | 8.5 |  |  |  | 127000 | 12195 | 3.1 |  | 68000 | 9665 | 2.1 | Non Federally-Regulated | 05/11/1988 |  | 03/15/1989
Carrier Corp. - Syracuse | Bryant Heating & Cooling Systems | 548J(E,T)08*********(D,E)A |  | HSP-A, Single-Package Heat Pum | Heat Pump | 460 | 3 | False |  |  |  | False | Single-Speed | 88000 | 7857 | 11.2 | 10.8 |  |  | 86000 | 7413 | 3.4 | 3.3 |  |  |  | Federally-Regulated Commercial & Industrial Equipment | 12/12/2012 |  | 10/28/2014
York International | York | PC180C00A*(2,4,5)***** | NC180C00*(5,6)****** | HRCU-A-CB, Split System: Heat | Heat Pump | 208 | 3 |  |  |  |  | True | Single-Speed | 180000 | 16981 | 10.6 | 8.5 |  |  | 168000 | 14929 | 3.3 | 2.9 |  |  |  | Federally-Regulated Commercial & Industrial Equipment | 06/15/2009 |  | 12/12/2012
York International | York | BP180[E54]***(2,4,5)* |  | HSP-A, Single-Package Heat Pum | Both Heat Pump and Electric Re | 208 | 3 |  |  |  |  | True | Single-Speed | 162000 | 16531 | 9.8 | 8.5 |  | 9.4 | 172000 | 15762 | 3.2 | 2.9 | 102000 | 9348 | 3.2 | Federally-Regulated Commercial & Industrial Equipment | 01/18/2008 |  | 02/24/2011
Carrier Corp. - Syracuse | Tempstar | RHS(243)(H,L,S)******AA |  | HSP-A, Single-Package Heat Pum | Heat Pump | 575 | 3 | False |  |  |  | True | Single-Speed | 232000 | 21886 | 10.6 | 10.4 |  |  | 220000 | 19538 | 3.3 | 3.2 |  |  |  | Federally-Regulated Commercial & Industrial Equipment | 04/21/2014 |  | 10/28/2014
Trane U.S. Inc. | Trane | TWA180B300A | TWE180B300A | HRCU-A-CB, Split System: Heat | Heat Pump | 208 | 3 |  |  |  | No Match |  | No Match | 176000 | 19550 | 9 | 8.2 |  |  | 172000 | 16160 | 3.1 |  | 90000 | 11880 | 2.2 | Non Federally-Regulated | 10/10/1989 |  | 02/22/1990
Carrier Corp. - Syracuse | Tempstar | RHS(181,183)(H,L,S)******TC |  | HSP-A, Single-Package Heat Pum | Heat Pump | 230 | 3 | False |  |  |  | True | Single-Speed | 172000 | 15925 | 10.8 | 10.4 |  |  | 166000 | 14742 | 3.3 | 3.2 |  |  |  | Federally-Regulated Commercial & Industrial Equipment | 01/09/2014 |  | 10/28/2014
Trane U.S. Inc. | Trane Unitary Products Group | 4TWR3048B1 | TWE090E1**A* | HRCU-A-CB, Split System: Heat | Heat Pump | 230 | 1 |  |  |  |  | True | Single-Speed | 90000 | 7964 | 11.3 | 10.8 |  |  | 90000 | 7757 | 3.4 | 3.3 |  |  |  | Federally-Regulated Commercial & Industrial Equipment | 08/24/2011 |  | 10/05/2011
Carrier Corp. - Syracuse | ICP Commercial | RHS150(H,L,S)******AA |  | HSP-A, Single-Package Heat Pum | Heat Pump | 460 | 3 | False |  |  |  | False | Single-Speed | 142000 | 13396 | 10.6 | 10.4 |  |  | 142000 | 13005 | 3.2 | 3.2 |  |  |  | Federally-Regulated Commercial & Industrial Equipment | 10/28/2014 |  | 10/28/2014
Carrier Corp. - Syracuse | Carrier | 38AQ0165 + 0165 + 0125 | CB17-135V-1 | HRCU-A-CB, Split System: Heat | Heat Pump | 208 | 3 |  |  |  | No Match |  | No Match | 420805 | 56160 | 8.2 | 8.2 |  |  | 496199 | 48260 | 2.9 |  | 69000 | 9406 | 2.2 | Non Federally-Regulated | 07/31/1992 |  | 12/22/1992
Carrier Corp. - Syracuse | Airquest | RHS090(L,S)******TA |  | HSP-A, Single-Package Heat Pum | Heat Pump | 575 | 3 | False |  |  |  | False | Single-Speed | 88000 | 7857 | 11.2 | 10.8 |  |  | 86000 | 7413 | 3.4 | 3.3 |  |  |  | Federally-Regulated Commercial & Industrial Equipment | 12/12/2012 |  | 10/28/2014
Lennox Industries Inc. | Lennox | HP17-1353V-6Y | CB17-135V-1 | HRCU-A-CB, Split System: Heat | Heat Pump | 230 | 3 |  |  |  | No Match |  | No Match | 119000 | 14512 | 8.2 | 8.3 |  |  | 113000 | 10913 | 3 | 2.8 | 65000 | 8658 | 2.2 | Non Federally-Regulated | 08/12/1991 |  | 07/27/1992
McQuay International | McQuay International | DPS006AHHY2**-6 |  | HSP-A, Single-Package Heat Pum | Heat Pump | 208 | 3 | False |  |  |  | True | Variable-Speed | 70000 | 6034 | 11.6 | 10.8 |  |  | 72000 | 5096 | 4.1 | 3.3 |  |  |  | Federally-Regulated Commercial & Industrial Equipment | 03/02/2012 |  | 08/28/2012
Lennox Industries Inc. | Lennox | LHA180HN2* |  | HSP-A, Single-Package Heat Pum | Heat Pump | 575 | 3 |  |  |  | No Match |  | No Match | 182000 | 16545 | 11 | 8.5 |  | 12 | 192000 | 17047 | 3.3 | 2.9 | 106000 | 15528 | 2 | Federally-Regulated Commercial & Industrial Equipment | 07/31/2002 |  | 01/18/2008
Carrier Corp. - Syracuse | Keeprite | RHS(120,121)(H,L,S)******TA |  | HSP-A, Single-Package Heat Pum | Heat Pump | 460 | 3 | False |  |  |  | False | Single-Speed | 116000 | 10545 | 11 | 10.8 |  |  | 116000 | 9999 | 3.4 | 3.3 |  |  |  | Federally-Regulated Commercial & Industrial Equipment | 12/12/2012 |  | 10/28/2014
York International | York | XP150[C,E]***(2,4,5)* |  | HSP-A, Single-Package Heat Pum | Both Heat Pump and Electric Re | 208 | 3 |  |  |  |  | True | Single-Speed | 150000 | 13636 | 11 | 8.5 |  | 11.9 | 144000 | 13196 | 3.2 | 2.9 | 90000 | 11997 | 2.2 | Federally-Regulated Commercial & Industrial Equipment | 01/18/2008 |  | 01/24/2011
Carrier Corp. - Syracuse | Bryant Heating & Cooling Systems | 548JP08*********(A,B)A |  | HSP-A, Single-Package Heat Pum | Heat Pump | 208 | 3 | False |  |  |  | False | Single-Speed | 87000 | 7767 | 11.2 | 10.8 |  |  | 86000 | 7413 | 3.4 | 3.3 |  |  |  | Federally-Regulated Commercial & Industrial Equipment | 12/12/2012 |  | 10/28/2014
Trane U.S. Inc. | American Standard, Inc. | 4A6H3048B1 (2) | TWE090E3**A* | HRCU-A-CB, Split System: Heat | Heat Pump | 230 | 1 |  |  |  |  | True | Single-Speed | 90000 | 7964 | 11.3 | 10.8 |  |  | 90000 | 7757 | 3.4 | 3.3 |  |  |  | Federally-Regulated Commercial & Industrial Equipment | 11/30/2011 |  | 05/02/2012
York International | Luxaire | ECSE-T/W090 | FCHP-S090 | HRCU-A-CB, Split System: Heat | Heat Pump | 230 | 3 |  |  |  | No Match |  | No Match | 83000 | 9222 | 9 | 8.9 |  |  | 78000 | 7617 | 3 | 3 | 51000 | 6496 | 2.3 | Federally-Regulated Commercial & Industrial Equipment | 07/31/2002 |  | 06/19/2003
Rheem Sales Company, Inc. | Ruud | UPDC-075C* |  | HSP-A, Single-Package Heat Pum | Heat Pump | 208 | 3 |  |  |  | No Match |  | No Match | 93000 | 10300 | 9 |  |  |  | 93000 | 8960 | 2.9 | 2.5 | 51000 | 6990 | 2.1 | Non Federally-Regulated | 02/06/1988 |  | 05/11/1988
Rheem Sales Company, Inc. | Rheem | RPWB-150DAS* | RHPA-150Z | HRCU-A-CB, Split System: Heat | Heat Pump | 460 | 3 |  |  |  | No Match |  | No Match | 178000 | 21710 | 8.2 |  |  |  | 176000 | 17190 |  |  | 92000 | 13480 |  | Non Federally-Regulated | 05/11/1988 |  | 10/10/1989
Carrier Corp. - Syracuse | Arcoaire | RHH(120,121)(H,L,S)******** |  | HSP-A, Single-Package Heat Pum | Heat Pump | 208 | 3 | False |  |  |  | True | Single-Speed | 119000 | 9674 | 12.3 | 10.8 |  |  | 116000 | 9713 | 3.5 | 3.3 |  |  |  | Federally-Regulated Commercial & Industrial Equipment | 11/30/2011 |  | 12/12/2012
York International | Fraser Johnston | BCCB-T/-W090 |  | HSP-A, Single-Package Heat Pum | Heat Pump | 460 | 3 |  |  |  | No Match |  | No Match | 87000 | 9666 | 9 | 8.9 |  | 9.6 | 89000 | 8694 | 3 | 3 | 49000 | 7180 | 2 | Federally-Regulated Commercial & Industrial Equipment | 10/02/1998 |  | 08/17/1999
Carrier Corp. | Carrier | 50EQ0286 |  | HSP-A, Single-Package Heat Pum | Heat Pump | 460 | 3 |  |  |  | No Match |  | No Match | 270000 | 33500 | 8.1 |  |  |  | 276000 | 27400 | 2.9 |  | 163000 | 23000 | 2.1 | Voluntarily Certified | 01/23/1988 |  | 07/27/1992
Carrier Corp. - Syracuse | Carrier | 50EQ0246 |  | HSP-A, Single-Package Heat Pum | Heat Pump | 460 | 3 |  |  |  | No Match |  | No Match | 224000 | 27100 | 8.3 | 8.2 |  |  | 240000 | 23000 | 3.1 |  | 134500 | 19000 | 2.1 | Non Federally-Regulated | 02/22/1990 |  | 07/31/1992
Carrier Corp. - Syracuse | Comfortmaker | RHS090(L,S)******** |  | HSP-A, Single-Package Heat Pum | Heat Pump | 575 | 3 | False |  |  |  | False | Single-Speed | 88000 | 7857 | 11.2 | 10.8 |  |  | 86000 | 7413 | 3.4 | 3.3 |  |  |  | Federally-Regulated Commercial & Industrial Equipment | 11/30/2011 |  | 03/02/2012
Carrier Corp. - Syracuse | Carrier Corp. | 50TCQ*09***5A***(G,J,K,M)* |  | HSP-A, Single-Package Heat Pum | Heat Pump | 230 | 3 | False |  |  |  | False | Single-Speed | 99000 | 8608 | 11.5 | 10.8 |  |  | 96000 | 8525 | 3.3 | 3.3 |  |  |  | Federally-Regulated Commercial & Industrial Equipment | 12/12/2012 |  | 04/21/2015
Carrier Corp. - Syracuse | ICP Commercial | CHS180(H,L,S)D* | FHS180(M,S,H,L)**A0* | HRCU-A-CB, Split System: Heat | Heat Pump | 460 | 3 |  |  |  |  | True | Single-Speed | 178000 | 16792 | 10.6 | 10.4 |  |  | 178000 | 15343 | 3.4 | 3.2 |  |  |  | Federally-Regulated Commercial & Industrial Equipment | 07/18/2013 |  | 10/28/2014
Rheem Sales Company, Inc. | Ruud | UPWA-150DAS | UHPA-150G5 | HRCU-A-CB, Split System: Heat | Heat Pump | 460 | 3 |  |  |  | No Match |  | No Match | 176400 | 22000 | 8 | 7.5 |  |  | 177800 | 19200 | 2.7 |  | 93800 | 17500 | 1.6 | Non Federally-Regulated | 09/08/1982 |  | 05/16/1984
Rheem Sales Company, Inc. | Rheem | RPWB-100DAS* | RHPA-100Z | HRCU-A-CB, Split System: Heat | Heat Pump | 460 | 3 |  |  |  | No Match |  | No Match | 118000 | 14390 | 8.2 |  |  |  | 118000 | 12350 |  |  | 60000 | 8790 | 2 | Non Federally-Regulated | 05/11/1988 |  | 03/15/1989
Carrier Corp. - Syracuse | Payne | 542DP090 |  | HSP-A, Single-Package Heat Pum | Heat Pump | 208 | 3 |  |  |  | No Match |  | No Match | 87000 | 10200 | 8.5 |  |  |  | 89000 | 8800 |  |  | 49000 | 7300 |  | Non Federally-Regulated | 05/11/1988 |  | 03/15/1989
Trane U.S. Inc. | American Standard, Inc. | WCD240B40*E* |  | HSP-A, Single-Package Heat Pum | Heat Pump | 460 | 3 |  |  |  | No Match |  | No Match | 236000 | 27441 | 8.6 | 8.5 |  | 8.7 | 230000 | 21744 | 3.1 | 2.9 | 128000 | 17864 | 2.1 | Federally-Regulated Commercial & Industrial Equipment | 12/01/1997 |  | 03/31/1998
Carrier Corp. - Syracuse | Bryant Heating & Cooling Systems | 575J(P,E,T)25D000* | 524J(E,P,T)25H000A** | HRCU-A-CB, Split System: Heat | Heat Pump | 230 | 3 |  |  |  |  | True | Single-Speed | 222000 | 20747 | 10.7 | 10.4 |  |  | 214000 | 17919 | 3.5 | 3.2 |  |  |  | Federally-Regulated Commercial & Industrial Equipment | 07/18/2013 |  | 04/20/2015
Carrier Corp. - Syracuse | Arcoaire | RHS(120,121)(H,L,S)******** |  | HSP-A, Single-Package Heat Pum | Heat Pump | 208 | 3 | False |  |  |  | False | Single-Speed | 116000 | 10545 | 11 | 10.8 |  |  | 116000 | 9999 | 3.4 | 3.3 |  |  |  | Federally-Regulated Commercial & Industrial Equipment | 11/30/2011 |  | 12/12/2012
York International | Luxaire | BACB-T120A |  | HSP-A, Single-Package Heat Pum | Heat Pump | 208 | 3 |  |  |  | No Match |  | No Match | 117000 | 13765 | 8.5 | 8.2 |  |  | 117500 | 11630 |  |  | 65000 | 9717 |  | Non Federally-Regulated | 10/10/1989 |  | 07/31/1992
Carrier Corp. - Syracuse | Carrier | 38AQ0346 * 38AQ0166 | 40RR054 | HRCU-A-CB, Split System: Heat | Heat Pump | 460 | 3 |  |  |  | No Match |  | No Match | 480915 | 59372 | 8.1 |  |  |  | 486000 | 52724 |  |  | 270000 | 41624 |  | Non Federally-Regulated | 02/22/1990 |  | 07/31/1992
Carrier Corp. - Syracuse | Comfortmaker | RHS(243)(H,L,S)******AA |  | HSP-A, Single-Package Heat Pum | Heat Pump | 230 | 3 | False |  |  |  | True | Single-Speed | 232000 | 21886 | 10.6 | 10.4 |  |  | 220000 | 19538 | 3.3 | 3.2 |  |  |  | Federally-Regulated Commercial & Industrial Equipment | 10/28/2014 |  | 10/28/2014
Heil | Heil | PHE156H***** |  | HSP-A, Single-Package Heat Pum | Heat Pump | 208 | 3 |  |  |  |  | False | Single-Speed | 140000 | 14285 | 9.8 | 8.5 |  |  | 136000 | 12463 | 3.2 | 2.9 |  |  |  | Federally-Regulated Commercial & Industrial Equipment | 12/24/2008 |  | 02/24/2011
York International | Fraser Johnston | BADF-T/W090N165/205* |  | HSP-A, Single-Package Heat Pum | Heat Pump | 460 | 3 |  |  |  | No Match |  | No Match | 87000 | 9666 | 9 | 8.9 |  |  | 89000 | 8694 | 3 | 3 | 49000 | 7180 | 2 | Federally-Regulated Commercial & Industrial Equipment | 07/29/1998 |  | 08/07/1998
Carrier Corp. - Syracuse | Day & Night | RHS090(L,S)******** |  | HSP-A, Single-Package Heat Pum | Heat Pump | 575 | 3 | False |  |  |  | False | Single-Speed | 88000 | 7857 | 11.2 | 10.8 |  |  | 86000 | 7413 | 3.4 | 3.3 |  |  |  | Federally-Regulated Commercial & Industrial Equipment | 03/02/2012 |  | 12/12/2012
Coolair Corp. | Coolair | BH12G4B | EH12G4B | HRCU-A-CB, Split System: Heat | Heat Pump | 460 | 3 |  |  |  | No Match |  | No Match | 154000 | 15991 | 9.6 | 8.5 |  |  | 150825 | 13800 | 3.2 | 2.9 | 77510 | 10048 | 2.3 | Federally-Regulated Commercial & Industrial Equipment | 04/30/1997 |  | 03/31/1998
Carrier Corp. - Syracuse | Arcoaire | RHH072(H,L,S)******** |  | HSP-A, Single-Package Heat Pum | Heat Pump | 575 | 3 | False |  |  |  | True | Single-Speed | 72000 | 6000 | 12 | 10.8 |  |  | 70000 | 6033 | 3.4 | 3.3 |  |  |  | Federally-Regulated Commercial & Industrial Equipment | 11/30/2011 |  | 10/28/2014
Trane U.S. Inc. | Trane | BWC120C400J |  | HSP-A, Single-Package Heat Pum | Heat Pump | 460 | 3 |  |  |  | No Match |  | No Match | 119000 | 14300 | 8.3 | 8.2 |  |  | 118000 | 11900 |  |  | 58000 | 8750 |  | Non Federally-Regulated | 02/22/1990 |  | 07/31/1992
York International | Luxaire | EAHP-W090A | FBHP-S090A | HRCU-A-CB, Split System: Heat | Heat Pump | 460 | 3 |  |  |  | No Match |  | No Match | 93000 | 10941 | 8.5 | 8.2 |  |  | 103000 | 9434 | 3.2 |  | 59000 | 6917 | 2.5 | Non Federally-Regulated | 03/15/1989 |  | 10/10/1989
York International | Luxaire | PH090C00A*(2,4,5)***** | NH090C00*(5,6)****** | HRCU-A-CB, Split System: Heat | Heat Pump | 575 | 3 |  |  |  |  | True | Single-Speed | 92000 | 8364 | 11 | 8.9 |  |  | 82000 | 7287 | 3.3 | 3 |  |  |  | Federally-Regulated Commercial & Industrial Equipment | 07/16/2009 |  | 01/24/2011
Borg Warner | Luxaire | BAHT-T120A |  | HSP-A, Single-Package Heat Pum | Heat Pump | 230 | 3 |  |  |  | No Match |  | No Match | 119000 | 12625 | 8.3 | 8.2 |  |  | 124000 | 10950 | 3.3 |  | 75000 | 7980 | 2.8 | Non Federally-Regulated | 05/16/1984 |  | 06/11/1985
York International | Johnson Controls | J10EA0C***(2,4,5)* | J10Dx***(6)* | HRCU-A-CB, Split System: Heat | Both Heat Pump and Electric Re | 460 | 3 |  |  |  |  | True | Single-Speed | 122000 | 11402 | 10.7 | 8.9 |  |  | 125000 | 11108 | 3.3 | 3 |  |  |  | Federally-Regulated Commercial & Industrial Equipment | 08/27/2008 |  | 02/24/2011
York International | Fraser Johnston | PJ240C00A*(2,4,5)***** | NJ240C00*(5,6)****** | HRCU-A-CB, Split System: Heat | Heat Pump | 230 | 3 |  |  |  |  | True | Single-Speed | 238000 | 22453 | 10.6 | 8.5 |  |  | 220000 | 18975 | 3.4 | 2.9 |  |  |  | Federally-Regulated Commercial & Industrial Equipment | 07/16/2009 |  | 01/24/2011
York International | Luxaire | EAHP-W090A | FBHP-S090A | HRCU-A-CB, Split System: Heat | Heat Pump | 460 | 3 |  |  |  | No Match |  | No Match | 93000 | 10941 | 8.5 |  |  |  | 103000 | 9434 | 3.2 |  | 59000 | 6917 | 2.5 | Non Federally-Regulated | 05/11/1988 |  | 03/15/1989
York International | Luxaire | BB-20[E54]***(T,W,X)* |  | HSP-A, Single-Package Heat Pum | Both Heat Pump and Electric Re | 575 | 3 |  |  |  |  | True | Single-Speed | 216000 | 22737 | 9.5 | 8.5 |  | 9.5 | 210000 | 19866 | 3.1 | 2.9 | 130000 | 19062 | 2 | Federally-Regulated Commercial & Industrial Equipment | 01/18/2008 |  | 01/24/2011
Carrier Corp. - Syracuse | Carrier Corp. | 38AUQA16A0*(5,6,1)A* | 40RUQA16A*A(5,6,1)A* | HRCU-A-CB, Split System: Heat | Heat Pump | 460 | 3 |  |  |  |  | True | Single-Speed | 178000 | 16792 | 10.6 | 10.4 |  |  | 178000 | 15343 | 3.4 | 3.2 |  |  |  | Federally-Regulated Commercial & Industrial Equipment | 06/17/2013 |  | 04/20/2015
Carrier Corp. - Syracuse | Keeprite | RHS072(H,L,S)******** |  | HSP-A, Single-Package Heat Pum | Heat Pump | 208 | 3 | False |  |  |  | False | Single-Speed | 70000 | 6306 | 11.1 | 10.8 |  |  | 67000 | 5950 | 3.3 | 3.3 |  |  |  | Federally-Regulated Commercial & Industrial Equipment | 11/30/2011 |  | 10/28/2014
Trane U.S. Inc. | American Standard, Inc. | WC(D,H)180E30*B |  | HSP-A, Single-Package Heat Pum | Both Heat Pump and Electric Re | 460 | 3 | False |  |  |  | False | Single-Speed | 170000 | 15454 | 11 | 10.4 |  |  | 176000 | 16119 | 3.2 | 3.2 |  |  |  | Federally-Regulated Commercial & Industrial Equipment | 03/02/2012 |  | 08/28/2012
Carrier Corp. - Syracuse | Carrier | 50PQ0146 |  | HSP-A, Single-Package Heat Pum | Heat Pump | 460 | 3 |  |  |  | No Match |  | No Match | 145000 | 18100 | 8 |  |  |  | 143500 | 15200 |  |  | 81400 | 11700 |  | Non Federally-Regulated | 06/11/1985 |  | 10/10/1989
Carrier Corp. - Syracuse | Day & Night | 549BP/E072 |  | HSP-A, Single-Package Heat Pum | Heat Pump | 460 | 3 |  |  |  | No Match |  | No Match | 68000 | 7157 | 9.5 | 8.9 |  |  | 72000 | 6206 | 3.4 | 3 | 36000 | 5495 | 1.9 | Federally-Regulated Commercial & Industrial Equipment | 02/03/1998 |  | 03/31/1998
Carrier Corp. - Syracuse | Carrier Corp. | 50TCQ*08***5A* |  | HSP-A, Single-Package Heat Pum | Heat Pump | 208 | 3 | False |  |  |  | False | Single-Speed | 87000 | 7767 | 11.2 | 10.8 |  |  | 86000 | 7413 | 3.4 | 3.3 |  |  |  | Federally-Regulated Commercial & Industrial Equipment | 11/30/2011 |  | 03/02/2012
Trane U.S. Inc. | American Standard, Inc. | WCH240B30*E* |  | HSP-A, Single-Package Heat Pum | Heat Pump | 208 | 3 |  |  |  | No Match |  | No Match | 236000 | 27441 | 8.6 | 8.5 |  | 8.9 | 230000 | 21738 | 3.1 | 2.9 | 114000 | 16700 | 2 | Federally-Regulated Commercial & Industrial Equipment | 11/18/1999 |  | 11/21/2001
Carrier Corp. - Syracuse | Arcoaire | CHS072(H,L,S)A* | FHS072(M,S,K)**A0* | HRCU-A-CB, Split System: Heat | Heat Pump | 230 | 3 |  |  |  |  | True | Single-Speed | 70000 | 6363 | 11 | 10.8 |  |  | 66000 | 5861 | 3.3 | 3.3 |  |  |  | Federally-Regulated Commercial & Industrial Equipment | 07/18/2013 |  | 10/28/2014
Trane U.S. Inc. | Trane Unitary Products Group | WSC090E4*0A |  | HSP-A, Single-Package Heat Pum | Heat Pump | 460 | 3 | False |  |  |  | True | Single-Speed | 89000 | 8018 | 11.1 | 10.8 |  |  | 86000 | 7413 | 3.4 | 3.3 |  |  |  | Federally-Regulated Commercial & Industrial Equipment | 08/28/2014 |  | 04/21/2015
Trane U.S. Inc. | Trane | WCH120B30*C* |  | HSP-A, Single-Package Heat Pum | Heat Pump | 230 | 3 |  |  |  | No Match |  | No Match | 124000 | 12920 | 9.6 | 8.9 |  | 9.8 | 110000 | 10740 | 3 | 3 | 59000 | 8640 | 2 | Non Federally-Regulated | 05/27/1993 |  | 09/02/1995
Rheem Sales Company, Inc. | Whirlpool | NCHR20H001B | NEPR20M050A | HRCU-A-CB, Split System: Heat | Heat Pump | 208 | 3 |  |  |  | No Match |  | No Match | 234000 | 28540 | 8.2 |  |  |  | 234000 | 24490 |  |  | 119000 | 17430 |  | Non Federally-Regulated | 05/11/1988 |  | 10/10/1989
Carrier Corp. - Syracuse | Carrier | 50RQ0105 |  | HSP-A, Single-Package Heat Pum | Heat Pump | 208 | 3 |  |  |  | No Match |  | No Match | 108000 | 14062 | 7.7 | 8.2 |  |  | 112000 | 11820 |  |  | 61000 | 9000 |  | Non Federally-Regulated | 05/16/1984 |  | 06/11/1985
York International | Luxaire | BB-20[C,E18,E36]***(T,W,X)* |  | HSP-A, Single-Package Heat Pum | Both Heat Pump and Electric Re | 460 | 3 |  |  |  |  | True | Single-Speed | 218000 | 22947 | 9.5 | 8.5 |  | 10.2 | 210000 | 19866 | 3.1 | 2.9 | 130000 | 19062 | 2 | Federally-Regulated Commercial & Industrial Equipment | 01/18/2008 |  | 01/24/2011
Carrier Corp. - Syracuse | Airquest | CHS240(H,L,S)D* | FHS240(S,H,L)**A2* | HRCU-A-CB, Split System: Heat | Heat Pump | 460 | 3 |  |  |  |  | True | Single-Speed | 222000 | 20747 | 10.7 | 10.4 |  |  | 214000 | 17919 | 3.5 | 3.2 |  |  |  | Federally-Regulated Commercial & Industrial Equipment | 07/18/2013 |  | 10/28/2014
Carrier Corp. - Syracuse | ICP Commercial | RHH090(H,L,S)******TA |  | HSP-A, Single-Package Heat Pum | Heat Pump | 208 | 3 | False |  |  |  | True | Single-Speed | 90000 | 7438 | 12.1 | 10.8 |  |  | 84000 | 7033 | 3.5 | 3.3 |  |  |  | Federally-Regulated Commercial & Industrial Equipment | 10/28/2014 |  | 10/28/2014
Carrier Corp. - Syracuse | ICP Commercial | RHH090(H,L,S)******TA |  | HSP-A, Single-Package Heat Pum | Heat Pump | 460 | 3 | False |  |  |  | True | Single-Speed | 90000 | 7438 | 12.1 | 10.8 |  |  | 84000 | 7033 | 3.5 | 3.3 |  |  |  | Federally-Regulated Commercial & Industrial Equipment | 12/12/2012 |  | 10/28/2014
McQuay International | McQuay International | DPS012AHHG4**-4 |  | HSP-A, Single-Package Heat Pum | Heat Pump | 460 | 3 | False |  |  |  | True | Variable-Speed | 144000 | 12307 | 11.7 | 10.4 |  |  | 138000 | 11392 | 3.6 | 3.2 |  |  |  | Federally-Regulated Commercial & Industrial Equipment | 03/02/2012 |  | 08/28/2012
York International | Luxaire | BADF-(T/W)090N*** |  | HSP-A, Single-Package Heat Pum | Heat Pump | 208 | 3 |  |  |  | No Match |  | No Match | 87000 | 9666 | 9 | 8.9 |  |  | 89000 | 8692 | 3 | 3 | 49000 | 7178 | 2 | Federally-Regulated Commercial & Industrial Equipment | 11/18/1999 |  | 04/13/2000
Carrier Corp. - Syracuse | Carrier Corp. | 38AUQA16A0*(5,6,1)A* | 40RUQA16A*A(5,6,1)A* | HRCU-A-CB, Split System: Heat | Heat Pump | 230 | 3 |  |  |  |  | True | Single-Speed | 178000 | 16792 | 10.6 | 10.4 |  |  | 178000 | 15343 | 3.4 | 3.2 |  |  |  | Federally-Regulated Commercial & Industrial Equipment | 06/17/2013 |  | 04/20/2015
Carrier Corp. - Syracuse | Carrier Corp. | 50TCQ*09***(6,1)A* |  | HSP-A, Single-Package Heat Pum | Heat Pump | 575 | 3 | False |  |  |  | False | Single-Speed | 99000 | 8839 | 11.2 | 10.8 |  |  | 96000 | 8525 | 3.3 | 3.3 |  |  |  | Federally-Regulated Commercial & Industrial Equipment | 11/30/2011 |  | 12/12/2012
Carrier Corp. - Syracuse | Carrier | 50EQ0285 |  | HSP-A, Single-Package Heat Pum | Heat Pump | 230 | 3 |  |  |  | No Match |  | No Match | 270000 | 33500 | 8.1 |  |  |  | 276000 | 27400 |  |  | 163000 | 23000 |  | Non Federally-Regulated | 06/11/1985 |  | 05/11/1988
Lennox Industries Inc. | Lennox | LHA120H* |  | HSP-A, Single-Package Heat Pum | Heat Pump | 230 | 3 |  |  |  | No Match |  | No Match | 118000 | 11456 | 10.3 | 8.9 |  |  | 120000 | 10654 | 3.3 | 3 | 72000 | 10045 | 2.1 | Federally-Regulated Commercial & Industrial Equipment | 05/22/2000 |  | 03/22/2001
Carrier Corp. - Syracuse | Day & Night | RHH090(H,L,S)******AA |  | HSP-A, Single-Package Heat Pum | Heat Pump | 230 | 3 | False |  |  |  | True | Single-Speed | 90000 | 7438 | 12.1 | 10.8 |  |  | 84000 | 7033 | 3.5 | 3.3 |  |  |  | Federally-Regulated Commercial & Industrial Equipment | 12/12/2012 |  | 10/28/2014
Carrier Corp. - Syracuse | Carrier | 50PQ0165 |  | HSP-A, Single-Package Heat Pum | Heat Pump | 208 | 3 |  |  |  | No Match |  | No Match | 178000 | 21000 | 8.5 | 8.2 |  |  | 180000 | 17500 |  |  | 103000 | 14300 |  | Non Federally-Regulated | 02/22/1990 |  | 07/31/1992
Carrier Corp. | Carrier | 50LJQ012-5 |  | HSP-A, Single-Package Heat Pum | Heat Pump | 208 | 3 |  |  |  | No Match |  | No Match | 120000 | 13000 | 9.2 | 8.9 |  |  | 120000 | 10500 | 3.3 | 3 | 64000 | 8600 | 2.2 | Non Federally-Regulated | 06/30/1992 |  | 03/08/1996
Trane U.S. Inc. | American Standard, Inc. | WCD075A400A |  | HSP-A, Single-Package Heat Pum | Heat Pump | 460 | 3 |  |  |  | No Match |  | No Match | 71000 | 8300 | 8.6 | 8.2 |  |  | 71000 | 7170 |  |  | 33000 | 5090 |  | Non Federally-Regulated | 10/10/1989 |  | 02/22/1990
Trane U.S. Inc. | American Standard, Inc. | WCD120B400B |  | HSP-A, Single-Package Heat Pum | Heat Pump | 460 | 3 |  |  |  | No Match |  | No Match | 117000 | 12720 | 9.2 | 8.9 |  |  | 119000 | 11460 | 3 | 3 | 61000 | 8840 | 2 | Non Federally-Regulated | 07/31/1992 |  | 03/31/1998
York International | Fraser Johnston | ECSE-T/W090 | FCHP-S090 | HRCU-A-CB, Split System: Heat | Heat Pump | 460 | 3 |  |  |  | No Match |  | No Match | 83000 | 9222 | 9 | 8.9 |  |  | 78000 | 7617 | 3 | 3 | 51000 | 6496 | 2.3 | Federally-Regulated Commercial & Industrial Equipment | 07/31/2002 |  | 06/19/2003
Trane U.S. Inc. | Trane Unitary Products Group | 4TWB3048B1 (2) | TWE090E1**A* | HRCU-A-CB, Split System: Heat | Heat Pump | 230 | 1 |  |  |  |  | True | Single-Speed | 90000 | 8181 | 11 | 10.8 |  |  | 90000 | 7992 | 3.3 | 3.3 |  |  |  | Federally-Regulated Commercial & Industrial Equipment | 11/30/2011 |  | 08/28/2014
Carrier Corp. - Syracuse | Carrier | 38AQ0125 (2 UNITS) | 40RR024 | HRCU-A-CB, Split System: Heat | Heat Pump | 460 | 3 |  |  |  | No Match |  | No Match | 219150 | 25290 | 8.7 | 7.5 |  |  | 237068 | 23010 |  |  | 133440 | 18650 |  | Non Federally-Regulated | 08/30/1983 |  | 05/16/1984
Addison Products | Addison Products | DFH114*3E**** |  | HSP-A, Single-Package Heat Pum | Heat Pump | 208 | 3 |  |  |  | No Match |  | No Match | 115700 | 12900 | 9 | 8.9 |  | 9.2 | 115600 | 10600 | 3.2 | 3 | 67100 | 8720 | 2.3 | Federally-Regulated Commercial & Industrial Equipment | 11/03/1994 |  | 04/07/1996
International Comfort Products | Comfortmaker | RYMA10H**** |  | HSP-A, Single-Package Heat Pum | Heat Pump | 230 | 3 |  |  |  | No Match |  | No Match | 123000 | 13516 | 9.1 | 8.9 |  | 9.5 | 123000 | 11625 | 3.1 | 3 | 71000 | 10401 | 2 | Federally-Regulated Commercial & Industrial Equipment | 05/22/2000 |  | 09/20/2001
Carrier Corp. - Syracuse | Airquest | RHS(240,243)(H,L,S)******AA |  | HSP-A, Single-Package Heat Pum | Heat Pump | 230 | 3 | False |  |  |  | True | Single-Speed | 232000 | 21886 | 10.6 | 10.4 |  |  | 220000 | 19538 | 3.3 | 3.2 |  |  |  | Federally-Regulated Commercial & Industrial Equipment | 12/12/2012 |  | 04/21/2014
Carrier Corp. - Syracuse | Day & Night | RHS150(H,L,S)******AA |  | HSP-A, Single-Package Heat Pum | Heat Pump | 230 | 3 | False |  |  |  | False | Single-Speed | 142000 | 13396 | 10.6 | 10.4 |  |  | 142000 | 13005 | 3.2 | 3.2 |  |  |  | Federally-Regulated Commercial & Industrial Equipment | 10/28/2014 |  | 10/28/2014
Carrier Corp. - Syracuse | Comfortmaker | RHH(120,121)(H,L,S)******TA |  | HSP-A, Single-Package Heat Pum | Heat Pump | 208 | 3 | False |  |  |  | True | Single-Speed | 119000 | 9674 | 12.3 | 10.8 |  |  | 116000 | 9713 | 3.5 | 3.3 |  |  |  | Federally-Regulated Commercial & Industrial Equipment | 12/12/2012 |  | 10/28/2014
Carrier Corp. - Syracuse | Airquest | CHS240(H,L,S)D* | FHS240(S,H,L)**A0* | HRCU-A-CB, Split System: Heat | Heat Pump | 460 | 3 |  |  |  |  | True | Single-Speed | 222000 | 20747 | 10.7 | 10.4 |  |  | 214000 | 17919 | 3.5 | 3.2 |  |  |  | Federally-Regulated Commercial & Industrial Equipment | 07/18/2013 |  | 10/28/2014
Carrier Corp. - Syracuse | Heil | RHH102(H,L,S)******AA |  | HSP-A, Single-Package Heat Pum | Heat Pump | 460 | 3 | False |  |  |  | True | Single-Speed | 100000 | 8333 | 12 | 10.8 |  |  | 100000 | 8619 | 3.4 | 3.3 |  |  |  | Federally-Regulated Commercial & Industrial Equipment | 12/12/2012 |  | 10/28/2014
Rheem Sales Company, Inc. | Weatherking | WPWC-100DAZ | WHGF-100Z | HRCU-A-CB, Split System: Heat | Heat Pump | 208 | 3 |  |  |  | No Match |  | No Match | 121000 | 12872 | 9.4 | 8.9 |  |  | 125000 | 11817 | 3.1 | 3 | 84000 | 11190 | 2.2 | Federally-Regulated Commercial & Industrial Equipment | 03/04/1998 |  | 03/31/1998
Rheem Sales Company, Inc. | Square D | HCS7.5JAR1H | A08-62-OOM-7.5US1G | HRCU-A-CB, Split System: Heat | Heat Pump | 230 | 3 |  |  |  | No Match |  | No Match | 90000 | 11000 | 8.2 | 8.2 |  |  | 88000 | 8595 |  |  | 46000 | 6740 |  | Non Federally-Regulated | 08/29/1986 |  | 05/11/1988
Carrier Corp. - Syracuse | Carrier | 50HJQ00750/60 |  | HSP-A, Single-Package Heat Pum | Heat Pump | 460 | 3 |  |  |  | No Match |  | No Match | 68000 | 7157 | 9.5 | 8.9 |  |  | 72000 | 6204 | 3.4 | 3 | 36000 | 5551 | 1.9 | Federally-Regulated Commercial & Industrial Equipment | 07/31/2002 |  | 09/25/2002
Carrier Corp. - Syracuse | Heil | RHH102(H,L,S)******** |  | HSP-A, Single-Package Heat Pum | Heat Pump | 575 | 3 | False |  |  |  | True | Single-Speed | 100000 | 8333 | 12 | 10.8 |  |  | 100000 | 8619 | 3.4 | 3.3 |  |  |  | Federally-Regulated Commercial & Industrial Equipment | 11/30/2011 |  | 04/19/2013
York International | York | E1FB180 | F1EH180 | HRCU-A-CB, Split System: Heat | Heat Pump | 208 | 3 |  |  |  |  | True | Single-Speed | 166000 | 19080 | 8.7 | 8.5 |  | 9.5 | 184000 | 17986 | 3 | 2.9 | 121000 | 16129 | 2.2 | Federally-Regulated Commercial & Industrial Equipment | 01/18/2008 |  | 01/24/2011
GE Appliances, a Haier company | General Electric | BWA240C4 | BWV240A | HRCU-A-CB, Split System: Heat | Heat Pump | 460 | 3 |  |  |  | No Match |  | No Match | 234000 | 30100 | 7.8 | 7.5 |  |  | 240000 | 24800 |  |  | 116000 | 18400 |  | Non Federally-Regulated | 01/05/1982 |  | 09/03/2015
Trane U.S. Inc. | American Standard, Inc. | WCH180B40*E* |  | HSP-A, Single-Package Heat Pum | Heat Pump | 208 | 3 |  |  |  | No Match |  | No Match | 176000 | 18924 | 9.3 | 8.5 |  | 9.5 | 160000 | 16169 | 2.9 | 2.9 | 82000 | 12016 | 2 | Federally-Regulated Commercial & Industrial Equipment | 05/09/1998 |  | 10/02/1998
Carrier Corp. - Syracuse | Bryant Heating & Cooling Systems | 548J(P,E,T)24*********(D,E)A |  | HSP-A, Single-Package Heat Pum | Heat Pump | 575 | 3 | False |  |  |  | True | Single-Speed | 232000 | 21886 | 10.6 | 10.4 |  |  | 220000 | 19538 | 3.3 | 3.2 |  |  |  | Federally-Regulated Commercial & Industrial Equipment | 12/12/2012 |  | 04/21/2014
Carrier Corp. - Syracuse | Carrier | 38AQ0245 | 40RR024 | HRCU-A-CB, Split System: Heat | Heat Pump | 230 | 3 |  |  |  | No Match |  | No Match | 202771 | 25346 | 8 |  |  |  | 230000 | 24060 |  |  | 129000 | 19024 |  | Non Federally-Regulated | 05/16/1984 |  | 06/11/1985
Carrier Corp. - Syracuse | Keeprite | RHH072(H,L,S)0******A |  | HSP-A, Single-Package Heat Pum | Heat Pump | 208 | 3 | False |  |  |  | True | Single-Speed | 72000 | 6000 | 12 | 10.8 |  |  | 70000 | 6033 | 3.4 | 3.3 |  |  |  | Federally-Regulated Commercial & Industrial Equipment | 03/10/2011 |  | 04/19/2013
Carrier Corp. - Syracuse | ICP Commercial | RHH072(H,L,S)******** |  | HSP-A, Single-Package Heat Pum | Heat Pump | 230 | 3 | False |  |  |  | True | Single-Speed | 72000 | 6000 | 12 | 10.8 |  |  | 70000 | 6033 | 3.4 | 3.3 |  |  |  | Federally-Regulated Commercial & Industrial Equipment | 11/30/2011 |  | 10/28/2014
Carrier Corp. - Syracuse | Carrier Corp. | 50HCQ*09***(5,6,1)A* |  | HSP-A, Single-Package Heat Pum | Heat Pump | 208 | 3 | False |  |  |  | True | Single-Speed | 100000 | 8333 | 12 | 10.8 |  |  | 100000 | 8619 | 3.4 | 3.3 |  |  |  | Federally-Regulated Commercial & Industrial Equipment | 11/30/2011 |  | 04/19/2013
York International | Fraser Johnston | BACB-T120A |  | HSP-A, Single-Package Heat Pum | Heat Pump | 208 | 3 |  |  |  | No Match |  | No Match | 117000 | 13765 | 8.5 | 8.2 |  |  | 117500 | 11630 |  |  | 65000 | 9717 |  | Non Federally-Regulated | 10/10/1989 |  | 07/31/1992
Trane U.S. Inc. | American Standard, Inc. | 4A6C3048A3 (2) | TWE120E3**A* | HRCU-A-CB, Split System: Heat | Heat Pump | 208 | 3 |  |  |  |  | True | Single-Speed | 101000 | 8326 | 12.1 | 10.8 |  |  | 95000 | 7524 | 3.7 | 3.3 |  |  |  | Federally-Regulated Commercial & Industrial Equipment | 11/30/2011 |  | 05/02/2012
Carrier Corp. - Syracuse | Bryant Heating & Cooling Systems | 575J(P,E,T)16D000* | 524J(E,P,T)16H000A** | HRCU-A-CB, Split System: Heat | Heat Pump | 575 | 3 |  |  |  |  | True | Single-Speed | 178000 | 16792 | 10.6 | 10.4 |  |  | 178000 | 15343 | 3.4 | 3.2 |  |  |  | Federally-Regulated Commercial & Industrial Equipment | 07/18/2013 |  | 04/20/2015
York International | Luxaire | BCCB-T/-W120 |  | HSP-A, Single-Package Heat Pum | Heat Pump | 460 | 3 |  |  |  | No Match |  | No Match | 118000 | 13111 | 9 | 8.9 |  |  | 116000 | 11332 | 3 | 3 | 70000 | 10257 | 2 | Federally-Regulated Commercial & Industrial Equipment | 02/03/1998 |  | 03/31/1998
York International | Fraser Johnston | BA-A6[C,E]***(T,W,X)* |  | HSP-A, Single-Package Heat Pum | Both Heat Pump and Electric Re | 575 | 3 |  |  |  |  | True | Single-Speed | 68000 | 6667 | 10.2 | 8.9 |  | 0 | 69000 | 6323 | 3.2 | 3 | 43000 | 5732 | 2.2 | Federally-Regulated Commercial & Industrial Equipment | 01/18/2008 |  | 01/24/2011
McQuay International | McQuay International | DPS012AHHW4**-6 |  | HSP-A, Single-Package Heat Pum | Heat Pump | 460 | 3 | False |  |  |  | True | Variable-Speed | 144000 | 12203 | 11.8 | 10.4 |  |  | 140000 | 11429 | 3.6 | 3.2 |  |  |  | Federally-Regulated Commercial & Industrial Equipment | 03/02/2012 |  | 08/28/2012
Trane U.S. Inc. | Trane | TWA090A300A | TWE090A300A | HRCU-A-CB, Split System: Heat | Heat Pump | 208 | 3 |  |  |  | No Match |  | No Match | 88000 | 10230 | 8.6 | 8.2 |  |  | 85000 | 8300 |  |  | 44000 | 6380 |  | Non Federally-Regulated | 02/22/1990 |  | 07/31/1992
York International | Fraser Johnston | BA-10C00*T/W/X***1* |  | HSP-A, Single-Package Heat Pum | Heat Pump | 230 | 3 |  |  |  | No Match |  | No Match | 120000 | 11650 | 10.3 | 8.9 |  | 10 | 113000 | 10346 | 3.2 | 3 | 60000 | 7990 | 2.2 | Federally-Regulated Commercial & Industrial Equipment | 07/19/2001 |  | 02/05/2002
McQuay International | McQuay International | DPS010AHHY2*C-4 |  | HSP-A, Single-Package Heat Pum | Heat Pump | 208 | 3 | False |  |  |  | True | Variable-Speed | 120000 | 9836 | 12.2 | 10.8 |  |  | 110000 | 9290 | 3.5 | 3.3 |  |  |  | Federally-Regulated Commercial & Industrial Equipment | 08/28/2012 |  | 04/19/2013
York International | Fraser Johnston | ECSE-T/W090 | FCHP-S090 | HRCU-A-CB, Split System: Heat | Heat Pump | 460 | 3 |  |  |  | No Match |  | No Match | 83000 | 9222 | 9 | 8.9 |  |  | 78000 | 7617 | 3 | 3 | 51000 | 6496 | 2.3 | Federally-Regulated Commercial & Industrial Equipment | 06/19/2003 |  | 01/18/2008
York International | Evcon | BA-12C00*T/W/X***** |  | HSP-A, Single-Package Heat Pum | Heat Pump | 208 | 3 |  |  |  | No Match |  | No Match | 144000 | 15483 | 9.3 | 8.5 |  | 11 | 142000 | 13421 | 3.1 | 2.9 | 91000 | 12696 | 2.1 | Federally-Regulated Commercial & Industrial Equipment | 02/05/2002 |  | 07/18/2002
Carrier Corp. - Syracuse | Bryant Heating & Cooling Systems | 548J(P,E,T)24**********A |  | HSP-A, Single-Package Heat Pum | Heat Pump | 230 | 3 | False |  |  |  | True | Single-Speed | 232000 | 21886 | 10.6 | 10.4 |  |  | 220000 | 19538 | 3.3 | 3.2 |  |  |  | Federally-Regulated Commercial & Industrial Equipment | 11/30/2011 |  | 12/12/2012
Trane U.S. Inc. | American Standard, Inc. | 4A6B3048B1 (2) | TWE090E1**A* | HRCU-A-CB, Split System: Heat | Heat Pump | 200 | 1 |  |  |  |  | True | Single-Speed | 90000 | 8181 | 11 | 10.8 |  |  | 90000 | 7992 | 3.3 | 3.3 |  |  |  | Federally-Regulated Commercial & Industrial Equipment | 11/30/2011 |  | 08/28/2014
Rheem Sales Company, Inc. | Ruud | UPWB-200DAS* | UHPA-200Z | HRCU-A-CB, Split System: Heat | Heat Pump | 460 | 3 |  |  |  | No Match |  | No Match | 234000 | 28540 | 8.2 | 8.2 |  |  | 234000 | 24490 |  |  | 119000 | 17430 |  | Non Federally-Regulated | 02/22/1990 |  | 07/31/1992
Rheem Sales Company, Inc. | Heil Quaker | NCHR10L001B | NEPR10M030A | HRCU-A-CB, Split System: Heat | Heat Pump | 460 | 3 |  |  |  | No Match |  | No Match | 118000 | 14390 | 8.2 | 8.2 |  |  | 118000 | 12350 |  |  | 60000 | 8790 | 2 | Non Federally-Regulated | 02/22/1990 |  | 07/31/1992
Daikin Comfort Technologies Manufacturing, L.P. | Goodman | CPH120********A* |  | HSP-A, Single-Package Heat Pum | Both Heat Pump and Electric Re | 230 | 3 | False |  |  |  | False | Single-Speed | 115000 | 10360 | 11.1 | 11 |  |  | 116000 | 9999 | 3.4 | 3.3 | 56000 | 7135 | 2.3 | Federally-Regulated Commercial & Industrial Equipment | 04/21/2015 |  | 06/01/2015
Trane U.S. Inc. | Trane | TWA072A4 | BWE090C-F | HRCU-A-CB, Split System: Heat | Heat Pump | 460 | 3 |  |  |  | No Match |  | No Match | 70500 | 7880 | 8.9 | 8.2 |  |  | 67000 | 6250 | 3.1 |  | 36400 | 4710 | 2.3 | Non Federally-Regulated | 02/22/1990 |  | 07/31/1992
McQuay International | McQuay International | DPS006AHHW2*C-4 |  | HSP-A, Single-Package Heat Pum | Heat Pump | 208 | 3 | False |  |  |  | True | Variable-Speed | 69000 | 6216 | 11.1 | 10.8 |  |  | 71000 | 5176 | 4 | 3.3 |  |  |  | Federally-Regulated Commercial & Industrial Equipment | 03/02/2012 |  | 08/28/2012
Trane U.S. Inc. | American Standard, Inc. | BWC150L400A |  | HSP-A, Single-Package Heat Pum | Heat Pump | 460 | 3 |  |  |  | No Match |  | No Match | 147000 | 17100 | 8.6 | 8.2 |  |  | 132000 | 14340 | 2.7 |  | 68000 | 11080 | 1.8 | Non Federally-Regulated | 02/22/1990 |  | 07/31/1992
Carrier Corp. - Syracuse | Carrier | 50EQ0345 |  | HSP-A, Single-Package Heat Pum | Heat Pump | 208 | 3 |  |  |  | No Match |  | No Match | 336000 | 43000 | 7.8 |  |  |  | 360000 | 35000 |  |  | 211000 | 28900 |  | Non Federally-Regulated | 02/22/1990 |  | 07/31/1992
York International | Coleman | XA-08[C,E]***(T,W,X)* |  | HSP-A, Single-Package Heat Pum | Both Heat Pump and Electric Re | 460 | 3 |  |  |  |  | True | Single-Speed | 100000 | 9091 | 11 | 8.9 |  | 12.4 | 94000 | 7876 | 3.5 | 3 | 57000 | 7268 | 2.3 | Federally-Regulated Commercial & Industrial Equipment | 01/18/2008 |  | 01/09/2014
Carrier Corp. - Syracuse | Keeprite | RHS150(H,L,S)******AA |  | HSP-A, Single-Package Heat Pum | Heat Pump | 208 | 3 | False |  |  |  | False | Single-Speed | 142000 | 13396 | 10.6 | 10.4 |  |  | 142000 | 13005 | 3.2 | 3.2 |  |  |  | Federally-Regulated Commercial & Industrial Equipment | 12/12/2012 |  | 10/28/2014
Carrier Corp. - Syracuse | Carrier | 50PQ0126 |  | HSP-A, Single-Package Heat Pum | Heat Pump | 460 | 3 |  |  |  | No Match |  | No Match | 120000 | 14700 | 8.2 | 7.5 |  |  | 120000 | 12200 |  |  | 65000 | 9200 |  | Non Federally-Regulated | 01/05/1982 |  | 05/16/1984
GE Appliances, a Haier company | General Electric | BWA090C3 | BWE090C | HRCU-A-CB, Split System: Heat | Heat Pump | 230 | 3 |  |  |  | No Match |  | No Match | 90000 | 11500 | 7.8 | 7.5 |  |  | 90000 | 10000 | 2.6 |  | 50000 | 8000 |  | Non Federally-Regulated | 09/08/1982 |  | 09/03/2015
York International | Luxaire | BADF-(T/W)090N*** |  | HSP-A, Single-Package Heat Pum | Heat Pump | 208 | 3 |  |  |  | No Match |  | No Match | 87000 | 9666 | 9 | 8.9 |  |  | 89000 | 8694 | 3 | 3 | 49000 | 7180 | 2 | Federally-Regulated Commercial & Industrial Equipment | 12/14/1998 |  | 08/17/1999
Carrier Corp. - Syracuse | Keeprite | RHH(120,121)(H,L,S)******TA |  | HSP-A, Single-Package Heat Pum | Heat Pump | 208 | 3 | False |  |  |  | True | Single-Speed | 119000 | 9674 | 12.3 | 10.8 |  |  | 116000 | 9713 | 3.5 | 3.3 |  |  |  | Federally-Regulated Commercial & Industrial Equipment | 12/12/2012 |  | 10/28/2014
International Comfort Products | Arcoaire | RYMA10H**** |  | HSP-A, Single-Package Heat Pum | Heat Pump | 208 | 3 |  |  |  | No Match |  | No Match | 123000 | 13516 | 9.1 | 8.9 |  | 9.5 | 123000 | 11628 | 3.1 | 3 | 71000 | 10404 | 2 | Federally-Regulated Commercial & Industrial Equipment | 03/31/1998 |  | 05/09/1998
York International | Fraser Johnston | BCCB-T/-W120 |  | HSP-A, Single-Package Heat Pum | Heat Pump | 230 | 3 |  |  |  | No Match |  | No Match | 118000 | 13111 | 9 | 8.9 |  |  | 116000 | 11329 | 3 | 3 | 70000 | 10254 | 2 | Federally-Regulated Commercial & Industrial Equipment | 11/18/1999 |  | 04/13/2000
Carrier Corp. - Syracuse | Arcoaire | RHS(240,243)(H,L,S)******** |  | HSP-A, Single-Package Heat Pum | Heat Pump | 460 | 3 | False |  |  |  | True | Single-Speed | 232000 | 21886 | 10.6 | 10.4 |  |  | 220000 | 19538 | 3.3 | 3.2 |  |  |  | Federally-Regulated Commercial & Industrial Equipment | 11/30/2011 |  | 12/12/2012
Carrier Corp. - Syracuse | Carrier | 38AQ0165 * 0165 * 0165 | 40RR054 | HRCU-A-CB, Split System: Heat | Heat Pump | 208 | 3 |  |  |  | No Match |  | No Match | 485102 | 64045 | 7.6 |  |  |  | 554117 | 52915 |  |  | 337211 | 43555 |  | Non Federally-Regulated | 02/22/1990 |  | 07/31/1992
Goettl | American Best | HP722E-3 |  | HSP-A, Single-Package Heat Pum | Heat Pump | 230 | 3 |  |  |  | No Match |  | No Match | 70000 | 6950 | 10.1 | 8.9 |  |  | 67500 | 6030 | 3.3 | 3 | 38300 | 5250 | 2.1 | Federally-Regulated Commercial & Industrial Equipment | 07/24/1995 |  | 09/02/1995
York International | York | E1RA090S25/46 | F3EH090 | HRCU-A-CB, Split System: Heat | Heat Pump | 230 | 3 |  |  |  | No Match |  | No Match | 91000 | 9578 | 9.5 | 8.9 |  |  | 83000 | 8106 | 3 | 3 | 54000 | 7534 | 2.1 | Federally-Regulated Commercial & Industrial Equipment | 07/25/2000 |  | 11/21/2001
Lennox Industries Inc. | Lennox | CHP11-1353-5G |  | HSP-A, Single-Package Heat Pum | Heat Pump | 460 | 3 |  |  |  | No Match |  | No Match | 122000 | 14920 | 8.2 | 8.2 |  |  | 125000 | 12550 |  |  | 64000 | 9880 |  | Non Federally-Regulated | 05/16/1984 |  | 06/11/1985
Carrier Corp. - Syracuse | Heil | CHS091(H,L,S)A* | FHS091(M,S,K)**A0* | HRCU-A-CB, Split System: Heat | Heat Pump | 460 | 3 |  |  |  |  | True | Single-Speed | 89000 | 8090 | 11 | 10.8 |  |  | 87000 | 7726 | 3.3 | 3.3 |  |  |  | Federally-Regulated Commercial & Industrial Equipment | 07/18/2013 |  | 04/20/2015
McQuay International | McQuay International | DPS006AHHG2**-4 |  | HSP-A, Single-Package Heat Pum | Heat Pump | 208 | 3 | False |  |  |  | True | Variable-Speed | 69000 | 6216 | 11.1 | 10.8 |  |  | 64000 | 5083 | 3.7 | 3.3 |  |  |  | Federally-Regulated Commercial & Industrial Equipment | 08/28/2012 |  | 04/19/2013
Carrier Corp. - Syracuse | Day & Night | RHS(240)(H,L,S)******TA |  | HSP-A, Single-Package Heat Pum | Heat Pump | 575 | 3 | False |  |  |  | True | Single-Speed | 232000 | 21886 | 10.6 | 10.4 |  |  | 220000 | 19538 | 3.3 | 3.2 |  |  |  | Federally-Regulated Commercial & Industrial Equipment | 10/28/2014 |  | 10/28/2014
Carrier Corp. - Syracuse | Bryant Air Conditioning | 542JPX/JEX180 |  | HSP-A, Single-Package Heat Pum | Heat Pump | 208 | 3 |  |  |  | No Match |  | No Match | 172000 | 18494 | 9.3 | 8.5 |  | 9.7 | 172000 | 15271 | 3.3 | 2.9 | 94000 | 12518 | 2.2 | Federally-Regulated Commercial & Industrial Equipment | 11/18/1999 |  | 07/18/2002
McQuay International | McQuay International | DPS007AHHW2**-3 |  | HSP-A, Single-Package Heat Pum | Heat Pump | 208 | 3 | False |  |  |  | True | Variable-Speed | 88000 | 7154 | 12.3 | 10.8 |  |  | 78000 | 6245 | 3.7 | 3.3 |  |  |  | Federally-Regulated Commercial & Industrial Equipment | 08/28/2012 |  | 04/19/2013
York International | Fraser Johnston | BCCB-T/-W120 |  | HSP-A, Single-Package Heat Pum | Heat Pump | 208 | 3 |  |  |  | No Match |  | No Match | 118000 | 13111 | 9 | 8.9 |  |  | 116000 | 11332 | 3 | 3 | 70000 | 10257 | 2 | Federally-Regulated Commercial & Industrial Equipment | 03/31/1998 |  | 05/09/1998
Borg Warner | Moncrief | BAHT-W090A |  | HSP-A, Single-Package Heat Pum | Heat Pump | 460 | 3 |  |  |  | No Match |  | No Match | 95000 | 10041 | 8.3 | 8.2 |  |  | 103000 | 8607 | 3.5 |  | 63000 | 6562 | 2.8 | Non Federally-Regulated | 06/11/1985 |  | 05/11/1988
Lennox Industries Inc. | Lennox | HP17-1353V-4G | CB17-135V-1 | HRCU-A-CB, Split System: Heat | Heat Pump | 460 | 3 |  |  |  | No Match |  | No Match | 119000 | 14512 | 8.2 |  |  |  | 119000 | 11499 | 3 | 2.5 | 69000 | 9406 | 2.1 | Non Federally-Regulated | 10/20/1988 |  | 03/15/1989
York International | York | E1CH090A25 | FZEH090A33 | HRCU-A-CB, Split System: Heat | Heat Pump | 230 | 3 |  |  |  | No Match |  | No Match | 93000 | 10941 | 8.5 | 8.2 |  |  | 103000 | 9434 | 3.2 |  | 59000 | 6917 | 2.5 | Non Federally-Regulated | 03/15/1989 |  | 10/10/1989
Carrier Corp. - Syracuse | Keeprite | RHS150(H,L,S)******AA |  | HSP-A, Single-Package Heat Pum | Heat Pump | 230 | 3 | False |  |  |  | False | Single-Speed | 142000 | 13396 | 10.6 | 10.4 |  |  | 142000 | 13005 | 3.2 | 3.2 |  |  |  | Federally-Regulated Commercial & Industrial Equipment | 12/12/2012 |  | 10/28/2014
Carrier Corp. - Syracuse | Arcoaire | CHS240(H,L,S)D* | FHS240(S,H,L)A*A* | HRCU-A-CB, Split System: Heat | Heat Pump | 575 | 3 |  |  |  |  | True | Single-Speed | 222000 | 20747 | 10.7 | 10.4 |  |  | 214000 | 17919 | 3.5 | 3.2 |  |  |  | Federally-Regulated Commercial & Industrial Equipment | 03/10/2011 |  | 12/12/2012
Carrier Corp. - Syracuse | Day & Night | RHS(243)(H,L,S)******TA |  | HSP-A, Single-Package Heat Pum | Heat Pump | 460 | 3 | False |  |  |  | True | Single-Speed | 232000 | 21886 | 10.6 | 10.4 |  |  | 220000 | 19538 | 3.3 | 3.2 |  |  |  | Federally-Regulated Commercial & Industrial Equipment | 10/28/2014 |  | 10/28/2014
Trane U.S. Inc. | American Standard, Inc. | WCD180A300A |  | HSP-A, Single-Package Heat Pum | Heat Pump | 230 | 3 |  |  |  | No Match |  | No Match | 174000 | 19770 | 8.8 |  |  |  | 160000 | 15620 | 3 |  | 84000 | 11710 | 2.1 | Non Federally-Regulated | 07/31/1992 |  | 03/31/1998
York International | Coleman | EASE-T,W,X240 | FAHP-N240 | HRCU-A-CB, Split System: Heat | Heat Pump | 230 | 3 |  |  |  |  | True | Single-Speed | 214000 | 24884 | 8.6 | 8.5 |  | 9.6 | 218000 | 22045 | 2.9 | 2.9 | 138000 | 19271 | 2.1 | Federally-Regulated Commercial & Industrial Equipment | 01/18/2008 |  | 02/24/2011
Carrier Corp. - Syracuse | Tempstar | RHS150(H,L,S)******AA |  | HSP-A, Single-Package Heat Pum | Heat Pump | 460 | 3 | False |  |  |  | False | Single-Speed | 142000 | 13396 | 10.6 | 10.4 |  |  | 142000 | 13005 | 3.2 | 3.2 |  |  |  | Federally-Regulated Commercial & Industrial Equipment | 12/12/2012 |  | 10/28/2014
Carrier Corp. - Syracuse | Bryant Heating & Cooling Systems | 549J(P,E,T)09*********(D,E)A |  | HSP-A, Single-Package Heat Pum | Heat Pump | 460 | 3 | False |  |  |  | True | Single-Speed | 100000 | 8333 | 12 | 10.8 |  |  | 100000 | 8619 | 3.4 | 3.3 |  |  |  | Federally-Regulated Commercial & Industrial Equipment | 12/12/2012 |  | 10/28/2014
Carrier Corp. - Syracuse | Tempstar | RHS(240)(H,L,S)******TA |  | HSP-A, Single-Package Heat Pum | Heat Pump | 230 | 3 | False |  |  |  | True | Single-Speed | 232000 | 21886 | 10.6 | 10.4 |  |  | 220000 | 19538 | 3.3 | 3.2 |  |  |  | Federally-Regulated Commercial & Industrial Equipment | 04/21/2014 |  | 10/28/2014
Carrier Corp. - Syracuse | Day & Night | 548BPX090 |  | HSP-A, Single-Package Heat Pum | Heat Pump | 230 | 3 |  |  |  | No Match |  | No Match | 90000 | 10300 | 8.7 | 8.2 |  |  | 92000 | 8500 | 3.2 |  | 4900 | 7100 |  | Non Federally-Regulated | 02/22/1990 |  | 07/31/1992
Carrier Corp. - Syracuse | Arcoaire | RHS(240)(H,L,S)******TA |  | HSP-A, Single-Package Heat Pum | Heat Pump | 230 | 3 | False |  |  |  | True | Single-Speed | 232000 | 21886 | 10.6 | 10.4 |  |  | 220000 | 19538 | 3.3 | 3.2 |  |  |  | Federally-Regulated Commercial & Industrial Equipment | 04/21/2014 |  | 10/28/2014
Carrier Corp. - Syracuse | Airquest | RHH(120,121)(H,L,S)******AA |  | HSP-A, Single-Package Heat Pum | Heat Pump | 575 | 3 | False |  |  |  | True | Single-Speed | 119000 | 9674 | 12.3 | 10.8 |  |  | 116000 | 9713 | 3.5 | 3.3 |  |  |  | Federally-Regulated Commercial & Industrial Equipment | 12/12/2012 |  | 10/28/2014
Carrier Corp. - Syracuse | Tempstar | RHS18*(H,L,S)0******A |  | HSP-A, Single-Package Heat Pum | Heat Pump | 460 | 3 | False |  |  |  | True | Single-Speed | 172000 | 15925 | 10.8 | 10.4 |  |  | 220000 | 19538 | 3.3 | 3.2 |  |  |  | Federally-Regulated Commercial & Industrial Equipment | 03/10/2011 |  | 12/12/2012
York International | Fraser Johnston | BACB-(T/W/X)180(A/E) |  | HSP-A, Single-Package Heat Pum | Heat Pump | 230 | 3 |  |  |  | No Match |  | No Match | 164000 | 18636 | 8.8 | 8.5 |  | 8.5 | 174000 | 16998 | 3 | 2.9 | 90000 | 13188 | 2 | Federally-Regulated Commercial & Industrial Equipment | 10/02/1998 |  | 08/19/1999
York International | Luxaire | BA-20[E72]***(T,W,X)* |  | HSP-A, Single-Package Heat Pum | Both Heat Pump and Electric Re | 230 | 3 |  |  |  |  | True | Single-Speed | 220000 | 21569 | 10.2 | 8.5 |  | 10.1 | 218000 | 18803 | 3.4 | 2.9 | 130000 | 18154 | 2.1 | Federally-Regulated Commercial & Industrial Equipment | 02/11/2008 |  | 02/24/2011
Carrier Corp. - Syracuse | Airquest | RHS090H******AA |  | HSP-A, Single-Package Heat Pum | Heat Pump | 208 | 3 | False |  |  |  | False | Single-Speed | 87000 | 7767 | 11.2 | 10.8 |  |  | 86000 | 7413 | 3.4 | 3.3 |  |  |  | Federally-Regulated Commercial & Industrial Equipment | 12/12/2012 |  | 10/28/2014
Borg Warner | York | E1CH090A25 | F1EH090A33 | HRCU-A-CB, Split System: Heat | Heat Pump | 208 | 3 |  |  |  | No Match |  | No Match | 93000 | 10134 | 8.5 | 8.2 |  |  | 103000 | 8710 | 3.5 |  | 59000 | 6263 | 2.8 | Non Federally-Regulated | 05/16/1984 |  | 06/11/1985
Carrier Corp. - Syracuse | Bryant Heating & Cooling Systems | 549J(P,E,T)12*********(D,E)A |  | HSP-A, Single-Package Heat Pum | Heat Pump | 208 | 3 | False |  |  |  | True | Single-Speed | 119000 | 9674 | 12.3 | 10.8 |  |  | 116000 | 9713 | 3.5 | 3.3 |  |  |  | Federally-Regulated Commercial & Industrial Equipment | 12/12/2012 |  | 04/21/2015
Phoenix Manufacturing, Inc. | Phoenix Manufacturing, Inc. | PHR 90 3 |  | HSP-A, Single-Package Heat Pum | Heat Pump | 230 | 3 |  |  |  | No Match |  | No Match | 97000 | 12460 | 7.8 | 8.2 |  |  | 104000 | 10990 |  |  | 51000 | 8230 |  | Non Federally-Regulated | 06/11/1985 |  | 08/29/1986
York International | Evcon | BA-10[C,E]***(T,W,X)* |  | HSP-A, Single-Package Heat Pum | Both Heat Pump and Electric Re | 230 | 3 |  |  |  |  | False | Single-Speed | 120000 | 11650 | 10.3 | 8.9 |  | 10 | 113000 | 10356 | 3.2 | 3 | 60000 | 7998 | 2.2 | Federally-Regulated Commercial & Industrial Equipment | 01/18/2008 |  | 02/24/2011
McQuay International | McQuay International | DPS006AHHE4*C-6 |  | HSP-A, Single-Package Heat Pum | Heat Pump | 460 | 3 | False |  |  |  | True | Variable-Speed | 70000 | 6194 | 11.3 | 10.8 |  |  | 65000 | 5120 | 3.7 | 3.3 |  |  |  | Federally-Regulated Commercial & Industrial Equipment | 08/28/2012 |  | 04/19/2013
Carrier Corp. - Syracuse | Airquest | RHS(240)(H,L,S)******AA |  | HSP-A, Single-Package Heat Pum | Heat Pump | 460 | 3 | False |  |  |  | True | Single-Speed | 232000 | 21886 | 10.6 | 10.4 |  |  | 220000 | 19538 | 3.3 | 3.2 |  |  |  | Federally-Regulated Commercial & Industrial Equipment | 04/21/2014 |  | 10/28/2014
Carrier Corp. - Syracuse | Heil | RHS(240)(H,L,S)******AA |  | HSP-A, Single-Package Heat Pum | Heat Pump | 575 | 3 | False |  |  |  | True | Single-Speed | 232000 | 21886 | 10.6 | 10.4 |  |  | 220000 | 19538 | 3.3 | 3.2 |  |  |  | Federally-Regulated Commercial & Industrial Equipment | 04/21/2014 |  | 10/28/2014
York International | Fraser Johnston | BA-10C00*T/W/X***** |  | HSP-A, Single-Package Heat Pum | Heat Pump | 575 | 3 |  |  |  | No Match |  | No Match | 120000 | 11650 | 10.3 | 8.9 |  | 10 | 113000 | 10346 | 3.2 | 3 | 60000 | 7990 | 2.2 | Federally-Regulated Commercial & Industrial Equipment | 05/21/2002 |  | 07/18/2002
Trane U.S. Inc. | American Standard, Inc. | WCH180B40*E* |  | HSP-A, Single-Package Heat Pum | Heat Pump | 208 | 3 |  |  |  | No Match |  | No Match | 176000 | 18924 | 9.3 | 8.5 |  | 9.5 | 160000 | 16169 | 2.9 | 2.9 | 82000 | 12016 | 2 | Federally-Regulated Commercial & Industrial Equipment | 12/14/1998 |  | 08/19/1999
Daikin Comfort Technologies Manufacturing, L.P. | Janitrol / GMC | (2)CPKE60-3A | AH120-XX | HRCU-A-CB, Split System: Heat | Heat Pump | 208 | 3 |  |  |  | No Match |  | No Match | 104000 | 11685 | 8.9 | 8.9 |  | 9.5 | 102000 | 9964 | 3 | 3 | 65000 | 9525 | 2 | Federally-Regulated Commercial & Industrial Equipment | 12/14/1998 |  | 08/18/1999
York International | York | EA120C***(2,4,5)* | FA120C***(6)* | HRCU-A-CB, Split System: Heat | Both Heat Pump and Electric Re | 575 | 3 |  |  |  |  | True | Single-Speed | 122000 | 11402 | 10.7 | 8.9 |  | 0 | 125000 | 11108 | 3.3 | 3 | 84000 | 9853 | 2.5 | Federally-Regulated Commercial & Industrial Equipment | 08/27/2008 |  | 02/24/2011
Lennox Industries Inc. | Armstrong | LHA120H* |  | HSP-A, Single-Package Heat Pum | Heat Pump | 575 | 3 |  |  |  | No Match |  | No Match | 118000 | 11456 | 10.3 | 8.9 |  | 11.3 | 120000 | 10654 | 3.3 | 3 | 72000 | 10045 | 2.1 | Federally-Regulated Commercial & Industrial Equipment | 07/31/2002 |  | 01/18/2008
Carrier Corp. - Syracuse | Carrier | 38AQS0165/6 | 40RMQ0165/6GC | HRCU-A-CB, Split System: Heat | Heat Pump | 230 | 3 |  |  |  | No Match |  | No Match | 172000 | 19545 | 8.8 | 8.5 |  | 9.9 | 164000 | 16021 | 3 | 2.9 | 94000 | 12522 | 2.2 | Federally-Regulated Commercial & Industrial Equipment | 10/24/1997 |  | 03/31/1998
Rheem Sales Company, Inc. | Whirlpool | NRHR10HP00B |  | HSP-A, Single-Package Heat Pum | Heat Pump | 208 | 3 |  |  |  | No Match |  | No Match | 116000 | 14150 | 8.2 | 8.2 |  |  | 118000 | 12350 |  |  | 60000 | 8790 | 2 | Non Federally-Regulated | 03/15/1989 |  | 10/10/1989
Trane U.S. Inc. | General Electric | BWA090C3K | BWE090C-D | HRCU-A-CB, Split System: Heat | Heat Pump | 200 | 3 |  |  |  | No Match |  | No Match | 90000 | 10200 | 8.8 | 8.2 |  |  | 87000 | 8790 |  |  | 51000 | 7150 |  | Non Federally-Regulated | 05/16/1984 |  | 06/11/1985
Carrier Corp. - Syracuse | Bryant Heating & Cooling Systems | 548J(E,T)09*********(A,B)A |  | HSP-A, Single-Package Heat Pum | Heat Pump | 575 | 3 | False |  |  |  | False | Single-Speed | 99000 | 8608 | 11.5 | 10.8 |  |  | 96000 | 8525 | 3.3 | 3.3 |  |  |  | Federally-Regulated Commercial & Industrial Equipment | 12/12/2012 |  | 04/21/2015
York International | Fraser Johnston | EASE-W120A | FCHP-S120A | HRCU-A-CB, Split System: Heat | Heat Pump | 460 | 3 |  |  |  | No Match |  | No Match | 121000 | 13444 | 9 | 8.9 |  |  | 117000 | 11420 | 3 | 3 | 63000 | 8785 | 2.1 | Non Federally-Regulated | 04/02/1993 |  | 09/02/1995
Daikin Comfort Technologies Manufacturing, L.P. | Daikin U.S. Corp. | DZ11SA0903A* | DAR0904A* | HRCU-A-CB, Split System: Heat | Heat Pump | 208 | 3 |  |  |  |  | True | Single-Speed | 87000 | 7909 | 11 | 10.8 |  |  | 82000 | 7282 | 3.3 | 3.3 |  |  |  | Federally-Regulated Commercial & Industrial Equipment | 07/18/2013 |  | 01/09/2014
Carrier Corp. - Syracuse | Day & Night | RHH090(H,L,S)******AA |  | HSP-A, Single-Package Heat Pum | Heat Pump | 208 | 3 | False |  |  |  | True | Single-Speed | 90000 | 7438 | 12.1 | 10.8 |  |  | 84000 | 7033 | 3.5 | 3.3 |  |  |  | Federally-Regulated Commercial & Industrial Equipment | 12/12/2012 |  | 10/28/2014
Carrier Corp. | Carrier | 38AQ0246+0246+0166 | 40RR054 | HRCU-A-CB, Split System: Heat | Heat Pump | 460 | 3 |  |  |  | No Match |  | No Match | 568915 | 72014 | 7.9 |  |  | 8.5 | 596000 | 69830 | 2.5 |  | 323000 | 52561 | 1.8 | Voluntarily Certified | 01/23/1988 |  | 03/08/1996
Trane U.S. Inc. | American Standard, Inc. | 4TWB3048A3 (2) | TWE090E3**A* | HRCU-A-CB, Split System: Heat | Heat Pump | 208 | 3 |  |  |  |  | True | Single-Speed | 90000 | 8181 | 11 | 10.8 |  |  | 90000 | 7992 | 3.3 | 3.3 |  |  |  | Federally-Regulated Commercial & Industrial Equipment | 04/19/2013 |  | 08/28/2014
Carrier Corp. - Syracuse | Airquest | RHS(243)(H,L,S)******TA |  | HSP-A, Single-Package Heat Pum | Heat Pump | 208 | 3 | False |  |  |  | True | Single-Speed | 232000 | 21886 | 10.6 | 10.4 |  |  | 220000 | 19538 | 3.3 | 3.2 |  |  |  | Federally-Regulated Commercial & Industrial Equipment | 10/28/2014 |  | 10/28/2014
McQuay International | McQuay International | DPS007AHHW2*C-3 |  | HSP-A, Single-Package Heat Pum | Heat Pump | 208 | 3 | False |  |  |  | True | Variable-Speed | 88000 | 7154 | 12.3 | 10.8 |  |  | 78000 | 6245 | 3.7 | 3.3 |  |  |  | Federally-Regulated Commercial & Industrial Equipment | 08/28/2012 |  | 04/19/2013
Carrier Corp. - Syracuse | Day & Night | RHH090(H,L,S)******** |  | HSP-A, Single-Package Heat Pum | Heat Pump | 208 | 3 | False |  |  |  | True | Single-Speed | 90000 | 7438 | 12.1 | 10.8 |  |  | 84000 | 7033 | 3.5 | 3.3 |  |  |  | Federally-Regulated Commercial & Industrial Equipment | 11/30/2011 |  | 12/12/2012
Inter-City Products Corp. | Heil | PH*090N2LA* |  | HSP-A, Single-Package Heat Pum | Heat Pump | 460 | 3 |  |  |  | No Match |  | No Match | 91000 | 9784 | 9.3 | 8.9 |  | 10.4 | 90000 | 8508 | 3.1 | 3 | 48000 | 6862 | 2.1 | Federally-Regulated Commercial & Industrial Equipment | 06/11/1997 |  | 09/02/1997
Rheem Sales Company, Inc. | Rheem | RPWB-075DAS | RHPA-075G | HRCU-A-CB, Split System: Heat | Heat Pump | 460 | 3 |  |  |  | No Match |  | No Match | 90000 | 11000 | 8.2 | 8.2 |  |  | 88000 | 8595 |  |  | 46000 | 6740 |  | Non Federally-Regulated | 06/11/1985 |  | 05/11/1988
Carrier Corp. - Syracuse | ICP Commercial | RHS(120,121)(H,L,S)******** |  | HSP-A, Single-Package Heat Pum | Heat Pump | 575 | 3 | False |  |  |  | False | Single-Speed | 116000 | 10545 | 11 | 10.8 |  |  | 116000 | 9999 | 3.4 | 3.3 |  |  |  | Federally-Regulated Commercial & Industrial Equipment | 11/30/2011 |  | 12/12/2012
Carrier Corp. - Syracuse | Bryant Air Conditioning | 548FPX/FEX072-AA |  | HSP-A, Single-Package Heat Pum | Heat Pump | 208 | 3 |  |  |  | No Match |  | No Match | 70000 | 7777 | 9 | 8.9 |  |  | 72000 | 6592 | 3.2 | 3 | 38000 | 5859 | 1.9 | Federally-Regulated Commercial & Industrial Equipment | 09/21/2000 |  | 07/18/2002
York International | Evcon | XA-08[C,E]***(T,W,X)* |  | HSP-A, Single-Package Heat Pum | Both Heat Pump and Electric Re | 575 | 3 |  |  |  |  | True | Single-Speed | 100000 | 9091 | 11 | 8.9 |  | 12.4 | 94000 | 7876 | 3.5 | 3 | 57000 | 7268 | 2.3 | Federally-Regulated Commercial & Industrial Equipment | 01/18/2008 |  | 01/09/2014
York International | York | EA090C***(2,4,5)* | FA090C***(6)* | HRCU-A-CB, Split System: Heat | Both Heat Pump and Electric Re | 460 | 3 |  |  |  |  | True | Single-Speed | 90000 | 8443 | 10.7 | 8.9 |  | 0 | 88000 | 8065 | 3.2 | 3 | 55000 | 7013 | 2.3 | Federally-Regulated Commercial & Industrial Equipment | 01/18/2008 |  | 08/27/2008
York International | Fraser Johnston | ECSE-T/W090 | FCHP-S090 | HRCU-A-CB, Split System: Heat | Heat Pump | 208 | 3 |  |  |  | No Match |  | No Match | 83000 | 9222 | 9 | 8.9 |  |  | 78000 | 7617 | 3 | 3 | 51000 | 6496 | 2.3 | Federally-Regulated Commercial & Industrial Equipment | 06/19/2003 |  | 01/18/2008
Lennox Industries Inc. | Lennox | CHP11-1853-5Q |  | HSP-A, Single-Package Heat Pum | Heat Pump | 230 | 3 |  |  |  | No Match |  | No Match | 180000 | 22000 | 8.2 | 8.2 |  |  | 174000 | 17810 |  |  | 90000 | 13880 |  | Non Federally-Regulated | 02/22/1990 |  | 07/31/1992
Goettl | Goettl | HP722E-3 |  | HSP-A, Single-Package Heat Pum | Heat Pump | 230 | 3 |  |  |  | No Match |  | No Match | 69000 | 7263 | 9.5 | 8.9 |  |  | 68000 | 4980 | 4 | 3 | 38000 | 5060 | 2.2 | Federally-Regulated Commercial & Industrial Equipment | 11/18/1999 |  | 04/13/2000
Carrier Corp. - Syracuse | Bryant Heating & Cooling Systems | 549J(P,E,T)08*********(A,B)A |  | HSP-A, Single-Package Heat Pum | Heat Pump | 575 | 3 | False |  |  |  | True | Single-Speed | 90000 | 7438 | 12.1 | 10.8 |  |  | 84000 | 7033 | 3.5 | 3.3 |  |  |  | Federally-Regulated Commercial & Industrial Equipment | 12/12/2012 |  | 10/28/2014
Carrier Corp. - Syracuse | Airquest | RHS(243)(H,L,S)******AA |  | HSP-A, Single-Package Heat Pum | Heat Pump | 208 | 3 | False |  |  |  | True | Single-Speed | 232000 | 21886 | 10.6 | 10.4 |  |  | 220000 | 19538 | 3.3 | 3.2 |  |  |  | Federally-Regulated Commercial & Industrial Equipment | 10/28/2014 |  | 10/28/2014
Rheem Sales Company, Inc. | Ruud | UPWB-075CAS* | UHPA-075Z | HRCU-A-CB, Split System: Heat | Heat Pump | 230 | 3 |  |  |  | No Match |  | No Match | 90000 | 11000 | 8.2 |  |  |  | 88000 | 8595 |  |  | 46000 | 6740 |  | Non Federally-Regulated | 05/11/1988 |  | 03/15/1989
Trane U.S. Inc. | Trane | WCD150B30*F* |  | HSP-A, Single-Package Heat Pum | Heat Pump | 230 | 3 |  |  |  | No Match |  | No Match | 144000 | 15157 | 9.5 | 8.5 |  | 9.9 | 135000 | 12759 | 3.1 | 2.9 | 78000 | 10882 | 2.1 | Federally-Regulated Commercial & Industrial Equipment | 11/21/2001 |  | 07/18/2002
Trane U.S. Inc. | Trane Unitary Products Group | WSC090E3*0A |  | HSP-A, Single-Package Heat Pum | Heat Pump | 230 | 3 | False |  |  |  | True | Single-Speed | 89000 | 8018 | 11.1 | 10.8 |  |  | 86000 | 7413 | 3.4 | 3.3 | 48000 | 6116 | 2.3 | Federally-Regulated Commercial & Industrial Equipment | 04/21/2015 |  | 06/01/2015
York International | Evcon | EF-07C00A(T/W)AAA1A | FF-07C00S00AAA1A | HRCU-A-CB, Split System: Heat | Heat Pump | 230 | 3 |  |  |  | No Match |  | No Match | 90000 | 8411 | 10.7 | 8.9 |  |  | 88000 | 8057 | 3.2 | 3 | 56500 | 7197 | 2.3 | Federally-Regulated Commercial & Industrial Equipment | 05/21/2002 |  | 07/18/2002
York International | Luxaire | BACB-(T/W/X)180(A/E) |  | HSP-A, Single-Package Heat Pum | Heat Pump | 460 | 3 |  |  |  | No Match |  | No Match | 164000 | 18636 | 8.8 | 8.5 |  | 8.5 | 174000 | 16998 | 3 | 2.9 | 90000 | 13188 | 2 | Federally-Regulated Commercial & Industrial Equipment | 10/02/1998 |  | 08/19/1999
McQuay International | McQuay International | DPS006AHHG2*C-4 |  | HSP-A, Single-Package Heat Pum | Heat Pump | 230 | 3 | False |  |  |  | True | Variable-Speed | 69000 | 6216 | 11.1 | 10.8 |  |  | 71000 | 5176 | 4 | 3.3 |  |  |  | Federally-Regulated Commercial & Industrial Equipment | 03/02/2012 |  | 08/28/2012
McQuay International | McQuay International | DPS012AHHW4**-6 |  | HSP-A, Single-Package Heat Pum | Heat Pump | 460 | 3 | False |  |  |  | True | Variable-Speed | 144000 | 12203 | 11.8 | 10.4 |  |  | 135000 | 11810 | 3.4 | 3.2 |  |  |  | Federally-Regulated Commercial & Industrial Equipment | 08/28/2012 |  | 04/19/2013
Trane U.S. Inc. | Trane | SPCC-C154-A |  | HSP-A, Single-Package Heat Pum | Heat Pump | 460 | 3 |  |  |  | No Match |  | No Match | 171500 | 20900 | 8.2 |  |  |  | 156600 | 17100 | 2.7 |  | 84500 | 13200 | 1.9 | Non Federally-Regulated | 06/11/1985 |  | 08/29/1986
Carrier Corp. - Syracuse | Tempstar | CHS121(H,L,S)A* | FHS120(M,S)A*A* | HRCU-A-CB, Split System: Heat | Heat Pump | 460 | 3 |  |  |  |  | True | Single-Speed | 112000 | 10181 | 11 | 10.8 |  |  | 106000 | 9414 | 3.3 | 3.3 |  |  |  | Federally-Regulated Commercial & Industrial Equipment | 03/10/2011 |  | 12/12/2012
Trane U.S. Inc. | American Standard, Inc. | WC(D,H)180EWA*B |  | HSP-A, Single-Package Heat Pum | Both Heat Pump and Electric Re | 230 | 3 | False |  |  |  | False | Single-Speed | 170000 | 15454 | 11 | 10.4 |  |  | 176000 | 16119 | 3.2 | 3.2 |  |  |  | Federally-Regulated Commercial & Industrial Equipment | 03/02/2012 |  | 08/28/2012
Carrier Corp. - Syracuse | Bryant Heating & Cooling Systems | 549J(P,E,T)12**********A |  | HSP-A, Single-Package Heat Pum | Heat Pump | 460 | 3 | False |  |  |  | True | Single-Speed | 119000 | 9674 | 12.3 | 10.8 |  |  | 116000 | 9713 | 3.5 | 3.3 |  |  |  | Federally-Regulated Commercial & Industrial Equipment | 11/30/2011 |  | 12/12/2012
Carrier Corp. - Syracuse | Carrier | 50LJQ008-6 |  | HSP-A, Single-Package Heat Pum | Heat Pump | 460 | 3 |  |  |  | No Match |  | No Match | 90000 | 10300 | 8.7 | 8.9 |  |  | 92000 | 8500 | 3.2 | 3 | 49000 | 7100 | 2 | Non Federally-Regulated | 07/31/1992 |  | 03/31/1998
Carrier Corp. - Syracuse | Day & Night | 542EP120017 |  | HSP-A, Single-Package Heat Pum | Heat Pump | 208 | 3 |  |  |  | No Match |  | No Match | 120000 | 14700 | 8.2 | 8.2 |  |  | 120000 | 12200 |  |  | 65000 | 9200 |  | Non Federally-Regulated | 03/15/1989 |  | 10/10/1989
Trane U.S. Inc. | American Standard, Inc. | WCD240B30*E* |  | HSP-A, Single-Package Heat Pum | Heat Pump | 208 | 3 |  |  |  | No Match |  | No Match | 230000 | 26744 | 8.6 | 8.5 |  | 8.7 | 236000 | 22312 | 3.1 | 2.9 | 128000 | 17864 | 2.1 | Federally-Regulated Commercial & Industrial Equipment | 12/14/1998 |  | 11/18/1999
Carrier Corp. - Syracuse | Heil | RHH090(H,L,S)******TA |  | HSP-A, Single-Package Heat Pum | Heat Pump | 208 | 3 | False |  |  |  | True | Single-Speed | 90000 | 7438 | 12.1 | 10.8 |  |  | 84000 | 7033 | 3.5 | 3.3 |  |  |  | Federally-Regulated Commercial & Industrial Equipment | 12/12/2012 |  | 10/28/2014
Carrier Corp. - Syracuse | Keeprite | RHH102(H,L,S)******AA |  | HSP-A, Single-Package Heat Pum | Heat Pump | 230 | 3 | False |  |  |  | True | Single-Speed | 100000 | 8333 | 12 | 10.8 |  |  | 100000 | 8619 | 3.4 | 3.3 |  |  |  | Federally-Regulated Commercial & Industrial Equipment | 12/12/2012 |  | 10/28/2014
Rheem Sales Company, Inc. | Rheem | RJMB-A120D |  | HSP-A, Single-Package Heat Pum | Heat Pump | 460 | 3 |  |  |  | No Match |  | No Match | 120000 | 11881 | 10.1 | 8.9 |  | 11.2 | 109000 | 9980 | 3.2 | 3 | 65000 | 8656 | 2.2 | Federally-Regulated Commercial & Industrial Equipment | 11/21/2001 |  | 07/18/2002
Carrier Corp. - Syracuse | Carrier | 38AQ0165 + 0165 + 0125 | 40RR044 | HSP-A, Single-Package Heat Pum | Heat Pump | 230 | 3 |  |  |  | No Match |  | No Match | 94000 | 56160 | 8.7 | 8.2 |  |  | 88000 | 9500 | 2.7 |  | 48000 | 7500 | 1.9 | Non Federally-Regulated | 09/08/1982 |  | 08/30/1983
York International | Evcon | EF-07C00A(T/W)AAA1A | FF-07C00S00AAA1A | HRCU-A-CB, Split System: Heat | Heat Pump | 460 | 3 |  |  |  | No Match |  | No Match | 90000 | 8411 | 10.7 | 8.9 |  |  | 88000 | 8057 | 3.2 | 3 | 56500 | 7197 | 2.3 | Federally-Regulated Commercial & Industrial Equipment | 07/31/2002 |  | 01/18/2008
Carrier Corp. - Syracuse | ICP Commercial | RHS102H******TA |  | HSP-A, Single-Package Heat Pum | Heat Pump | 230 | 3 | False |  |  |  | False | Single-Speed | 99000 | 8608 | 11.5 | 10.8 |  |  | 96000 | 8525 | 3.3 | 3.3 |  |  |  | Federally-Regulated Commercial & Industrial Equipment | 12/12/2012 |  | 10/28/2014
Carrier Corp. - Syracuse | ICP Commercial | RHS(243)(H,L,S)******AA |  | HSP-A, Single-Package Heat Pum | Heat Pump | 460 | 3 | False |  |  |  | True | Single-Speed | 232000 | 21886 | 10.6 | 10.4 |  |  | 220000 | 19538 | 3.3 | 3.2 |  |  |  | Federally-Regulated Commercial & Industrial Equipment | 04/21/2014 |  | 10/28/2014
York International | York | EA120C***(2,4,5)* | FA120C***(6)* | HRCU-A-CB, Split System: Heat | Both Heat Pump and Electric Re | 575 | 3 |  |  |  |  | True | Single-Speed | 122000 | 11402 | 10.7 | 8.9 |  | 0 | 125000 | 11108 | 3.3 | 3 | 84000 | 9853 | 2.5 | Federally-Regulated Commercial & Industrial Equipment | 01/18/2008 |  | 08/27/2008
Carrier Corp. - Syracuse | Airquest | RHS(240)(H,L,S)******TA |  | HSP-A, Single-Package Heat Pum | Heat Pump | 208 | 3 | False |  |  |  | True | Single-Speed | 232000 | 21886 | 10.6 | 10.4 |  |  | 220000 | 19538 | 3.3 | 3.2 |  |  |  | Federally-Regulated Commercial & Industrial Equipment | 04/21/2014 |  | 10/28/2014
York International | Fraser Johnston | BADF-T/W120N205/245* |  | HSP-A, Single-Package Heat Pum | Heat Pump | 208 | 3 |  |  |  | No Match |  | No Match | 118000 | 13111 | 9 | 8.9 |  |  | 116000 | 11332 | 3 | 3 | 70000 | 10257 | 2 | Federally-Regulated Commercial & Industrial Equipment | 07/29/1998 |  | 08/07/1998
Trane U.S. Inc. | Trane | TWA072A3 | BWE090C-F | HRCU-A-CB, Split System: Heat | Heat Pump | 230 | 3 |  |  |  | No Match |  | No Match | 70500 | 7880 | 8.9 | 8.2 |  |  | 67000 | 6250 | 3.1 |  | 36400 | 4710 | 2.3 | Non Federally-Regulated | 03/15/1989 |  | 10/10/1989
Goettl | American Best | HP1201A-4 |  | HSP-A, Single-Package Heat Pum | Heat Pump | 460 | 3 |  |  |  | No Match |  | No Match | 120000 | 13400 | 9 | 8.9 |  |  | 119000 | 11470 | 3 | 3 | 63000 | 9090 | 2 | Non Federally-Regulated | 03/02/1993 |  | 07/24/1995
Lennox Industries Inc. | Lennox | CHP11-1853-2G |  | HSP-A, Single-Package Heat Pum | Heat Pump | 460 | 3 |  |  |  | No Match |  | No Match | 180000 | 22000 | 8.2 |  |  |  | 185000 | 19300 |  |  | 108000 | 15200 |  | Non Federally-Regulated | 05/16/1984 |  | 06/11/1985
Carrier Corp. - Syracuse | Airquest | RHH102(H,L,S)******TA |  | HSP-A, Single-Package Heat Pum | Heat Pump | 230 | 3 | False |  |  |  | True | Single-Speed | 100000 | 8333 | 12 | 10.8 |  |  | 100000 | 8619 | 3.4 | 3.3 |  |  |  | Federally-Regulated Commercial & Industrial Equipment | 10/28/2014 |  | 10/28/2014
Lennox Industries Inc. | Lennox | CHP11-953-1W |  | HSP-A, Single-Package Heat Pum | Heat Pump | 200 | 3 |  |  |  | No Match |  | No Match | 89000 | 11400 | 7.8 | 7.5 |  |  | 88000 | 9200 |  |  | 42000 | 6900 |  | Non Federally-Regulated | 01/05/1982 |  | 08/30/1983
Trane U.S. Inc. | Trane | WCD240B40*E* |  | HSP-A, Single-Package Heat Pum | Heat Pump | 460 | 3 |  |  |  | No Match |  | No Match | 230000 | 26744 | 8.6 | 8.5 |  | 8.7 | 230000 | 21738 | 3.1 | 2.9 | 128000 | 17858 | 2.1 | Federally-Regulated Commercial & Industrial Equipment | 07/19/2001 |  | 11/21/2001
Trane U.S. Inc. | American Standard, Inc. | TWA240B300E* | TWE240B300C* | HRCU-A-CB, Split System: Heat | Heat Pump | 230 | 3 |  |  |  | No Match |  | No Match | 234000 | 25161 | 9.3 | 8.5 |  | 10.5 | 234000 | 22116 | 3.1 | 2.9 | 154000 | 19618 | 2.3 | Federally-Regulated Commercial & Industrial Equipment | 09/21/2001 |  | 07/18/2002
York International | Evcon | EABA-(T/W)090S | F3EH090 | HRCU-A-CB, Split System: Heat | Heat Pump | 230 | 3 |  |  |  | No Match |  | No Match | 91000 | 9578 | 9.5 | 8.9 |  |  | 83000 | 8106 | 3 | 3 | 54000 | 7534 | 2.1 | Federally-Regulated Commercial & Industrial Equipment | 07/31/2002 |  | 01/18/2008
BDP Co. | Payne | 542DP090 |  | HSP-A, Single-Package Heat Pum | Heat Pump | 230 | 3 |  |  |  | No Match |  | No Match | 87000 | 10200 | 8.5 | 8.2 |  |  | 89000 | 8800 |  |  | 49000 | 7300 |  | Non Federally-Regulated | 06/11/1985 |  | 08/29/1986
Carrier Corp. - Syracuse | Bryant Heating & Cooling Systems | 548J(P,E,T)24*********(D,E)A-VERT |  | HSP-A, Single-Package Heat Pum | Heat Pump | 575 | 3 | False |  |  |  | True | Single-Speed | 232000 | 21886 | 10.6 | 10.4 |  |  | 220000 | 19538 | 3.3 | 3.2 |  |  |  | Federally-Regulated Commercial & Industrial Equipment | 04/21/2014 |  | 10/28/2014
Trane U.S. Inc. | Trane | BWC150L400A |  | HSP-A, Single-Package Heat Pum | Heat Pump | 460 | 3 |  |  |  | No Match |  | No Match | 147000 | 17100 | 8.6 | 8.2 |  |  | 132000 | 14340 | 2.7 |  | 68000 | 11080 | 1.8 | Non Federally-Regulated | 02/22/1990 |  | 07/31/1992
Carrier Corp. - Syracuse | Arcoaire | RHS(181,183)(H,L,S)******TA |  | HSP-A, Single-Package Heat Pum | Heat Pump | 230 | 3 | False |  |  |  | True | Single-Speed | 172000 | 15925 | 10.8 | 10.4 |  |  | 166000 | 14742 | 3.3 | 3.2 |  |  |  | Federally-Regulated Commercial & Industrial Equipment | 05/09/2013 |  | 08/28/2014
Rheem Sales Company, Inc. | Whirlpool | NRHR10LP30A |  | HSP-A, Single-Package Heat Pum | Heat Pump | 460 | 3 |  |  |  | No Match |  | No Match | 119000 | 13985 | 8.5 |  |  |  | 127000 | 12195 | 3.1 |  | 68000 | 9665 | 2.1 | Non Federally-Regulated | 05/11/1988 |  | 03/15/1989
Rheem Sales Company, Inc. | Heil Quaker | NRHR92HP15A |  | HSP-A, Single-Package Heat Pum | Heat Pump | 230 | 3 |  |  |  | No Match |  | No Match | 92000 | 10500 | 8.8 |  |  |  | 94000 | 9160 |  |  | 52000 | 7190 |  | Non Federally-Regulated | 05/11/1988 |  | 03/15/1989
York International | Fraser Johnston | BADF-W090N165 |  | HSP-A, Single-Package Heat Pum | Heat Pump | 460 | 3 |  |  |  | No Match |  | No Match | 87000 | 9667 | 9 | 8.9 |  |  | 89000 | 8692 | 3 | 3 | 49000 | 7178 | 2 | Non Federally-Regulated | 02/17/1993 |  | 09/02/1995
York International | Evcon | BA-15[E72]***(T,W,X)* |  | HSP-A, Single-Package Heat Pum | Both Heat Pump and Electric Re | 575 | 3 |  |  |  |  | True | Single-Speed | 160000 | 16327 | 9.8 | 8.5 |  | 9.4 | 172000 | 15762 | 3.2 | 2.9 | 102000 | 14244 | 2.1 | Federally-Regulated Commercial & Industrial Equipment | 01/18/2008 |  | 02/24/2011
Carrier Corp. - Syracuse | Bryant Air Conditioning | 549BPX/BEX090 |  | HSP-A, Single-Package Heat Pum | Heat Pump | 460 | 3 |  |  |  | No Match |  | No Match | 88000 | 8800 | 10 | 8.9 |  | 10.8 | 87000 | 7965 | 3.2 | 3 | 48000 | 7031 | 2 | Federally-Regulated Commercial & Industrial Equipment | 11/18/1999 |  | 04/13/2000
Rheem Sales Company, Inc. | Ruud | UJKB-A120D |  | HSP-A, Single-Package Heat Pum | Heat Pump | 460 | 3 |  |  |  | No Match |  | No Match | 117000 | 12580 | 9.3 | 8.9 |  | 9.2 | 118000 | 11524 | 3 | 3 | 63500 | 9302 | 2 | Federally-Regulated Commercial & Industrial Equipment | 11/18/1999 |  | 04/13/2000
Carrier Corp. - Syracuse | Carrier | 50HJQ008--52/62 |  | HSP-A, Single-Package Heat Pum | Heat Pump | 208 | 3 |  |  |  | No Match |  | No Match | 88000 | 8543 | 10.3 | 8.9 |  |  | 85000 | 7546 | 3.3 | 3 | 48000 | 6392 | 2.2 | Federally-Regulated Commercial & Industrial Equipment | 02/06/2002 |  | 03/21/2002
Carrier Corp. - Syracuse | Keeprite | CHS091(H,L,S)A* | FHS091(M,S,K)**A0* | HRCU-A-CB, Split System: Heat | Heat Pump | 230 | 3 |  |  |  |  | True | Single-Speed | 89000 | 8090 | 11 | 10.8 |  |  | 87000 | 7726 | 3.3 | 3.3 |  |  |  | Federally-Regulated Commercial & Industrial Equipment | 07/18/2013 |  | 10/28/2014
Carrier Corp. - Syracuse | Airquest | RHS090(L,S)******AA |  | HSP-A, Single-Package Heat Pum | Heat Pump | 575 | 3 | False |  |  |  | False | Single-Speed | 88000 | 7857 | 11.2 | 10.8 |  |  | 86000 | 7413 | 3.4 | 3.3 |  |  |  | Federally-Regulated Commercial & Industrial Equipment | 12/12/2012 |  | 10/28/2014
Trane U.S. Inc. | Trane Unitary Products Group | WS(D,H)180E(3,4,W)R(G,N,P,R)****(6,7) |  | HSP-A, Single-Package Heat Pum | Both Heat Pump and Electric Re | 460 | 3 | False |  |  |  | False | Single-Speed | 170000 | 16037 | 10.6 | 10.4 |  |  | 170000 | 15569 | 3.2 | 3.2 |  |  |  | Federally-Regulated Commercial & Industrial Equipment | 12/12/2012 |  | 04/21/2014
Carrier Corp. - Syracuse | Airquest | RHS(240)(H,L,S)******AA |  | HSP-A, Single-Package Heat Pum | Heat Pump | 230 | 3 | False |  |  |  | True | Single-Speed | 232000 | 21886 | 10.6 | 10.4 |  |  | 220000 | 19538 | 3.3 | 3.2 |  |  |  | Federally-Regulated Commercial & Industrial Equipment | 10/28/2014 |  | 10/28/2014
Carrier Corp. - Syracuse | Carrier | 38BQ0085 | 40BA009 | HRCU-A-CB, Split System: Heat | Heat Pump | 208 | 3 |  |  |  | No Match |  | No Match | 86000 | 9500 | 9.1 | 8.2 |  |  | 86000 | 8000 | 3.2 |  | 47000 | 6600 | 2.1 | Non Federally-Regulated | 03/15/1989 |  | 10/10/1989
Trane U.S. Inc. | American Standard, Inc. | TWA072A3 | BWE090C-F | HRCU-A-CB, Split System: Heat | Heat Pump | 230 | 3 |  |  |  | No Match |  | No Match | 70500 | 7880 | 8.9 | 8.2 |  |  | 67000 | 6250 | 3.1 |  | 36400 | 4710 | 2.3 | Non Federally-Regulated | 02/22/1990 |  | 07/31/1992
York International | York | BP150C00A2/4/5***** |  | HSP-A, Single-Package Heat Pum | Heat Pump | 230 | 3 |  |  |  | No Match |  | No Match | 144000 | 15483 | 9.3 | 8.5 |  | 11 | 142000 | 13421 | 3.1 | 2.9 | 91000 | 12696 | 2.1 | Federally-Regulated Commercial & Industrial Equipment | 07/31/2002 |  | 01/18/2008
Lennox Industries Inc. | Lennox | CHP16-1853-4Y |  | HSP-A, Single-Package Heat Pum | Heat Pump | 230 | 3 |  |  |  | No Match |  | No Match | 178000 | 20000 | 8.9 |  |  |  | 178000 | 17580 | 2.9 |  | 96000 | 14065 | 2 | Non Federally-Regulated | 07/31/1992 |  | 03/31/1998
Trane U.S. Inc. | Trane | TWA072C300A* | TWE090A-BA | HRCU-A-CB, Split System: Heat | Heat Pump | 230 | 3 |  |  |  | No Match |  | No Match | 69000 | 7630 | 9 | 8.9 |  |  | 62500 | 6125 | 3 | 3 | 37800 | 4693 | 2.4 | Federally-Regulated Commercial & Industrial Equipment | 03/24/1995 |  | 09/02/1995
Carrier Corp. - Syracuse | ICP Commercial | CHS240(H,L,S)D* | FHS240(S,H,L)A*A* | HRCU-A-CB, Split System: Heat | Heat Pump | 460 | 3 |  |  |  |  | True | Single-Speed | 222000 | 20747 | 10.7 | 10.4 |  |  | 214000 | 17919 | 3.5 | 3.2 |  |  |  | Federally-Regulated Commercial & Industrial Equipment | 03/10/2011 |  | 12/12/2012
York International | Luxaire | BCCB-(T/W)090 |  | HSP-A, Single-Package Heat Pum | Heat Pump | 208 | 3 |  |  |  | No Match |  | No Match | 87000 | 9666 | 9 | 8.9 |  | 9.6 | 89000 | 8694 | 3 | 3 | 49000 | 7180 | 2 | Federally-Regulated Commercial & Industrial Equipment | 12/14/1998 |  | 08/17/1999
York International | York | B2CH090A25 |  | HSP-A, Single-Package Heat Pum | Heat Pump | 230 | 3 |  |  |  | No Match |  | No Match | 87000 | 9667 | 9 | 8.9 |  |  | 89000 | 8692 | 3 | 3 | 49000 | 7178 | 2 | Non Federally-Regulated | 03/31/1993 |  | 09/02/1995
Trane U.S. Inc. | Trane | BWC090C4OOH |  | HSP-A, Single-Package Heat Pum | Heat Pump | 460 | 3 |  |  |  | No Match |  | No Match | 90000 | 10100 | 8.9 | 8.2 |  |  | 85000 | 8600 |  |  | 44000 | 6800 |  | Non Federally-Regulated | 03/15/1989 |  | 10/10/1989
Trane U.S. Inc. | American Standard, Inc. | TWA180B300B* | TWE180B300C* | HRCU-A-CB, Split System: Heat | Heat Pump | 230 | 3 |  |  |  | No Match |  | No Match | 180000 | 19148 | 9.4 | 8.5 |  | 10 | 172000 | 16256 | 3.1 | 2.9 | 90000 | 11986 | 2.2 | Federally-Regulated Commercial & Industrial Equipment | 11/18/1999 |  | 11/21/2000
Rheem Sales Company, Inc. | Century | HR100-3SZ | AHH100-Z | HRCU-A-CB, Split System: Heat | Heat Pump | 230 | 3 |  |  |  | No Match |  | No Match | 116000 | 13033 | 8.9 | 8.9 |  |  | 125000 | 11814 | 3.1 | 3 | 68000 | 9487 | 2.1 | Federally-Regulated Commercial & Industrial Equipment | 07/31/2002 |  | 01/18/2008
York International | York | BP120C00A2/4/5***** |  | HSP-A, Single-Package Heat Pum | Heat Pump | 230 | 3 |  |  |  | No Match |  | No Match | 120000 | 11650 | 10.3 | 8.9 |  | 10 | 113000 | 10346 | 3.2 | 3 | 60000 | 7990 | 2.2 | Federally-Regulated Commercial & Industrial Equipment | 07/31/2002 |  | 01/18/2008
Trane U.S. Inc. | American Standard, Inc. | WCH240B40*E* |  | HSP-A, Single-Package Heat Pum | Heat Pump | 208 | 3 |  |  |  | No Match |  | No Match | 236000 | 27441 | 8.6 | 8.5 |  | 8.9 | 230000 | 21738 | 3.1 | 2.9 | 114000 | 16700 | 2 | Federally-Regulated Commercial & Industrial Equipment | 11/18/1999 |  | 11/21/2001
Trane U.S. Inc. | Trane | WCH090C40*B* |  | HSP-A, Single-Package Heat Pum | Heat Pump | 460 | 3 |  |  |  | No Match |  | No Match | 87000 | 9775 | 8.9 | 8.9 |  |  | 86000 | 8399 | 3 | 3 | 43000 | 6299 | 2 | Federally-Regulated Commercial & Industrial Equipment | 11/18/1999 |  | 04/13/2000
Rheem Sales Company, Inc. | Addison Products | RHB10T-3 | AH10T3/4K | HRCU-A-CB, Split System: Heat | Heat Pump | 230 | 3 |  |  |  | No Match |  | No Match | 118000 | 14390 | 8.2 |  |  |  | 118000 | 14390 | 2.4 |  | 60000 | 8790 | 2 | Non Federally-Regulated | 05/11/1988 |  | 03/15/1989
Carrier Corp. - Syracuse | Arcoaire | RHH102(H,L,S)******AA |  | HSP-A, Single-Package Heat Pum | Heat Pump | 460 | 3 | False |  |  |  | True | Single-Speed | 100000 | 8333 | 12 | 10.8 |  |  | 100000 | 8619 | 3.4 | 3.3 |  |  |  | Federally-Regulated Commercial & Industrial Equipment | 10/28/2014 |  | 10/28/2014
Addison Products | Addison Products | DFH314*4E**** |  | HSP-A, Single-Package Heat Pum | Heat Pump | 460 | 3 |  |  |  | No Match |  | No Match | 272800 | 27800 | 9.8 |  |  | 10.7 | 280000 | 24100 | 3.4 |  | 169200 | 20200 | 2.5 | Voluntarily Certified | 11/03/1994 |  | 04/07/1996
Carrier Corp. - Syracuse | Carrier | 50QJ0125 |  | HSP-A, Single-Package Heat Pum | Heat Pump | 230 | 3 |  |  |  | No Match |  | No Match | 120000 | 13000 | 9.2 | 8.2 |  |  | 120000 | 10500 | 3.3 |  | 64000 | 8600 | 2.2 | Non Federally-Regulated | 02/22/1990 |  | 07/31/1992
Trane U.S. Inc. | General Electric | BWC090C4F |  | HSP-A, Single-Package Heat Pum | Heat Pump | 460 | 3 |  |  |  | No Match |  | No Match | 90000 | 10100 | 8.9 | 8.2 |  |  | 85000 | 8600 |  |  | 44000 | 6800 |  | Non Federally-Regulated | 06/11/1985 |  | 05/11/1988
Daikin Comfort Technologies Manufacturing, L.P. | Goodman | CPH120********A* |  | HSP-A, Single-Package Heat Pum | Both Heat Pump and Electric Re | 230 | 3 | False |  |  |  | False | Single-Speed | 115000 | 10360 | 11.1 | 10.8 |  |  | 116000 | 9999 | 3.4 | 3.3 |  |  |  | Federally-Regulated Commercial & Industrial Equipment | 01/09/2014 |  | 04/21/2015
Rheem Sales Company, Inc. | Heil | NCHR10H001B | NEPR10D020A | HRCU-A-CB, Split System: Heat | Heat Pump | 208 | 3 |  |  |  | No Match |  | No Match | 90000 | 11000 | 8.2 | 8.2 |  |  | 88000 | 8595 |  |  | 46000 | 6740 |  | Non Federally-Regulated | 06/11/1985 |  | 08/29/1986
Carrier Corp. - Syracuse | Carrier | 38BQ0086 | 40BA009 | HRCU-A-CB, Split System: Heat | Heat Pump | 460 | 3 |  |  |  | No Match |  | No Match | 86000 | 9500 | 9.1 | 8.9 |  |  | 86000 | 8000 | 3.2 | 3 | 47000 | 6600 | 2.1 | Non Federally-Regulated | 07/31/1992 |  | 03/31/1998
Trane U.S. Inc. | American Standard, Inc. | BWC120C400J |  | HSP-A, Single-Package Heat Pum | Heat Pump | 460 | 3 |  |  |  | No Match |  | No Match | 119000 | 14300 | 8.3 | 8.2 |  |  | 118000 | 11900 |  |  | 58000 | 8750 |  | Non Federally-Regulated | 02/22/1990 |  | 07/31/1992
Carrier Corp. - Syracuse | Airquest | CHS091(H,L,S)A* | FHS091(M,S,K)A*A* | HRCU-A-CB, Split System: Heat | Heat Pump | 460 | 3 |  |  |  |  | True | Single-Speed | 89000 | 8090 | 11 | 10.8 |  |  | 87000 | 7727 | 3.3 | 3.3 |  |  |  | Federally-Regulated Commercial & Industrial Equipment | 03/10/2011 |  | 12/12/2012
Lennox Industries Inc. | Armstrong | PRTC88BL-2 |  | HSP-A, Single-Package Heat Pum | Heat Pump | 208 | 3 |  |  |  | No Match |  | No Match | 88000 | 9778 | 9 | 8.9 |  |  | 0 | 0 | 0 | 3 | 0 | 0 | 0 | Non Federally-Regulated | 06/30/1992 |  | 07/31/1992
Carrier Corp. - Syracuse | Arcoaire | RHS(243)(H,L,S)******AA |  | HSP-A, Single-Package Heat Pum | Heat Pump | 460 | 3 | False |  |  |  | True | Single-Speed | 232000 | 21886 | 10.6 | 10.4 |  |  | 220000 | 19538 | 3.3 | 3.2 |  |  |  | Federally-Regulated Commercial & Industrial Equipment | 10/28/2014 |  | 10/28/2014
Carrier Corp. - Syracuse | Carrier Corp. | 38AUQA07A0*(5,6,1)A* | 40RUQA07A*A(3,5,6,1)A* | HRCU-A-CB, Split System: Heat | Heat Pump | 230 | 3 |  |  |  |  | True | Single-Speed | 70000 | 6363 | 11 | 10.8 |  |  | 66000 | 5861 | 3.3 | 3.3 |  |  |  | Federally-Regulated Commercial & Industrial Equipment | 06/17/2013 |  | 04/20/2015
Carrier Corp. - Syracuse | Keeprite | RHS150(H,L,S)******** |  | HSP-A, Single-Package Heat Pum | Heat Pump | 460 | 3 | False |  |  |  | False | Single-Speed | 142000 | 13396 | 10.6 | 10.4 |  |  | 142000 | 13005 | 3.2 | 3.2 |  |  |  | Federally-Regulated Commercial & Industrial Equipment | 11/30/2011 |  | 12/12/2012
McQuay International | McQuay | LHA120H* |  | HSP-A, Single-Package Heat Pum | Heat Pump | 460 | 3 |  |  |  | No Match |  | No Match | 118000 | 11456 | 10.3 | 8.9 |  | 11.3 | 120000 | 10657 | 3.3 | 3 | 72000 | 10048 | 2.1 | Federally-Regulated Commercial & Industrial Equipment | 01/05/1998 |  | 03/31/1998
Carrier Corp. - Syracuse | Heil | RHH102(H,L,S)******TA |  | HSP-A, Single-Package Heat Pum | Heat Pump | 208 | 3 | False |  |  |  | True | Single-Speed | 100000 | 8333 | 12 | 10.8 |  |  | 100000 | 8619 | 3.4 | 3.3 |  |  |  | Federally-Regulated Commercial & Industrial Equipment | 12/12/2012 |  | 10/28/2014
Lennox Industries Inc. | Lennox | CHP11-1853-2Q |  | HSP-A, Single-Package Heat Pum | Heat Pump | 230 | 3 |  |  |  | No Match |  | No Match | 180000 | 22000 | 8.2 |  |  |  | 185000 | 19300 |  |  | 108000 | 15200 |  | Non Federally-Regulated | 05/16/1984 |  | 06/11/1985
Carrier Corp. - Syracuse | Carrier | 50EQ0285 |  | HSP-A, Single-Package Heat Pum | Heat Pump | 208 | 3 |  |  |  | No Match |  | No Match | 270000 | 33500 | 8.1 | 7.5 |  |  | 276000 | 27400 |  |  | 163000 | 23000 |  | Non Federally-Regulated | 09/08/1982 |  | 06/11/1985
Goettl | Goettl | HP1202E |  | HSP-A, Single-Package Heat Pum | Heat Pump | 230 | 1 |  |  |  | No Match |  | No Match | 120000 | 12371 | 9.7 | 8.9 |  |  | 118000 | 11524 | 3 | 3 | 63000 | 9229 | 2 | Federally-Regulated Commercial & Industrial Equipment | 11/18/1999 |  | 04/13/2000
York International | York | BP090C00A2/4/5***1* |  | HSP-A, Single-Package Heat Pum | Heat Pump | 575 | 3 |  |  |  | No Match |  | No Match | 90000 | 8411 | 10.7 | 8.9 |  | 11 | 85000 | 7782 | 3.2 | 3 | 46000 | 6126 | 2.2 | Federally-Regulated Commercial & Industrial Equipment | 07/19/2001 |  | 02/05/2002
McQuay International | McQuay International | DPS010AHHG2**-6 |  | HSP-A, Single-Package Heat Pum | Heat Pump | 230 | 3 | False |  |  |  | True | Variable-Speed | 121000 | 10000 | 12.1 | 10.8 |  |  | 119000 | 9105 | 3.8 | 3.3 |  |  |  | Federally-Regulated Commercial & Industrial Equipment | 03/02/2012 |  | 08/28/2012
Lennox Industries Inc. | Lennox | LHA180HN2* |  | HSP-A, Single-Package Heat Pum | Heat Pump | 230 | 3 |  |  |  | No Match |  | No Match | 182000 | 16545 | 11 | 8.5 |  | 12 | 192000 | 17047 | 3.3 | 2.9 | 106000 | 15528 | 2 | Federally-Regulated Commercial & Industrial Equipment | 02/05/2002 |  | 07/18/2002
Lennox Industries Inc. | Lennox | HP17-1353V-2G | CB17-135V-1 | HRCU-A-CB, Split System: Heat | Heat Pump | 460 | 3 |  |  |  | No Match |  | No Match | 119000 | 14512 | 8.2 | 8.2 |  |  | 119000 | 11626 |  |  | 69000 | 9406 |  | Non Federally-Regulated | 06/11/1985 |  | 08/29/1986
York International | Evcon | BA-07C00*T/W/X***1* |  | HSP-A, Single-Package Heat Pum | Heat Pump | 208 | 3 |  |  |  | No Match |  | No Match | 90000 | 8411 | 10.7 | 8.9 |  | 11 | 85000 | 7782 | 3.2 | 3 | 46000 | 6126 | 2.2 | Federally-Regulated Commercial & Industrial Equipment | 11/21/2000 |  | 02/05/2002
Carrier Corp. - Syracuse | Comfortmaker | RHH090(H,L,S)******AA |  | HSP-A, Single-Package Heat Pum | Heat Pump | 460 | 3 | False |  |  |  | True | Single-Speed | 90000 | 7438 | 12.1 | 10.8 |  |  | 84000 | 7033 | 3.5 | 3.3 |  |  |  | Federally-Regulated Commercial & Industrial Equipment | 10/28/2014 |  | 10/28/2014
Carrier Corp. - Syracuse | Heil | RHS(181,183)(H,L,S)******AA |  | HSP-A, Single-Package Heat Pum | Heat Pump | 460 | 3 | False |  |  |  | True | Single-Speed | 172000 | 15925 | 10.8 | 10.4 |  |  | 220000 | 19538 | 3.3 | 3.2 |  |  |  | Federally-Regulated Commercial & Industrial Equipment | 12/12/2012 |  | 05/09/2013
Carrier Corp. - Syracuse | Comfortmaker | RHS(240,243)(H,L,S)******AA |  | HSP-A, Single-Package Heat Pum | Heat Pump | 575 | 3 | False |  |  |  | True | Single-Speed | 232000 | 21886 | 10.6 | 10.4 |  |  | 220000 | 19538 | 3.3 | 3.2 |  |  |  | Federally-Regulated Commercial & Industrial Equipment | 12/12/2012 |  | 04/21/2014
York International | York | XP120[C,E]***(2,4,5)***6 |  | HSP-A, Single-Package Heat Pum | Both Heat Pump and Electric Re | 575 | 3 | False |  |  |  | True | Single-Speed | 118000 | 10727 | 11 | 10.8 |  |  | 110000 | 9481 | 3.4 | 3.3 |  |  |  | Federally-Regulated Commercial & Industrial Equipment | 01/09/2014 |  | 01/05/2015
Lennox Industries Inc. | Ducane | LHA180HN2* |  | HSP-A, Single-Package Heat Pum | Heat Pump | 575 | 3 |  |  |  | No Match |  | No Match | 182000 | 16545 | 11 | 8.5 |  | 12 | 192000 | 17047 | 3.3 | 2.9 | 106000 | 15528 | 2 | Federally-Regulated Commercial & Industrial Equipment | 07/31/2002 |  | 01/18/2008
Carrier Corp. - Syracuse | Airquest | RHS(181,183)(H,L,S)******TC |  | HSP-A, Single-Package Heat Pum | Heat Pump | 575 | 3 | False |  |  |  | True | Single-Speed | 172000 | 15925 | 10.8 | 10.4 |  |  | 220000 | 19538 | 3.3 | 3.2 |  |  |  | Federally-Regulated Commercial & Industrial Equipment | 10/28/2014 |  | 10/28/2014
Trane U.S. Inc. | Trane | TWA240B300C* | TWE240B300C* | HRCU-A-CB, Split System: Heat | Heat Pump | 208 | 3 |  |  |  | No Match |  | No Match | 234000 | 27529 | 8.5 | 8.5 |  | 9.1 | 232000 | 22658 | 3 | 2.9 | 121000 | 17726 | 2 | Federally-Regulated Commercial & Industrial Equipment | 11/18/1999 |  | 11/21/2000
York International | Fraser Johnston | BCCB-T/-W120 |  | HSP-A, Single-Package Heat Pum | Heat Pump | 460 | 3 |  |  |  | No Match |  | No Match | 118000 | 13111 | 9 | 8.9 |  |  | 116000 | 11332 | 3 | 3 | 70000 | 10257 | 2 | Federally-Regulated Commercial & Industrial Equipment | 03/31/1998 |  | 05/09/1998
Trane U.S. Inc. | Trane Unitary Products Group | 4TWA3048A3 (2) | TWE090E1**A* | HRCU-A-CB, Split System: Heat | Heat Pump | 208 | 3 |  |  |  |  | True | Single-Speed | 90000 | 8181 | 11 | 10.8 |  |  | 90000 | 7992 | 3.3 | 3.3 |  |  |  | Federally-Regulated Commercial & Industrial Equipment | 04/19/2013 |  | 08/28/2014
York International | Fraser Johnston | BA-15[E72]***(T,W,X)* |  | HSP-A, Single-Package Heat Pum | Both Heat Pump and Electric Re | 208 | 3 |  |  |  |  | True | Single-Speed | 160000 | 16327 | 9.8 | 8.5 |  | 9.4 | 172000 | 15762 | 3.2 | 2.9 | 102000 | 14244 | 2.1 | Federally-Regulated Commercial & Industrial Equipment | 01/18/2008 |  | 02/24/2011
Carrier Corp. - Syracuse | Day & Night | 542EP,FP090 |  | HSP-A, Single-Package Heat Pum | Heat Pump | 230 | 3 |  |  |  | No Match |  | No Match | 86000 | 10238 | 8.4 |  |  |  | 87000 | 8792 |  |  | 50000 | 7327 |  | Non Federally-Regulated | 05/11/1988 |  | 03/15/1989
Lennox Industries Inc. | Lennox | LHA088S* |  | HSP-A, Single-Package Heat Pum | Heat Pump | 575 | 3 |  |  |  | No Match |  | No Match | 86000 | 9555 | 9 | 8.9 |  |  | 86000 | 8399 | 3 | 3 | 48000 | 7031 | 2 | Federally-Regulated Commercial & Industrial Equipment | 07/19/2001 |  | 11/19/2002
Rheem Sales Company, Inc. | Weatherking | PHC11T-4 |  | HSP-A, Single-Package Heat Pum | Heat Pump | 460 | 3 |  |  |  | No Match |  | No Match | 120000 | 13400 | 9 | 8.9 |  |  | 126000 | 11875 | 3 | 3 | 67000 | 9345 | 2.1 | Non Federally-Regulated | 07/31/1992 |  | 01/26/1993
Trane U.S. Inc. | American Standard, Inc. | 4A6C3048A3 (2) | TWE090E1**A* | HRCU-A-CB, Split System: Heat | Heat Pump | 230 | 3 |  |  |  |  | True | Single-Speed | 90000 | 8181 | 11 | 10.8 |  |  | 90000 | 7992 | 3.3 | 3.3 |  |  |  | Federally-Regulated Commercial & Industrial Equipment | 11/30/2011 |  | 12/12/2012
York International | Fraser Johnston | BACB-T/-W240A/E |  | HSP-A, Single-Package Heat Pum | Heat Pump | 460 | 3 |  |  |  | No Match |  | No Match | 222000 | 26117 | 8.5 | 8.5 |  | 8 | 226000 | 22078 | 3 | 2.9 | 120000 | 17584 | 2 | Federally-Regulated Commercial & Industrial Equipment | 03/31/1998 |  | 05/09/1998
Carrier Corp. - Syracuse | Carrier | 38AQ0165 | 40RR024 | HRCU-A-CB, Split System: Heat | Heat Pump | 230 | 3 |  |  |  | No Match |  | No Match | 173150 | 20795 | 8.3 | 7.5 |  |  | 159048 | 15835 |  |  | 95926 | 13465 |  | Non Federally-Regulated | 09/08/1982 |  | 05/16/1984
Carrier Corp. - Syracuse | Payne | PH1RPA/REA090-AA |  | HSP-A, Single-Package Heat Pum | Heat Pump | 208 | 3 |  |  |  | No Match |  | No Match | 86000 | 9555 | 9 | 8.9 |  | 9.3 | 78000 | 7617 | 3 | 3 | 36000 | 6592 | 1.6 | Federally-Regulated Commercial & Industrial Equipment | 05/22/2000 |  | 07/25/2000
Carrier Corp. - Syracuse | ICP Commercial | CHS091(H,L,S)A* | FHS091(M,S,K)**A0* | HRCU-A-CB, Split System: Heat | Heat Pump | 460 | 3 |  |  |  |  | True | Single-Speed | 89000 | 8090 | 11 | 10.8 |  |  | 87000 | 7726 | 3.3 | 3.3 |  |  |  | Federally-Regulated Commercial & Industrial Equipment | 07/18/2013 |  | 10/28/2014
Rheem Sales Company, Inc. | Heil | NRHR10LP00B |  | HSP-A, Single-Package Heat Pum | Heat Pump | 460 | 3 |  |  |  | No Match |  | No Match | 116000 | 14150 | 8.2 | 8.2 |  |  | 118000 | 12350 |  |  | 60000 | 8790 | 2 | Non Federally-Regulated | 06/11/1985 |  | 08/29/1986
Carrier Corp. - Syracuse | Arcoaire | RHS150(H,L,S)******** |  | HSP-A, Single-Package Heat Pum | Heat Pump | 460 | 3 | False |  |  |  | False | Single-Speed | 142000 | 13396 | 10.6 | 10.4 |  |  | 142000 | 13005 | 3.2 | 3.2 |  |  |  | Federally-Regulated Commercial & Industrial Equipment | 11/30/2011 |  | 12/12/2012
Carrier Corp. - Syracuse | Comfortmaker | RHH072(H,L,S)0******A |  | HSP-A, Single-Package Heat Pum | Heat Pump | 460 | 3 | False |  |  |  | True | Single-Speed | 72000 | 6000 | 12 | 10.8 |  |  | 70000 | 6033 | 3.4 | 3.3 |  |  |  | Federally-Regulated Commercial & Industrial Equipment | 03/10/2011 |  | 04/19/2013
Carrier Corp. - Syracuse | Carrier | 50EJQ024511/611 |  | HSP-A, Single-Package Heat Pum | Heat Pump | 230 | 3 |  |  |  | No Match |  | No Match | 230000 | 23469 | 9.8 | 8.5 |  | 10 | 228000 | 20249 | 3.3 | 2.9 | 116000 | 16998 | 2 | Federally-Regulated Commercial & Industrial Equipment | 03/31/1998 |  | 05/09/1998
Trane U.S. Inc. | Trane | WCH150B30*E* |  | HSP-A, Single-Package Heat Pum | Heat Pump | 230 | 3 |  |  |  | No Match |  | No Match | 146000 | 15531 | 9.4 | 8.5 |  | 9.7 | 132000 | 13340 | 2.9 | 2.9 | 72000 | 10550 | 2 | Federally-Regulated Commercial & Industrial Equipment | 12/14/1998 |  | 08/19/1999
Carrier Corp. - Syracuse | Arcoaire | RHS(240)(H,L,S)******TA |  | HSP-A, Single-Package Heat Pum | Heat Pump | 460 | 3 | False |  |  |  | True | Single-Speed | 232000 | 21886 | 10.6 | 10.4 |  |  | 220000 | 19538 | 3.3 | 3.2 |  |  |  | Federally-Regulated Commercial & Industrial Equipment | 10/28/2014 |  | 10/28/2014
McQuay International | McQuay International | DPS006AHHW2*C-4 |  | HSP-A, Single-Package Heat Pum | Heat Pump | 230 | 3 | False |  |  |  | True | Variable-Speed | 69000 | 6216 | 11.1 | 10.8 |  |  | 64000 | 5083 | 3.7 | 3.3 |  |  |  | Federally-Regulated Commercial & Industrial Equipment | 08/28/2012 |  | 04/19/2013
York International | Evcon | PJ180C00A*(2,4,5)***** | NJ180C00*(5,6)****** | HRCU-A-CB, Split System: Heat | Heat Pump | 460 | 3 |  |  |  |  | True | Single-Speed | 180000 | 16981 | 10.6 | 8.5 |  |  | 168000 | 14490 | 3.4 | 2.9 |  |  |  | Federally-Regulated Commercial & Industrial Equipment | 07/16/2009 |  | 01/24/2011
Carrier Corp. | Carrier | 38AQ0165 + 38AQ0165 | 40RR034 | HRCU-A-CB, Split System: Heat | Heat Pump | 208 | 3 |  |  |  | No Match |  | No Match | 316512 | 40828 | 7.8 |  |  | 8.4 | 339600 | 34888 | 2.8 |  | 194998 | 27708 | 2 | Voluntarily Certified | 01/23/1988 |  | 03/08/1996
Lennox Industries Inc. | Lennox | CHP16-953-4G |  | HSP-A, Single-Package Heat Pum | Heat Pump | 460 | 3 |  |  |  | No Match |  | No Match | 88000 | 9778 | 9 | 8.9 |  |  | 90000 | 8307 | 3.2 | 3 | 46000 | 6740 | 2 | Non Federally-Regulated | 04/30/1992 |  | 07/31/1992
Carrier Corp. - Syracuse | Arcoaire | CHS091(H,L,S)A* | FHS091(M,S,K)**A0* | HRCU-A-CB, Split System: Heat | Heat Pump | 230 | 3 |  |  |  |  | True | Single-Speed | 89000 | 8090 | 11 | 10.8 |  |  | 87000 | 7726 | 3.3 | 3.3 |  |  |  | Federally-Regulated Commercial & Industrial Equipment | 07/18/2013 |  | 10/28/2014
Trane U.S. Inc. | Trane | WCD240B40*F* |  | HSP-A, Single-Package Heat Pum | Heat Pump | 460 | 3 |  |  |  | No Match |  | No Match | 222000 | 22200 | 10 | 8.5 |  | 9.7 | 208000 | 19659 | 3.1 | 2.9 | 128000 | 18751 | 2 | Federally-Regulated Commercial & Industrial Equipment | 03/21/2002 |  | 07/18/2002
Trane U.S. Inc. | Trane Unitary Products Group | 4TWA3048A4 (2) | TWE090E3**A* | HRCU-A-CB, Split System: Heat | Heat Pump | 460 | 3 |  |  |  |  | True | Single-Speed | 90000 | 8181 | 11 | 10.8 |  |  | 90000 | 7992 | 3.3 | 3.3 |  |  |  | Federally-Regulated Commercial & Industrial Equipment | 11/30/2011 |  | 12/12/2012
International Comfort Products | Comfortmaker | PHE090S***** |  | HSP-A, Single-Package Heat Pum | Heat Pump | 575 | 3 |  |  |  | No Match |  | No Match | 87000 | 8613 | 10.1 | 8.9 |  |  | 83000 | 7599 | 3.2 | 3 | 47000 | 6259 | 2.2 | Federally-Regulated Commercial & Industrial Equipment | 03/21/2002 |  | 09/25/2002
Carrier Corp. - Syracuse | Keeprite | CHS121(H,L,S)A* | FHS120(M,S)A*A* | HRCU-A-CB, Split System: Heat | Heat Pump | 208 | 3 |  |  |  |  | True | Single-Speed | 112000 | 10181 | 11 | 10.8 |  |  | 106000 | 9414 | 3.3 | 3.3 |  |  |  | Federally-Regulated Commercial & Industrial Equipment | 03/10/2011 |  | 12/12/2012
Trane U.S. Inc. | Trane | BWA120C300M | BWE120C300G | HRCU-A-CB, Split System: Heat | Heat Pump | 230 | 3 |  |  |  | No Match |  | No Match | 118000 | 14300 | 8.3 |  |  |  | 120000 | 11550 |  |  | 63000 | 9550 |  | Non Federally-Regulated | 05/11/1988 |  | 03/15/1989
McQuay International | McQuay International | DPS010AHHY4*C-6 |  | HSP-A, Single-Package Heat Pum | Heat Pump | 460 | 3 | False |  |  |  | True | Variable-Speed | 121000 | 9837 | 12.3 | 10.8 |  |  | 112000 | 9325 | 3.5 | 3.3 |  |  |  | Federally-Regulated Commercial & Industrial Equipment | 08/28/2012 |  | 04/19/2013
Trane U.S. Inc. | American Standard, Inc. | 4A6H3048B1 (2) | TWE090E1**A* | HRCU-A-CB, Split System: Heat | Heat Pump | 230 | 1 |  |  |  |  | True | Single-Speed | 90000 | 7964 | 11.3 | 10.8 |  |  | 90000 | 7757 | 3.4 | 3.3 |  |  |  | Federally-Regulated Commercial & Industrial Equipment | 11/30/2011 |  | 05/02/2012
York International | York | B1CH180A/E***25/46/58 |  | HSP-A, Single-Package Heat Pum | Heat Pump | 208 | 3 |  |  |  | No Match |  | No Match | 164000 | 18636 | 8.8 | 8.5 |  | 8.5 | 174000 | 16993 | 3 | 2.9 | 90000 | 13184 | 2 | Federally-Regulated Commercial & Industrial Equipment | 11/18/1999 |  | 07/18/2002
AAON, Inc. | Aaon | RG-16-3-A0-***:* |  | HSP-A, Single-Package Heat Pum | Heat Pump | 460 | 3 |  |  |  | No Match |  | No Match | 190600 | 19854 | 9.6 | 8.5 |  | 10.5 | 198400 | 16938 | 3.4 | 2.9 | 118128 | 13568 | 2.6 | Federally-Regulated Commercial & Industrial Equipment | 12/11/1995 |  | 04/07/1996
Rheem Sales Company, Inc. | Ruud | UPWB-100CAS | UHPA-100E | HRCU-A-CB, Split System: Heat | Heat Pump | 208 | 3 |  |  |  | No Match |  | No Match | 118000 | 14390 | 8.2 | 8.2 |  |  | 118000 | 12350 |  |  | 60000 | 8790 | 2 | Non Federally-Regulated | 06/11/1985 |  | 05/11/1988
Carrier Corp. - Syracuse | Heil | RHH102(H,L,S)******TA |  | HSP-A, Single-Package Heat Pum | Heat Pump | 230 | 3 | False |  |  |  | True | Single-Speed | 100000 | 8333 | 12 | 10.8 |  |  | 100000 | 8619 | 3.4 | 3.3 |  |  |  | Federally-Regulated Commercial & Industrial Equipment | 12/12/2012 |  | 10/28/2014
International Comfort Products | Heil | PH*090N2HA* |  | HSP-A, Single-Package Heat Pum | Heat Pump | 230 | 3 |  |  |  | No Match |  | No Match | 91000 | 9784 | 9.3 | 8.9 |  | 10.4 | 90000 | 8506 | 3.1 | 3 | 48000 | 7031 | 2 | Federally-Regulated Commercial & Industrial Equipment | 05/22/2000 |  | 09/20/2001
International Comfort Products | Heil | PH*120N2HA* |  | HSP-A, Single-Package Heat Pum | Heat Pump | 230 | 3 |  |  |  | No Match |  | No Match | 123000 | 13516 | 9.1 | 8.9 |  | 9.5 | 123000 | 11625 | 3.1 | 3 | 71000 | 10401 | 2 | Federally-Regulated Commercial & Industrial Equipment | 11/18/1999 |  | 04/13/2000
Carrier Corp. - Syracuse | Carrier | 38AQ0346 * 38AQ0166 | 40RR054 | HSP-A, Single-Package Heat Pum | Heat Pump | 460 | 3 |  |  |  | No Match |  | No Match | 480915 | 59372 | 8.2 | 8.2 |  |  | 486000 | 52724 |  |  | 65000 | 9200 |  | Non Federally-Regulated | 03/15/1989 |  | 02/22/1990
Rheem Sales Company, Inc. | Ruud | UPWA-075CAS | UHPA-075GA | HRCU-A-CB, Split System: Heat | Heat Pump | 230 | 3 |  |  |  | No Match |  | No Match | 91000 | 10700 | 8.5 | 7.5 |  |  | 90000 | 8300 | 3.2 |  | 14942 | 6500 |  | Non Federally-Regulated | 01/05/1982 |  | 09/08/1982
Carrier Corp. - Syracuse | Carrier | 50PQ0145 |  | HSP-A, Single-Package Heat Pum | Heat Pump | 208 | 3 |  |  |  | No Match |  | No Match | 145000 | 18100 | 8 |  |  |  | 143500 | 15200 |  |  | 81400 | 11700 |  | Non Federally-Regulated | 06/11/1985 |  | 10/10/1989
Carrier Corp. - Syracuse | Tempstar | RHH102(H,L,S)******TA |  | HSP-A, Single-Package Heat Pum | Heat Pump | 575 | 3 | False |  |  |  | True | Single-Speed | 100000 | 8333 | 12 | 10.8 |  |  | 100000 | 8619 | 3.4 | 3.3 |  |  |  | Federally-Regulated Commercial & Industrial Equipment | 12/12/2012 |  | 10/28/2014
Carrier Corp. - Syracuse | Keeprite | RHS(181,183)(H,L,S)******AC |  | HSP-A, Single-Package Heat Pum | Heat Pump | 230 | 3 | False |  |  |  | True | Single-Speed | 172000 | 15925 | 10.8 | 10.4 |  |  | 166000 | 14742 | 3.3 | 3.2 |  |  |  | Federally-Regulated Commercial & Industrial Equipment | 01/09/2014 |  | 10/28/2014
Carrier Corp. - Syracuse | Carrier | 38AQ0125 | 40RR012 | HRCU-A-CB, Split System: Heat | Heat Pump | 208 | 3 |  |  |  | No Match |  | No Match | 117000 | 12814 | 9.1 | 8.2 |  |  | 117000 | 11427 |  |  | 69000 | 9189 |  | Non Federally-Regulated | 05/16/1984 |  | 06/11/1985
Carrier Corp. - Syracuse | Bryant Air Conditioning | 541APX/AEX180 | 524APH/AEH180GC | HRCU-A-CB, Split System: Heat | Heat Pump | 230 | 3 |  |  |  | No Match |  | No Match | 172000 | 19545 | 8.8 | 8.5 |  |  | 164000 | 16017 | 3 | 2.9 | 94000 | 12518 | 2.2 | Federally-Regulated Commercial & Industrial Equipment | 11/18/1999 |  | 07/18/2002
Carrier Corp. - Syracuse | Carrier | 50HJQ007--52/62 |  | HSP-A, Single-Package Heat Pum | Heat Pump | 460 | 3 |  |  |  | No Match |  | No Match | 71000 | 6761 | 10.5 | 8.9 |  |  | 69000 | 5946 | 3.4 | 3 | 37000 | 4927 | 2.2 | Federally-Regulated Commercial & Industrial Equipment | 11/21/2001 |  | 07/18/2002
Carrier Corp. - Syracuse | Arcoaire | RHS090(L,S)******TA |  | HSP-A, Single-Package Heat Pum | Heat Pump | 460 | 3 | False |  |  |  | False | Single-Speed | 88000 | 7857 | 11.2 | 10.8 |  |  | 86000 | 7413 | 3.4 | 3.3 |  |  |  | Federally-Regulated Commercial & Industrial Equipment | 12/12/2012 |  | 10/28/2014
Carrier Corp. | Day & Night | 548CEX090000AB** |  | HSP-A, Single-Package Heat Pum | Heat Pump | 460 | 3 |  |  |  | No Match |  | No Match | 92000 | 10110 | 9.1 | 8.9 |  | 10.3 | 96000 | 9380 | 3 | 3 | 55000 | 8060 | 2 | Non Federally-Regulated | 05/07/1992 |  | 03/08/1996
Carrier Corp. - Syracuse | Carrier | 38AQ0345 | 40RR028 | HRCU-A-CB, Split System: Heat | Heat Pump | 208 | 3 |  |  |  | No Match |  | No Match | 279345 | 31383 | 8.2 |  |  |  | 316000 | 33057 |  |  | 176000 | 24549 |  | Non Federally-Regulated | 06/11/1985 |  | 08/29/1986
Inter-City Products Corp. | Airquest | NRHR92HP15B |  | HSP-A, Single-Package Heat Pum | Heat Pump | 208 | 3 |  |  |  | No Match |  | No Match | 93000 | 10333 | 9 | 8.9 |  | 9.9 | 93000 | 9085 | 3 | 3 | 51000 | 7117 | 2.1 | Federally-Regulated Commercial & Industrial Equipment | 06/11/1997 |  | 09/02/1997
Rheem Sales Company, Inc. | Weatherking | WPWC-100C | WHGF-100Z | HRCU-A-CB, Split System: Heat | Heat Pump | 208 | 3 |  |  |  | No Match |  | No Match | 118000 | 12826 | 9.2 | 8.9 |  |  | 125000 | 11814 | 3.1 | 3 | 68000 | 9487 | 2.1 | Federally-Regulated Commercial & Industrial Equipment | 07/25/2000 |  | 02/06/2002
Rheem Sales Company, Inc. | Weatherking | RHB10T-4 | AH10T3/4K | HRCU-A-CB, Split System: Heat | Heat Pump | 460 | 3 |  |  |  | No Match |  | No Match | 118000 | 14390 | 8.2 | 8.3 |  |  | 118000 | 12350 | 2.8 | 2.8 | 60000 | 8790 | 2 | Non Federally-Regulated | 09/17/1991 |  | 07/27/1992
Inter-City Products Corp. | Comfortmaker | RYMA10F**** |  | HSP-A, Single-Package Heat Pum | Heat Pump | 460 | 3 |  |  |  | No Match |  | No Match | 123000 | 13516 | 9.1 | 8.9 |  | 9.5 | 123000 | 11628 | 3.1 | 3 | 71000 | 10404 | 2 | Federally-Regulated Commercial & Industrial Equipment | 06/11/1997 |  | 09/02/1997
Carrier Corp. - Syracuse | Carrier | 50HJQ008--52/62 |  | HSP-A, Single-Package Heat Pum | Heat Pump | 230 | 3 |  |  |  | No Match |  | No Match | 88000 | 8543 | 10.3 | 8.9 |  | 10.5 | 85000 | 7546 | 3.3 | 3 | 48000 | 6392 | 2.2 | Federally-Regulated Commercial & Industrial Equipment | 05/21/2002 |  | 07/18/2002
McQuay International | McQuay International | DPS012AHHE2*C-6 |  | HSP-A, Single-Package Heat Pum | Heat Pump | 208 | 3 | False |  |  |  | True | Variable-Speed | 144000 | 12203 | 11.8 | 10.4 |  |  | 140000 | 11429 | 3.6 | 3.2 |  |  |  | Federally-Regulated Commercial & Industrial Equipment | 03/02/2012 |  | 08/28/2012
Carrier Corp. - Syracuse | Comfortmaker | RHS102H******** |  | HSP-A, Single-Package Heat Pum | Heat Pump | 230 | 3 | False |  |  |  | False | Single-Speed | 99000 | 8839 | 11.2 | 10.8 |  |  | 96000 | 8525 | 3.3 | 3.3 |  |  |  | Federally-Regulated Commercial & Industrial Equipment | 11/30/2011 |  | 12/12/2012
Rheem Sales Company, Inc. | Airquest | NRHR92LP15B |  | HSP-A, Single-Package Heat Pum | Heat Pump | 460 | 3 |  |  |  | No Match |  | No Match | 93000 | 10333 | 9 | 8.9 |  | 9.9 | 93000 | 9085 | 3 | 3 | 51000 | 7117 | 2.1 | Federally-Regulated Commercial & Industrial Equipment | 02/03/1998 |  | 03/31/1998
Carrier Corp. - Syracuse | Carrier | 38AQ0165 | 40RR024 | HRCU-A-CB, Split System: Heat | Heat Pump | 208 | 3 |  |  |  | No Match |  | No Match | 173150 | 20795 | 8.3 |  |  |  | 159048 | 15835 |  |  | 95926 | 13465 |  | Non Federally-Regulated | 06/11/1985 |  | 05/11/1988
Trane U.S. Inc. | American Standard, Inc. | WCD090C40*B* |  | HSP-A, Single-Package Heat Pum | Heat Pump | 460 | 3 |  |  |  | No Match |  | No Match | 87000 | 9775 | 8.9 | 8.9 |  |  | 86000 | 8399 | 3 | 3 | 43000 | 6299 | 2 | Federally-Regulated Commercial & Industrial Equipment | 05/22/2000 |  | 09/25/2002
Trane U.S. Inc. | American Standard, Inc. | WCD240B40*E* |  | HSP-A, Single-Package Heat Pum | Heat Pump | 460 | 3 |  |  |  | No Match |  | No Match | 236000 | 27441 | 8.6 | 8.5 |  | 8.7 | 230000 | 21744 | 3.1 | 2.9 | 128000 | 17864 | 2.1 | Federally-Regulated Commercial & Industrial Equipment | 05/09/1998 |  | 10/02/1998
Lennox Industries Inc. | Lennox | CHP16-953-1G |  | HSP-A, Single-Package Heat Pum | Heat Pump | 460 | 3 |  |  |  | No Match |  | No Match | 88000 | 10602 | 8.3 | 8.2 |  |  | 88000 | 8713 |  |  | 43000 | 6633 |  | Non Federally-Regulated | 02/22/1990 |  | 07/31/1992
Carrier Corp. - Syracuse | Keeprite | RHS072(H,L,S)******** |  | HSP-A, Single-Package Heat Pum | Heat Pump | 575 | 3 | False |  |  |  | False | Single-Speed | 70000 | 6306 | 11.1 | 10.8 |  |  | 67000 | 5950 | 3.3 | 3.3 |  |  |  | Federally-Regulated Commercial & Industrial Equipment | 10/28/2014 |  | 10/28/2014
York International | Luxaire | BA-10C00*T/W/X***1* |  | HSP-A, Single-Package Heat Pum | Heat Pump | 230 | 3 |  |  |  | No Match |  | No Match | 120000 | 11650 | 10.3 | 8.9 |  | 10 | 113000 | 10346 | 3.2 | 3 | 60000 | 7990 | 2.2 | Federally-Regulated Commercial & Industrial Equipment | 07/19/2001 |  | 02/05/2002
Rheem Sales Company, Inc. | Heat Controller | HR100-3SZ | AHH100-Z | HRCU-A-CB, Split System: Heat | Heat Pump | 208 | 3 |  |  |  | No Match |  | No Match | 118000 | 12826 | 9.2 | 8.9 |  |  | 125000 | 11814 | 3.1 | 3 | 68000 | 9487 | 2.1 | Federally-Regulated Commercial & Industrial Equipment | 11/18/1999 |  | 05/23/2000
Trane U.S. Inc. | Trane | WCD090C30*B* |  | HSP-A, Single-Package Heat Pum | Heat Pump | 208 | 3 |  |  |  | No Match |  | No Match | 87000 | 9775 | 8.9 | 8.9 |  |  | 86000 | 8399 | 3 | 3 | 43000 | 6299 | 2 | Federally-Regulated Commercial & Industrial Equipment | 05/22/2000 |  | 09/25/2002
Trane U.S. Inc. | American Standard, Inc. | WSC120A3*0A**000000000 |  | HSP-A, Single-Package Heat Pum | Heat Pump | 208 | 3 |  |  |  | No Match |  | No Match | 114000 | 11287 | 10.1 | 8.9 |  |  | 109000 | 9980 | 3.2 | 3 | 62000 | 8257 | 2.2 | Federally-Regulated Commercial & Industrial Equipment | 11/21/2001 |  | 09/25/2002
Goettl | American Best | HP1201 |  | HSP-A, Single-Package Heat Pum | Heat Pump | 230 | 1 |  |  |  | No Match |  | No Match | 120000 | 13953 | 8.6 | 8.3 |  |  | 119000 | 11625 | 3 | 2.8 | 63000 | 9718 | 1.9 | Non Federally-Regulated | 03/05/1991 |  | 07/27/1992
Carrier Corp. - Syracuse | ICP Commercial | RHS(181,183)(H,L,S)******TA |  | HSP-A, Single-Package Heat Pum | Heat Pump | 460 | 3 | False |  |  |  | True | Single-Speed | 172000 | 15925 | 10.8 | 10.4 |  |  | 220000 | 19538 | 3.3 | 3.2 |  |  |  | Federally-Regulated Commercial & Industrial Equipment | 12/12/2012 |  | 05/09/2013
Lennox Industries Inc. | Lennox | LHA088S* |  | HSP-A, Single-Package Heat Pum | Heat Pump | 208 | 3 |  |  |  | No Match |  | No Match | 86000 | 9555 | 9 | 8.9 |  |  | 86000 | 8401 | 3 | 3 | 48000 | 7033 | 2 | Federally-Regulated Commercial & Industrial Equipment | 12/14/1998 |  | 08/17/1999
York International | York | B3CH120A25/46 |  | HSP-A, Single-Package Heat Pum | Heat Pump | 230 | 3 |  |  |  | No Match |  | No Match | 118000 | 13111 | 9 | 8.9 |  |  | 116000 | 11329 | 3 | 3 | 70000 | 10254 | 2 | Federally-Regulated Commercial & Industrial Equipment | 11/18/1999 |  | 04/13/2000
Rheem Sales Company, Inc. | Rheem | RPDC-101C |  | HSP-A, Single-Package Heat Pum | Heat Pump | 208 | 3 |  |  |  | No Match |  | No Match | 120000 | 13483 | 8.9 | 8.9 |  | 10.3 | 126000 | 12309 | 3 | 3 | 67000 | 9350 | 2.1 | Federally-Regulated Commercial & Industrial Equipment | 02/03/1998 |  | 03/31/1998
Carrier Corp. - Syracuse | Day & Night | 542DP090 |  | HSP-A, Single-Package Heat Pum | Heat Pump | 230 | 3 |  |  |  | No Match |  | No Match | 87000 | 10200 | 8.5 |  |  |  | 89000 | 8800 |  |  | 49000 | 7300 |  | Non Federally-Regulated | 05/11/1988 |  | 03/15/1989
International Comfort Products | Comfortmaker | RYMA10F**** |  | HSP-A, Single-Package Heat Pum | Heat Pump | 460 | 3 |  |  |  | No Match |  | No Match | 123000 | 13516 | 9.1 | 8.9 |  | 9.5 | 123000 | 11628 | 3.1 | 3 | 71000 | 10404 | 2 | Federally-Regulated Commercial & Industrial Equipment | 03/31/1998 |  | 05/09/1998
Carrier Corp. - Syracuse | Day & Night | RHS(240)(H,L,S)******AA |  | HSP-A, Single-Package Heat Pum | Heat Pump | 230 | 3 | False |  |  |  | True | Single-Speed | 232000 | 21886 | 10.6 | 10.4 |  |  | 220000 | 19538 | 3.3 | 3.2 |  |  |  | Federally-Regulated Commercial & Industrial Equipment | 04/21/2014 |  | 10/28/2014
Carrier Corp. - Syracuse | Carrier | 38AQ0085 | 40BA009 | HRCU-A-CB, Split System: Heat | Heat Pump | 208 | 3 |  |  |  | No Match |  | No Match | 86000 | 9500 | 9.1 | 8.2 |  |  | 86000 | 8000 | 3.2 |  | 47000 | 6600 | 2.1 | Non Federally-Regulated | 02/22/1990 |  | 07/31/1992
Carrier Corp. - Syracuse | Heil | RHS(181,183)(H,L,S)******AC |  | HSP-A, Single-Package Heat Pum | Heat Pump | 460 | 3 | False |  |  |  | True | Single-Speed | 172000 | 15925 | 10.8 | 10.4 |  |  | 220000 | 19538 | 3.3 | 3.2 |  |  |  | Federally-Regulated Commercial & Industrial Equipment | 01/09/2014 |  | 10/28/2014
Rheem Sales Company, Inc. | Square D | HCS020JAR1H | A02-94-OOM-020US1G | HRCU-A-CB, Split System: Heat | Heat Pump | 230 | 3 |  |  |  | No Match |  | No Match | 234000 | 28540 | 8.2 |  |  |  | 234000 | 24490 |  |  | 119000 | 17430 |  | Non Federally-Regulated | 08/29/1986 |  | 05/11/1988
Lennox Industries Inc. | Lennox | KHA092S4M*1Y,G,J |  | HSP-A, Single-Package Heat Pum | Both Heat Pump and Electric Re | 208 | 3 | False |  |  |  | True | Single-Speed | 89000 | 8090 | 11 | 10.8 |  |  | 89000 | 7904 | 3.3 | 3.3 |  |  |  | Federally-Regulated Commercial & Industrial Equipment | 04/19/2013 |  | 10/28/2014
GE Appliances, a Haier company | General Electric | BWC120F4 |  | HSP-A, Single-Package Heat Pum | Heat Pump | 460 | 3 |  |  |  | No Match |  | No Match | 116000 | 14900 | 7.8 | 7.5 |  |  | 116000 | 11800 |  |  | 58000 | 9300 |  | Non Federally-Regulated | 01/05/1982 |  | 09/03/2015
Trane U.S. Inc. | American Standard, Inc. | BWA120C4OOM | BWE120C4OOG | HRCU-A-CB, Split System: Heat | Heat Pump | 460 | 3 |  |  |  | No Match |  | No Match | 118000 | 14300 | 8.3 | 8.2 |  |  | 120000 | 11550 |  |  | 63000 | 9550 |  | Non Federally-Regulated | 03/15/1989 |  | 10/10/1989
Carrier Corp. - Syracuse | Comfortmaker | RHS(243)(H,L,S)******AA |  | HSP-A, Single-Package Heat Pum | Heat Pump | 460 | 3 | False |  |  |  | True | Single-Speed | 232000 | 21886 | 10.6 | 10.4 |  |  | 220000 | 19538 | 3.3 | 3.2 |  |  |  | Federally-Regulated Commercial & Industrial Equipment | 04/21/2014 |  | 10/28/2014
Carrier Corp. - Syracuse | Comfortmaker | RHS(243)(H,L,S)******TA |  | HSP-A, Single-Package Heat Pum | Heat Pump | 575 | 3 | False |  |  |  | True | Single-Speed | 232000 | 21886 | 10.6 | 10.4 |  |  | 220000 | 19538 | 3.3 | 3.2 |  |  |  | Federally-Regulated Commercial & Industrial Equipment | 04/21/2014 |  | 10/28/2014
Trane U.S. Inc. | Trane | WCD090A400A |  | HSP-A, Single-Package Heat Pum | Heat Pump | 460 | 3 |  |  |  | No Match |  | No Match | 85000 | 10240 | 8.3 | 8.2 |  |  | 82000 | 8580 |  |  | 39000 | 6010 |  | Non Federally-Regulated | 02/22/1990 |  | 07/31/1992
McQuay International | McQuay International | DPS010AHHY2**-6 |  | HSP-A, Single-Package Heat Pum | Heat Pump | 208 | 3 | False |  |  |  | True | Variable-Speed | 121000 | 9837 | 12.3 | 10.8 |  |  | 112000 | 9325 | 3.5 | 3.3 |  |  |  | Federally-Regulated Commercial & Industrial Equipment | 08/28/2012 |  | 04/19/2013
Carrier Corp. - Syracuse | Comfortmaker | RHS072(H,L,S)******A |  | HSP-A, Single-Package Heat Pum | Both Heat Pump and Electric Re | 575 | 3 |  |  |  |  | False | Single-Speed | 70000 | 6306 | 11.1 | 8.9 |  |  | 67000 | 5954 | 3.3 | 3 |  |  |  | Federally-Regulated Commercial & Industrial Equipment | 07/16/2009 |  | 12/12/2012
McQuay International | McQuay | LHA120H* |  | HSP-A, Single-Package Heat Pum | Heat Pump | 460 | 3 |  |  |  | No Match |  | No Match | 118000 | 11456 | 10.3 | 8.9 |  | 11.3 | 120000 | 10657 | 3.3 | 3 | 72000 | 10048 | 2.1 | Federally-Regulated Commercial & Industrial Equipment | 03/31/1998 |  | 05/09/1998
Rheem Sales Company, Inc. | Rheem | RPDC-075D |  | HSP-A, Single-Package Heat Pum | Heat Pump | 460 | 3 |  |  |  | No Match |  | No Match | 93000 | 10333 | 9 | 8.9 |  | 9.9 | 93000 | 9085 | 3 | 3 | 51000 | 7117 | 2.1 | Federally-Regulated Commercial & Industrial Equipment | 03/31/1998 |  | 05/09/1998
York International | Evcon | PH240C00A*(2,4,5)***** | NH240C00*(5,6)****** | HRCU-A-CB, Split System: Heat | Heat Pump | 575 | 3 |  |  |  |  | True | Single-Speed | 238000 | 22453 | 10.6 | 8.5 |  |  | 216000 | 19195 | 3.3 | 2.9 |  |  |  | Federally-Regulated Commercial & Industrial Equipment | 07/16/2009 |  | 01/24/2011
Carrier Corp. - Syracuse | Day & Night | RHS102(L,S)******AA |  | HSP-A, Single-Package Heat Pum | Heat Pump | 460 | 3 | False |  |  |  | False | Single-Speed | 99000 | 8608 | 11.5 | 10.8 |  |  | 96000 | 8525 | 3.3 | 3.3 |  |  |  | Federally-Regulated Commercial & Industrial Equipment | 12/12/2012 |  | 10/28/2014
Carrier Corp. - Syracuse | Bryant Air Conditioning | 548DPX/DEX072-AB |  | HSP-A, Single-Package Heat Pum | Heat Pump | 460 | 3 |  |  |  | No Match |  | No Match | 70000 | 7777 | 9 | 8.9 |  |  | 72000 | 6592 | 3.2 | 3 | 38000 | 5859 | 1.9 | Federally-Regulated Commercial & Industrial Equipment | 05/22/2000 |  | 07/25/2000
Trane U.S. Inc. | Trane | WCD180B30*E* |  | HSP-A, Single-Package Heat Pum | Heat Pump | 230 | 3 |  |  |  | No Match |  | No Match | 174000 | 19333 | 9 | 8.5 |  | 9.3 | 160000 | 15631 | 3 | 2.9 | 84000 | 11723 | 2.1 | Federally-Regulated Commercial & Industrial Equipment | 12/14/1998 |  | 11/18/1999
Carrier Corp. - Syracuse | Bryant Heating & Cooling Systems | 548J(P,E,T)17*********(D,E)A |  | HSP-A, Single-Package Heat Pum | Heat Pump | 208 | 3 | False |  |  |  | True | Single-Speed | 172000 | 15925 | 10.8 | 10.4 |  |  | 220000 | 19538 | 3.3 | 3.2 |  |  |  | Federally-Regulated Commercial & Industrial Equipment | 12/12/2012 |  | 05/09/2013
Daikin Comfort Technologies Manufacturing, L.P. | Janitrol / GMC | (2)CPKE60-3 | AH120-XX | HRCU-A-CB, Split System: Heat | Heat Pump | 208 | 3 |  |  |  | No Match |  | No Match | 104000 | 11685 | 8.9 | 8.9 |  | 9.5 | 102000 | 9964 | 3 | 3 | 65000 | 9525 | 2 | Federally-Regulated Commercial & Industrial Equipment | 03/31/1998 |  | 05/09/1998
Carrier Corp. - Syracuse | Payne | 542DP090 |  | HSP-A, Single-Package Heat Pum | Heat Pump | 208 | 3 |  |  |  | No Match |  | No Match | 87000 | 10200 | 8.5 | 8.2 |  |  | 89000 | 8800 |  |  | 49000 | 7300 |  | Non Federally-Regulated | 02/22/1990 |  | 07/31/1992
Rheem Sales Company, Inc. | Ruud | UPWB-075CAS | UHPA-075G | HRCU-A-CB, Split System: Heat | Heat Pump | 230 | 3 |  |  |  | No Match |  | No Match | 90000 | 11000 | 8.2 | 8.2 |  |  | 88000 | 8595 |  |  | 46000 | 6740 |  | Non Federally-Regulated | 06/11/1985 |  | 05/11/1988
International Comfort Products | Tempstar | PH*090N2LA |  | HSP-A, Single-Package Heat Pum | Heat Pump | 460 | 3 |  |  |  | No Match |  | No Match | 91000 | 9784 | 9.3 | 8.9 |  | 10.4 | 90000 | 8508 | 3.1 | 3 | 48000 | 6862 | 2.1 | Federally-Regulated Commercial & Industrial Equipment | 12/14/1998 |  | 08/17/1999
Trane U.S. Inc. | American Standard, Inc. | WCD240B30*E* |  | HSP-A, Single-Package Heat Pum | Heat Pump | 208 | 3 |  |  |  | No Match |  | No Match | 230000 | 26744 | 8.6 | 8.5 |  | 8.7 | 236000 | 22312 | 3.1 | 2.9 | 128000 | 17864 | 2.1 | Federally-Regulated Commercial & Industrial Equipment | 05/09/1998 |  | 10/02/1998
York International | Luxaire | BACB-(T/W/X)240(A/E) |  | HSP-A, Single-Package Heat Pum | Heat Pump | 208 | 3 |  |  |  | No Match |  | No Match | 222000 | 26117 | 8.5 | 8.5 |  | 8 | 226000 | 22078 | 3 | 2.9 | 120000 | 17584 | 2 | Federally-Regulated Commercial & Industrial Equipment | 10/02/1998 |  | 08/19/1999
Carrier Corp. - Syracuse | Bryant Air Conditioning | 549BE/P/TX090000 |  | HSP-A, Single-Package Heat Pum | Heat Pump | 230 | 3 |  |  |  | No Match |  | No Match | 88000 | 8543 | 10.3 | 8.9 |  | 10.5 | 85000 | 7546 | 3.3 | 3 | 48000 | 6392 | 2.2 | Federally-Regulated Commercial & Industrial Equipment | 11/21/2001 |  | 03/21/2002
Carrier Corp. - Syracuse | Airquest | CHS091(H,L,S)A* | FHS091(M,S,K)**A0* | HRCU-A-CB, Split System: Heat | Heat Pump | 575 | 3 |  |  |  |  | True | Single-Speed | 89000 | 8090 | 11 | 10.8 |  |  | 87000 | 7726 | 3.3 | 3.3 |  |  |  | Federally-Regulated Commercial & Industrial Equipment | 07/18/2013 |  | 10/28/2014
Carrier Corp. - Syracuse | Carrier | 38AQ0346 + 38AQ0166 | 40RR054 | HRCU-A-CB, Split System: Heat | Heat Pump | 460 | 3 |  |  |  | No Match |  | No Match | 480915 | 59372 | 8.1 | 7.5 |  |  | 486000 | 52724 |  |  | 270000 | 41624 |  | Non Federally-Regulated | 08/30/1983 |  | 06/11/1985
Trane U.S. Inc. | Trane | WCD075A3OOA |  | HSP-A, Single-Package Heat Pum | Heat Pump | 230 | 3 |  |  |  | No Match |  | No Match | 71000 | 8550 | 8.3 | 8.2 |  |  | 71000 | 7170 |  |  | 33000 | 5090 |  | Non Federally-Regulated | 03/15/1989 |  | 10/10/1989
Carrier Corp. - Syracuse | Comfortmaker | RHS072(H,L,S)******** |  | HSP-A, Single-Package Heat Pum | Heat Pump | 230 | 3 | False |  |  |  | False | Single-Speed | 70000 | 6306 | 11.1 | 10.8 |  |  | 67000 | 5950 | 3.3 | 3.3 |  |  |  | Federally-Regulated Commercial & Industrial Equipment | 11/30/2011 |  | 10/28/2014
Trane U.S. Inc. | Trane | TWA120A400B | TWE120A400B | HRCU-A-CB, Split System: Heat | Heat Pump | 460 | 3 |  |  |  | No Match |  | No Match | 117000 | 13150 | 8.9 | 8.9 |  |  | 119000 | 11630 | 3 | 3 | 64000 | 8930 | 2.1 | Non Federally-Regulated | 07/31/1992 |  | 03/31/1998
Carrier Corp. - Syracuse | Keeprite | RHS18*(H,L,S)0******A |  | HSP-A, Single-Package Heat Pum | Heat Pump | 208 | 3 | False |  |  |  | True | Single-Speed | 172000 | 15925 | 10.8 | 10.4 |  |  | 220000 | 19538 | 3.3 | 3.2 |  |  |  | Federally-Regulated Commercial & Industrial Equipment | 03/10/2011 |  | 12/12/2012
Carrier Corp. - Syracuse | Carrier | 38BQ0085 | 40BA009 | HRCU-A-CB, Split System: Heat | Heat Pump | 230 | 3 |  |  |  | No Match |  | No Match | 86000 | 9500 | 9.1 | 7.5 |  |  | 86000 | 8000 | 3.2 |  | 47000 | 6600 | 2.1 | Non Federally-Regulated | 09/08/1982 |  | 05/16/1984
Rheem Sales Company, Inc. | Heil Quaker | NRHR10HP30A |  | HSP-A, Single-Package Heat Pum | Heat Pump | 230 | 3 |  |  |  | No Match |  | No Match | 119000 | 13985 | 8.5 |  |  |  | 127000 | 12195 | 3.1 |  | 68000 | 9665 | 2.1 | Non Federally-Regulated | 05/11/1988 |  | 03/15/1989
Carrier Corp. - Syracuse | Day & Night | 541AP120 | 517A120 | HRCU-A-CB, Split System: Heat | Heat Pump | 460 | 3 |  |  |  | No Match |  | No Match | 107000 | 12442 | 8.6 | 8.2 |  |  | 117000 | 11427 |  |  | 70000 | 9325 |  | Non Federally-Regulated | 02/22/1990 |  | 07/31/1992
Trane U.S. Inc. | American Standard, Inc. | WS(D,H)150E(3,4,W)R0****0 |  | HSP-A, Single-Package Heat Pum | Heat Pump | 208 | 3 | False |  |  |  | False | Single-Speed | 146000 | 13773 | 10.6 | 10.4 |  |  | 136000 | 12455 | 3.2 | 3.2 |  |  |  | Federally-Regulated Commercial & Industrial Equipment | 12/12/2012 |  | 08/28/2014
York International | Luxaire | BACB-(T/W/X)240(A/E) |  | HSP-A, Single-Package Heat Pum | Heat Pump | 575 | 3 |  |  |  | No Match |  | No Match | 222000 | 26117 | 8.5 | 8.5 |  | 8 | 226000 | 22078 | 3 | 2.9 | 120000 | 17584 | 2 | Federally-Regulated Commercial & Industrial Equipment | 10/02/1998 |  | 08/19/1999
Carrier Corp. - Syracuse | Arcoaire | RHH090(H,L,S)******** |  | HSP-A, Single-Package Heat Pum | Heat Pump | 575 | 3 | False |  |  |  | True | Single-Speed | 90000 | 7438 | 12.1 | 10.8 |  |  | 84000 | 7033 | 3.5 | 3.3 |  |  |  | Federally-Regulated Commercial & Industrial Equipment | 11/30/2011 |  | 12/12/2012
Lennox Industries Inc. | Armstrong | PRTC88CL-1 |  | HSP-A, Single-Package Heat Pum | Heat Pump | 460 | 3 |  |  |  | No Match |  | No Match | 88000 | 10602 | 8.3 | 8.3 |  |  | 80000 | 8713 | 2.7 | 2.8 | 43000 | 6633 | 1.9 | Non Federally-Regulated | 01/08/1991 |  | 07/27/1992
York International | Luxaire | XA-12[C,E]***(T,W,X)* |  | HSP-A, Single-Package Heat Pum | Both Heat Pump and Electric Re | 208 | 3 | False |  |  |  | True | Single-Speed | 150000 | 13636 | 11 | 10.4 |  | 11.9 | 135000 | 12364 | 3.2 | 3.2 | 90000 | 11997 | 2.2 | Federally-Regulated Commercial & Industrial Equipment | 01/24/2011 |  | 01/09/2014
Carrier Corp. - Syracuse | Tempstar | RHS090H******TA |  | HSP-A, Single-Package Heat Pum | Heat Pump | 208 | 3 | False |  |  |  | False | Single-Speed | 87000 | 7767 | 11.2 | 10.8 |  |  | 86000 | 7413 | 3.4 | 3.3 |  |  |  | Federally-Regulated Commercial & Industrial Equipment | 12/12/2012 |  | 10/28/2014
McQuay International | McQuay International | DPS012AHHE2**-6 |  | HSP-A, Single-Package Heat Pum | Heat Pump | 230 | 3 | False |  |  |  | True | Variable-Speed | 144000 | 12203 | 11.8 | 10.4 |  |  | 140000 | 11429 | 3.6 | 3.2 |  |  |  | Federally-Regulated Commercial & Industrial Equipment | 03/02/2012 |  | 08/28/2012
Carrier Corp. - Syracuse | Arcoaire | CHS091(H,L,S)A* | FHS091(M,S,K)**A0* | HRCU-A-CB, Split System: Heat | Heat Pump | 575 | 3 |  |  |  |  | True | Single-Speed | 89000 | 8090 | 11 | 10.8 |  |  | 87000 | 7726 | 3.3 | 3.3 |  |  |  | Federally-Regulated Commercial & Industrial Equipment | 07/18/2013 |  | 10/28/2014
York International | York | B2CH120A25 |  | HSP-A, Single-Package Heat Pum | Heat Pump | 230 | 3 |  |  |  | No Match |  | No Match | 118000 | 13111 | 9 | 8.9 |  |  | 116000 | 11329 | 3 | 3 | 70000 | 10254 | 2 | Non Federally-Regulated | 03/31/1993 |  | 09/02/1995
Daikin Comfort Technologies Manufacturing, L.P. | Goodman | CPH150********A* |  | HSP-A, Single-Package Heat Pum | Both Heat Pump and Electric Re | 460 | 3 | False |  |  |  | False | Single-Speed | 146000 | 13518 | 10.8 | 10.4 |  |  | 150000 | 13737 | 3.2 | 3.2 |  |  |  | Federally-Regulated Commercial & Industrial Equipment | 03/02/2012 |  | 12/12/2012
Trane U.S. Inc. | Trane | BWC120F400J |  | HSP-A, Single-Package Heat Pum | Heat Pump | 460 | 3 |  |  |  | No Match |  | No Match | 119000 | 14300 | 8.3 | 8.2 |  |  | 118000 | 11900 |  |  | 58000 | 8750 |  | Non Federally-Regulated | 02/22/1990 |  | 07/31/1992
York International | Fraser Johnston | XA-07[C,E]***(T,W,X)* |  | HSP-A, Single-Package Heat Pum | Both Heat Pump and Electric Re | 460 | 3 |  |  |  |  | True | Single-Speed | 92000 | 8364 | 11 | 8.9 |  | 12.4 | 92000 | 7708 | 3.5 | 3 | 55000 | 7013 | 2.3 | Federally-Regulated Commercial & Industrial Equipment | 01/18/2008 |  | 07/16/2009
Carrier Corp. - Syracuse | Arcoaire | RHS(240)(H,L,S)******AA |  | HSP-A, Single-Package Heat Pum | Heat Pump | 575 | 3 | False |  |  |  | True | Single-Speed | 232000 | 21886 | 10.6 | 10.4 |  |  | 220000 | 19538 | 3.3 | 3.2 |  |  |  | Federally-Regulated Commercial & Industrial Equipment | 04/21/2014 |  | 10/28/2014
Trane U.S. Inc. | Trane | BWC090F3F |  | HSP-A, Single-Package Heat Pum | Heat Pump | 200 | 3 |  |  |  | No Match |  | No Match | 90000 | 10100 | 8.9 |  |  |  | 85000 | 8600 |  |  | 44000 | 6800 |  | Non Federally-Regulated | 05/11/1988 |  | 03/15/1989
Carrier Corp. - Syracuse | Comfortmaker | RHS(181,183)(H,L,S)******AC |  | HSP-A, Single-Package Heat Pum | Heat Pump | 208 | 3 | False |  |  |  | True | Single-Speed | 172000 | 15925 | 10.8 | 10.4 |  |  | 220000 | 19538 | 3.3 | 3.2 |  |  |  | Federally-Regulated Commercial & Industrial Equipment | 01/09/2014 |  | 10/28/2014
Rheem Sales Company, Inc. | Tempstar | NRHR10LP30B |  | HSP-A, Single-Package Heat Pum | Heat Pump | 460 | 3 |  |  |  | No Match |  | No Match | 120000 | 13400 | 9 | 8.9 |  |  | 126000 | 11875 | 3.1 | 3 | 67000 | 9345 | 2.1 | Non Federally-Regulated | 01/26/1993 |  | 09/02/1995
Trane U.S. Inc. | Trane | WCH150B3*E* |  | HSP-A, Single-Package Heat Pum | Heat Pump | 460 | 3 |  |  |  | No Match |  | No Match | 146000 | 15698 | 9.3 | 8.5 |  | 9.7 | 132000 | 13340 | 2.9 | 2.9 | 70000 | 10257 | 2 | Federally-Regulated Commercial & Industrial Equipment | 03/31/1998 |  | 05/09/1998
Carrier Corp. - Syracuse | Arcoaire | RHH090(H,L,S)******TA |  | HSP-A, Single-Package Heat Pum | Heat Pump | 460 | 3 | False |  |  |  | True | Single-Speed | 90000 | 7438 | 12.1 | 10.8 |  |  | 84000 | 7033 | 3.5 | 3.3 |  |  |  | Federally-Regulated Commercial & Industrial Equipment | 12/12/2012 |  | 10/28/2014
Carrier Corp. - Syracuse | Comfortmaker | RHS(181,183)(H,L,S)******AC |  | HSP-A, Single-Package Heat Pum | Heat Pump | 460 | 3 | False |  |  |  | True | Single-Speed | 172000 | 15925 | 10.8 | 10.4 |  |  | 220000 | 19538 | 3.3 | 3.2 |  |  |  | Federally-Regulated Commercial & Industrial Equipment | 01/09/2014 |  | 10/28/2014
Trane U.S. Inc. | American Standard, Inc. | TWA120A400A | TWE120A400A | HRCU-A-CB, Split System: Heat | Heat Pump | 460 | 3 |  |  |  | No Match |  | No Match | 119000 | 13680 | 8.7 |  |  |  | 120000 | 11720 | 3 | 2.5 | 64000 | 8530 | 2.2 | Non Federally-Regulated | 05/25/1989 |  | 02/22/1990
Carrier Corp. - Syracuse | Comfortmaker | RHS(240)(H,L,S)******TA |  | HSP-A, Single-Package Heat Pum | Heat Pump | 230 | 3 | False |  |  |  | True | Single-Speed | 232000 | 21886 | 10.6 | 10.4 |  |  | 220000 | 19538 | 3.3 | 3.2 |  |  |  | Federally-Regulated Commercial & Industrial Equipment | 04/21/2014 |  | 10/28/2014
Rheem Sales Company, Inc. | Addison Products | PHC7.5T-3K |  | HSP-A, Single-Package Heat Pum | Heat Pump | 208 | 3 |  |  |  | No Match |  | No Match | 93000 | 10300 | 9 | 8.2 |  |  | 93000 | 8960 |  |  | 51000 | 6990 |  | Non Federally-Regulated | 03/15/1989 |  | 10/10/1989
McQuay International | McQuay International | DPS010AHHY4*C-6 |  | HSP-A, Single-Package Heat Pum | Heat Pump | 460 | 3 | False |  |  |  | True | Variable-Speed | 121000 | 9837 | 12.3 | 10.8 |  |  | 119000 | 8988 | 3.9 | 3.3 |  |  |  | Federally-Regulated Commercial & Industrial Equipment | 03/02/2012 |  | 08/28/2012
Rheem Sales Company, Inc. | Ruud | UPDB-100D |  | HSP-A, Single-Package Heat Pum | Heat Pump | 460 | 3 |  |  |  | No Match |  | No Match | 116000 | 14150 | 8.2 | 8.2 |  |  | 118000 | 12350 |  |  | 60000 | 8790 | 2 | Non Federally-Regulated | 06/11/1985 |  | 05/11/1988
Trane U.S. Inc. | American Standard, Inc. | WCD150B30*E* |  | HSP-A, Single-Package Heat Pum | Heat Pump | 230 | 3 |  |  |  | No Match |  | No Match | 146000 | 16043 | 9.1 | 8.5 |  | 9.4 | 136000 | 13286 | 3 | 2.9 | 72000 | 10048 | 2.1 | Federally-Regulated Commercial & Industrial Equipment | 08/20/1998 |  | 10/02/1998
Carrier Corp. - Syracuse | Tempstar | RHS(120,121)(H,L,S)******TA |  | HSP-A, Single-Package Heat Pum | Heat Pump | 208 | 3 | False |  |  |  | False | Single-Speed | 116000 | 10545 | 11 | 10.8 |  |  | 116000 | 9999 | 3.4 | 3.3 |  |  |  | Federally-Regulated Commercial & Industrial Equipment | 12/12/2012 |  | 10/28/2014
Rheem Sales Company, Inc. | Rheem | RPWA-100CAS | RHPA-100G2 | HRCU-A-CB, Split System: Heat | Heat Pump | 230 | 3 |  |  |  | No Match |  | No Match | 119000 | 14900 | 8 | 7.5 |  |  | 118000 | 12400 |  |  | 61000 | 9500 |  | Non Federally-Regulated | 09/08/1982 |  | 05/16/1984
York International | Luxaire | BACB-T/-W180A/E |  | HSP-A, Single-Package Heat Pum | Heat Pump | 460 | 3 |  |  |  | No Match |  | No Match | 164000 | 18636 | 8.8 | 8.5 |  | 8.5 | 174000 | 16998 | 3 | 2.9 | 90000 | 13188 | 2 | Federally-Regulated Commercial & Industrial Equipment | 03/31/1998 |  | 05/09/1998
Goettl | Goettl | HP1202E-4 |  | HSP-A, Single-Package Heat Pum | Heat Pump | 460 | 3 |  |  |  | No Match |  | No Match | 120000 | 12380 | 9.7 | 8.9 |  |  | 118000 | 11500 | 3 | 3 | 63000 | 9090 | 2 | Federally-Regulated Commercial & Industrial Equipment | 07/24/1995 |  | 09/02/1995
Carrier Corp. - Syracuse | Carrier | 38AQS085 | 40RMQ0085/6GC | HRCU-A-CB, Split System: Heat | Heat Pump | 208 | 3 |  |  |  | No Match |  | No Match | 86000 | 8775 | 9.8 | 8.9 |  |  | 83000 | 8100 | 3 | 3 | 46000 | 6700 | 2 | Federally-Regulated Commercial & Industrial Equipment | 06/30/1998 |  | 07/29/1998
Carrier Corp. - Syracuse | Day & Night | 542JP/EX150 |  | HSP-A, Single-Package Heat Pum | Heat Pump | 460 | 3 |  |  |  | No Match |  | No Match | 140000 | 14285 | 9.8 | 8.5 |  | 12.4 | 136000 | 12456 | 3.2 | 2.9 | 72000 | 10048 | 2.1 | Federally-Regulated Commercial & Industrial Equipment | 03/31/1998 |  | 05/09/1998
Carrier Corp. - Syracuse | Tempstar | RHH102(H,L,S)******AA |  | HSP-A, Single-Package Heat Pum | Heat Pump | 230 | 3 | False |  |  |  | True | Single-Speed | 100000 | 8333 | 12 | 10.8 |  |  | 100000 | 8619 | 3.4 | 3.3 |  |  |  | Federally-Regulated Commercial & Industrial Equipment | 10/28/2014 |  | 10/28/2014
Carrier Corp. - Syracuse | Day & Night | RHS(240)(H,L,S)******AA |  | HSP-A, Single-Package Heat Pum | Heat Pump | 575 | 3 | False |  |  |  | True | Single-Speed | 232000 | 21886 | 10.6 | 10.4 |  |  | 220000 | 19538 | 3.3 | 3.2 |  |  |  | Federally-Regulated Commercial & Industrial Equipment | 10/28/2014 |  | 10/28/2014
Goettl | Goettl | HPC1201E-4 |  | HSP-A, Single-Package Heat Pum | Heat Pump | 460 | 3 |  |  |  | No Match |  | No Match | 120000 | 11428 | 10.5 | 8.9 |  |  | 119000 | 10568 | 3.3 | 3 | 70000 | 9769 | 2.1 | Federally-Regulated Commercial & Industrial Equipment | 07/29/1998 |  | 10/02/1998
Goettl | American Best | HP901B-4 |  | HSP-A, Single-Package Heat Pum | Heat Pump | 460 | 3 |  |  |  | No Match |  | No Match | 94000 | 10500 | 9 | 8.9 |  |  | 96000 | 9340 | 3 | 3 | 50000 | 7150 | 2 | Non Federally-Regulated | 03/29/1993 |  | 09/02/1995
Trane U.S. Inc. | Trane | WCD090C30*B* |  | HSP-A, Single-Package Heat Pum | Heat Pump | 230 | 3 |  |  |  | No Match |  | No Match | 87000 | 9775 | 8.9 | 8.9 |  |  | 86000 | 8399 | 3 | 3 | 43000 | 6299 | 2 | Federally-Regulated Commercial & Industrial Equipment | 11/18/1999 |  | 04/13/2000
Carrier Corp. - Syracuse | Carrier Corp. | 38AUQA12A0*(5,6,1)A* | 40RUQA12T*A(3,5,6,1)A* | HRCU-A-CB, Split System: Heat | Heat Pump | 208 | 3 |  |  |  |  | True | Single-Speed | 112000 | 10181 | 11 | 10.8 |  |  | 106000 | 9413 | 3.3 | 3.3 |  |  |  | Federally-Regulated Commercial & Industrial Equipment | 06/17/2013 |  | 04/20/2015
Carrier Corp. - Syracuse | ICP Commercial | RHS090H******TA |  | HSP-A, Single-Package Heat Pum | Heat Pump | 230 | 3 | False |  |  |  | False | Single-Speed | 88000 | 7857 | 11.2 | 10.8 |  |  | 86000 | 7413 | 3.4 | 3.3 |  |  |  | Federally-Regulated Commercial & Industrial Equipment | 12/12/2012 |  | 10/28/2014
Carrier Corp. - Syracuse | Carrier | 50HJQ014501/601 |  | HSP-A, Single-Package Heat Pum | Heat Pump | 230 | 3 |  |  |  | No Match |  | No Match | 140000 | 14285 | 9.8 | 8.5 |  | 12.4 | 136000 | 12456 | 3.2 | 2.9 | 72000 | 10048 | 2.1 | Federally-Regulated Commercial & Industrial Equipment | 07/28/1998 |  | 10/02/1998
Rheem Sales Company, Inc. | Heil Quaker | NCHR10L001B | NEPR10M030A | HRCU-A-CB, Split System: Heat | Heat Pump | 460 | 3 |  |  |  | No Match |  | No Match | 118000 | 14390 | 8.2 | 8.2 |  |  | 118000 | 12350 |  |  | 60000 | 8790 | 2 | Non Federally-Regulated | 03/15/1989 |  | 10/10/1989
International Comfort Products | ICP Commercial | PH*090N2LA* |  | HSP-A, Single-Package Heat Pum | Heat Pump | 460 | 3 |  |  |  | No Match |  | No Match | 91000 | 9784 | 9.3 | 8.9 |  | 10.4 | 90000 | 8506 | 3.1 | 3 | 48000 | 7031 | 2 | Federally-Regulated Commercial & Industrial Equipment | 11/18/1999 |  | 04/13/2000
McQuay International | McQuay International | DPS010AHHW2*C-6 |  | HSP-A, Single-Package Heat Pum | Heat Pump | 230 | 3 | False |  |  |  | True | Variable-Speed | 121000 | 10000 | 12.1 | 10.8 |  |  | 112000 | 9432 | 3.5 | 3.3 |  |  |  | Federally-Regulated Commercial & Industrial Equipment | 08/28/2012 |  | 04/19/2013
International Comfort Products | Heil | PH*090N2LA* |  | HSP-A, Single-Package Heat Pum | Heat Pump | 460 | 3 |  |  |  | No Match |  | No Match | 91000 | 9784 | 9.3 | 8.9 |  | 10.4 | 90000 | 8508 | 3.1 | 3 | 48000 | 6862 | 2.1 | Federally-Regulated Commercial & Industrial Equipment | 12/14/1998 |  | 08/17/1999
Carrier Corp. - Syracuse | Bryant Heating & Cooling Systems | 548J(P,E,T)12*********(D,E)A |  | HSP-A, Single-Package Heat Pum | Heat Pump | 208 | 3 | False |  |  |  | False | Single-Speed | 116000 | 10545 | 11 | 10.8 |  |  | 116000 | 9999 | 3.4 | 3.3 |  |  |  | Federally-Regulated Commercial & Industrial Equipment | 12/12/2012 |  | 04/21/2015
York International | Fraser Johnston | BB-20[E72]***(T,W,X)* |  | HSP-A, Single-Package Heat Pum | Both Heat Pump and Electric Re | 460 | 3 |  |  |  |  | True | Single-Speed | 214000 | 22526 | 9.5 | 8.5 |  | 10.1 | 210000 | 19866 | 3.1 | 2.9 | 130000 | 19062 | 2 | Federally-Regulated Commercial & Industrial Equipment | 01/18/2008 |  | 01/24/2011
Carrier Corp. - Syracuse | ICP Commercial | RHH102(H,L,S)******AA |  | HSP-A, Single-Package Heat Pum | Heat Pump | 460 | 3 | False |  |  |  | True | Single-Speed | 100000 | 8333 | 12 | 10.8 |  |  | 100000 | 8619 | 3.4 | 3.3 |  |  |  | Federally-Regulated Commercial & Industrial Equipment | 12/12/2012 |  | 10/28/2014
Rheem Sales Company, Inc. | Addison Products | RHB20T-3 | AH20T3/4K | HRCU-A-CB, Split System: Heat | Heat Pump | 230 | 3 |  |  |  | No Match |  | No Match | 234000 | 28540 | 8.2 |  |  |  | 234000 | 24490 |  |  | 119000 | 17430 |  | Non Federally-Regulated | 05/11/1988 |  | 03/15/1989
Carrier Corp. - Syracuse | ICP Commercial | CHS121(H,L,S)A* | FHS120(M,S)**A0* | HRCU-A-CB, Split System: Heat | Heat Pump | 208 | 3 |  |  |  |  | True | Single-Speed | 112000 | 10181 | 11 | 10.8 |  |  | 106000 | 9413 | 3.3 | 3.3 |  |  |  | Federally-Regulated Commercial & Industrial Equipment | 07/18/2013 |  | 10/28/2014
York International | York | BP072[C,E]***(2,4,5)* |  | HSP-A, Single-Package Heat Pum | Both Heat Pump and Electric Re | 460 | 3 |  |  |  |  | True | Single-Speed | 68000 | 6667 | 10.2 | 8.9 |  | 0 | 69000 | 6323 | 3.2 | 3 | 43000 | 5732 | 2.2 | Federally-Regulated Commercial & Industrial Equipment | 01/18/2008 |  | 01/24/2011
Rheem Sales Company, Inc. | Weatherking | WPWC-075C | WHGF-100Z | HRCU-A-CB, Split System: Heat | Heat Pump | 230 | 3 |  |  |  | No Match |  | No Match | 92000 | 9583 | 9.6 | 8.9 |  |  | 88000 | 8057 | 3.2 | 3 | 48000 | 6697 | 2.1 | Federally-Regulated Commercial & Industrial Equipment | 05/22/2000 |  | 05/23/2000
Carrier Corp. - Syracuse | Comfortmaker | RHH090(H,L,S)******TA |  | HSP-A, Single-Package Heat Pum | Heat Pump | 575 | 3 | False |  |  |  | True | Single-Speed | 90000 | 7438 | 12.1 | 10.8 |  |  | 84000 | 7033 | 3.5 | 3.3 |  |  |  | Federally-Regulated Commercial & Industrial Equipment | 12/12/2012 |  | 10/28/2014
Carrier Corp. - Syracuse | Arcoaire | CHS091(H,L,S)A* | FHS091(M,S,K)A*A* | HRCU-A-CB, Split System: Heat | Heat Pump | 460 | 3 |  |  |  |  | True | Single-Speed | 89000 | 8090 | 11 | 10.8 |  |  | 87000 | 7727 | 3.3 | 3.3 |  |  |  | Federally-Regulated Commercial & Industrial Equipment | 03/10/2011 |  | 12/12/2012
Rheem Sales Company, Inc. | Addison Products | RHB7.5T-3 | AH7.5T3/4K | HRCU-A-CB, Split System: Heat | Heat Pump | 208 | 3 |  |  |  | No Match |  | No Match | 90000 | 11000 | 8.2 |  |  |  | 88000 | 8595 |  |  | 46000 | 6740 |  | Non Federally-Regulated | 05/11/1988 |  | 03/15/1989
Rheem Sales Company, Inc. | Heil Quaker | NRHR10HP30A |  | HSP-A, Single-Package Heat Pum | Heat Pump | 208 | 3 |  |  |  | No Match |  | No Match | 119000 | 13985 | 8.5 | 8.2 |  |  | 127000 | 12195 | 3.1 |  | 68000 | 9665 | 2.1 | Non Federally-Regulated | 02/22/1990 |  | 07/31/1992
Trane U.S. Inc. | American Standard, Inc. | WCD240B30*E* |  | HSP-A, Single-Package Heat Pum | Heat Pump | 230 | 3 |  |  |  | No Match |  | No Match | 230000 | 26744 | 8.6 | 8.5 |  | 8.7 | 236000 | 22312 | 3.1 | 2.9 | 128000 | 17864 | 2.1 | Federally-Regulated Commercial & Industrial Equipment | 05/09/1998 |  | 10/02/1998
GE Appliances, a Haier company | General Electric | BWC120C3 |  | HSP-A, Single-Package Heat Pum | Heat Pump | 230 | 3 |  |  |  | No Match |  | No Match | 117000 | 14600 | 8 | 7.5 |  |  | 112000 | 12000 | 2.7 |  | 58000 | 9300 | 1.8 | Non Federally-Regulated | 09/08/1982 |  | 09/03/2015
Carrier Corp. - Syracuse | Airquest | RHS150(H,L,S)******AA |  | HSP-A, Single-Package Heat Pum | Heat Pump | 208 | 3 | False |  |  |  | False | Single-Speed | 142000 | 13396 | 10.6 | 10.4 |  |  | 142000 | 13005 | 3.2 | 3.2 |  |  |  | Federally-Regulated Commercial & Industrial Equipment | 10/28/2014 |  | 10/28/2014
Carrier Corp. - Syracuse | Tempstar | CHS121(H,L,S)A* | FHS120(M,S)A*A* | HRCU-A-CB, Split System: Heat | Heat Pump | 208 | 3 |  |  |  |  | True | Single-Speed | 112000 | 10181 | 11 | 10.8 |  |  | 106000 | 9414 | 3.3 | 3.3 |  |  |  | Federally-Regulated Commercial & Industrial Equipment | 03/10/2011 |  | 12/12/2012
York International | Evcon | ECSE-T/W090 | FCHP-S090 | HRCU-A-CB, Split System: Heat | Heat Pump | 460 | 3 |  |  |  | No Match |  | No Match | 83000 | 9222 | 9 | 8.9 |  |  | 78000 | 7617 | 3 | 3 | 51000 | 6496 | 2.3 | Federally-Regulated Commercial & Industrial Equipment | 02/05/2002 |  | 07/18/2002
Carrier Corp. - Syracuse | Bryant Air Conditioning | 542JPX/JEX180 |  | HSP-A, Single-Package Heat Pum | Heat Pump | 230 | 3 |  |  |  | No Match |  | No Match | 172000 | 18494 | 9.3 | 8.5 |  | 9.7 | 172000 | 15271 | 3.3 | 2.9 | 94000 | 12518 | 2.2 | Federally-Regulated Commercial & Industrial Equipment | 11/18/1999 |  | 07/18/2002
Carrier Corp. - Syracuse | ICP Commercial | RHS102H******** |  | HSP-A, Single-Package Heat Pum | Heat Pump | 208 | 3 | False |  |  |  | False | Single-Speed | 98000 | 8750 | 11.2 | 10.8 |  |  | 94000 | 8348 | 3.3 | 3.3 |  |  |  | Federally-Regulated Commercial & Industrial Equipment | 11/30/2011 |  | 12/12/2012
York International | Luxaire | PH120C00A*(2,4,5)***** | NH120C00*(5,6)****** | HRCU-A-CB, Split System: Heat | Heat Pump | 575 | 3 |  |  |  |  | True | Single-Speed | 124000 | 11273 | 11 | 8.9 |  |  | 109000 | 9686 | 3.3 | 3 |  |  |  | Federally-Regulated Commercial & Industrial Equipment | 07/16/2009 |  | 01/24/2011
Carrier Corp. - Syracuse | Carrier | 38AQS0165/6 | 40RMQ0165/6GC | HRCU-A-CB, Split System: Heat | Heat Pump | 230 | 3 |  |  |  | No Match |  | No Match | 172000 | 19545 | 8.8 | 8.5 |  | 9.9 | 164000 | 16021 | 3 | 2.9 | 94000 | 12522 | 2.2 | Federally-Regulated Commercial & Industrial Equipment | 07/28/1998 |  | 10/02/1998
Goettl | Goettl | HP-662A |  | HSP-A, Single-Package Heat Pum | Heat Pump | 230 | 1 |  |  |  | No Match |  | No Match | 67000 | 7052 | 9.5 | 8.9 |  |  | 67000 | 6543 | 3 | 3 | 35600 | 5215 | 2 | Federally-Regulated Commercial & Industrial Equipment | 11/18/1999 |  | 04/13/2000
Goettl | American Best | HPC901E |  | HSP-A, Single-Package Heat Pum | Heat Pump | 230 | 1 |  |  |  | No Match |  | No Match | 96000 | 9142 | 10.5 | 8.9 |  |  | 97000 | 9473 | 3 | 3 | 55000 | 8057 | 2 | Federally-Regulated Commercial & Industrial Equipment | 11/18/1999 |  | 04/13/2000
Carrier Corp. - Syracuse | Day & Night | 548CPX090 |  | HSP-A, Single-Package Heat Pum | Heat Pump | 208 | 3 |  |  |  | No Match |  | No Match | 90000 | 10300 | 8.7 | 8.9 |  |  | 92000 | 8200 | 3.3 | 3 | 49000 | 7100 | 2 | Non Federally-Regulated | 07/31/1992 |  | 03/31/1998
Carrier Corp. - Syracuse | Carrier | 50HJQ008--51/61 |  | HSP-A, Single-Package Heat Pum | Heat Pump | 208 | 3 |  |  |  | No Match |  | No Match | 87000 | 8613 | 10.1 | 8.9 |  | 10.5 | 87000 | 7965 | 3.2 | 3 | 48000 | 6392 | 2.2 | Federally-Regulated Commercial & Industrial Equipment | 07/31/2002 |  | 09/25/2002
Carrier Corp. - Syracuse | Day & Night | 549BP/E090 |  | HSP-A, Single-Package Heat Pum | Heat Pump | 460 | 3 |  |  |  | No Match |  | No Match | 88000 | 8800 | 10 | 8.9 |  | 10.8 | 87000 | 7968 | 3.2 | 3 | 48000 | 6964 | 2 | Federally-Regulated Commercial & Industrial Equipment | 03/31/1998 |  | 05/09/1998
Carrier Corp. - Syracuse | ICP Commercial | RHH102(H,L,S)******TA |  | HSP-A, Single-Package Heat Pum | Heat Pump | 208 | 3 | False |  |  |  | True | Single-Speed | 100000 | 8333 | 12 | 10.8 |  |  | 100000 | 8619 | 3.4 | 3.3 |  |  |  | Federally-Regulated Commercial & Industrial Equipment | 10/28/2014 |  | 10/28/2014
Carrier Corp. - Syracuse | Carrier | 50RQ0085 |  | HSP-A, Single-Package Heat Pum | Heat Pump | 208 | 3 |  |  |  | No Match |  | No Match | 88000 | 11300 | 7.8 | 7.5 |  |  | 91000 | 9600 |  |  | 51000 | 7600 |  | Non Federally-Regulated | 01/05/1982 |  | 05/16/1984
York International | Fraser Johnston | BA-12C00*T/W/X***** |  | HSP-A, Single-Package Heat Pum | Heat Pump | 208 | 3 |  |  |  | No Match |  | No Match | 144000 | 15483 | 9.3 | 8.5 |  | 11 | 142000 | 13421 | 3.1 | 2.9 | 91000 | 12696 | 2.1 | Federally-Regulated Commercial & Industrial Equipment | 07/31/2002 |  | 01/18/2008
Carrier Corp. - Syracuse | Keeprite | RHS(243)(H,L,S)******TA |  | HSP-A, Single-Package Heat Pum | Heat Pump | 575 | 3 | False |  |  |  | True | Single-Speed | 232000 | 21886 | 10.6 | 10.4 |  |  | 220000 | 19538 | 3.3 | 3.2 |  |  |  | Federally-Regulated Commercial & Industrial Equipment | 04/21/2014 |  | 10/28/2014
Carrier Corp. - Syracuse | Bryant Heating & Cooling Systems | 548J(E,T)08*********(D,E)A |  | HSP-A, Single-Package Heat Pum | Heat Pump | 460 | 3 | False |  |  |  | False | Single-Speed | 88000 | 7857 | 11.2 | 10.8 |  |  | 86000 | 7413 | 3.4 | 3.3 |  |  |  | Federally-Regulated Commercial & Industrial Equipment | 10/28/2014 |  | 04/21/2015
Carrier Corp. - Syracuse | Bryant Heating & Cooling Systems | 549J(P,E,T)07A*********A |  | HSP-A, Single-Package Heat Pum | Heat Pump | 575 | 3 | False |  |  |  | True | Single-Speed | 72000 | 6000 | 12 | 10.8 |  |  | 70000 | 6033 | 3.4 | 3.3 |  |  |  | Federally-Regulated Commercial & Industrial Equipment | 03/10/2011 |  | 04/19/2013
Rheem Sales Company, Inc. | Airquest | NRHR92HP15B |  | HSP-A, Single-Package Heat Pum | Heat Pump | 208 | 3 |  |  |  | No Match |  | No Match | 93000 | 10300 | 9 | 8.9 |  |  | 93000 | 8960 | 3 | 3 | 51000 | 6990 | 2.1 | Non Federally-Regulated | 01/26/1993 |  | 09/02/1995
Coolair Corp. | Coolair | BH8G3A | EH8G3A | HRCU-A-CB, Split System: Heat | Heat Pump | 208 | 3 |  |  |  | No Match |  | No Match | 103200 | 10806 | 9.6 | 8.9 |  |  | 102700 | 9076 | 3.3 | 3 | 53850 | 7214 | 2.2 | Federally-Regulated Commercial & Industrial Equipment | 04/30/1997 |  | 03/31/1998
Carrier Corp. - Syracuse | Carrier | 50HJQ00750/60 |  | HSP-A, Single-Package Heat Pum | Heat Pump | 208 | 3 |  |  |  | No Match |  | No Match | 68000 | 7157 | 9.5 | 8.9 |  |  | 72000 | 6206 | 3.4 | 3 | 36000 | 5495 | 1.9 | Federally-Regulated Commercial & Industrial Equipment | 12/14/1998 |  | 08/17/1999
Trane U.S. Inc. | American Standard, Inc. | WCD240B40*E* |  | HSP-A, Single-Package Heat Pum | Heat Pump | 460 | 3 |  |  |  | No Match |  | No Match | 236000 | 27441 | 8.6 | 8.5 |  | 8.7 | 230000 | 21738 | 3.1 | 2.9 | 128000 | 17858 | 2.1 | Federally-Regulated Commercial & Industrial Equipment | 11/18/1999 |  | 07/19/2001
Trane U.S. Inc. | General Electric | BWA180C2J | BWH180A | HRCU-A-CB, Split System: Heat | Heat Pump | 200 | 3 |  |  |  | No Match |  | No Match | 180000 | 23200 | 7.8 |  |  |  | 180000 | 20000 | 2.6 |  | 100000 | 16200 | 1.8 | Non Federally-Regulated | 05/16/1984 |  | 06/11/1985
York International | Luxaire | BADF-(T/W)090N*** |  | HSP-A, Single-Package Heat Pum | Heat Pump | 460 | 3 |  |  |  | No Match |  | No Match | 87000 | 9666 | 9 | 8.9 |  |  | 89000 | 8692 | 3 | 3 | 49000 | 7178 | 2 | Federally-Regulated Commercial & Industrial Equipment | 05/22/2000 |  | 01/18/2008
Carrier Corp. - Syracuse | ICP Commercial | RHS090H******TA |  | HSP-A, Single-Package Heat Pum | Heat Pump | 230 | 3 | False |  |  |  | False | Single-Speed | 88000 | 7857 | 11.2 | 10.8 |  |  | 86000 | 7413 | 3.4 | 3.3 |  |  |  | Federally-Regulated Commercial & Industrial Equipment | 10/28/2014 |  | 10/28/2014
Trane U.S. Inc. | Trane | 2TWA0072A3 | TWE090A | HRCU-A-CB, Split System: Heat | Heat Pump | 230 | 3 |  |  |  | No Match |  | No Match | 70000 | 6603 | 10.6 | 8.9 |  |  | 64500 | 5558 | 3.4 | 3 | 41000 | 4805 | 2.5 | Federally-Regulated Commercial & Industrial Equipment | 11/19/2002 |  | 06/19/2003
Carrier Corp. - Syracuse | Carrier Corp. | 50TCQ*17***(5,6,1)A***(A,C,D,F)* |  | HSP-A, Single-Package Heat Pum | Heat Pump | 230 | 3 | False |  |  |  | True | Single-Speed | 172000 | 15925 | 10.8 | 10.4 |  |  | 166000 | 14742 | 3.3 | 3.2 |  |  |  | Federally-Regulated Commercial & Industrial Equipment | 05/09/2013 |  | 08/28/2014
Lennox Industries Inc. | Lennox | GHP16-953-2Y |  | HSP-A, Single-Package Heat Pum | Heat Pump | 208 | 3 |  |  |  | No Match |  | No Match | 88000 | 9778 | 9 | 8.9 |  |  | 90000 | 8307 | 3.1 | 3 | 46000 | 6740 | 2 | Non Federally-Regulated | 04/22/1992 |  | 07/31/1992
Trane U.S. Inc. | American Standard, Inc. | WCD180B30*E* |  | HSP-A, Single-Package Heat Pum | Heat Pump | 230 | 3 |  |  |  | No Match |  | No Match | 174000 | 19333 | 9 | 8.5 |  | 9.3 | 160000 | 15631 | 3 | 2.9 | 84000 | 11723 | 2.1 | Federally-Regulated Commercial & Industrial Equipment | 12/14/1998 |  | 11/18/1999
York International | Evcon | EABA-(T/W)090S | F3EH090 | HRCU-A-CB, Split System: Heat | Heat Pump | 208 | 3 |  |  |  | No Match |  | No Match | 89000 | 9468 | 9.4 | 8.9 |  |  | 81000 | 7910 | 3 | 3 | 53000 | 7394 | 2.1 | Federally-Regulated Commercial & Industrial Equipment | 07/31/2002 |  | 01/18/2008
Trane U.S. Inc. | Trane | WCH150B30*F* |  | HSP-A, Single-Package Heat Pum | Heat Pump | 230 | 3 |  |  |  | No Match |  | No Match | 144000 | 15157 | 9.5 | 8.5 |  | 9.9 | 132000 | 12476 | 3.1 | 2.9 | 72000 | 10547 | 2 | Federally-Regulated Commercial & Industrial Equipment | 07/31/2002 |  | 06/19/2003
Carrier Corp. - Syracuse | Payne | 548CPX120 |  | HSP-A, Single-Package Heat Pum | Heat Pump | 208 | 3 |  |  |  | No Match |  | No Match | 120000 | 13000 | 9.2 | 8.9 |  |  | 120000 | 10500 | 3.3 | 3 | 64000 | 8600 | 2.2 | Non Federally-Regulated | 07/31/1992 |  | 03/31/1998
Carrier Corp. - Syracuse | Tempstar | RHS(120,121)(H,L,S)******TA |  | HSP-A, Single-Package Heat Pum | Heat Pump | 575 | 3 | False |  |  |  | False | Single-Speed | 116000 | 10545 | 11 | 10.8 |  |  | 116000 | 9999 | 3.4 | 3.3 |  |  |  | Federally-Regulated Commercial & Industrial Equipment | 12/12/2012 |  | 10/28/2014
Lennox Industries Inc. | Lennox | LHA240HN2* |  | HSP-A, Single-Package Heat Pum | Heat Pump | 460 | 3 |  |  |  | No Match |  | No Match | 220000 | 21568 | 10.2 | 8.5 |  | 11 | 220000 | 19533 | 3.3 | 2.9 | 118000 | 16463 | 2.1 | Federally-Regulated Commercial & Industrial Equipment | 07/31/2002 |  | 01/18/2008
Carrier Corp. - Syracuse | Airquest | CHS091(H,L,S)A* | FHS091(M,S,K)A*A* | HRCU-A-CB, Split System: Heat | Heat Pump | 230 | 3 |  |  |  |  | True | Single-Speed | 89000 | 8090 | 11 | 10.8 |  |  | 87000 | 7727 | 3.3 | 3.3 |  |  |  | Federally-Regulated Commercial & Industrial Equipment | 03/10/2011 |  | 12/12/2012
Carrier Corp. - Syracuse | Heil | CHS091(H,L,S)A* | FHS091(M,S,K)**A0* | HRCU-A-CB, Split System: Heat | Heat Pump | 230 | 3 |  |  |  |  | True | Single-Speed | 89000 | 8090 | 11 | 10.8 |  |  | 87000 | 7726 | 3.3 | 3.3 |  |  |  | Federally-Regulated Commercial & Industrial Equipment | 07/18/2013 |  | 04/20/2015
York International | Luxaire | BA-10C00*T/W/X***1* |  | HSP-A, Single-Package Heat Pum | Heat Pump | 208 | 3 |  |  |  | No Match |  | No Match | 120000 | 11650 | 10.3 | 8.9 |  | 10 | 113000 | 10346 | 3.2 | 3 | 60000 | 7990 | 2.2 | Federally-Regulated Commercial & Industrial Equipment | 11/21/2000 |  | 02/05/2002
GE Appliances, a Haier company | General Electric | BWA120C2 | BWE120C | HRCU-A-CB, Split System: Heat | Heat Pump | 200 | 3 |  |  |  | No Match |  | No Match | 117000 | 14700 | 8 | 7.5 |  |  | 120000 | 12300 |  |  | 58000 | 9300 |  | Non Federally-Regulated | 01/05/1982 |  | 09/03/2015
Lennox Industries Inc. | Lennox | LHA120H* |  | HSP-A, Single-Package Heat Pum | Heat Pump | 460 | 3 |  |  |  | No Match |  | No Match | 118000 | 11456 | 10.3 | 8.9 |  | 11.3 | 120000 | 10657 | 3.3 | 3 | 72000 | 10048 | 2.1 | Federally-Regulated Commercial & Industrial Equipment | 12/14/1998 |  | 08/17/1999
McQuay International | McQuay International | DPS010AHHY4**-4 |  | HSP-A, Single-Package Heat Pum | Heat Pump | 460 | 3 | False |  |  |  | True | Variable-Speed | 120000 | 9836 | 12.2 | 10.8 |  |  | 118000 | 9005 | 3.8 | 3.3 |  |  |  | Federally-Regulated Commercial & Industrial Equipment | 03/02/2012 |  | 08/28/2012
Trane U.S. Inc. | Trane | TWA090A300B | TWE090A300B | HRCU-A-CB, Split System: Heat | Heat Pump | 208 | 3 |  |  |  | No Match |  | No Match | 90000 | 9180 | 9.8 | 8.9 |  |  | 85000 | 8300 | 3 | 3 | 45000 | 6280 | 2.1 | Non Federally-Regulated | 07/31/1992 |  | 03/31/1998
Trane U.S. Inc. | American Standard, Inc. | TWA180B400A | TWE180B400A | HRCU-A-CB, Split System: Heat | Heat Pump | 460 | 3 |  |  |  | No Match |  | No Match | 176000 | 19550 | 9 | 8.2 |  |  | 172000 | 16160 | 3.1 |  | 90000 | 11880 | 2.2 | Non Federally-Regulated | 10/10/1989 |  | 02/22/1990
York International | Fraser Johnston | BA-06[C,E]***(T,W,X)* |  | HSP-A, Single-Package Heat Pum | Both Heat Pump and Electric Re | 230 | 3 |  |  |  |  | False | Single-Speed | 78000 | 7647 | 10.2 | 8.9 |  | 0 | 69000 | 6323 | 3.2 | 3 | 43000 | 5732 | 2.2 | Federally-Regulated Commercial & Industrial Equipment | 01/18/2008 |  | 02/24/2011
Carrier Corp. - Syracuse | Tempstar | RHS150(H,L,S)******TA |  | HSP-A, Single-Package Heat Pum | Heat Pump | 230 | 3 | False |  |  |  | False | Single-Speed | 142000 | 13396 | 10.6 | 10.4 |  |  | 142000 | 13005 | 3.2 | 3.2 |  |  |  | Federally-Regulated Commercial & Industrial Equipment | 12/12/2012 |  | 10/28/2014
Trane U.S. Inc. | American Standard, Inc. | WCD120A400A |  | HSP-A, Single-Package Heat Pum | Heat Pump | 460 | 3 |  |  |  | No Match |  | No Match | 117000 | 13000 | 9 | 8.3 |  | 9.2 | 119000 | 11460 | 3 | 2.8 | 61000 | 8840 | 2 | Non Federally-Regulated | 03/29/1991 |  | 07/31/1992
Lennox Industries Inc. | Lennox | CHP16-1353-1Y |  | HSP-A, Single-Package Heat Pum | Heat Pump | 208 | 3 |  |  |  | No Match |  | No Match | 118000 | 14217 | 8.3 | 8.2 |  |  | 120000 | 12297 |  |  | 64000 | 9872 |  | Non Federally-Regulated | 03/15/1989 |  | 10/10/1989
Carrier Corp. - Syracuse | Payne | 542EP120 |  | HSP-A, Single-Package Heat Pum | Heat Pump | 208 | 3 |  |  |  | No Match |  | No Match | 119000 | 14600 | 8.2 |  |  |  | 119000 | 12300 |  |  | 64000 | 9200 |  | Non Federally-Regulated | 05/11/1988 |  | 03/15/1989
Carrier Corp. - Syracuse | ICP Commercial | CHS240(H,L,S)D* | FHS240(S,H,L)**A2* | HRCU-A-CB, Split System: Heat | Heat Pump | 208 | 3 |  |  |  |  | True | Single-Speed | 222000 | 20747 | 10.7 | 10.4 |  |  | 214000 | 17919 | 3.5 | 3.2 |  |  |  | Federally-Regulated Commercial & Industrial Equipment | 07/18/2013 |  | 10/28/2014
York International | Evcon | BA-07C00*T/W/X***** |  | HSP-A, Single-Package Heat Pum | Heat Pump | 230 | 3 |  |  |  | No Match |  | No Match | 90000 | 8411 | 10.7 | 8.9 |  | 11 | 85000 | 7782 | 3.2 | 3 | 46000 | 6126 | 2.2 | Federally-Regulated Commercial & Industrial Equipment | 05/21/2002 |  | 07/18/2002
Carrier Corp. - Syracuse | Bryant Heating & Cooling Systems | 548J(P,E,T)14*********(D,E)A |  | HSP-A, Single-Package Heat Pum | Heat Pump | 575 | 3 | False |  |  |  | False | Single-Speed | 142000 | 13396 | 10.6 | 10.4 |  |  | 142000 | 13005 | 3.2 | 3.2 |  |  |  | Federally-Regulated Commercial & Industrial Equipment | 10/28/2014 |  | 04/21/2015
Carrier Corp. - Syracuse | Heil | RHH102(H,L,S)******AA |  | HSP-A, Single-Package Heat Pum | Heat Pump | 575 | 3 | False |  |  |  | True | Single-Speed | 100000 | 8333 | 12 | 10.8 |  |  | 100000 | 8619 | 3.4 | 3.3 |  |  |  | Federally-Regulated Commercial & Industrial Equipment | 12/12/2012 |  | 10/28/2014
Carrier Corp. - Syracuse | Bryant Air Conditioning | 548DPX/DEX120-AA |  | HSP-A, Single-Package Heat Pum | Heat Pump | 460 | 3 |  |  |  | No Match |  | No Match | 112000 | 12444 | 9 | 8.9 |  | 9 | 105000 | 9924 | 3.1 | 3 | 53000 | 9134 | 1.7 | Federally-Regulated Commercial & Industrial Equipment | 05/22/2000 |  | 07/25/2000
Carrier Corp. - Syracuse | Airquest | RHS(240,243)(H,L,S)******TA |  | HSP-A, Single-Package Heat Pum | Heat Pump | 208 | 3 | False |  |  |  | True | Single-Speed | 232000 | 21886 | 10.6 | 10.4 |  |  | 220000 | 19538 | 3.3 | 3.2 |  |  |  | Federally-Regulated Commercial & Industrial Equipment | 12/12/2012 |  | 04/21/2014
Carrier Corp. - Syracuse | Carrier | 50TJQ01250/60 |  | HSP-A, Single-Package Heat Pum | Heat Pump | 460 | 3 |  |  |  | No Match |  | No Match | 112000 | 12444 | 9 | 8.9 |  | 9 | 105000 | 9924 | 3.1 | 3 | 53000 | 9134 | 1.7 | Federally-Regulated Commercial & Industrial Equipment | 05/22/2000 |  | 07/25/2000
Carrier Corp. - Syracuse | ICP Commercial | RHS090H******AA |  | HSP-A, Single-Package Heat Pum | Heat Pump | 208 | 3 | False |  |  |  | False | Single-Speed | 87000 | 7767 | 11.2 | 10.8 |  |  | 86000 | 7413 | 3.4 | 3.3 |  |  |  | Federally-Regulated Commercial & Industrial Equipment | 10/28/2014 |  | 10/28/2014
York International | Luxaire | ECSE-T,W090 | FCHP-S090 | HRCU-A-CB, Split System: Heat | Heat Pump | 460 | 3 |  |  |  |  | True | Single-Speed | 83000 | 9222 | 9 | 8.9 |  | 0 | 78000 | 7625 | 3 | 3 | 48000 | 6120 | 2.3 | Federally-Regulated Commercial & Industrial Equipment | 01/18/2008 |  | 02/24/2011
York International | Luxaire | XA-12[C,E]***(T,W,X)* |  | HSP-A, Single-Package Heat Pum | Both Heat Pump and Electric Re | 575 | 3 | False |  |  |  | True | Single-Speed | 150000 | 13636 | 11 | 10.4 |  | 11.9 | 135000 | 12364 | 3.2 | 3.2 | 90000 | 11997 | 2.2 | Federally-Regulated Commercial & Industrial Equipment | 01/24/2011 |  | 01/09/2014
Carrier Corp. - Syracuse | Carrier | 50HJQ01650/60 |  | HSP-A, Single-Package Heat Pum | Heat Pump | 208 | 3 |  |  |  | No Match |  | No Match | 172000 | 18494 | 9.3 | 8.5 |  | 9.7 | 172000 | 15271 | 3.3 | 2.9 | 94000 | 12518 | 2.2 | Federally-Regulated Commercial & Industrial Equipment | 11/18/1999 |  | 07/18/2002
York International | Evcon | EF-07C00A(T/W)AAA1A | FF-07C00S00AAA1A | HRCU-A-CB, Split System: Heat | Heat Pump | 460 | 3 |  |  |  | No Match |  | No Match | 90000 | 8411 | 10.7 | 8.9 |  |  | 88000 | 8057 | 3.2 | 3 | 56500 | 7197 | 2.3 | Federally-Regulated Commercial & Industrial Equipment | 05/21/2002 |  | 07/18/2002
Carrier Corp. - Syracuse | Airquest | RHS(240,243)(H,L,S)******** |  | HSP-A, Single-Package Heat Pum | Heat Pump | 575 | 3 | False |  |  |  | True | Single-Speed | 232000 | 21886 | 10.6 | 10.4 |  |  | 220000 | 19538 | 3.3 | 3.2 |  |  |  | Federally-Regulated Commercial & Industrial Equipment | 11/30/2011 |  | 12/12/2012
Carrier Corp. - Syracuse | Arcoaire | RHS150(H,L,S)******AA |  | HSP-A, Single-Package Heat Pum | Heat Pump | 230 | 3 | False |  |  |  | False | Single-Speed | 142000 | 13396 | 10.6 | 10.4 |  |  | 142000 | 13005 | 3.2 | 3.2 |  |  |  | Federally-Regulated Commercial & Industrial Equipment | 10/28/2014 |  | 10/28/2014
Carrier Corp. - Syracuse | Tempstar | RHS150(H,L,S)******TA |  | HSP-A, Single-Package Heat Pum | Heat Pump | 575 | 3 | False |  |  |  | False | Single-Speed | 142000 | 13396 | 10.6 | 10.4 |  |  | 142000 | 13005 | 3.2 | 3.2 |  |  |  | Federally-Regulated Commercial & Industrial Equipment | 12/12/2012 |  | 10/28/2014
Carrier Corp. - Syracuse | Arcoaire | RHH102(H,L,S)******** |  | HSP-A, Single-Package Heat Pum | Heat Pump | 230 | 3 | False |  |  |  | True | Single-Speed | 100000 | 8333 | 12 | 10.8 |  |  | 100000 | 8619 | 3.4 | 3.3 |  |  |  | Federally-Regulated Commercial & Industrial Equipment | 11/30/2011 |  | 04/19/2013
Rheem Sales Company, Inc. | Weatherking | RHB7.5T-4 | AH7.5T3/4K | HRCU-A-CB, Split System: Heat | Heat Pump | 460 | 3 |  |  |  | No Match |  | No Match | 90000 | 11000 | 8.2 | 8.3 |  |  | 88000 | 8595 | 3 | 2.8 | 46000 | 6740 | 2 | Non Federally-Regulated | 09/17/1991 |  | 07/27/1992
Carrier Corp. - Syracuse | Airquest | RHS102(L,S)******** |  | HSP-A, Single-Package Heat Pum | Heat Pump | 460 | 3 | False |  |  |  | False | Single-Speed | 99000 | 8839 | 11.2 | 10.8 |  |  | 96000 | 8525 | 3.3 | 3.3 |  |  |  | Federally-Regulated Commercial & Industrial Equipment | 11/30/2011 |  | 12/12/2012
Carrier Corp. - Syracuse | Comfortmaker | RHS150(H,L,S)******** |  | HSP-A, Single-Package Heat Pum | Heat Pump | 460 | 3 | False |  |  |  | False | Single-Speed | 142000 | 13396 | 10.6 | 10.4 |  |  | 142000 | 13005 | 3.2 | 3.2 |  |  |  | Federally-Regulated Commercial & Industrial Equipment | 11/30/2011 |  | 12/12/2012
York International | York | BP150C00A2/4/5***** |  | HSP-A, Single-Package Heat Pum | Heat Pump | 460 | 3 |  |  |  | No Match |  | No Match | 144000 | 15483 | 9.3 | 8.5 |  | 11 | 142000 | 13421 | 3.1 | 2.9 | 91000 | 12696 | 2.1 | Federally-Regulated Commercial & Industrial Equipment | 07/31/2002 |  | 01/18/2008
Carrier Corp. - Syracuse | Tempstar | RHH072(H,L,S)******** |  | HSP-A, Single-Package Heat Pum | Heat Pump | 460 | 3 | False |  |  |  | True | Single-Speed | 72000 | 6000 | 12 | 10.8 |  |  | 70000 | 6033 | 3.4 | 3.3 |  |  |  | Federally-Regulated Commercial & Industrial Equipment | 11/30/2011 |  | 10/28/2014
Trane U.S. Inc. | Trane | WCD120B40*D* |  | HSP-A, Single-Package Heat Pum | Heat Pump | 460 | 3 |  |  |  | No Match |  | No Match | 117000 | 12720 | 9.2 | 8.9 |  | 9.2 | 119000 | 11460 | 3 | 3 | 61000 | 8840 | 2 | Federally-Regulated Commercial & Industrial Equipment | 04/19/1994 |  | 09/02/1995
Carrier Corp. - Syracuse | Heil | RHS(243)(H,L,S)******AA |  | HSP-A, Single-Package Heat Pum | Heat Pump | 230 | 3 | False |  |  |  | True | Single-Speed | 232000 | 21886 | 10.6 | 10.4 |  |  | 220000 | 19538 | 3.3 | 3.2 |  |  |  | Federally-Regulated Commercial & Industrial Equipment | 04/21/2014 |  | 10/28/2014
Carrier Corp. - Syracuse | Day & Night | RHS(181,183)(H,L,S)******AC |  | HSP-A, Single-Package Heat Pum | Heat Pump | 208 | 3 | False |  |  |  | True | Single-Speed | 172000 | 15925 | 10.8 | 10.4 |  |  | 220000 | 19538 | 3.3 | 3.2 |  |  |  | Federally-Regulated Commercial & Industrial Equipment | 01/09/2014 |  | 10/28/2014
McQuay International | McQuay International | DPS007AHHE4**-4 |  | HSP-A, Single-Package Heat Pum | Heat Pump | 460 | 3 | False |  |  |  | True | Variable-Speed | 89000 | 7177 | 12.4 | 10.8 |  |  | 89000 | 6108 | 4.3 | 3.3 |  |  |  | Federally-Regulated Commercial & Industrial Equipment | 03/02/2012 |  | 08/28/2012
Carrier Corp. - Syracuse | Arcoaire | CHS072(H,L,S)A* | FHS072(M,S,K)A*A* | HRCU-A-CB, Split System: Heat | Heat Pump | 208 | 3 |  |  |  |  | True | Single-Speed | 70000 | 6363 | 11 | 10.8 |  |  | 66000 | 5861 | 3.3 | 3.3 |  |  |  | Federally-Regulated Commercial & Industrial Equipment | 03/10/2011 |  | 12/12/2012
Lennox Industries Inc. | Lennox | KHA072S4B**Y,G,J |  | HSP-A, Single-Package Heat Pum | Both Heat Pump and Electric Re | 208 | 3 | False |  |  |  | True | Single-Speed | 69000 | 6272 | 11 | 11 |  |  | 70000 | 6216 | 3.3 | 3.3 | 40000 | 5210 | 2.3 | Federally-Regulated Commercial & Industrial Equipment | 04/21/2015 |  | 06/01/2015
Trane U.S. Inc. | American Standard, Inc. | 4A6B3048B1 | TWE090E1**A* | HRCU-A-CB, Split System: Heat | Heat Pump | 200 | 1 |  |  |  |  | True | Single-Speed | 90000 | 8181 | 11 | 10.8 |  |  | 90000 | 7992 | 3.3 | 3.3 |  |  |  | Federally-Regulated Commercial & Industrial Equipment | 08/24/2011 |  | 10/05/2011
Carrier Corp. - Syracuse | Day & Night | RHS(120,121)(H,L,S)******** |  | HSP-A, Single-Package Heat Pum | Heat Pump | 230 | 3 | False |  |  |  | False | Single-Speed | 116000 | 10545 | 11 | 10.8 |  |  | 116000 | 9999 | 3.4 | 3.3 |  |  |  | Federally-Regulated Commercial & Industrial Equipment | 11/30/2011 |  | 12/12/2012
Rheem Sales Company, Inc. | Dayton | MPWC-075CAZ | MHGF-100Z | HRCU-A-CB, Split System: Heat | Heat Pump | 208 | 3 |  |  |  | No Match |  | No Match | 92000 | 9583 | 9.6 | 8.9 |  |  | 88000 | 8057 | 3.2 | 3 | 48000 | 6697 | 2.1 | Federally-Regulated Commercial & Industrial Equipment | 11/18/1999 |  | 04/13/2000
Rheem Sales Company, Inc. | Ruud | UPWB-100DAS* | UHPA-100Z | HRCU-A-CB, Split System: Heat | Heat Pump | 460 | 3 |  |  |  | No Match |  | No Match | 118000 | 14390 | 8.2 |  |  |  | 118000 | 12350 |  |  | 60000 | 8790 | 2 | Non Federally-Regulated | 05/11/1988 |  | 03/15/1989
Carrier Corp. - Syracuse | Comfortmaker | RHS(181,183)(H,L,S)******TA |  | HSP-A, Single-Package Heat Pum | Heat Pump | 575 | 3 | False |  |  |  | True | Single-Speed | 172000 | 15925 | 10.8 | 10.4 |  |  | 220000 | 19538 | 3.3 | 3.2 |  |  |  | Federally-Regulated Commercial & Industrial Equipment | 05/09/2013 |  | 08/28/2014
McQuay International | McQuay International | DPS010AHHW2*C-4 |  | HSP-A, Single-Package Heat Pum | Heat Pump | 208 | 3 | False |  |  |  | True | Variable-Speed | 120000 | 10000 | 12 | 10.8 |  |  | 118000 | 9124 | 3.8 | 3.3 |  |  |  | Federally-Regulated Commercial & Industrial Equipment | 03/02/2012 |  | 08/28/2012
Trane U.S. Inc. | Trane | SPCC-C124-A |  | HSP-A, Single-Package Heat Pum | Heat Pump | 460 | 3 |  |  |  | No Match |  | No Match | 147000 | 17100 | 8.6 |  |  |  | 134000 | 14200 |  |  | 70000 | 10900 |  | Non Federally-Regulated | 06/11/1985 |  | 08/29/1986
Carrier Corp. - Syracuse | Tempstar | CHS121(H,L,S)A* | FHS120(M,S)A*A* | HRCU-A-CB, Split System: Heat | Heat Pump | 575 | 3 |  |  |  |  | True | Single-Speed | 112000 | 10181 | 11 | 10.8 |  |  | 106000 | 9414 | 3.3 | 3.3 |  |  |  | Federally-Regulated Commercial & Industrial Equipment | 03/10/2011 |  | 12/12/2012
Rheem Sales Company, Inc. | Ruud | UPWA-100CAS | UHPA-100G2 | HRCU-A-CB, Split System: Heat | Heat Pump | 230 | 3 |  |  |  | No Match |  | No Match | 119000 | 14900 | 8 | 7.5 |  |  | 118000 | 12400 |  |  | 61000 | 9500 |  | Non Federally-Regulated | 08/30/1983 |  | 05/16/1984
Rheem Sales Company, Inc. | Ruud | UPWB-100CAS* | UHPA-100Z | HRCU-A-CB, Split System: Heat | Heat Pump | 230 | 3 |  |  |  | No Match |  | No Match | 118000 | 14390 | 8.2 |  |  |  | 118000 | 12350 |  |  | 60000 | 8790 | 2 | Non Federally-Regulated | 05/11/1988 |  | 03/15/1989
Trane U.S. Inc. | American Standard, Inc. | 6C0072A4**** | TWE090A***** | HRCU-A-CB, Split System: Heat | Heat Pump | 460 | 3 |  |  |  | No Match |  | No Match | 72000 | 7528 | 9.6 | 8.9 |  |  | 71000 | 6792 | 3.1 | 3 | 38500 | 4944 | 2.3 | Federally-Regulated Commercial & Industrial Equipment | 03/18/1999 |  | 01/19/2001
Carrier Corp. - Syracuse | Carrier | 50PQ0125 |  | HSP-A, Single-Package Heat Pum | Heat Pump | 208 | 3 |  |  |  | No Match |  | No Match | 120000 | 14700 | 8.2 | 7.5 |  |  | 120000 | 12200 |  |  | 65000 | 9200 |  | Non Federally-Regulated | 01/05/1982 |  | 05/16/1984
Carrier Corp. - Syracuse | ICP Commercial | CHS091(H,L,S)A* | FHS091(M,S,K)**A0* | HRCU-A-CB, Split System: Heat | Heat Pump | 230 | 3 |  |  |  |  | True | Single-Speed | 89000 | 8090 | 11 | 10.8 |  |  | 87000 | 7726 | 3.3 | 3.3 |  |  |  | Federally-Regulated Commercial & Industrial Equipment | 07/18/2013 |  | 10/28/2014
Rheem Sales Company, Inc. | Airquest | NCHR10H001C | NEMR10M030A | HRCU-A-CB, Split System: Heat | Heat Pump | 208 | 3 |  |  |  | No Match |  | No Match | 122000 | 13555 | 9 | 8.9 |  |  | 123000 | 11628 | 3.1 | 3 | 68000 | 9490 | 2.1 | Federally-Regulated Commercial & Industrial Equipment | 12/14/1998 |  | 08/18/1999
Rheem Sales Company, Inc. | Ruud | UJMB-A120C |  | HSP-A, Single-Package Heat Pum | Heat Pump | 230 | 3 |  |  |  | No Match |  | No Match | 120000 | 11881 | 10.1 | 8.9 |  | 11.2 | 109000 | 9980 | 3.2 | 3 | 65000 | 8656 | 2.2 | Federally-Regulated Commercial & Industrial Equipment | 11/21/2001 |  | 07/18/2002
Rheem Sales Company, Inc. | Weatherking | WPWC-100CAS | WHGF-100Z | HRCU-A-CB, Split System: Heat | Heat Pump | 208 | 3 |  |  |  | No Match |  | No Match | 122000 | 13555 | 9 | 8.9 |  |  | 123000 | 11628 | 3.1 | 3 | 68000 | 9490 | 2.1 | Federally-Regulated Commercial & Industrial Equipment | 02/03/1998 |  | 03/31/1998
Evcon Industries, Inc. | Evcon | EABA-T/W090 | F*EH090 | HRCU-A-CB, Split System: Heat | Heat Pump | 230 | 3 |  |  |  | No Match |  | No Match | 91000 | 9578 | 9.5 | 8.9 |  |  | 83000 | 8106 | 3 | 3 | 54000 | 7534 | 2.1 | Federally-Regulated Commercial & Industrial Equipment | 11/18/1999 |  | 05/23/2000
Carrier Corp. - Syracuse | Bryant Heating & Cooling Systems | 549J(P,E,T)09*********(A,B)A |  | HSP-A, Single-Package Heat Pum | Heat Pump | 230 | 3 | False |  |  |  | True | Single-Speed | 100000 | 8333 | 12 | 10.8 |  |  | 100000 | 8619 | 3.4 | 3.3 |  |  |  | Federally-Regulated Commercial & Industrial Equipment | 12/12/2012 |  | 10/28/2014
Carrier Corp. - Syracuse | Carrier | 50TJQ00950/60 |  | HSP-A, Single-Package Heat Pum | Heat Pump | 460 | 3 |  |  |  | No Match |  | No Match | 96000 | 10786 | 8.9 | 8.9 |  | 8.9 | 93000 | 8789 | 3.1 | 3 | 43000 | 7411 | 1.7 | Federally-Regulated Commercial & Industrial Equipment | 11/18/1999 |  | 04/13/2000
Carrier Corp. - Syracuse | ICP Commercial | RHS(240)(H,L,S)******AA |  | HSP-A, Single-Package Heat Pum | Heat Pump | 208 | 3 | False |  |  |  | True | Single-Speed | 232000 | 21886 | 10.6 | 10.4 |  |  | 220000 | 19538 | 3.3 | 3.2 |  |  |  | Federally-Regulated Commercial & Industrial Equipment | 04/21/2014 |  | 10/28/2014
Carrier Corp. - Syracuse | Day & Night | RHS(181,183)(H,L,S)******** |  | HSP-A, Single-Package Heat Pum | Heat Pump | 208 | 3 | False |  |  |  | True | Single-Speed | 172000 | 15925 | 10.8 | 10.4 |  |  | 220000 | 19538 | 3.3 | 3.2 |  |  |  | Federally-Regulated Commercial & Industrial Equipment | 11/30/2011 |  | 12/12/2012
York International | York | B3CH120A46* |  | HSP-A, Single-Package Heat Pum | Heat Pump | 460 | 3 |  |  |  | No Match |  | No Match | 118000 | 13111 | 9 | 8.9 |  |  | 116000 | 11332 | 3 | 3 | 70000 | 10257 | 2 | Federally-Regulated Commercial & Industrial Equipment | 07/29/1998 |  | 08/07/1998
Carrier Corp. - Syracuse | Keeprite | RHH090(H,L,S)******TA |  | HSP-A, Single-Package Heat Pum | Heat Pump | 230 | 3 | False |  |  |  | True | Single-Speed | 90000 | 7438 | 12.1 | 10.8 |  |  | 84000 | 7033 | 3.5 | 3.3 |  |  |  | Federally-Regulated Commercial & Industrial Equipment | 10/28/2014 |  | 10/28/2014
Carrier Corp. | Carrier | 38AQ0166 | 40RR016 | HRCU-A-CB, Split System: Heat | Heat Pump | 460 | 3 |  |  |  | No Match |  | No Match | 168000 | 21682 | 7.7 |  |  | 8.3 | 170000 | 16968 | 2.9 | 2.5 | 96000 | 13520 | 2.1 | Non Federally-Regulated | 01/23/1988 |  | 03/08/1996
Goettl | Goettl | HP 662A-3 |  | HSP-A, Single-Package Heat Pum | Heat Pump | 230 | 3 |  |  |  | No Match |  | No Match | 66000 | 8050 | 8.2 | 8.2 |  |  | 66000 | 6670 |  |  | 35600 | 5795 |  | Non Federally-Regulated | 02/22/1990 |  | 07/31/1992
York International | Luxaire | EAHP-T120A | FBHP-S120A | HRCU-A-CB, Split System: Heat | Heat Pump | 230 | 3 |  |  |  | No Match |  | No Match | 118000 | 14390 | 8.2 |  |  |  | 129000 | 12602 |  |  | 76000 | 9281 |  | Non Federally-Regulated | 05/11/1988 |  | 03/15/1989
Carrier Corp. - Syracuse | Carrier | 50EQ0285 |  | HSP-A, Single-Package Heat Pum | Heat Pump | 208 | 3 |  |  |  | No Match |  | No Match | 270000 | 33500 | 8.1 |  |  |  | 276000 | 27400 |  |  | 163000 | 23000 |  | Non Federally-Regulated | 02/22/1990 |  | 07/31/1992
Carrier Corp. - Syracuse | ICP Commercial | RHH(120,121)(H,L,S)******TA |  | HSP-A, Single-Package Heat Pum | Heat Pump | 208 | 3 | False |  |  |  | True | Single-Speed | 119000 | 9674 | 12.3 | 10.8 |  |  | 116000 | 9713 | 3.5 | 3.3 |  |  |  | Federally-Regulated Commercial & Industrial Equipment | 12/12/2012 |  | 10/28/2014
York International | York | E1CH120A25 | F2EH120A33 | HRCU-A-CB, Split System: Heat | Heat Pump | 230 | 3 |  |  |  | No Match |  | No Match | 118000 | 14390 | 8.2 |  |  |  | 129000 | 12602 |  |  | 76000 | 9281 |  | Non Federally-Regulated | 05/11/1988 |  | 03/15/1989
Compu-Aire | Compu-Aire | CASH-532 |  | HSP-A, Single-Package Heat Pum | Heat Pump | 208 | 3 |  |  |  | No Match |  | No Match | 66400 | 7060 | 9.4 | 8.9 |  |  | 66500 | 6260 | 3.1 | 3 | 39000 | 5440 | 2.1 | Non Federally-Regulated | 03/31/1993 |  | 04/01/1993
McQuay International | McQuay International | DPS007AHHW2*C-3 |  | HSP-A, Single-Package Heat Pum | Heat Pump | 230 | 3 | False |  |  |  | True | Variable-Speed | 88000 | 7154 | 12.3 | 10.8 |  |  | 78000 | 6245 | 3.7 | 3.3 |  |  |  | Federally-Regulated Commercial & Industrial Equipment | 08/28/2012 |  | 04/19/2013
Carrier Corp. - Syracuse | Bryant Heating & Cooling Systems | 548J(P,E,T)14*********(D,E)A |  | HSP-A, Single-Package Heat Pum | Heat Pump | 230 | 3 | False |  |  |  | False | Single-Speed | 142000 | 13396 | 10.6 | 10.4 |  |  | 142000 | 13005 | 3.2 | 3.2 |  |  |  | Federally-Regulated Commercial & Industrial Equipment | 10/28/2014 |  | 04/21/2015
York International | Evcon | BA-12C00*T/W/X***** |  | HSP-A, Single-Package Heat Pum | Heat Pump | 460 | 3 |  |  |  | No Match |  | No Match | 144000 | 15483 | 9.3 | 8.5 |  | 11 | 142000 | 13421 | 3.1 | 2.9 | 91000 | 12696 | 2.1 | Federally-Regulated Commercial & Industrial Equipment | 07/31/2002 |  | 01/18/2008
York International | Coleman | XA-12[C,E]***(T,W,X)* |  | HSP-A, Single-Package Heat Pum | Both Heat Pump and Electric Re | 208 | 3 |  |  |  |  | True | Single-Speed | 150000 | 13636 | 11 | 8.5 |  | 11.9 | 144000 | 13196 | 3.2 | 2.9 | 90000 | 11997 | 2.2 | Federally-Regulated Commercial & Industrial Equipment | 01/18/2008 |  | 01/24/2011
McQuay International | McQuay International | DPS007AHHE2**-4 |  | HSP-A, Single-Package Heat Pum | Heat Pump | 208 | 3 | False |  |  |  | True | Variable-Speed | 89000 | 7177 | 12.4 | 10.8 |  |  | 89000 | 6108 | 4.3 | 3.3 |  |  |  | Federally-Regulated Commercial & Industrial Equipment | 03/02/2012 |  | 08/28/2012
York International | Fraser Johnston | PH120C00A*(2,4,5)***** | NH120C00*(5,6)****** | HRCU-A-CB, Split System: Heat | Heat Pump | 460 | 3 |  |  |  |  | True | Single-Speed | 124000 | 11273 | 11 | 8.9 |  |  | 109000 | 9686 | 3.3 | 3 |  |  |  | Federally-Regulated Commercial & Industrial Equipment | 07/16/2009 |  | 01/24/2011
Lennox Industries Inc. | Lennox | HP17-1353V-3Y | CB17-135V-1 | HRCU-A-CB, Split System: Heat | Heat Pump | 208 | 3 |  |  |  | No Match |  | No Match | 119000 | 14512 | 8.2 |  |  |  | 119000 | 11499 |  |  | 69000 | 9406 |  | Non Federally-Regulated | 05/11/1988 |  | 03/15/1989
York International | York | E1CH090A25 | FZEH090A33 | HRCU-A-CB, Split System: Heat | Heat Pump | 230 | 3 |  |  |  | No Match |  | No Match | 93000 | 10941 | 8.5 |  |  |  | 103000 | 9434 | 3.2 |  | 59000 | 6917 | 2.5 | Non Federally-Regulated | 05/11/1988 |  | 03/15/1989
Rheem Sales Company, Inc. | Heil | NRHR10LP30B |  | HSP-A, Single-Package Heat Pum | Heat Pump | 460 | 3 |  |  |  | No Match |  | No Match | 120000 | 13400 | 9 | 8.9 |  |  | 126000 | 11875 | 3.1 | 3 | 67000 | 9345 | 2.1 | Non Federally-Regulated | 03/19/1993 |  | 09/02/1995
Trane U.S. Inc. | American Standard, Inc. | BWA180C300M | BW(H,V)240B300D | HRCU-A-CB, Split System: Heat | Heat Pump | 230 | 3 |  |  |  | No Match |  | No Match | 190000 | 22300 | 8.5 | 8.2 |  |  | 172000 | 18300 |  |  | 101000 | 15200 |  | Non Federally-Regulated | 02/22/1990 |  | 07/31/1992
GE Appliances, a Haier company | General Electric | BWC120F3 |  | HSP-A, Single-Package Heat Pum | Heat Pump | 230 | 3 |  |  |  | No Match |  | No Match | 116000 | 14900 | 7.8 | 7.5 |  |  | 116000 | 11800 |  |  | 58000 | 9300 |  | Non Federally-Regulated | 01/05/1982 |  | 09/03/2015
Carrier Corp. - Syracuse | ICP Commercial | RHS(240,243)(H,L,S)******AA |  | HSP-A, Single-Package Heat Pum | Heat Pump | 460 | 3 | False |  |  |  | True | Single-Speed | 232000 | 21886 | 10.6 | 10.4 |  |  | 220000 | 19538 | 3.3 | 3.2 |  |  |  | Federally-Regulated Commercial & Industrial Equipment | 12/12/2012 |  | 04/21/2014
Carrier Corp. - Syracuse | Day & Night | RHS150(H,L,S)******AA |  | HSP-A, Single-Package Heat Pum | Heat Pump | 575 | 3 | False |  |  |  | False | Single-Speed | 142000 | 13396 | 10.6 | 10.4 |  |  | 142000 | 13005 | 3.2 | 3.2 |  |  |  | Federally-Regulated Commercial & Industrial Equipment | 10/28/2014 |  | 10/28/2014
Goettl | American Best | HPC901E-4 |  | HSP-A, Single-Package Heat Pum | Heat Pump | 460 | 3 |  |  |  | No Match |  | No Match | 96000 | 9142 | 10.5 | 8.9 |  |  | 97000 | 9473 | 3 | 3 | 55000 | 8057 | 2 | Federally-Regulated Commercial & Industrial Equipment | 11/18/1999 |  | 04/13/2000
Carrier Corp. - Syracuse | Tempstar | RHS(181,183)(H,L,S)******TA |  | HSP-A, Single-Package Heat Pum | Heat Pump | 575 | 3 | False |  |  |  | True | Single-Speed | 172000 | 15925 | 10.8 | 10.4 |  |  | 220000 | 19538 | 3.3 | 3.2 |  |  |  | Federally-Regulated Commercial & Industrial Equipment | 05/09/2013 |  | 08/28/2014
Carrier Corp. - Syracuse | Tempstar | RHS090(L,S)******AA |  | HSP-A, Single-Package Heat Pum | Heat Pump | 460 | 3 | False |  |  |  | False | Single-Speed | 88000 | 7857 | 11.2 | 10.8 |  |  | 86000 | 7413 | 3.4 | 3.3 |  |  |  | Federally-Regulated Commercial & Industrial Equipment | 10/28/2014 |  | 10/28/2014
Rheem Sales Company, Inc. | Century | HR100-3SZ | AHH100-Z | HRCU-A-CB, Split System: Heat | Heat Pump | 208 | 3 |  |  |  | No Match |  | No Match | 118000 | 12826 | 9.2 | 8.9 |  |  | 125000 | 11814 | 3.1 | 3 | 68000 | 9487 | 2.1 | Federally-Regulated Commercial & Industrial Equipment | 07/25/2000 |  | 02/06/2002
GE Appliances, a Haier company | General Electric | BWA090C3 | BWE090C | HRCU-A-CB, Split System: Heat | Heat Pump | 230 | 3 |  |  |  | No Match |  | No Match | 90000 | 11500 | 7.8 | 7.5 |  |  | 90000 | 10000 | 2.6 |  | 50000 | 8000 |  | Non Federally-Regulated | 01/05/1982 |  | 09/03/2015
Carrier Corp. - Syracuse | Carrier | 38AQS0165/6 | 40RMQ0165/6GC | HRCU-A-CB, Split System: Heat | Heat Pump | 230 | 3 |  |  |  | No Match |  | No Match | 172000 | 19545 | 8.8 | 8.5 |  |  | 164000 | 16017 | 3 | 2.9 | 0 | 0 | 0 | Federally-Regulated Commercial & Industrial Equipment | 10/06/1999 |  | 11/18/1999
Carrier Corp. - Syracuse | Payne | 542EE120000 |  | HSP-A, Single-Package Heat Pum | Heat Pump | 460 | 3 |  |  |  | No Match |  | No Match | 120000 | 14700 | 8.2 | 8.2 |  |  | 120000 | 12200 |  |  | 65000 | 9200 |  | Non Federally-Regulated | 03/15/1989 |  | 10/10/1989
Daikin Comfort Technologies Manufacturing, L.P. | Goodman | CPH090********A* |  | HSP-A, Single-Package Heat Pum | Both Heat Pump and Electric Re | 230 | 3 | False |  |  |  | False | Single-Speed | 90000 | 7826 | 11.5 | 10.8 |  |  | 90000 | 7757 | 3.4 | 3.3 |  |  |  | Federally-Regulated Commercial & Industrial Equipment | 03/02/2012 |  | 04/20/2015
Carrier Corp. - Syracuse | Day & Night | RHS090(L,S)******TA |  | HSP-A, Single-Package Heat Pum | Heat Pump | 460 | 3 | False |  |  |  | False | Single-Speed | 88000 | 7857 | 11.2 | 10.8 |  |  | 86000 | 7413 | 3.4 | 3.3 |  |  |  | Federally-Regulated Commercial & Industrial Equipment | 10/28/2014 |  | 10/28/2014
Carrier Corp. - Syracuse | Keeprite | RHS(181,183)(H,L,S)******TC |  | HSP-A, Single-Package Heat Pum | Heat Pump | 208 | 3 | False |  |  |  | True | Single-Speed | 172000 | 15925 | 10.8 | 10.4 |  |  | 220000 | 19538 | 3.3 | 3.2 |  |  |  | Federally-Regulated Commercial & Industrial Equipment | 10/28/2014 |  | 10/28/2014
Carrier Corp. - Syracuse | Keeprite | RHH102(H,L,S)******TA |  | HSP-A, Single-Package Heat Pum | Heat Pump | 460 | 3 | False |  |  |  | True | Single-Speed | 100000 | 8333 | 12 | 10.8 |  |  | 100000 | 8619 | 3.4 | 3.3 |  |  |  | Federally-Regulated Commercial & Industrial Equipment | 12/12/2012 |  | 10/28/2014
Lennox Industries Inc. | Lennox | HP17-953V-3Y | CB17-95V-1 | HRCU-A-CB, Split System: Heat | Heat Pump | 208 | 3 |  |  |  | No Match |  | No Match | 87000 | 10235 | 8.5 | 8.2 |  |  | 88000 | 8597 |  |  | 51000 | 6794 |  | Non Federally-Regulated | 06/11/1985 |  | 08/29/1986
Inter-City Products Corp. | Arcoaire | YA100F* | DB100D3*** | HRCU-A-C, Split System: Heat P | Heat Pump | 460 | 3 |  |  |  | No Match |  | No Match | 118000 | 12967 | 9.1 | 8.9 |  |  | 120000 | 11719 | 3 | 3 | 70000 | 9766 | 2.1 | Federally-Regulated Commercial & Industrial Equipment | 07/07/1994 |  | 09/02/1995
Carrier Corp. - Syracuse | Keeprite | RHS102H******TA |  | HSP-A, Single-Package Heat Pum | Heat Pump | 230 | 3 | False |  |  |  | False | Single-Speed | 99000 | 8608 | 11.5 | 10.8 |  |  | 96000 | 8525 | 3.3 | 3.3 |  |  |  | Federally-Regulated Commercial & Industrial Equipment | 12/12/2012 |  | 10/28/2014
Rheem Sales Company, Inc. | Weatherking | WPDC-075C |  | HSP-A, Single-Package Heat Pum | Heat Pump | 208 | 3 |  |  |  | No Match |  | No Match | 93000 | 10333 | 9 | 8.9 |  | 9.9 | 93000 | 9085 | 3 | 3 | 51000 | 7117 | 2.1 | Federally-Regulated Commercial & Industrial Equipment | 02/03/1998 |  | 03/31/1998
BDP Co. | Payne | 541AP090 | 517A090 | HRCU-A-CB, Split System: Heat | Heat Pump | 208 | 3 |  |  |  | No Match |  | No Match | 88000 | 10700 | 8.2 | 8.2 |  |  | 87000 | 9800 |  |  | 47000 | 7300 | 1.9 | Non Federally-Regulated | 06/11/1985 |  | 08/29/1986
Carrier Corp. - Syracuse | Carrier | 38AQ0345 + 38AQ0125 | 40RR044 | HRCU-A-CB, Split System: Heat | Heat Pump | 230 | 3 |  |  |  | No Match |  | No Match | 414549 | 50554 | 8.2 |  |  |  | 425000 | 47879 |  |  | 234000 | 36074 |  | Non Federally-Regulated | 06/11/1985 |  | 05/11/1988
Carrier Corp. - Syracuse | Keeprite | CHS091(H,L,S)A* | FHS091(M,S,K)A*A* | HRCU-A-CB, Split System: Heat | Heat Pump | 575 | 3 |  |  |  |  | True | Single-Speed | 89000 | 8090 | 11 | 10.8 |  |  | 87000 | 7727 | 3.3 | 3.3 |  |  |  | Federally-Regulated Commercial & Industrial Equipment | 03/10/2011 |  | 12/12/2012
Trane U.S. Inc. | Trane Unitary Products Group | 4TWA3048A3 (2) | TWE090E3**A* | HRCU-A-CB, Split System: Heat | Heat Pump | 230 | 3 |  |  |  |  | True | Single-Speed | 90000 | 8181 | 11 | 10.8 |  |  | 90000 | 7992 | 3.3 | 3.3 |  |  |  | Federally-Regulated Commercial & Industrial Equipment | 11/30/2011 |  | 12/12/2012
Carrier Corp. - Syracuse | Carrier | 50HJQ01250/60 |  | HSP-A, Single-Package Heat Pum | Heat Pump | 460 | 3 |  |  |  | No Match |  | No Match | 115000 | 11500 | 10 | 8.9 |  | 10.4 | 110000 | 9766 | 3.3 | 3 | 58000 | 8944 | 1.9 | Federally-Regulated Commercial & Industrial Equipment | 11/18/1999 |  | 04/13/2000
Rheem Sales Company, Inc. | Rheem | RPWB-075CAS* | RHPA-075Z | HRCU-A-CB, Split System: Heat | Heat Pump | 208 | 3 |  |  |  | No Match |  | No Match | 90000 | 11000 | 8.2 |  |  |  | 88000 | 8595 |  |  | 46000 | 6740 |  | Non Federally-Regulated | 05/11/1988 |  | 03/15/1989
Carrier Corp. - Syracuse | Comfortmaker | CHS240(H,L,S)D* | FHS240(S,H,L)A*A* | HRCU-A-CB, Split System: Heat | Heat Pump | 208 | 3 |  |  |  |  | True | Single-Speed | 222000 | 20747 | 10.7 | 10.4 |  |  | 214000 | 17919 | 3.5 | 3.2 |  |  |  | Federally-Regulated Commercial & Industrial Equipment | 03/10/2011 |  | 12/12/2012
Carrier Corp. - Syracuse | Keeprite | RHS(240)(H,L,S)******AA |  | HSP-A, Single-Package Heat Pum | Heat Pump | 575 | 3 | False |  |  |  | True | Single-Speed | 232000 | 21886 | 10.6 | 10.4 |  |  | 220000 | 19538 | 3.3 | 3.2 |  |  |  | Federally-Regulated Commercial & Industrial Equipment | 04/21/2014 |  | 10/28/2014
Carrier Corp. | Carrier | 50LJQ012511 |  | HSP-A, Single-Package Heat Pum | Heat Pump | 230 | 3 |  |  |  | No Match |  | No Match | 113000 | 12555 | 9 | 8.9 |  | 9.8 | 116000 | 10830 | 3.1 | 3 | 65000 | 9430 | 2 | Non Federally-Regulated | 05/07/1992 |  | 03/08/1996
Trane U.S. Inc. | American Standard, Inc. | TWA180B300B*(P) | TWE180B300C* | HRCU-A-CB, Split System: Heat | Heat Pump | 230 | 3 |  |  |  | No Match |  | No Match | 180000 | 19148 | 9.4 | 8.5 |  | 10 | 172000 | 16256 | 3.1 | 2.9 | 0 | 0 | 0 | Federally-Regulated Commercial & Industrial Equipment | 10/06/1999 |  | 11/18/1999
York International | Fraser Johnston | EASE-T,W,X240 | FAHP-N240 | HRCU-A-CB, Split System: Heat | Heat Pump | 230 | 3 |  |  |  |  | True | Single-Speed | 214000 | 24884 | 8.6 | 8.5 |  | 9.6 | 218000 | 22045 | 2.9 | 2.9 | 138000 | 19271 | 2.1 | Federally-Regulated Commercial & Industrial Equipment | 01/18/2008 |  | 02/24/2011
Trane U.S. Inc. | American Standard, Inc. | WCH090C30*B* |  | HSP-A, Single-Package Heat Pum | Heat Pump | 230 | 3 |  |  |  | No Match |  | No Match | 87000 | 9775 | 8.9 | 8.9 |  |  | 86000 | 8399 | 3 | 3 | 43000 | 6299 | 2 | Federally-Regulated Commercial & Industrial Equipment | 11/18/1999 |  | 04/13/2000
Carrier Corp. - Syracuse | Tempstar | RHS150(H,L,S)******** |  | HSP-A, Single-Package Heat Pum | Heat Pump | 208 | 3 | False |  |  |  | False | Single-Speed | 142000 | 13396 | 10.6 | 10.4 |  |  | 142000 | 13005 | 3.2 | 3.2 |  |  |  | Federally-Regulated Commercial & Industrial Equipment | 11/30/2011 |  | 12/12/2012
York International | Fraser Johnston | BADF-T/W090N165/205 |  | HSP-A, Single-Package Heat Pum | Heat Pump | 460 | 3 |  |  |  | No Match |  | No Match | 87000 | 9666 | 9 | 8.9 |  |  | 89000 | 8692 | 3 | 3 | 49000 | 7178 | 2 | Federally-Regulated Commercial & Industrial Equipment | 05/22/2000 |  | 01/18/2008
McQuay International | McQuay International | DPS007AHHE2*C-4 |  | HSP-A, Single-Package Heat Pum | Heat Pump | 230 | 3 | False |  |  |  | True | Variable-Speed | 89000 | 7177 | 12.4 | 10.8 |  |  | 79000 | 6291 | 3.7 | 3.3 |  |  |  | Federally-Regulated Commercial & Industrial Equipment | 08/28/2012 |  | 04/19/2013
Carrier Corp. - Syracuse | Arcoaire | RHS090H******** |  | HSP-A, Single-Package Heat Pum | Heat Pump | 208 | 3 | False |  |  |  | False | Single-Speed | 87000 | 7767 | 11.2 | 10.8 |  |  | 86000 | 7413 | 3.4 | 3.3 |  |  |  | Federally-Regulated Commercial & Industrial Equipment | 03/02/2012 |  | 12/12/2012
York International | Luxaire | PH240C00A*(2,4,5)***** | NH240C00*(5,6)****** | HRCU-A-CB, Split System: Heat | Heat Pump | 208 | 3 |  |  |  |  | True | Single-Speed | 238000 | 22453 | 10.6 | 8.5 |  |  | 216000 | 19195 | 3.3 | 2.9 |  |  |  | Federally-Regulated Commercial & Industrial Equipment | 07/16/2009 |  | 01/24/2011
Daikin Comfort Technologies Manufacturing, L.P. | Goodman | CPH072********B* |  | HSP-A, Single-Package Heat Pum | Both Heat Pump and Electric Re | 575 | 3 | False |  |  |  | False | Single-Speed | 70000 | 6306 | 11.1 | 10.8 |  |  | 70000 | 5698 | 3.6 | 3.3 |  |  |  | Federally-Regulated Commercial & Industrial Equipment | 03/02/2012 |  | 05/02/2012
York International | Fraser Johnston | BBCB-T120A |  | HSP-A, Single-Package Heat Pum | Heat Pump | 230 | 3 |  |  |  | No Match |  | No Match | 118000 | 13111 | 9 | 8.9 |  |  | 116000 | 11329 | 3 | 3 | 70000 | 10254 | 2 | Non Federally-Regulated | 03/31/1993 |  | 09/02/1995
Carrier Corp. - Syracuse | Keeprite | RHS(240)(H,L,S)******TA |  | HSP-A, Single-Package Heat Pum | Heat Pump | 230 | 3 | False |  |  |  | True | Single-Speed | 232000 | 21886 | 10.6 | 10.4 |  |  | 220000 | 19538 | 3.3 | 3.2 |  |  |  | Federally-Regulated Commercial & Industrial Equipment | 04/21/2014 |  | 10/28/2014
York International | York | XP090[C,E]***(2,4,5)* |  | HSP-A, Single-Package Heat Pum | Both Heat Pump and Electric Re | 575 | 3 |  |  |  |  | True | Single-Speed | 92000 | 8364 | 11 | 8.9 |  | 12.4 | 92000 | 7708 | 3.5 | 3 | 55000 | 7013 | 2.3 | Federally-Regulated Commercial & Industrial Equipment | 01/18/2008 |  | 07/16/2009
McQuay International | McQuay International | DPS012AHHY2**-6 |  | HSP-A, Single-Package Heat Pum | Heat Pump | 230 | 3 | False |  |  |  | True | Variable-Speed | 144000 | 12000 | 12 | 10.4 |  |  | 140000 | 11272 | 3.6 | 3.2 |  |  |  | Federally-Regulated Commercial & Industrial Equipment | 03/02/2012 |  | 08/28/2012
York International | Evcon | XA-08[C,E]***(T,W,X)* |  | HSP-A, Single-Package Heat Pum | Both Heat Pump and Electric Re | 208 | 3 |  |  |  |  | True | Single-Speed | 100000 | 9091 | 11 | 8.9 |  | 12.4 | 94000 | 7876 | 3.5 | 3 | 57000 | 7268 | 2.3 | Federally-Regulated Commercial & Industrial Equipment | 01/18/2008 |  | 01/09/2014
Lennox Industries Inc. | Lennox | HP17-1353V-1Y | CB17-135V-1 | HRCU-A-CB, Split System: Heat | Heat Pump | 230 | 3 |  |  |  | No Match |  | No Match | 119000 | 14512 | 8.2 | 8.2 |  |  | 119000 | 11626 |  |  | 69000 | 9406 |  | Non Federally-Regulated | 05/16/1984 |  | 06/11/1985
International Comfort Products | Arcoaire | RYMA10H**** |  | HSP-A, Single-Package Heat Pum | Heat Pump | 208 | 3 |  |  |  | No Match |  | No Match | 123000 | 13516 | 9.1 | 8.9 |  | 9.5 | 123000 | 11625 | 3.1 | 3 | 71000 | 10401 | 2 | Federally-Regulated Commercial & Industrial Equipment | 11/18/1999 |  | 04/13/2000
International Comfort Products | Comfortmaker | RYMA75F**** |  | HSP-A, Single-Package Heat Pum | Heat Pump | 460 | 3 |  |  |  | No Match |  | No Match | 91000 | 9784 | 9.3 | 8.9 |  | 10.4 | 90000 | 8506 | 3.1 | 3 | 48000 | 7031 | 2 | Federally-Regulated Commercial & Industrial Equipment | 05/22/2000 |  | 09/20/2001
Rheem Sales Company, Inc. | Century | HR100-3SZ | AHH100-Z | HRCU-A-CB, Split System: Heat | Heat Pump | 208 | 3 |  |  |  | No Match |  | No Match | 116000 | 13033 | 8.9 | 8.9 |  |  | 125000 | 11814 | 3.1 | 3 | 68000 | 9487 | 2.1 | Federally-Regulated Commercial & Industrial Equipment | 02/06/2002 |  | 07/18/2002
Carrier Corp. - Syracuse | Day & Night | RHH090(H,L,S)******** |  | HSP-A, Single-Package Heat Pum | Heat Pump | 575 | 3 | False |  |  |  | True | Single-Speed | 90000 | 7438 | 12.1 | 10.8 |  |  | 84000 | 7033 | 3.5 | 3.3 |  |  |  | Federally-Regulated Commercial & Industrial Equipment | 11/30/2011 |  | 12/12/2012
Trane U.S. Inc. | Trane | BWC090F300H |  | HSP-A, Single-Package Heat Pum | Heat Pump | 230 | 3 |  |  |  | No Match |  | No Match | 90000 | 10100 | 8.9 |  |  |  | 85000 | 8600 |  |  | 44000 | 6800 |  | Non Federally-Regulated | 05/11/1988 |  | 03/15/1989
Carrier Corp. - Syracuse | Bryant Heating & Cooling Systems | 548J(P,E,T)07A*********A |  | HSP-A, Single-Package Heat Pum | Both Heat Pump and Electric Re | 575 | 3 |  |  |  |  | False | Single-Speed | 70000 | 6306 | 11.1 | 8.9 |  |  | 67000 | 5954 | 3.3 | 3 |  |  |  | Federally-Regulated Commercial & Industrial Equipment | 07/16/2009 |  | 12/12/2012
Rheem Sales Company, Inc. | Whirlpool | NCHR15H001B | NEPR15M050A | HRCU-A-CB, Split System: Heat | Heat Pump | 208 | 3 |  |  |  | No Match |  | No Match | 177000 | 21900 | 8.1 |  |  |  | 177000 | 17280 |  |  | 93000 | 13620 |  | Non Federally-Regulated | 05/11/1988 |  | 10/10/1989
McQuay International | McQuay International | DPS010AHHE4**-6 |  | HSP-A, Single-Package Heat Pum | Heat Pump | 460 | 3 | False |  |  |  | True | Variable-Speed | 121000 | 10000 | 12.1 | 10.8 |  |  | 112000 | 9432 | 3.5 | 3.3 |  |  |  | Federally-Regulated Commercial & Industrial Equipment | 08/28/2012 |  | 04/19/2013
Trane U.S. Inc. | American Standard, Inc. | WCD090C30*A* |  | HSP-A, Single-Package Heat Pum | Heat Pump | 230 | 3 |  |  |  | No Match |  | No Match | 87000 | 9775 | 8.9 | 8.9 |  |  | 86000 | 8400 | 3 | 3 | 43000 | 6299 | 2 | Non Federally-Regulated | 04/14/1993 |  | 09/02/1995
York International | Coleman | BA-20[E54]***(T,W,X)* |  | HSP-A, Single-Package Heat Pum | Both Heat Pump and Electric Re | 460 | 3 |  |  |  |  | True | Single-Speed | 224000 | 21961 | 10.2 | 8.5 |  | 10.1 | 218000 | 18803 | 3.4 | 2.9 | 129000 | 18014 | 2.1 | Federally-Regulated Commercial & Industrial Equipment | 02/11/2008 |  | 02/24/2011
Trane U.S. Inc. | Trane Unitary Products Group | TWA180E4**A* | TWE180E3**A* | HRCU-A-CB, Split System: Heat | Heat Pump | 460 | 3 |  |  |  |  | True | Single-Speed | 180000 | 16981 | 10.6 | 10.4 |  |  | 174000 | 15935 | 3.2 | 3.2 |  |  |  | Federally-Regulated Commercial & Industrial Equipment | 01/09/2014 |  | 04/21/2014
Carrier Corp. - Syracuse | Comfortmaker | RHS(243)(H,L,S)******TA |  | HSP-A, Single-Package Heat Pum | Heat Pump | 208 | 3 | False |  |  |  | True | Single-Speed | 232000 | 21886 | 10.6 | 10.4 |  |  | 220000 | 19538 | 3.3 | 3.2 |  |  |  | Federally-Regulated Commercial & Industrial Equipment | 04/21/2014 |  | 10/28/2014
Carrier Corp. - Syracuse | Carrier Corp. | 50HCQ*12***(5,6,1)A***(G,J,K,M)* |  | HSP-A, Single-Package Heat Pum | Heat Pump | 575 | 3 | False |  |  |  | True | Single-Speed | 119000 | 9674 | 12.3 | 10.8 |  |  | 116000 | 9713 | 3.5 | 3.3 |  |  |  | Federally-Regulated Commercial & Industrial Equipment | 12/12/2012 |  | 04/21/2015
Lennox Industries Inc. | Lennox | CHP11-2753-2Q |  | HSP-A, Single-Package Heat Pum | Heat Pump | 230 | 3 |  |  |  | No Match |  | No Match | 240000 | 28800 | 8.3 | 7.5 |  |  | 240000 | 24700 |  |  | 150000 | 20900 |  | Non Federally-Regulated | 05/16/1984 |  | 06/11/1985
Carrier Corp. - Syracuse | Tempstar | RHS150(H,L,S)******TA |  | HSP-A, Single-Package Heat Pum | Heat Pump | 230 | 3 | False |  |  |  | False | Single-Speed | 142000 | 13396 | 10.6 | 10.4 |  |  | 142000 | 13005 | 3.2 | 3.2 |  |  |  | Federally-Regulated Commercial & Industrial Equipment | 10/28/2014 |  | 10/28/2014
Rheem Sales Company, Inc. | Heil Quaker | NRHR92LP15A |  | HSP-A, Single-Package Heat Pum | Heat Pump | 460 | 3 |  |  |  | No Match |  | No Match | 92000 | 10500 | 8.8 |  |  |  | 94000 | 9160 |  |  | 52000 | 7190 |  | Non Federally-Regulated | 05/11/1988 |  | 03/15/1989
Carrier Corp. - Syracuse | Keeprite | RHS(243)(H,L,S)******AA |  | HSP-A, Single-Package Heat Pum | Heat Pump | 208 | 3 | False |  |  |  | True | Single-Speed | 232000 | 21886 | 10.6 | 10.4 |  |  | 220000 | 19538 | 3.3 | 3.2 |  |  |  | Federally-Regulated Commercial & Industrial Equipment | 04/21/2014 |  | 10/28/2014
York International | Fraser Johnston | PH240C00A*(2,4,5)***** | NH240C00*(5,6)****** | HRCU-A-CB, Split System: Heat | Heat Pump | 460 | 3 |  |  |  |  | True | Single-Speed | 238000 | 22453 | 10.6 | 8.5 |  |  | 216000 | 19195 | 3.3 | 2.9 |  |  |  | Federally-Regulated Commercial & Industrial Equipment | 07/16/2009 |  | 01/24/2011
Airedale North America | School Unit | SCHP6 |  | HSP-A, Single-Package Heat Pum | Heat Pump | 208 | 3 |  |  |  | No Match |  | No Match | 75000 | 8926 | 8.4 |  |  |  | 71000 | 8001 | 2.6 | 2.5 | 43800 | 7552 | 1.7 | Non Federally-Regulated | 11/03/1988 |  | 03/15/1989
Carrier Corp. - Syracuse | Airquest | RHS090(L,S)******AA |  | HSP-A, Single-Package Heat Pum | Heat Pump | 460 | 3 | False |  |  |  | False | Single-Speed | 88000 | 7857 | 11.2 | 10.8 |  |  | 86000 | 7413 | 3.4 | 3.3 |  |  |  | Federally-Regulated Commercial & Industrial Equipment | 10/28/2014 |  | 10/28/2014
Carrier Corp. - Syracuse | Airquest | RHS(181,183)(H,L,S)******AC |  | HSP-A, Single-Package Heat Pum | Heat Pump | 460 | 3 | False |  |  |  | True | Single-Speed | 172000 | 15925 | 10.8 | 10.4 |  |  | 220000 | 19538 | 3.3 | 3.2 |  |  |  | Federally-Regulated Commercial & Industrial Equipment | 01/09/2014 |  | 10/28/2014
McQuay International | McQuay International | DPS007AHHY4*C-4 |  | HSP-A, Single-Package Heat Pum | Heat Pump | 460 | 3 | False |  |  |  | True | Variable-Speed | 89000 | 7120 | 12.5 | 10.8 |  |  | 79000 | 6223 | 3.7 | 3.3 |  |  |  | Federally-Regulated Commercial & Industrial Equipment | 08/28/2012 |  | 04/19/2013
Carrier Corp. - Syracuse | Airquest | RHH090(H,L,S)******AA |  | HSP-A, Single-Package Heat Pum | Heat Pump | 208 | 3 | False |  |  |  | True | Single-Speed | 90000 | 7438 | 12.1 | 10.8 |  |  | 84000 | 7033 | 3.5 | 3.3 |  |  |  | Federally-Regulated Commercial & Industrial Equipment | 12/12/2012 |  | 10/28/2014
York International | Fraser Johnston | BB-20[E72]***(T,W,X)* |  | HSP-A, Single-Package Heat Pum | Both Heat Pump and Electric Re | 208 | 3 |  |  |  |  | True | Single-Speed | 214000 | 22526 | 9.5 | 8.5 |  | 10.1 | 210000 | 19866 | 3.1 | 2.9 | 130000 | 19062 | 2 | Federally-Regulated Commercial & Industrial Equipment | 01/18/2008 |  | 01/24/2011
Rheem Sales Company, Inc. | Rheem | RPDB-075C |  | HSP-A, Single-Package Heat Pum | Heat Pump | 208 | 3 |  |  |  | No Match |  | No Match | 88000 | 10730 | 8.2 | 8.2 |  |  | 88000 | 8595 |  |  | 46000 | 6740 |  | Non Federally-Regulated | 06/11/1985 |  | 05/11/1988
Carrier Corp. - Syracuse | Carrier Corp. | 38AUQA08A0*(5,6,1)A* | 40RUQA08A*A(3,5,6,1)A* | HRCU-A-CB, Split System: Heat | Heat Pump | 575 | 3 |  |  |  |  | True | Single-Speed | 89000 | 8090 | 11 | 10.8 |  |  | 87000 | 7726 | 3.3 | 3.3 |  |  |  | Federally-Regulated Commercial & Industrial Equipment | 06/17/2013 |  | 04/20/2015
McQuay International | McQuay International | DPS006AHHY4**-6 |  | HSP-A, Single-Package Heat Pum | Heat Pump | 460 | 3 | False |  |  |  | True | Variable-Speed | 70000 | 6034 | 11.6 | 10.8 |  |  | 65000 | 5053 | 3.8 | 3.3 |  |  |  | Federally-Regulated Commercial & Industrial Equipment | 08/28/2012 |  | 04/19/2013
Lennox Industries Inc. | Lennox | LHA240HN2* |  | HSP-A, Single-Package Heat Pum | Heat Pump | 575 | 3 |  |  |  | No Match |  | No Match | 220000 | 21568 | 10.2 | 8.5 |  | 11 | 220000 | 19533 | 3.3 | 2.9 | 118000 | 16463 | 2.1 | Federally-Regulated Commercial & Industrial Equipment | 07/31/2002 |  | 01/18/2008
Trane U.S. Inc. | American Standard, Inc. | WCD090A400A |  | HSP-A, Single-Package Heat Pum | Heat Pump | 460 | 3 |  |  |  | No Match |  | No Match | 85000 | 10240 | 8.3 | 8.2 |  |  | 82000 | 8580 |  |  | 39000 | 6010 |  | Non Federally-Regulated | 02/22/1990 |  | 07/31/1992
Rheem Sales Company, Inc. | Century | HR075-3SZ | AHH100-Z | HRCU-A-CB, Split System: Heat | Heat Pump | 230 | 3 |  |  |  | No Match |  | No Match | 92000 | 9583 | 9.6 | 8.9 |  |  | 88000 | 8057 | 3.2 | 3 | 48000 | 6697 | 2.1 | Federally-Regulated Commercial & Industrial Equipment | 11/18/1999 |  | 05/23/2000
Carrier Corp. - Syracuse | Comfortmaker | RHS150(H,L,S)******AA |  | HSP-A, Single-Package Heat Pum | Heat Pump | 575 | 3 | False |  |  |  | False | Single-Speed | 142000 | 13396 | 10.6 | 10.4 |  |  | 142000 | 13005 | 3.2 | 3.2 |  |  |  | Federally-Regulated Commercial & Industrial Equipment | 12/12/2012 |  | 10/28/2014
Carrier Corp. - Syracuse | Day & Night | RHS090H******** |  | HSP-A, Single-Package Heat Pum | Heat Pump | 230 | 3 | False |  |  |  | False | Single-Speed | 88000 | 7857 | 11.2 | 10.8 |  |  | 86000 | 7413 | 3.4 | 3.3 |  |  |  | Federally-Regulated Commercial & Industrial Equipment | 03/02/2012 |  | 12/12/2012
Trane U.S. Inc. | General Electric | BWC180A2 |  | HSP-A, Single-Package Heat Pum | Heat Pump | 200 | 3 |  |  |  | No Match |  | No Match | 180000 | 22600 | 8 |  |  |  | 180000 | 20300 | 2.6 |  | 100000 | 16400 | 1.8 | Non Federally-Regulated | 06/11/1985 |  | 05/11/1988
Trane U.S. Inc. | Trane | WCD075A400A |  | HSP-A, Single-Package Heat Pum | Heat Pump | 460 | 3 |  |  |  | No Match |  | No Match | 71000 | 8300 | 8.6 | 8.2 |  |  | 71000 | 7170 |  |  | 33000 | 5090 |  | Non Federally-Regulated | 02/22/1990 |  | 07/31/1992
York International | York | BP090C00A2/4/5***** |  | HSP-A, Single-Package Heat Pum | Heat Pump | 575 | 3 |  |  |  | No Match |  | No Match | 90000 | 8411 | 10.7 | 8.9 |  | 11 | 85000 | 7782 | 3.2 | 3 | 46000 | 6126 | 2.2 | Federally-Regulated Commercial & Industrial Equipment | 05/21/2002 |  | 07/18/2002
McQuay International | McQuay International | DPS010AHHW2**-6 |  | HSP-A, Single-Package Heat Pum | Heat Pump | 230 | 3 | False |  |  |  | True | Variable-Speed | 121000 | 10000 | 12.1 | 10.8 |  |  | 119000 | 9105 | 3.8 | 3.3 |  |  |  | Federally-Regulated Commercial & Industrial Equipment | 03/02/2012 |  | 08/28/2012
Carrier Corp. - Syracuse | Carrier | 38AQS0165/6 | 40RMQ0165/6GC | HRCU-A-CB, Split System: Heat | Heat Pump | 460 | 3 |  |  |  | No Match |  | No Match | 172000 | 19545 | 8.8 | 8.5 |  |  | 164000 | 16017 | 3 | 2.9 | 94000 | 12518 | 2.2 | Federally-Regulated Commercial & Industrial Equipment | 07/31/2002 |  | 09/25/2002
Trane U.S. Inc. | Trane | WCH120B300B |  | HSP-A, Single-Package Heat Pum | Heat Pump | 230 | 3 |  |  |  | No Match |  | No Match | 124000 | 12920 | 9.6 | 8.9 |  |  | 110000 | 10740 | 3 | 3 | 59000 | 8640 | 2 | Non Federally-Regulated | 07/31/1992 |  | 03/31/1998
McQuay International | McQuay International | DPS006AHHY4**-4 |  | HSP-A, Single-Package Heat Pum | Heat Pump | 460 | 3 | False |  |  |  | True | Variable-Speed | 69000 | 6052 | 11.4 | 10.8 |  |  | 64000 | 5015 | 3.7 | 3.3 |  |  |  | Federally-Regulated Commercial & Industrial Equipment | 08/28/2012 |  | 04/19/2013
Carrier Corp. - Syracuse | Bryant Heating & Cooling Systems | 548J(P,E,T)24*********(A,B)A-VERT |  | HSP-A, Single-Package Heat Pum | Heat Pump | 575 | 3 | False |  |  |  | True | Single-Speed | 232000 | 21886 | 10.6 | 10.4 |  |  | 220000 | 19538 | 3.3 | 3.2 |  |  |  | Federally-Regulated Commercial & Industrial Equipment | 10/28/2014 |  | 04/21/2015
Carrier Corp. - Syracuse | Heil | CHS121(H,L,S)A* | FHS120(M,S)A*A* | HRCU-A-CB, Split System: Heat | Heat Pump | 208 | 3 |  |  |  |  | True | Single-Speed | 112000 | 10181 | 11 | 10.8 |  |  | 106000 | 9414 | 3.3 | 3.3 |  |  |  | Federally-Regulated Commercial & Industrial Equipment | 03/10/2011 |  | 12/12/2012
Rheem Sales Company, Inc. | Ruud | UPWC-075DAS* | UHGF-100Z | HRCU-A-CB, Split System: Heat | Heat Pump | 460 | 3 |  |  |  | No Match |  | No Match | 92000 | 9570 | 9.6 | 8.9 |  |  | 88000 | 8000 | 3.2 | 3 | 48000 | 6750 | 2.1 | Non Federally-Regulated | 01/26/1993 |  | 09/02/1995
Trane U.S. Inc. | Trane | BWA240C3J | BWH240A | HRCU-A-CB, Split System: Heat | Heat Pump | 230 | 3 |  |  |  | No Match |  | No Match | 234000 | 30100 | 7.8 |  |  |  | 224000 | 24700 | 2.7 |  | 116000 | 19700 | 1.7 | Non Federally-Regulated | 06/11/1985 |  | 05/11/1988
Carrier Corp. - Syracuse | Airquest | CHS180(H,L,S)D* | FHS180(M,S,H,L)**A2* | HRCU-A-CB, Split System: Heat | Heat Pump | 575 | 3 |  |  |  |  | True | Single-Speed | 178000 | 16792 | 10.6 | 10.4 |  |  | 178000 | 15343 | 3.4 | 3.2 |  |  |  | Federally-Regulated Commercial & Industrial Equipment | 07/18/2013 |  | 10/28/2014
Carrier Corp. - Syracuse | Bryant Heating & Cooling Systems | 548J(P,E,T)17*********(A,B)C |  | HSP-A, Single-Package Heat Pum | Heat Pump | 208 | 3 | False |  |  |  | True | Single-Speed | 172000 | 15925 | 10.8 | 10.4 |  |  | 220000 | 19538 | 3.3 | 3.2 |  |  |  | Federally-Regulated Commercial & Industrial Equipment | 01/09/2014 |  | 10/28/2014
Rheem Sales Company, Inc. | Rheem | RPWA-075CAS | RHPA-075G | HRCU-A-CB, Split System: Heat | Heat Pump | 230 | 3 |  |  |  | No Match |  | No Match | 90000 | 11250 | 8 | 8.2 |  |  | 90000 | 8790 |  |  | 51000 | 6890 |  | Non Federally-Regulated | 05/16/1984 |  | 06/11/1985
Carrier Corp. - Syracuse | Payne | 542DE090 |  | HSP-A, Single-Package Heat Pum | Heat Pump | 460 | 3 |  |  |  | No Match |  | No Match | 87000 | 10200 | 8.5 |  |  |  | 89000 | 8800 |  |  | 49000 | 7300 |  | Non Federally-Regulated | 05/11/1988 |  | 03/15/1989
Trane U.S. Inc. | Trane | WCD090A300A |  | HSP-A, Single-Package Heat Pum | Heat Pump | 230 | 3 |  |  |  | No Match |  | No Match | 85000 | 10240 | 8.3 | 8.2 |  |  | 82000 | 8580 |  |  | 39000 | 6010 |  | Non Federally-Regulated | 02/22/1990 |  | 07/31/1992
Carrier Corp. - Syracuse | Day & Night | 542DE090 |  | HSP-A, Single-Package Heat Pum | Heat Pump | 460 | 3 |  |  |  | No Match |  | No Match | 87000 | 10200 | 8.5 | 8.2 |  |  | 89000 | 8800 |  |  | 49000 | 7300 |  | Non Federally-Regulated | 03/15/1989 |  | 10/10/1989
Carrier Corp. - Syracuse | Tempstar | RHS090(L,S)******** |  | HSP-A, Single-Package Heat Pum | Heat Pump | 460 | 3 | False |  |  |  | False | Single-Speed | 88000 | 7857 | 11.2 | 10.8 |  |  | 86000 | 7413 | 3.4 | 3.3 |  |  |  | Federally-Regulated Commercial & Industrial Equipment | 03/02/2012 |  | 12/12/2012
York International | York | B1HN090N***58* |  | HSP-A, Single-Package Heat Pum | Heat Pump | 575 | 3 |  |  |  | No Match |  | No Match | 87000 | 9666 | 9 | 8.9 |  |  | 89000 | 8694 | 3 | 3 | 49000 | 7180 | 2 | Federally-Regulated Commercial & Industrial Equipment | 08/21/1998 |  | 10/02/1998
York International | York | B1HN090N***25/46/58 |  | HSP-A, Single-Package Heat Pum | Heat Pump | 460 | 3 |  |  |  | No Match |  | No Match | 87000 | 9666 | 9 | 8.9 |  |  | 89000 | 8692 | 3 | 3 | 49000 | 7178 | 2 | Federally-Regulated Commercial & Industrial Equipment | 05/22/2000 |  | 01/18/2008
Carrier Corp. - Syracuse | ICP Commercial | RHS102H******** |  | HSP-A, Single-Package Heat Pum | Heat Pump | 230 | 3 | False |  |  |  | False | Single-Speed | 99000 | 8839 | 11.2 | 10.8 |  |  | 96000 | 8525 | 3.3 | 3.3 |  |  |  | Federally-Regulated Commercial & Industrial Equipment | 11/30/2011 |  | 12/12/2012
Rheem Sales Company, Inc. | Whirlpool | NCHR10H001B | NEPR10N020A | HRCU-A-CB, Split System: Heat | Heat Pump | 230 | 3 |  |  |  | No Match |  | No Match | 90000 | 11000 | 8.2 | 8.2 |  |  | 88000 | 8595 |  |  | 46000 | 6740 |  | Non Federally-Regulated | 06/11/1985 |  | 05/11/1988
Trane U.S. Inc. | American Standard, Inc. | WSC120E3*0A |  | HSP-A, Single-Package Heat Pum | Heat Pump | 208 | 3 | False |  |  |  | True | Single-Speed | 118000 | 10535 | 11.2 | 10.8 |  |  | 111000 | 9036 | 3.6 | 3.3 |  |  |  | Federally-Regulated Commercial & Industrial Equipment | 01/09/2014 |  | 08/28/2014
Carrier Corp. - Syracuse | Bryant Heating & Cooling Systems | 575J(P,E,T)08A000* | 524J(J,E,T)08H000A** | HRCU-A-CB, Split System: Heat | Heat Pump | 208 | 3 |  |  |  |  | True | Single-Speed | 89000 | 8090 | 11 | 10.8 |  |  | 87000 | 7726 | 3.3 | 3.3 |  |  |  | Federally-Regulated Commercial & Industrial Equipment | 07/18/2013 |  | 04/20/2015
Rheem Sales Company, Inc. | Ruud | UPDC-075C* |  | HSP-A, Single-Package Heat Pum | Heat Pump | 208 | 3 |  |  |  | No Match |  | No Match | 93000 | 10300 | 9 | 8.2 |  |  | 93000 | 8960 |  |  | 51000 | 6990 |  | Non Federally-Regulated | 03/15/1989 |  | 10/10/1989
Rheem Sales Company, Inc. | Rheem | RPWA-150DAS | RHPA-150G | HRCU-A-CB, Split System: Heat | Heat Pump | 460 | 3 |  |  |  | No Match |  | No Match | 176400 | 21600 | 8.2 |  |  |  | 177800 | 19200 | 2.7 |  | 93800 | 17500 | 1.6 | Non Federally-Regulated | 06/11/1985 |  | 05/11/1988
York International | Evcon | BA-12[C,E]***(T,W,X)* |  | HSP-A, Single-Package Heat Pum | Both Heat Pump and Electric Re | 460 | 3 |  |  |  |  | False | Single-Speed | 144000 | 15484 | 9.3 | 8.5 |  | 9.7 | 142000 | 13433 | 3.1 | 2.9 | 91000 | 12708 | 2.1 | Federally-Regulated Commercial & Industrial Equipment | 01/18/2008 |  | 02/24/2011
Trane U.S. Inc. | Trane | WCH240B400B |  | HSP-A, Single-Package Heat Pum | Heat Pump | 460 | 3 |  |  |  | No Match |  | No Match | 236000 | 27440 | 8.6 |  |  |  | 230000 | 21730 | 3.1 |  | 114000 | 16690 | 2 | Non Federally-Regulated | 07/31/1992 |  | 03/31/1998
Carrier Corp. - Syracuse | Keeprite | RHH102(H,L,S)******** |  | HSP-A, Single-Package Heat Pum | Heat Pump | 208 | 3 | False |  |  |  | True | Single-Speed | 100000 | 8333 | 12 | 10.8 |  |  | 100000 | 8619 | 3.4 | 3.3 |  |  |  | Federally-Regulated Commercial & Industrial Equipment | 11/30/2011 |  | 04/19/2013
McQuay International | McQuay International | DPS010AHHW2*C-6 |  | HSP-A, Single-Package Heat Pum | Heat Pump | 208 | 3 | False |  |  |  | True | Variable-Speed | 121000 | 10000 | 12.1 | 10.8 |  |  | 112000 | 9432 | 3.5 | 3.3 |  |  |  | Federally-Regulated Commercial & Industrial Equipment | 08/28/2012 |  | 04/19/2013
Carrier Corp. - Syracuse | Bryant Air Conditioning | 541APX/AEX120 | 524APH/AEH120GC | HRCU-A-CB, Split System: Heat | Heat Pump | 208 | 3 |  |  |  | No Match |  | No Match | 108000 | 12134 | 8.9 | 8.9 |  |  | 111000 | 10840 | 3 | 3 | 62000 | 9082 | 2 | Federally-Regulated Commercial & Industrial Equipment | 11/18/1999 |  | 07/18/2002
Carrier Corp. - Syracuse | Comfortmaker | RHH(120,121)(H,L,S)******** |  | HSP-A, Single-Package Heat Pum | Heat Pump | 575 | 3 | False |  |  |  | True | Single-Speed | 119000 | 9674 | 12.3 | 10.8 |  |  | 116000 | 9713 | 3.5 | 3.3 |  |  |  | Federally-Regulated Commercial & Industrial Equipment | 11/30/2011 |  | 12/12/2012
Lennox Industries Inc. | Armstrong | LHA120H* |  | HSP-A, Single-Package Heat Pum | Heat Pump | 460 | 3 |  |  |  | No Match |  | No Match | 118000 | 11456 | 10.3 | 8.9 |  | 11.3 | 120000 | 10657 | 3.3 | 3 | 72000 | 10048 | 2.1 | Federally-Regulated Commercial & Industrial Equipment | 12/14/1998 |  | 08/17/1999
York International | Fraser Johnston | BA-15[E54]***(T,W,X)* |  | HSP-A, Single-Package Heat Pum | Both Heat Pump and Electric Re | 460 | 3 |  |  |  |  | True | Single-Speed | 162000 | 16531 | 9.8 | 8.5 |  | 9.4 | 172000 | 15762 | 3.2 | 2.9 | 102000 | 9348 | 3.2 | Federally-Regulated Commercial & Industrial Equipment | 01/18/2008 |  | 02/24/2011
Trane U.S. Inc. | American Standard, Inc. | WCD120B30*E* |  | HSP-A, Single-Package Heat Pum | Heat Pump | 230 | 3 |  |  |  | No Match |  | No Match | 117000 | 12717 | 9.2 | 8.9 |  | 9.4 | 119000 | 11622 | 3 | 3 | 61000 | 8936 | 2 | Federally-Regulated Commercial & Industrial Equipment | 05/22/2000 |  | 07/18/2002
York International | York | B1HN120N***25* |  | HSP-A, Single-Package Heat Pum | Heat Pump | 208 | 3 |  |  |  | No Match |  | No Match | 118000 | 13111 | 9 | 8.9 |  |  | 116000 | 11332 | 3 | 3 | 70000 | 10257 | 2 | Federally-Regulated Commercial & Industrial Equipment | 08/21/1998 |  | 10/02/1998
Carrier Corp. - Syracuse | Bryant Air Conditioning | 541APX/AEX180 | 524APH/AEH180GC | HRCU-A-CB, Split System: Heat | Heat Pump | 208 | 3 |  |  |  | No Match |  | No Match | 172000 | 19545 | 8.8 | 8.5 |  |  | 164000 | 16017 | 3 | 2.9 | 94000 | 12518 | 2.2 | Federally-Regulated Commercial & Industrial Equipment | 11/18/1999 |  | 07/18/2002
Trane U.S. Inc. | Trane | TWA072C300A* | TWE090A-BA | HRCU-A-CB, Split System: Heat | Heat Pump | 200 | 3 |  |  |  | No Match |  | No Match | 69000 | 7624 | 9.1 | 8.9 |  |  | 62500 | 6105 | 3 | 3 | 37800 | 4694 | 2.4 | Federally-Regulated Commercial & Industrial Equipment | 03/31/1998 |  | 05/09/1998
Carrier Corp. | Carrier | 38AQ0165 | 40RR016 | HRCU-A-CB, Split System: Heat | Heat Pump | 208 | 3 |  |  |  | No Match |  | No Match | 168000 | 21682 | 7.7 |  |  | 8.3 | 170000 | 16968 | 2.9 | 2.5 | 96000 | 13520 | 2.1 | Non Federally-Regulated | 02/07/1988 |  | 03/08/1996
Trane U.S. Inc. | American Standard, Inc. | WCD150B40*E* |  | HSP-A, Single-Package Heat Pum | Heat Pump | 460 | 3 |  |  |  | No Match |  | No Match | 146000 | 16043 | 9.1 | 8.5 |  | 9.4 | 136000 | 13286 | 3 | 2.9 | 72000 | 10048 | 2.1 | Federally-Regulated Commercial & Industrial Equipment | 05/09/1998 |  | 10/02/1998
York International | York | BP090[C,E]***(2,4,5)* |  | HSP-A, Single-Package Heat Pum | Both Heat Pump and Electric Re | 575 | 3 |  |  |  |  | False | Dual-Speed | 89000 | 8396 | 10.6 | 8.9 |  | 11 | 85000 | 7790 | 3.2 | 3 | 46000 | 6132 | 2.2 | Federally-Regulated Commercial & Industrial Equipment | 01/18/2008 |  | 02/24/2011
McQuay International | McQuay International | DPS010AHHG2*C-4 |  | HSP-A, Single-Package Heat Pum | Heat Pump | 208 | 3 | False |  |  |  | True | Variable-Speed | 120000 | 10000 | 12 | 10.8 |  |  | 110000 | 9426 | 3.4 | 3.3 |  |  |  | Federally-Regulated Commercial & Industrial Equipment | 08/28/2012 |  | 04/19/2013
York International | York | EA090C***(2,4,5)* | FA090C***(6)* | HRCU-A-CB, Split System: Heat | Both Heat Pump and Electric Re | 208 | 3 |  |  |  |  | True | Single-Speed | 90000 | 8443 | 10.7 | 8.9 |  | 0 | 88000 | 8065 | 3.2 | 3 | 55000 | 7013 | 2.3 | Federally-Regulated Commercial & Industrial Equipment | 08/27/2008 |  | 02/24/2011
York International | Fraser Johnston | ECSE-T/W090 | FCHP-S090 | HRCU-A-CB, Split System: Heat | Heat Pump | 460 | 3 |  |  |  | No Match |  | No Match | 83000 | 9222 | 9 | 8.9 |  |  | 78000 | 7617 | 3 | 3 | 51000 | 6496 | 2.3 | Federally-Regulated Commercial & Industrial Equipment | 02/05/2002 |  | 07/18/2002
Inter-City Products Corp. | Sears | PH*120N2LA** |  | HSP-A, Single-Package Heat Pum | Heat Pump | 460 | 3 |  |  |  | No Match |  | No Match | 123000 | 13501 | 9.1 | 8.9 |  |  | 123000 | 11663 | 3.1 | 3 | 71000 | 10401 | 2 | Federally-Regulated Commercial & Industrial Equipment | 05/26/1994 |  | 09/02/1995
Carrier Corp. - Syracuse | Payne | 548CPX120 |  | HSP-A, Single-Package Heat Pum | Heat Pump | 230 | 3 |  |  |  | No Match |  | No Match | 120000 | 13000 | 9.2 | 8.9 |  |  | 120000 | 10500 | 3.3 | 3 | 64000 | 8600 | 2.2 | Non Federally-Regulated | 07/31/1992 |  | 03/31/1998
York International | Evcon | BA-20(C00/E18/E36)** |  | HSP-A, Single-Package Heat Pum | Both Heat Pump and Electric Re | 208 | 3 |  |  |  |  | True | Single-Speed | 226000 | 21942 | 10.3 | 8.5 |  | 10.2 | 218000 | 18803 | 3.4 | 2.9 | 129000 | 18014 | 2.1 | Federally-Regulated Commercial & Industrial Equipment | 02/11/2008 |  | 02/24/2011
York International | Fraser Johnston | BACB-T090A |  | HSP-A, Single-Package Heat Pum | Heat Pump | 208 | 3 |  |  |  | No Match |  | No Match | 87000 | 9886 | 8.8 | 8.2 |  |  | 88000 | 8597 |  |  | 47000 | 6888 |  | Non Federally-Regulated | 03/15/1989 |  | 10/10/1989
McQuay International | McQuay International | DPS012AHHE4**-4 |  | HSP-A, Single-Package Heat Pum | Heat Pump | 460 | 3 | False |  |  |  | True | Variable-Speed | 144000 | 12307 | 11.7 | 10.4 |  |  | 134000 | 11793 | 3.3 | 3.2 |  |  |  | Federally-Regulated Commercial & Industrial Equipment | 08/28/2012 |  | 04/19/2013
Carrier Corp. - Syracuse | Comfortmaker | RHH102(H,L,S)******TA |  | HSP-A, Single-Package Heat Pum | Heat Pump | 208 | 3 | False |  |  |  | True | Single-Speed | 100000 | 8333 | 12 | 10.8 |  |  | 100000 | 8619 | 3.4 | 3.3 |  |  |  | Federally-Regulated Commercial & Industrial Equipment | 12/12/2012 |  | 10/28/2014
Carrier Corp. - Syracuse | Carrier | 38AQ0125 (2 UNITS) | 40RR024 | HRCU-A-CB, Split System: Heat | Heat Pump | 460 | 3 |  |  |  | No Match |  | No Match | 219150 | 25290 | 8.7 | 7.5 |  |  | 237068 | 23010 |  |  | 133440 | 18650 |  | Non Federally-Regulated | 09/08/1982 |  | 08/30/1983
Trane U.S. Inc. | Trane | TWA240B300C*(P) | TWE240B300C* | HRCU-A-CB, Split System: Heat | Heat Pump | 208 | 3 |  |  |  | No Match |  | No Match | 234000 | 27529 | 8.5 | 8.5 |  | 9.1 | 232000 | 22658 | 3 | 2.9 | 0 | 0 | 0 | Federally-Regulated Commercial & Industrial Equipment | 10/06/1999 |  | 11/18/1999
McQuay International | McQuay International | DPS012AHHY2*C-4 |  | HSP-A, Single-Package Heat Pum | Heat Pump | 208 | 3 | False |  |  |  | True | Variable-Speed | 144000 | 12100 | 11.9 | 10.4 |  |  | 138000 | 11234 | 3.6 | 3.2 |  |  |  | Federally-Regulated Commercial & Industrial Equipment | 03/02/2012 |  | 08/28/2012
Trane U.S. Inc. | Trane | WCD240B30*E* |  | HSP-A, Single-Package Heat Pum | Heat Pump | 230 | 3 |  |  |  | No Match |  | No Match | 230000 | 26744 | 8.6 | 8.5 |  | 8.7 | 236000 | 22312 | 3.1 | 2.9 | 128000 | 17864 | 2.1 | Federally-Regulated Commercial & Industrial Equipment | 12/14/1998 |  | 11/18/1999
McQuay International | McQuay International | DPS007AHHG4*C-3 |  | HSP-A, Single-Package Heat Pum | Heat Pump | 460 | 3 | False |  |  |  | True | Variable-Speed | 88000 | 7154 | 12.3 | 10.8 |  |  | 88000 | 6097 | 4.2 | 3.3 |  |  |  | Federally-Regulated Commercial & Industrial Equipment | 03/02/2012 |  | 08/28/2012
Goettl | Goettl | HP902E-3 |  | HSP-A, Single-Package Heat Pum | Heat Pump | 230 | 3 |  |  |  | No Match |  | No Match | 94000 | 9894 | 9.5 | 8.9 |  |  | 96000 | 9375 | 3 | 3 | 50000 | 7324 | 2 | Federally-Regulated Commercial & Industrial Equipment | 11/18/1999 |  | 04/13/2000
Trane U.S. Inc. | Trane Unitary Products Group | 4TWR3048B1 (2) | TWE090E1**A* | HRCU-A-CB, Split System: Heat | Heat Pump | 230 | 1 |  |  |  |  | True | Single-Speed | 90000 | 7964 | 11.3 | 10.8 |  |  | 90000 | 7757 | 3.4 | 3.3 |  |  |  | Federally-Regulated Commercial & Industrial Equipment | 11/30/2011 |  | 05/02/2012
Carrier Corp. - Syracuse | Comfortmaker | CHS091(H,L,S)A* | FHS091(M,S,K)A*A* | HRCU-A-CB, Split System: Heat | Heat Pump | 230 | 3 |  |  |  |  | True | Single-Speed | 89000 | 8090 | 11 | 10.8 |  |  | 87000 | 7727 | 3.3 | 3.3 |  |  |  | Federally-Regulated Commercial & Industrial Equipment | 03/10/2011 |  | 12/12/2012
Trane U.S. Inc. | American Standard, Inc. | WCD120B30*E* |  | HSP-A, Single-Package Heat Pum | Heat Pump | 230 | 3 |  |  |  | No Match |  | No Match | 117000 | 12717 | 9.2 | 8.9 |  | 9.4 | 119000 | 11622 | 3 | 3 | 61000 | 8936 | 2 | Federally-Regulated Commercial & Industrial Equipment | 11/18/1999 |  | 04/13/2000
Trane U.S. Inc. | American Standard, Inc. | WS(D,H)150E(3,4,W)R0****0 |  | HSP-A, Single-Package Heat Pum | Heat Pump | 575 | 3 | False |  |  |  | False | Single-Speed | 146000 | 13773 | 10.6 | 10.4 |  |  | 136000 | 12455 | 3.2 | 3.2 |  |  |  | Federally-Regulated Commercial & Industrial Equipment | 12/12/2012 |  | 08/28/2014
Carrier Corp. - Syracuse | ICP Commercial | RHH102(H,L,S)******TA |  | HSP-A, Single-Package Heat Pum | Heat Pump | 575 | 3 | False |  |  |  | True | Single-Speed | 100000 | 8333 | 12 | 10.8 |  |  | 100000 | 8619 | 3.4 | 3.3 |  |  |  | Federally-Regulated Commercial & Industrial Equipment | 10/28/2014 |  | 10/28/2014
Trane U.S. Inc. | American Standard, Inc. | WCD120B30*E* |  | HSP-A, Single-Package Heat Pum | Heat Pump | 208 | 3 |  |  |  | No Match |  | No Match | 117000 | 12717 | 9.2 | 8.9 |  | 9.2 | 119000 | 11472 | 3 | 3 | 61000 | 8850 | 2 | Federally-Regulated Commercial & Industrial Equipment | 12/14/1998 |  | 08/17/1999
Carrier Corp. - Syracuse | Day & Night | 542JP/EX150 |  | HSP-A, Single-Package Heat Pum | Heat Pump | 208 | 3 |  |  |  | No Match |  | No Match | 140000 | 14285 | 9.8 | 8.5 |  | 12.4 | 136000 | 12456 | 3.2 | 2.9 | 72000 | 10048 | 2.1 | Federally-Regulated Commercial & Industrial Equipment | 03/31/1998 |  | 05/09/1998
Lennox Industries Inc. | Lennox | CHP16-953-1Y |  | HSP-A, Single-Package Heat Pum | Heat Pump | 208 | 3 |  |  |  | No Match |  | No Match | 88000 | 10602 | 8.3 | 8.2 |  |  | 88000 | 8713 |  |  | 43000 | 6633 |  | Non Federally-Regulated | 02/22/1990 |  | 07/31/1992
York International | Luxaire | BADF-(T/W)090N*** |  | HSP-A, Single-Package Heat Pum | Heat Pump | 230 | 3 |  |  |  | No Match |  | No Match | 87000 | 9666 | 9 | 8.9 |  |  | 89000 | 8692 | 3 | 3 | 49000 | 7178 | 2 | Federally-Regulated Commercial & Industrial Equipment | 05/22/2000 |  | 01/18/2008
Goettl | Goettl | HP-662A-3 |  | HSP-A, Single-Package Heat Pum | Heat Pump | 230 | 3 |  |  |  | No Match |  | No Match | 67000 | 7052 | 9.5 | 8.9 |  |  | 67000 | 6543 | 3 | 3 | 35600 | 5215 | 2 | Federally-Regulated Commercial & Industrial Equipment | 11/18/1999 |  | 04/13/2000
Carrier Corp. - Syracuse | Comfortmaker | RHS102(L,S)******AA |  | HSP-A, Single-Package Heat Pum | Heat Pump | 460 | 3 | False |  |  |  | False | Single-Speed | 99000 | 8608 | 11.5 | 10.8 |  |  | 96000 | 8525 | 3.3 | 3.3 |  |  |  | Federally-Regulated Commercial & Industrial Equipment | 12/12/2012 |  | 10/28/2014
Carrier Corp. | Day & Night | 549BE072000AA** |  | HSP-A, Single-Package Heat Pum | Heat Pump | 460 | 3 |  |  |  | No Match |  | No Match | 68000 | 7158 | 9.5 | 8.9 |  |  | 72000 | 6205 | 3.4 | 3 | 36000 | 5274 | 2 | Federally-Regulated Commercial & Industrial Equipment | 08/24/1995 |  | 04/07/1996
Carrier Corp. - Syracuse | Payne | 542DE090 |  | HSP-A, Single-Package Heat Pum | Heat Pump | 460 | 3 |  |  |  | No Match |  | No Match | 87000 | 10200 | 8.5 | 8.2 |  |  | 89000 | 8800 |  |  | 49000 | 7300 |  | Non Federally-Regulated | 03/15/1989 |  | 10/10/1989
McQuay International | McQuay International | DPS012AHHG2*C-4 |  | HSP-A, Single-Package Heat Pum | Heat Pump | 230 | 3 | False |  |  |  | True | Variable-Speed | 144000 | 12307 | 11.7 | 10.4 |  |  | 134000 | 11793 | 3.3 | 3.2 |  |  |  | Federally-Regulated Commercial & Industrial Equipment | 08/28/2012 |  | 04/19/2013
Carrier Corp. - Syracuse | Comfortmaker | RHS(243)(H,L,S)******AA |  | HSP-A, Single-Package Heat Pum | Heat Pump | 575 | 3 | False |  |  |  | True | Single-Speed | 232000 | 21886 | 10.6 | 10.4 |  |  | 220000 | 19538 | 3.3 | 3.2 |  |  |  | Federally-Regulated Commercial & Industrial Equipment | 10/28/2014 |  | 10/28/2014
Carrier Corp. - Syracuse | Day & Night | RHS072(H,L,S)******** |  | HSP-A, Single-Package Heat Pum | Heat Pump | 460 | 3 | False |  |  |  | False | Single-Speed | 70000 | 6306 | 11.1 | 10.8 |  |  | 67000 | 5950 | 3.3 | 3.3 |  |  |  | Federally-Regulated Commercial & Industrial Equipment | 10/28/2014 |  | 10/28/2014
Carrier Corp. - Syracuse | Heil | RHS(240,243)(H,L,S)******AA |  | HSP-A, Single-Package Heat Pum | Heat Pump | 460 | 3 | False |  |  |  | True | Single-Speed | 232000 | 21886 | 10.6 | 10.4 |  |  | 220000 | 19538 | 3.3 | 3.2 |  |  |  | Federally-Regulated Commercial & Industrial Equipment | 12/12/2012 |  | 04/21/2014
Rheem Sales Company, Inc. | Ruud | UPDC-075C* |  | HSP-A, Single-Package Heat Pum | Heat Pump | 208 | 3 |  |  |  | No Match |  | No Match | 93000 | 10300 | 9 | 8.2 |  |  | 93000 | 8960 |  |  | 51000 | 6990 |  | Non Federally-Regulated | 02/22/1990 |  | 07/31/1992
Carrier Corp. - Syracuse | Day & Night | CHS240(H,L,S)D* | FHS240(S,H,L)A*A* | HRCU-A-CB, Split System: Heat | Heat Pump | 575 | 3 |  |  |  |  | True | Single-Speed | 222000 | 20747 | 10.7 | 10.4 |  |  | 214000 | 17919 | 3.5 | 3.2 |  |  |  | Federally-Regulated Commercial & Industrial Equipment | 03/10/2011 |  | 12/12/2012
International Comfort Products | Airquest | PH*090N2HA |  | HSP-A, Single-Package Heat Pum | Heat Pump | 208 | 3 |  |  |  | No Match |  | No Match | 91000 | 9784 | 9.3 | 8.9 |  | 10.4 | 90000 | 8508 | 3.1 | 3 | 48000 | 6862 | 2.1 | Federally-Regulated Commercial & Industrial Equipment | 02/03/1998 |  | 03/31/1998
Carrier Corp. - Syracuse | Payne | 542JP/EX150 |  | HSP-A, Single-Package Heat Pum | Heat Pump | 460 | 3 |  |  |  | No Match |  | No Match | 140000 | 14285 | 9.8 | 8.5 |  | 12.4 | 136000 | 12456 | 3.2 | 2.9 | 72000 | 10048 | 2.1 | Federally-Regulated Commercial & Industrial Equipment | 03/31/1998 |  | 05/09/1998
York International | Fraser Johnston | BA-10C00*T/W/X***** |  | HSP-A, Single-Package Heat Pum | Heat Pump | 575 | 3 |  |  |  | No Match |  | No Match | 120000 | 11650 | 10.3 | 8.9 |  | 10 | 113000 | 10346 | 3.2 | 3 | 60000 | 7990 | 2.2 | Federally-Regulated Commercial & Industrial Equipment | 07/31/2002 |  | 01/18/2008
Carrier Corp. - Syracuse | Arcoaire | RHS(120,121)(H,L,S)******AA |  | HSP-A, Single-Package Heat Pum | Heat Pump | 230 | 3 | False |  |  |  | False | Single-Speed | 116000 | 10545 | 11 | 10.8 |  |  | 116000 | 9999 | 3.4 | 3.3 |  |  |  | Federally-Regulated Commercial & Industrial Equipment | 12/12/2012 |  | 10/28/2014
Trane U.S. Inc. | American Standard, Inc. | TWA120A400B | TWE120A400B | HRCU-A-CB, Split System: Heat | Heat Pump | 460 | 3 |  |  |  | No Match |  | No Match | 117000 | 13150 | 8.9 | 8.9 |  |  | 119000 | 11630 | 3 | 3 | 64000 | 8930 | 2.1 | Non Federally-Regulated | 01/17/1992 |  | 02/11/1992
Carrier Corp. - Syracuse | Bryant Heating & Cooling Systems | 548J(P,E,T)14*********(A,B)A |  | HSP-A, Single-Package Heat Pum | Heat Pump | 575 | 3 | False |  |  |  | False | Single-Speed | 142000 | 13396 | 10.6 | 10.4 |  |  | 142000 | 13005 | 3.2 | 3.2 |  |  |  | Federally-Regulated Commercial & Industrial Equipment | 12/12/2012 |  | 10/28/2014
Rheem Sales Company, Inc. | Rheem | RPWA-200CAS | RHPA-200G5 | HRCU-A-CB, Split System: Heat | Heat Pump | 230 | 3 |  |  |  | No Match |  | No Match | 237800 | 29300 | 8.1 | 7.5 |  |  | 230250 | 24085 |  |  | 141700 | 21850 |  | Non Federally-Regulated | 09/08/1982 |  | 08/30/1983
Carrier Corp. - Syracuse | Carrier Corp. | 38AUQA16A0*(5,6,1)A* | 40RUQA16T*A(5,6,1)A* | HRCU-A-CB, Split System: Heat | Heat Pump | 208 | 3 |  |  |  |  | True | Single-Speed | 178000 | 16792 | 10.6 | 10.4 |  |  | 178000 | 15343 | 3.4 | 3.2 |  |  |  | Federally-Regulated Commercial & Industrial Equipment | 06/17/2013 |  | 04/20/2015
Lennox Industries Inc. | Lennox | CHP11-2753-5W |  | HSP-A, Single-Package Heat Pum | Heat Pump | 200 | 3 |  |  |  | No Match |  | No Match | 240000 | 28800 | 8.3 |  |  |  | 240000 | 24700 | 2.8 |  | 134000 | 18700 | 2.1 | Voluntarily Certified | 01/31/1990 |  | 02/22/1990
York International | Luxaire | BADF-T120N245 |  | HSP-A, Single-Package Heat Pum | Heat Pump | 230 | 3 |  |  |  | No Match |  | No Match | 118000 | 13111 | 9 | 8.9 |  |  | 116000 | 11329 | 3 | 3 | 70000 | 10254 | 2 | Non Federally-Regulated | 02/17/1993 |  | 09/02/1995
Carrier Corp. - Syracuse | Comfortmaker | CHS180(H,L,S)D* | FHS180(M,S,H,L)**A0* | HRCU-A-CB, Split System: Heat | Heat Pump | 460 | 3 |  |  |  |  | True | Single-Speed | 178000 | 16792 | 10.6 | 10.4 |  |  | 178000 | 15343 | 3.4 | 3.2 |  |  |  | Federally-Regulated Commercial & Industrial Equipment | 07/18/2013 |  | 10/28/2014
Lennox Industries Inc. | Armstrong | PRTC118C-1,2 |  | HSP-A, Single-Package Heat Pum | Heat Pump | 460 | 3 |  |  |  | No Match |  | No Match | 118000 | 14217 | 8.3 | 8.2 |  |  | 120000 | 12297 |  |  | 64000 | 9872 |  | Non Federally-Regulated | 02/22/1990 |  | 07/31/1992
International Comfort Products | Kenmore | PH*090N2HA* |  | HSP-A, Single-Package Heat Pum | Heat Pump | 208 | 3 |  |  |  | No Match |  | No Match | 91000 | 9784 | 9.3 | 8.9 |  | 10.4 | 90000 | 8506 | 3.1 | 3 | 48000 | 7031 | 2 | Federally-Regulated Commercial & Industrial Equipment | 11/18/1999 |  | 04/13/2000
Lennox Industries Inc. | Lennox | HP17-1353V-4Y | CB17-135V-1 | HRCU-A-CB, Split System: Heat | Heat Pump | 230 | 3 |  |  |  | No Match |  | No Match | 119000 | 14512 | 8.2 | 8.2 |  |  | 119000 | 11626 |  |  | 69000 | 9406 |  | Non Federally-Regulated | 06/11/1985 |  | 08/29/1986
York International | York | E1CH090A25 | FZEH090A33 | HRCU-A-CB, Split System: Heat | Heat Pump | 208 | 3 |  |  |  | No Match |  | No Match | 91000 | 10705 | 8.5 |  |  |  | 101000 | 9250 | 3.1 | 2.5 | 58000 | 6799 | 2.5 | Non Federally-Regulated | 04/11/1988 |  | 05/11/1988
Goettl | Goettl | HP1201-3 |  | HSP-A, Single-Package Heat Pum | Heat Pump | 230 | 1 |  |  |  | No Match |  | No Match | 120000 | 13953 | 8.6 | 8.3 |  |  | 119000 | 11625 | 3 | 2.8 | 63000 | 9718 | 1.9 | Non Federally-Regulated | 03/05/1991 |  | 07/27/1992
Rheem Sales Company, Inc. | Ruud | UPWC-100DAZ | UHGF-100Z | HRCU-A-CB, Split System: Heat | Heat Pump | 460 | 3 |  |  |  | No Match |  | No Match | 121000 | 12872 | 9.4 | 8.9 |  |  | 125000 | 11817 | 3.1 | 3 | 84000 | 11190 | 2.2 | Federally-Regulated Commercial & Industrial Equipment | 03/31/1998 |  | 05/09/1998
GE Appliances, a Haier company | General Electric | BWA240C3 | BWH240A | HRCU-A-CB, Split System: Heat | Heat Pump | 230 | 3 |  |  |  | No Match |  | No Match | 234000 | 30100 | 7.8 | 7.5 |  |  | 224000 | 24700 | 2.7 |  | 116000 | 19700 | 1.7 | Non Federally-Regulated | 09/08/1982 |  | 09/03/2015
Carrier Corp. - Syracuse | Comfortmaker | RHS102(L,S)******** |  | HSP-A, Single-Package Heat Pum | Heat Pump | 575 | 3 | False |  |  |  | False | Single-Speed | 99000 | 8839 | 11.2 | 10.8 |  |  | 96000 | 8525 | 3.3 | 3.3 |  |  |  | Federally-Regulated Commercial & Industrial Equipment | 11/30/2011 |  | 12/12/2012
York International | Evcon | BA-07[C,E]***(T,W,X)* |  | HSP-A, Single-Package Heat Pum | Both Heat Pump and Electric Re | 208 | 3 |  |  |  |  | False | Dual-Speed | 89000 | 8396 | 10.6 | 8.9 |  | 11 | 85000 | 7790 | 3.2 | 3 | 46000 | 6132 | 2.2 | Federally-Regulated Commercial & Industrial Equipment | 01/18/2008 |  | 02/24/2011
York International | Evcon | BA-07[C,E]***(T,W,X)* |  | HSP-A, Single-Package Heat Pum | Both Heat Pump and Electric Re | 460 | 3 |  |  |  |  | False | Dual-Speed | 89000 | 8396 | 10.6 | 8.9 |  | 11 | 85000 | 7790 | 3.2 | 3 | 46000 | 6132 | 2.2 | Federally-Regulated Commercial & Industrial Equipment | 01/18/2008 |  | 02/24/2011
Rheem Sales Company, Inc. | Weatherking | PHC10T-3L |  | HSP-A, Single-Package Heat Pum | Heat Pump | 208 | 3 |  |  |  | No Match |  | No Match | 119000 | 13985 | 8.5 | 8.2 |  |  | 127000 | 12195 | 3.1 |  | 68000 | 9665 | 2.1 | Non Federally-Regulated | 02/22/1990 |  | 09/17/1991
York International | Luxaire | BACB-T090A |  | HSP-A, Single-Package Heat Pum | Heat Pump | 208 | 3 |  |  |  | No Match |  | No Match | 87000 | 9886 | 8.8 |  |  |  | 88000 | 8597 | 2.9 | 2.5 | 47000 | 6888 | 2 | Non Federally-Regulated | 04/11/1988 |  | 05/11/1988
McQuay International | McQuay International | DPS010AHHY2*C-4 |  | HSP-A, Single-Package Heat Pum | Heat Pump | 230 | 3 | False |  |  |  | True | Variable-Speed | 120000 | 9836 | 12.2 | 10.8 |  |  | 118000 | 9005 | 3.8 | 3.3 |  |  |  | Federally-Regulated Commercial & Industrial Equipment | 03/02/2012 |  | 08/28/2012
Borg Warner | Luxaire | EAHP-T120A | FBHP-S120A | HRCU-A-CB, Split System: Heat | Heat Pump | 208 | 3 |  |  |  | No Match |  | No Match | 119000 | 13140 | 8.2 | 8.2 |  |  | 129000 | 11080 | 3.4 |  | 76000 | 8040 | 2.8 | Non Federally-Regulated | 05/16/1984 |  | 06/11/1985
Carrier Corp. - Syracuse | Carrier | 50RQ0086 |  | HSP-A, Single-Package Heat Pum | Heat Pump | 460 | 3 |  |  |  | No Match |  | No Match | 88000 | 11300 | 7.8 | 8.2 |  |  | 91000 | 9600 |  |  | 51000 | 7600 |  | Non Federally-Regulated | 05/16/1984 |  | 06/11/1985
Compu-Aire | Maxi-Kool | MKH-512 |  | HSP-A, Single-Package Heat Pum | Heat Pump | 208 | 1 |  |  |  | No Match |  | No Match | 66400 | 7060 | 9.4 | 8.9 |  |  | 59300 | 5430 | 3.2 | 3 | 36000 | 4980 | 2.1 | Non Federally-Regulated | 03/31/1993 |  | 04/07/1996
Lennox Industries Inc. | Lennox | CHP11-1353-1G |  | HSP-A, Single-Package Heat Pum | Heat Pump | 460 | 3 |  |  |  | No Match |  | No Match | 122000 | 15200 | 8 | 7.5 |  |  | 125000 | 12600 | 2.9 |  | 64000 | 10400 |  | Non Federally-Regulated | 09/08/1982 |  | 08/30/1983
Carrier Corp. - Syracuse | Keeprite | CHS121(H,L,S)A* | FHS120(M,S)**A0* | HRCU-A-CB, Split System: Heat | Heat Pump | 460 | 3 |  |  |  |  | True | Single-Speed | 112000 | 10181 | 11 | 10.8 |  |  | 106000 | 9413 | 3.3 | 3.3 |  |  |  | Federally-Regulated Commercial & Industrial Equipment | 07/18/2013 |  | 10/28/2014
Borg Warner | York | B1SP120A25 |  | HSP-A, Single-Package Heat Pum | Heat Pump | 208 | 3 |  |  |  | No Match |  | No Match | 121000 | 13050 | 8.2 | 8.2 |  |  | 126000 | 11250 | 3.3 |  | 76000 | 7980 | 2.8 | Non Federally-Regulated | 06/11/1985 |  | 05/11/1988
Trane U.S. Inc. | American Standard, Inc. | WCH180B400B |  | HSP-A, Single-Package Heat Pum | Heat Pump | 460 | 3 |  |  |  | No Match |  | No Match | 176000 | 18930 | 9.3 |  |  |  | 160000 | 16160 | 2.9 |  | 82000 | 12000 | 2 | Federally-Regulated Commercial & Industrial Equipment | 01/27/1992 |  | 07/22/1992
York International | Fraser Johnston | XA-12[C,E]***(T,W,X)* |  | HSP-A, Single-Package Heat Pum | Both Heat Pump and Electric Re | 460 | 3 |  |  |  |  | True | Single-Speed | 150000 | 13636 | 11 | 8.5 |  | 11.9 | 144000 | 13196 | 3.2 | 2.9 | 90000 | 11997 | 2.2 | Federally-Regulated Commercial & Industrial Equipment | 01/18/2008 |  | 01/24/2011
Carrier Corp. - Syracuse | Tempstar | RHS(240)(H,L,S)******TA |  | HSP-A, Single-Package Heat Pum | Heat Pump | 460 | 3 | False |  |  |  | True | Single-Speed | 232000 | 21886 | 10.6 | 10.4 |  |  | 220000 | 19538 | 3.3 | 3.2 |  |  |  | Federally-Regulated Commercial & Industrial Equipment | 10/28/2014 |  | 10/28/2014
York International | Evcon | XA-12[C,E]***(T,W,X)* |  | HSP-A, Single-Package Heat Pum | Both Heat Pump and Electric Re | 208 | 3 | False |  |  |  | True | Single-Speed | 150000 | 13636 | 11 | 10.4 |  | 11.9 | 135000 | 12364 | 3.2 | 3.2 | 90000 | 11997 | 2.2 | Federally-Regulated Commercial & Industrial Equipment | 01/24/2011 |  | 01/09/2014
Goettl | American Best | HP901B |  | HSP-A, Single-Package Heat Pum | Heat Pump | 208 | 1 |  |  |  | No Match |  | No Match | 94000 | 10500 | 9 | 8.9 |  |  | 96000 | 9340 | 3 | 3 | 50000 | 7150 | 2 | Non Federally-Regulated | 03/29/1993 |  | 09/02/1995
Trane U.S. Inc. | Trane | TWA072C4 | TWE090A-BA | HRCU-A-CB, Split System: Heat | Heat Pump | 460 | 3 |  |  |  | No Match |  | No Match | 69000 | 7666 | 9 | 8.9 |  |  | 62500 | 6104 | 3 | 3 | 37800 | 4614 | 2.4 | Federally-Regulated Commercial & Industrial Equipment | 01/19/2001 |  | 07/18/2002
Lennox Industries Inc. | Lennox | CHP11-953-5Q |  | HSP-A, Single-Package Heat Pum | Heat Pump | 230 | 3 |  |  |  | No Match |  | No Match | 89000 | 10840 | 8.2 | 8.2 |  |  | 90000 | 9450 |  |  | 46000 | 7570 |  | Non Federally-Regulated | 05/16/1984 |  | 06/11/1985
Carrier Corp. - Syracuse | Airquest | RHS072(H,L,S)******** |  | HSP-A, Single-Package Heat Pum | Heat Pump | 460 | 3 | False |  |  |  | False | Single-Speed | 70000 | 6306 | 11.1 | 10.8 |  |  | 67000 | 5950 | 3.3 | 3.3 |  |  |  | Federally-Regulated Commercial & Industrial Equipment | 11/30/2011 |  | 10/28/2014
Carrier Corp. - Syracuse | Carrier | 38AQ0245*0245*0165 | 40RR054 | HRCU-A-CB, Split System: Heat | Heat Pump | 208 | 3 |  |  |  | No Match |  | No Match | 568915 | 72014 | 7.9 |  |  |  | 596000 | 69830 |  |  | 323000 | 52561 |  | Non Federally-Regulated | 03/15/1989 |  | 02/22/1990
Carrier Corp. - Syracuse | Heil | CHS091(H,L,S)A* | FHS091(M,S,K)**A0* | HRCU-A-CB, Split System: Heat | Heat Pump | 575 | 3 |  |  |  |  | True | Single-Speed | 89000 | 8090 | 11 | 10.8 |  |  | 87000 | 7726 | 3.3 | 3.3 |  |  |  | Federally-Regulated Commercial & Industrial Equipment | 07/18/2013 |  | 04/20/2015
Carrier Corp. - Syracuse | Arcoaire | RHS(181,183)(H,L,S)******TA |  | HSP-A, Single-Package Heat Pum | Heat Pump | 575 | 3 | False |  |  |  | True | Single-Speed | 172000 | 15925 | 10.8 | 10.4 |  |  | 220000 | 19538 | 3.3 | 3.2 |  |  |  | Federally-Regulated Commercial & Industrial Equipment | 05/09/2013 |  | 08/28/2014
Carrier Corp. - Syracuse | Day & Night | RHS(240)(H,L,S)******AA |  | HSP-A, Single-Package Heat Pum | Heat Pump | 460 | 3 | False |  |  |  | True | Single-Speed | 232000 | 21886 | 10.6 | 10.4 |  |  | 220000 | 19538 | 3.3 | 3.2 |  |  |  | Federally-Regulated Commercial & Industrial Equipment | 04/21/2014 |  | 10/28/2014
Lennox Industries Inc. | Armstrong | PRTC88B-1 |  | HSP-A, Single-Package Heat Pum | Heat Pump | 230 | 3 |  |  |  | No Match |  | No Match | 88000 | 10602 | 8.3 | 8.2 |  |  | 88000 | 8713 |  |  | 43000 | 6633 |  | Non Federally-Regulated | 02/22/1990 |  | 07/31/1992
Carrier Corp. - Syracuse | Comfortmaker | RHS090(L,S)******** |  | HSP-A, Single-Package Heat Pum | Heat Pump | 460 | 3 | False |  |  |  | False | Single-Speed | 88000 | 7857 | 11.2 | 10.8 |  |  | 86000 | 7413 | 3.4 | 3.3 |  |  |  | Federally-Regulated Commercial & Industrial Equipment | 11/30/2011 |  | 03/02/2012
Trane U.S. Inc. | American Standard, Inc. | WCH120B30*E* |  | HSP-A, Single-Package Heat Pum | Heat Pump | 208 | 3 |  |  |  | No Match |  | No Match | 124000 | 12916 | 9.6 | 8.9 |  | 9.8 | 110000 | 10746 | 3 | 3 | 59000 | 8645 | 2 | Federally-Regulated Commercial & Industrial Equipment | 12/14/1998 |  | 08/17/1999
Trane U.S. Inc. | Trane | TWA120A300B | TWE120A300B | HRCU-A-CB, Split System: Heat | Heat Pump | 230 | 3 |  |  |  | No Match |  | No Match | 117000 | 13150 | 8.9 | 8.9 |  |  | 119000 | 11630 | 3 | 3 | 64000 | 8930 | 2.1 | Non Federally-Regulated | 07/31/1992 |  | 03/31/1998
Carrier Corp. - Syracuse | Carrier | 50HJQ00750/60 |  | HSP-A, Single-Package Heat Pum | Heat Pump | 230 | 3 |  |  |  | No Match |  | No Match | 68000 | 7157 | 9.5 | 8.9 |  |  | 72000 | 6204 | 3.4 | 3 | 36000 | 5551 | 1.9 | Federally-Regulated Commercial & Industrial Equipment | 05/22/2000 |  | 07/18/2002
Carrier Corp. - Syracuse | Keeprite | RHH102(H,L,S)******TA |  | HSP-A, Single-Package Heat Pum | Heat Pump | 230 | 3 | False |  |  |  | True | Single-Speed | 100000 | 8333 | 12 | 10.8 |  |  | 100000 | 8619 | 3.4 | 3.3 |  |  |  | Federally-Regulated Commercial & Industrial Equipment | 10/28/2014 |  | 10/28/2014
Carrier Corp. - Syracuse | Comfortmaker | CHS180(H,L,S)D* | FHS180(M,S,H,L)**A2* | HRCU-A-CB, Split System: Heat | Heat Pump | 230 | 3 |  |  |  |  | True | Single-Speed | 178000 | 16792 | 10.6 | 10.4 |  |  | 178000 | 15343 | 3.4 | 3.2 |  |  |  | Federally-Regulated Commercial & Industrial Equipment | 07/18/2013 |  | 10/28/2014
Rheem Sales Company, Inc. | Weatherking | WPWRC-100DA | WHGMF-100Z | HRCU-A-CB, Split System: Heat | Heat Pump | 460 | 3 |  |  |  | No Match |  | No Match | 122000 | 13562 | 9 | 8.9 |  |  | 123000 | 11541 | 3.1 | 3 | 68000 | 9360 | 2.1 | Non Federally-Regulated | 01/26/1993 |  | 09/02/1995
Carrier Corp. - Syracuse | Comfortmaker | RHS(120,121)(H,L,S)******** |  | HSP-A, Single-Package Heat Pum | Heat Pump | 575 | 3 | False |  |  |  | False | Single-Speed | 116000 | 10545 | 11 | 10.8 |  |  | 116000 | 9999 | 3.4 | 3.3 |  |  |  | Federally-Regulated Commercial & Industrial Equipment | 11/30/2011 |  | 12/12/2012
Carrier Corp. - Syracuse | Carrier | 50PQ0126 |  | HSP-A, Single-Package Heat Pum | Heat Pump | 460 | 3 |  |  |  | No Match |  | No Match | 120000 | 14700 | 8.2 | 8.2 |  |  | 120000 | 12200 |  |  | 65000 | 9200 |  | Non Federally-Regulated | 02/22/1990 |  | 07/31/1992
Lennox Industries Inc. | Lennox | CHP11-1853-5Q |  | HSP-A, Single-Package Heat Pum | Heat Pump | 230 | 3 |  |  |  | No Match |  | No Match | 180000 | 22000 | 8.2 |  |  |  | 174000 | 17810 |  |  | 90000 | 13880 |  | Non Federally-Regulated | 03/15/1989 |  | 10/10/1989
York International | Luxaire | ECSE-T/W090 | FCHP-S090 | HRCU-A-CB, Split System: Heat | Heat Pump | 460 | 3 |  |  |  | No Match |  | No Match | 83000 | 9222 | 9 | 8.9 |  |  | 78000 | 7617 | 3 | 3 | 51000 | 6496 | 2.3 | Federally-Regulated Commercial & Industrial Equipment | 07/31/2002 |  | 06/19/2003
Goettl | Goettl | HP662A |  | HSP-A, Single-Package Heat Pum | Heat Pump | 208 | 1 |  |  |  | No Match |  | No Match | 67000 | 7485 | 9 | 8.9 |  |  | 67000 | 6500 | 3 | 3 | 35600 | 5110 | 2 | Non Federally-Regulated | 03/02/1993 |  | 09/02/1995
BDP Co. | Day & Night | 542DP090 |  | HSP-A, Single-Package Heat Pum | Heat Pump | 230 | 3 |  |  |  | No Match |  | No Match | 87000 | 10200 | 8.5 | 8.2 |  |  | 89000 | 8800 |  |  | 49000 | 7300 |  | Non Federally-Regulated | 05/16/1984 |  | 06/11/1985
York International | Luxaire | ECSE-T/W090 | FCHP-S090 | HRCU-A-CB, Split System: Heat | Heat Pump | 230 | 3 |  |  |  | No Match |  | No Match | 83000 | 9222 | 9 | 8.9 |  |  | 78000 | 7617 | 3 | 3 | 51000 | 6496 | 2.3 | Federally-Regulated Commercial & Industrial Equipment | 02/05/2002 |  | 07/18/2002
Carrier Corp. - Syracuse | Carrier | 38AQ0166 | 40RR016 | HRCU-A-CB, Split System: Heat | Heat Pump | 460 | 3 |  |  |  | No Match |  | No Match | 168000 | 21682 | 7.7 |  |  |  | 170000 | 16968 |  |  | 96000 | 13520 |  | Non Federally-Regulated | 06/11/1985 |  | 10/10/1989
Carrier Corp. - Syracuse | Tempstar | RHS090(L,S)******TA |  | HSP-A, Single-Package Heat Pum | Heat Pump | 575 | 3 | False |  |  |  | False | Single-Speed | 88000 | 7857 | 11.2 | 10.8 |  |  | 86000 | 7413 | 3.4 | 3.3 |  |  |  | Federally-Regulated Commercial & Industrial Equipment | 12/12/2012 |  | 10/28/2014
Carrier Corp. - Syracuse | Day & Night | RHS(181,183)(H,L,S)******AA |  | HSP-A, Single-Package Heat Pum | Heat Pump | 575 | 3 | False |  |  |  | True | Single-Speed | 172000 | 15925 | 10.8 | 10.4 |  |  | 220000 | 19538 | 3.3 | 3.2 |  |  |  | Federally-Regulated Commercial & Industrial Equipment | 05/09/2013 |  | 08/28/2014
Carrier Corp. - Syracuse | Day & Night | RHS102H******TA |  | HSP-A, Single-Package Heat Pum | Heat Pump | 230 | 3 | False |  |  |  | False | Single-Speed | 99000 | 8608 | 11.5 | 10.8 |  |  | 96000 | 8525 | 3.3 | 3.3 |  |  |  | Federally-Regulated Commercial & Industrial Equipment | 12/12/2012 |  | 10/28/2014
Carrier Corp. - Syracuse | Carrier Corp. | 50TCQ*17***(5,6,1)A***(A,C,D,F)* |  | HSP-A, Single-Package Heat Pum | Heat Pump | 575 | 3 | False |  |  |  | True | Single-Speed | 172000 | 15925 | 10.8 | 10.4 |  |  | 220000 | 19538 | 3.3 | 3.2 |  |  |  | Federally-Regulated Commercial & Industrial Equipment | 05/09/2013 |  | 08/28/2014
Phoenix Manufacturing, Inc. | Phoenix Manufacturing, Inc. | PHR 90 3 |  | HSP-A, Single-Package Heat Pum | Heat Pump | 230 | 3 |  |  |  | No Match |  | No Match | 97000 | 12460 | 7.8 | 7.5 |  |  | 104000 | 10990 |  |  | 51000 | 8230 |  | Non Federally-Regulated | 08/30/1983 |  | 05/16/1984
Rheem Sales Company, Inc. | Ruud | UPDA-100E,F |  | HSP-A, Single-Package Heat Pum | Heat Pump | 230 | 3 |  |  |  | No Match |  | No Match | 118000 | 14390 | 8.2 | 8.2 |  |  | 122000 | 13243 | 2.7 |  | 62000 | 18172 | 1 | Non Federally-Regulated | 05/16/1984 |  | 06/11/1985
Trane U.S. Inc. | Trane | WCD150B400B |  | HSP-A, Single-Package Heat Pum | Heat Pump | 460 | 3 |  |  |  | No Match |  | No Match | 146000 | 16040 | 9.1 |  |  |  | 136000 | 13280 | 3 |  | 72000 | 10040 | 2.1 | Non Federally-Regulated | 07/31/1992 |  | 03/31/1998
Carrier Corp. - Syracuse | Airquest | CHS180(H,L,S)D* | FHS180(M,S,H,L)**A2* | HRCU-A-CB, Split System: Heat | Heat Pump | 230 | 3 |  |  |  |  | True | Single-Speed | 178000 | 16792 | 10.6 | 10.4 |  |  | 178000 | 15343 | 3.4 | 3.2 |  |  |  | Federally-Regulated Commercial & Industrial Equipment | 07/18/2013 |  | 10/28/2014
Carrier Corp. - Syracuse | Bryant Heating & Cooling Systems | 549J(P,E,T)09*********(D,E)A |  | HSP-A, Single-Package Heat Pum | Heat Pump | 460 | 3 | False |  |  |  | True | Single-Speed | 100000 | 8333 | 12 | 10.8 |  |  | 100000 | 8619 | 3.4 | 3.3 |  |  |  | Federally-Regulated Commercial & Industrial Equipment | 10/28/2014 |  | 04/21/2015
Carrier Corp. - Syracuse | Carrier Corp. | 50TCQ*17***(5,6,1)A***(A,C,D,F)* |  | HSP-A, Single-Package Heat Pum | Heat Pump | 460 | 3 | False |  |  |  | True | Single-Speed | 172000 | 15925 | 10.8 | 10.4 |  |  | 220000 | 19538 | 3.3 | 3.2 |  |  |  | Federally-Regulated Commercial & Industrial Equipment | 12/12/2012 |  | 05/09/2013
Trane U.S. Inc. | American Standard, Inc. | 4A6H3048B1 | TWE090E3**A* | HRCU-A-CB, Split System: Heat | Heat Pump | 230 | 1 |  |  |  |  | True | Single-Speed | 90000 | 7964 | 11.3 | 10.8 |  |  | 90000 | 7757 | 3.4 | 3.3 |  |  |  | Federally-Regulated Commercial & Industrial Equipment | 08/24/2011 |  | 10/05/2011
Carrier Corp. - Syracuse | Tempstar | RHH072(H,L,S)******** |  | HSP-A, Single-Package Heat Pum | Heat Pump | 575 | 3 | False |  |  |  | True | Single-Speed | 72000 | 6000 | 12 | 10.8 |  |  | 70000 | 6033 | 3.4 | 3.3 |  |  |  | Federally-Regulated Commercial & Industrial Equipment | 11/30/2011 |  | 10/28/2014
Carrier Corp. - Syracuse | Comfortmaker | RHS102(L,S)******TA |  | HSP-A, Single-Package Heat Pum | Heat Pump | 460 | 3 | False |  |  |  | False | Single-Speed | 99000 | 8608 | 11.5 | 10.8 |  |  | 96000 | 8525 | 3.3 | 3.3 |  |  |  | Federally-Regulated Commercial & Industrial Equipment | 12/12/2012 |  | 10/28/2014
Carrier Corp. - Syracuse | Carrier Corp. | 50HCQ*08***(5,6,1)A***(A,C,D,F)* |  | HSP-A, Single-Package Heat Pum | Heat Pump | 230 | 3 | False |  |  |  | True | Single-Speed | 90000 | 7438 | 12.1 | 10.8 |  |  | 84000 | 7033 | 3.5 | 3.3 |  |  |  | Federally-Regulated Commercial & Industrial Equipment | 12/12/2012 |  | 10/28/2014
Carrier Corp. - Syracuse | Arcoaire | RHH(120,121)(H,L,S)******TA |  | HSP-A, Single-Package Heat Pum | Heat Pump | 575 | 3 | False |  |  |  | True | Single-Speed | 119000 | 9674 | 12.3 | 10.8 |  |  | 116000 | 9713 | 3.5 | 3.3 |  |  |  | Federally-Regulated Commercial & Industrial Equipment | 12/12/2012 |  | 10/28/2014
Carrier Corp. - Syracuse | Bryant Heating & Cooling Systems | 549J(P,E,T)09*********(D,E)A |  | HSP-A, Single-Package Heat Pum | Heat Pump | 230 | 3 | False |  |  |  | True | Single-Speed | 100000 | 8333 | 12 | 10.8 |  |  | 100000 | 8619 | 3.4 | 3.3 |  |  |  | Federally-Regulated Commercial & Industrial Equipment | 12/12/2012 |  | 10/28/2014
Carrier Corp. - Syracuse | Tempstar | CHS121(H,L,S)A* | FHS120(M,S)**A0* | HRCU-A-CB, Split System: Heat | Heat Pump | 230 | 3 |  |  |  |  | True | Single-Speed | 112000 | 10181 | 11 | 10.8 |  |  | 106000 | 9413 | 3.3 | 3.3 |  |  |  | Federally-Regulated Commercial & Industrial Equipment | 07/18/2013 |  | 10/28/2014
Trane U.S. Inc. | American Standard, Inc. | TWA240B300C* | TWE240B300C* | HRCU-A-CB, Split System: Heat | Heat Pump | 230 | 3 |  |  |  | No Match |  | No Match | 234000 | 27529 | 8.5 | 8.5 |  | 9.1 | 232000 | 22658 | 3 | 2.9 | 0 | 0 | 0 | Federally-Regulated Commercial & Industrial Equipment | 10/06/1999 |  | 11/18/1999
Carrier Corp. - Syracuse | Tempstar | RHS18*(H,L,S)0******A |  | HSP-A, Single-Package Heat Pum | Heat Pump | 230 | 3 | False |  |  |  | True | Single-Speed | 172000 | 15925 | 10.8 | 10.4 |  |  | 166000 | 14743 | 3.3 | 3.2 |  |  |  | Federally-Regulated Commercial & Industrial Equipment | 03/10/2011 |  | 12/12/2012
Trane U.S. Inc. | Trane Unitary Products Group | WS(D,H)150E(3,4,W)R(G,N,P,R)****(6,7) |  | HSP-A, Single-Package Heat Pum | Both Heat Pump and Electric Re | 575 | 3 | False |  |  |  | False | Single-Speed | 146000 | 13773 | 10.6 | 10.4 |  |  | 136000 | 12455 | 3.2 | 3.2 |  |  |  | Federally-Regulated Commercial & Industrial Equipment | 12/12/2012 |  | 04/21/2014
Rheem Sales Company, Inc. | Square D | PH010-88-JB0000H1 |  | HSP-A, Single-Package Heat Pum | Heat Pump | 208 | 3 |  |  |  | No Match |  | No Match | 116000 | 14150 | 8.2 | 8.2 |  |  | 118000 | 12350 |  |  | 60000 | 8790 | 2 | Non Federally-Regulated | 06/11/1985 |  | 05/11/1988
Rheem Sales Company, Inc. | Heil | NCHR15H001B | NEPR15M050A | HRCU-A-CB, Split System: Heat | Heat Pump | 208 | 3 |  |  |  | No Match |  | No Match | 177000 | 21900 | 8.1 |  |  |  | 177000 | 17280 | 3 | 2.5 | 93000 | 13620 | 2 | Non Federally-Regulated | 03/07/1988 |  | 07/27/1992
Trane U.S. Inc. | Trane Unitary Products Group | WC(D,H)150EW0*B |  | HSP-A, Single-Package Heat Pum | Both Heat Pump and Electric Re | 230 | 3 | False |  |  |  | False | Single-Speed | 146000 | 13272 | 11 | 10.4 |  |  | 146000 | 13371 | 3.2 | 3.2 |  |  |  | Federally-Regulated Commercial & Industrial Equipment | 03/02/2012 |  | 08/28/2012
Carrier Corp. - Syracuse | Day & Night | RHS(181,183)(H,L,S)******TC |  | HSP-A, Single-Package Heat Pum | Heat Pump | 460 | 3 | False |  |  |  | True | Single-Speed | 172000 | 15925 | 10.8 | 10.4 |  |  | 220000 | 19538 | 3.3 | 3.2 |  |  |  | Federally-Regulated Commercial & Industrial Equipment | 01/09/2014 |  | 10/28/2014
Carrier Corp. - Syracuse | Carrier Corp. | 50TCQ*24***(5,6,1)A***(A,C,D,F)*-HORZ |  | HSP-A, Single-Package Heat Pum | Heat Pump | 230 | 3 | False |  |  |  | True | Single-Speed | 232000 | 21886 | 10.6 | 10.4 |  |  | 220000 | 19538 | 3.3 | 3.2 |  |  |  | Federally-Regulated Commercial & Industrial Equipment | 04/21/2014 |  | 10/28/2014
Trane U.S. Inc. | American Standard, Inc. | WCD120B30*E* |  | HSP-A, Single-Package Heat Pum | Heat Pump | 208 | 3 |  |  |  | No Match |  | No Match | 117000 | 12717 | 9.2 | 8.9 |  | 9.4 | 119000 | 11622 | 3 | 3 | 61000 | 8936 | 2 | Federally-Regulated Commercial & Industrial Equipment | 05/22/2000 |  | 07/18/2002
Lennox Industries Inc. | Lennox | CHP16-1353-3G |  | HSP-A, Single-Package Heat Pum | Heat Pump | 460 | 3 |  |  |  | No Match |  | No Match | 118000 | 14217 | 8.3 | 8.2 |  |  | 120000 | 12297 |  |  | 64000 | 9872 |  | Non Federally-Regulated | 02/22/1990 |  | 07/31/1992
York International | Fraser Johnston | BACB-W090A |  | HSP-A, Single-Package Heat Pum | Heat Pump | 460 | 3 |  |  |  | No Match |  | No Match | 87000 | 9886 | 8.8 | 8.2 |  |  | 88000 | 8597 |  |  | 47000 | 6888 |  | Non Federally-Regulated | 02/22/1990 |  | 07/31/1992
Rheem Sales Company, Inc. | Rheem | RPWA-075DAS | RHPA-075G | HRCU-A-CB, Split System: Heat | Heat Pump | 460 | 3 |  |  |  | No Match |  | No Match | 90000 | 11250 | 8 | 8.2 |  |  | 90000 | 8790 |  |  | 51000 | 6890 |  | Non Federally-Regulated | 05/16/1984 |  | 06/11/1985
Goettl | Goettl | HP902E-4 |  | HSP-A, Single-Package Heat Pum | Heat Pump | 460 | 3 |  |  |  | No Match |  | No Match | 94000 | 9900 | 9.5 | 8.9 |  |  | 96000 | 9345 | 3 | 3 | 50000 | 7280 | 2 | Federally-Regulated Commercial & Industrial Equipment | 07/24/1995 |  | 09/02/1995
Rheem Sales Company, Inc. | Weatherking | PHC10T-4K |  | HSP-A, Single-Package Heat Pum | Heat Pump | 460 | 3 |  |  |  | No Match |  | No Match | 120000 | 13665 | 8.8 |  |  |  | 126000 | 11875 | 3 | 2.5 | 67000 | 9345 | 2.1 | Non Federally-Regulated | 02/07/1988 |  | 02/22/1990
Rheem Sales Company, Inc. | Ruud | UJKB-A120C |  | HSP-A, Single-Package Heat Pum | Heat Pump | 230 | 3 |  |  |  | No Match |  | No Match | 117000 | 12717 | 9.2 | 8.9 |  | 9.1 | 118000 | 11524 | 3 | 3 | 63500 | 9302 | 2 | Federally-Regulated Commercial & Industrial Equipment | 11/21/2001 |  | 07/18/2002
Rheem Sales Company, Inc. | Square D | HCS7.5DAR1H | A08-62-OOM-7.5US1G | HRCU-A-CB, Split System: Heat | Heat Pump | 460 | 3 |  |  |  | No Match |  | No Match | 90000 | 11000 | 8.2 | 8.2 |  |  | 88000 | 8595 |  |  | 46000 | 6740 |  | Non Federally-Regulated | 08/29/1986 |  | 05/11/1988
Daikin Comfort Technologies Manufacturing, L.P. | Kenmore Heating & Cooling | (2)CPKE48-3 | AH120-XX | HRCU-A-CB, Split System: Heat | Heat Pump | 208 | 3 |  |  |  | No Match |  | No Match | 86000 | 9662 | 8.9 | 8.9 |  | 9.5 | 86000 | 8401 | 3 | 3 | 52000 | 7620 | 2 | Federally-Regulated Commercial & Industrial Equipment | 02/03/1998 |  | 03/31/1998
Rheem Sales Company, Inc. | Rheem | RPWB-075CAS* | RHPA-075Z | HRCU-A-CB, Split System: Heat | Heat Pump | 230 | 3 |  |  |  | No Match |  | No Match | 90000 | 11000 | 8.2 |  |  |  | 88000 | 8595 |  |  | 46000 | 6740 |  | Non Federally-Regulated | 05/11/1988 |  | 03/15/1989
Trane U.S. Inc. | American Standard, Inc. | WCD120B30*E* |  | HSP-A, Single-Package Heat Pum | Heat Pump | 208 | 3 |  |  |  | No Match |  | No Match | 117000 | 12717 | 9.2 | 8.9 |  | 9.2 | 119000 | 11472 | 3 | 3 | 61000 | 8850 | 2 | Federally-Regulated Commercial & Industrial Equipment | 02/03/1998 |  | 03/31/1998
Trane U.S. Inc. | American Standard, Inc. | WCH240B30*E* |  | HSP-A, Single-Package Heat Pum | Heat Pump | 230 | 3 |  |  |  | No Match |  | No Match | 236000 | 27441 | 8.6 | 8.5 |  | 8.9 | 230000 | 21738 | 3.1 | 2.9 | 114000 | 16700 | 2 | Federally-Regulated Commercial & Industrial Equipment | 11/18/1999 |  | 11/21/2001
York International | Evcon | BA-A6[C,E]***(T,W,X)* |  | HSP-A, Single-Package Heat Pum | Both Heat Pump and Electric Re | 230 | 3 |  |  |  |  | True | Single-Speed | 68000 | 6667 | 10.2 | 8.9 |  | 0 | 69000 | 6323 | 3.2 | 3 | 43000 | 5732 | 2.2 | Federally-Regulated Commercial & Industrial Equipment | 01/18/2008 |  | 01/24/2011
Carrier Corp. - Syracuse | Bryant Heating & Cooling Systems | 549J(P,E,T)12**********A |  | HSP-A, Single-Package Heat Pum | Heat Pump | 208 | 3 | False |  |  |  | True | Single-Speed | 119000 | 9674 | 12.3 | 10.8 |  |  | 116000 | 9713 | 3.5 | 3.3 |  |  |  | Federally-Regulated Commercial & Industrial Equipment | 11/30/2011 |  | 12/12/2012
Rheem Sales Company, Inc. | Ruud | UPDC-100D* |  | HSP-A, Single-Package Heat Pum | Heat Pump | 460 | 3 |  |  |  | No Match |  | No Match | 120000 | 13665 | 8.8 |  |  |  | 126000 | 11875 | 3.1 |  | 67000 | 9345 | 2.1 | Non Federally-Regulated | 05/11/1988 |  | 03/15/1989
York International | Luxaire | ECSE-T/W090 | FCHP-S090 | HRCU-A-CB, Split System: Heat | Heat Pump | 208 | 3 |  |  |  | No Match |  | No Match | 83000 | 9222 | 9 | 8.9 |  |  | 78000 | 7617 | 3 | 3 | 51000 | 6496 | 2.3 | Federally-Regulated Commercial & Industrial Equipment | 06/19/2003 |  | 01/18/2008
Carrier Corp. - Syracuse | Day & Night | RHS(240)(H,L,S)******TA |  | HSP-A, Single-Package Heat Pum | Heat Pump | 230 | 3 | False |  |  |  | True | Single-Speed | 232000 | 21886 | 10.6 | 10.4 |  |  | 220000 | 19538 | 3.3 | 3.2 |  |  |  | Federally-Regulated Commercial & Industrial Equipment | 10/28/2014 |  | 10/28/2014
Carrier Corp. - Syracuse | Carrier | 50PQ0086 |  | HSP-A, Single-Package Heat Pum | Heat Pump | 460 | 3 |  |  |  | No Match |  | No Match | 87000 | 11500 | 7.6 | 8.2 |  |  | 92000 | 9800 |  |  | 52000 | 7800 |  | Non Federally-Regulated | 06/11/1985 |  | 08/29/1986
Trane U.S. Inc. | American Standard, Inc. | 4A6H3048B1 (2) | TWE090E1**A* | HRCU-A-CB, Split System: Heat | Heat Pump | 200 | 1 |  |  |  |  | True | Single-Speed | 90000 | 7964 | 11.3 | 10.8 |  |  | 90000 | 7757 | 3.4 | 3.3 |  |  |  | Federally-Regulated Commercial & Industrial Equipment | 11/30/2011 |  | 05/02/2012
York International | Luxaire | BA-12C00*T/W/X***1* |  | HSP-A, Single-Package Heat Pum | Heat Pump | 208 | 3 |  |  |  | No Match |  | No Match | 144000 | 15483 | 9.3 | 8.5 |  | 11 | 142000 | 13421 | 3.1 | 2.9 | 91000 | 12696 | 2.1 | Federally-Regulated Commercial & Industrial Equipment | 11/21/2000 |  | 02/05/2002
Carrier Corp. - Syracuse | Keeprite | CHS072(H,L,S)A* | FHS072(M,S,K)A*A* | HRCU-A-CB, Split System: Heat | Heat Pump | 460 | 3 |  |  |  |  | True | Single-Speed | 70000 | 6363 | 11 | 10.8 |  |  | 66000 | 5861 | 3.3 | 3.3 |  |  |  | Federally-Regulated Commercial & Industrial Equipment | 03/10/2011 |  | 12/12/2012
Trane U.S. Inc. | American Standard, Inc. | WCH150B30*E* |  | HSP-A, Single-Package Heat Pum | Heat Pump | 230 | 3 |  |  |  | No Match |  | No Match | 146000 | 15531 | 9.4 | 8.5 |  | 9.7 | 132000 | 13340 | 2.9 | 2.9 | 72000 | 10550 | 2 | Federally-Regulated Commercial & Industrial Equipment | 05/09/1998 |  | 10/02/1998
Trane U.S. Inc. | Trane | WCD240B30*E* |  | HSP-A, Single-Package Heat Pum | Heat Pump | 230 | 3 |  |  |  | No Match |  | No Match | 230000 | 26744 | 8.6 | 8.5 |  | 8.7 | 230000 | 21738 | 3.1 | 2.9 | 128000 | 17858 | 2.1 | Federally-Regulated Commercial & Industrial Equipment | 07/19/2001 |  | 11/21/2001
International Comfort Products | ICP Commercial | PH*090N2LA* |  | HSP-A, Single-Package Heat Pum | Heat Pump | 460 | 3 |  |  |  | No Match |  | No Match | 91000 | 9784 | 9.3 | 8.9 |  | 10.4 | 90000 | 8506 | 3.1 | 3 | 48000 | 7031 | 2 | Federally-Regulated Commercial & Industrial Equipment | 05/22/2000 |  | 09/20/2001
Carrier Corp. - Syracuse | Arcoaire | RHS(243)(H,L,S)******AA |  | HSP-A, Single-Package Heat Pum | Heat Pump | 230 | 3 | False |  |  |  | True | Single-Speed | 232000 | 21886 | 10.6 | 10.4 |  |  | 220000 | 19538 | 3.3 | 3.2 |  |  |  | Federally-Regulated Commercial & Industrial Equipment | 04/21/2014 |  | 10/28/2014
Carrier Corp. - Syracuse | Bryant Heating & Cooling Systems | 548J(P,E,T)14**********A |  | HSP-A, Single-Package Heat Pum | Heat Pump | 460 | 3 | False |  |  |  | False | Single-Speed | 142000 | 13396 | 10.6 | 10.4 |  |  | 142000 | 13005 | 3.2 | 3.2 |  |  |  | Federally-Regulated Commercial & Industrial Equipment | 11/30/2011 |  | 12/12/2012
Carrier Corp. - Syracuse | Bryant Air Conditioning | 548DPX/DEX120-AA |  | HSP-A, Single-Package Heat Pum | Heat Pump | 230 | 3 |  |  |  | No Match |  | No Match | 112000 | 12444 | 9 | 8.9 |  | 9 | 105000 | 9924 | 3.1 | 3 | 53000 | 9134 | 1.7 | Federally-Regulated Commercial & Industrial Equipment | 11/18/1999 |  | 04/13/2000
Trane U.S. Inc. | Trane | WCD240B40*E* |  | HSP-A, Single-Package Heat Pum | Heat Pump | 460 | 3 |  |  |  | No Match |  | No Match | 236000 | 27441 | 8.6 | 8.5 |  | 8.7 | 230000 | 21744 | 3.1 | 2.9 | 128000 | 17864 | 2.1 | Federally-Regulated Commercial & Industrial Equipment | 12/01/1997 |  | 03/31/1998
Carrier Corp. - Syracuse | Arcoaire | RHS102H******TA |  | HSP-A, Single-Package Heat Pum | Heat Pump | 230 | 3 | False |  |  |  | False | Single-Speed | 99000 | 8608 | 11.5 | 10.8 |  |  | 96000 | 8525 | 3.3 | 3.3 |  |  |  | Federally-Regulated Commercial & Industrial Equipment | 12/12/2012 |  | 10/28/2014
York International | Fraser Johnston | BB-20[C,E18,E36]***(T,W,X)* |  | HSP-A, Single-Package Heat Pum | Both Heat Pump and Electric Re | 575 | 3 |  |  |  |  | True | Single-Speed | 218000 | 22947 | 9.5 | 8.5 |  | 10.2 | 210000 | 19866 | 3.1 | 2.9 | 130000 | 19062 | 2 | Federally-Regulated Commercial & Industrial Equipment | 01/18/2008 |  | 01/24/2011
Lennox Industries Inc. | Lennox | CHP11-1853-1Q |  | HSP-A, Single-Package Heat Pum | Heat Pump | 230 | 3 |  |  |  | No Match |  | No Match | 180000 | 22000 | 8.2 |  |  |  | 185000 | 19300 |  |  | 108000 | 15200 |  | Non Federally-Regulated | 06/11/1985 |  | 03/15/1989
Carrier Corp. - Syracuse | Tempstar | CHS240(H,L,S)D* | FHS240(S,H,L)**A2* | HRCU-A-CB, Split System: Heat | Heat Pump | 208 | 3 |  |  |  |  | True | Single-Speed | 222000 | 20747 | 10.7 | 10.4 |  |  | 214000 | 17919 | 3.5 | 3.2 |  |  |  | Federally-Regulated Commercial & Industrial Equipment | 07/18/2013 |  | 10/28/2014
York International | Fraser Johnston | BCCB-T/-W090 |  | HSP-A, Single-Package Heat Pum | Heat Pump | 208 | 3 |  |  |  | No Match |  | No Match | 87000 | 9666 | 9 | 8.9 |  |  | 89000 | 8694 | 3 | 3 | 49000 | 7180 | 2 | Federally-Regulated Commercial & Industrial Equipment | 02/03/1998 |  | 03/31/1998
Carrier Corp. - Syracuse | ICP Commercial | RHS(243)(H,L,S)******AA |  | HSP-A, Single-Package Heat Pum | Heat Pump | 575 | 3 | False |  |  |  | True | Single-Speed | 232000 | 21886 | 10.6 | 10.4 |  |  | 220000 | 19538 | 3.3 | 3.2 |  |  |  | Federally-Regulated Commercial & Industrial Equipment | 04/21/2014 |  | 10/28/2014
Rheem Sales Company, Inc. | Whirlpool | NCHR10H001B | NEPR10M030A | HRCU-A-CB, Split System: Heat | Heat Pump | 230 | 3 |  |  |  | No Match |  | No Match | 118000 | 14390 | 8.2 |  |  |  | 118000 | 12350 |  |  | 60000 | 8790 | 2 | Non Federally-Regulated | 05/11/1988 |  | 03/15/1989
McQuay International | McQuay International | DPS006AHHG2**-4 |  | HSP-A, Single-Package Heat Pum | Heat Pump | 230 | 3 | False |  |  |  | True | Variable-Speed | 69000 | 6216 | 11.1 | 10.8 |  |  | 64000 | 5083 | 3.7 | 3.3 |  |  |  | Federally-Regulated Commercial & Industrial Equipment | 08/28/2012 |  | 04/19/2013
Carrier Corp. - Syracuse | Tempstar | RHH072(H,L,S)******** |  | HSP-A, Single-Package Heat Pum | Heat Pump | 230 | 3 | False |  |  |  | True | Single-Speed | 72000 | 6000 | 12 | 10.8 |  |  | 70000 | 6033 | 3.4 | 3.3 |  |  |  | Federally-Regulated Commercial & Industrial Equipment | 10/28/2014 |  | 10/28/2014
Carrier Corp. - Syracuse | Day & Night | CHS121(H,L,S)A* | FHS120(M,S)A*A* | HRCU-A-CB, Split System: Heat | Heat Pump | 460 | 3 |  |  |  |  | True | Single-Speed | 112000 | 10181 | 11 | 10.8 |  |  | 106000 | 9414 | 3.3 | 3.3 |  |  |  | Federally-Regulated Commercial & Industrial Equipment | 03/10/2011 |  | 12/12/2012
Carrier Corp. - Syracuse | Day & Night | RHH072(H,L,S)******** |  | HSP-A, Single-Package Heat Pum | Heat Pump | 575 | 3 | False |  |  |  | True | Single-Speed | 72000 | 6000 | 12 | 10.8 |  |  | 70000 | 6033 | 3.4 | 3.3 |  |  |  | Federally-Regulated Commercial & Industrial Equipment | 10/28/2014 |  | 10/28/2014
Borg Warner | Fraser Johnston | EAHP-T090A | FBHP-S090A | HRCU-A-CB, Split System: Heat | Heat Pump | 208 | 3 |  |  |  | No Match |  | No Match | 93000 | 10134 | 8.5 | 8.2 |  |  | 103000 | 8710 | 3.5 |  | 59000 | 6263 | 2.8 | Non Federally-Regulated | 06/11/1985 |  | 05/11/1988
Rheem Sales Company, Inc. | Ruud | UPWA-100CAS | UHPA-100E | HRCU-A-CB, Split System: Heat | Heat Pump | 208 | 3 |  |  |  | No Match |  | No Match | 119000 | 15050 | 7.8 | 8.2 |  |  | 118000 | 12805 | 2.7 |  | 61000 | 9930 | 1.8 | Non Federally-Regulated | 06/11/1985 |  | 05/11/1988
International Comfort Products | Arcoaire | RYMA75F**** |  | HSP-A, Single-Package Heat Pum | Heat Pump | 460 | 3 |  |  |  | No Match |  | No Match | 91000 | 9784 | 9.3 | 8.9 |  | 10.4 | 90000 | 8508 | 3.1 | 3 | 48000 | 6862 | 2.1 | Federally-Regulated Commercial & Industrial Equipment | 12/14/1998 |  | 08/17/1999
Carrier Corp. - Syracuse | ICP Commercial | CHS072(H,L,S)A* | FHS072(M,S,K)**A0* | HRCU-A-CB, Split System: Heat | Heat Pump | 230 | 3 |  |  |  |  | True | Single-Speed | 70000 | 6363 | 11 | 10.8 |  |  | 66000 | 5861 | 3.3 | 3.3 |  |  |  | Federally-Regulated Commercial & Industrial Equipment | 07/18/2013 |  | 10/28/2014
Rheem Sales Company, Inc. | Ruud | UPWB-150DAS* | UHPA-150Z | HRCU-A-CB, Split System: Heat | Heat Pump | 460 | 3 |  |  |  | No Match |  | No Match | 178000 | 21710 | 8.2 |  |  |  | 176000 | 17190 |  |  | 92000 | 13480 |  | Non Federally-Regulated | 05/11/1988 |  | 10/10/1989
Rheem Sales Company, Inc. | Ruud | UJMB-A120D |  | HSP-A, Single-Package Heat Pum | Heat Pump | 460 | 3 |  |  |  | No Match |  | No Match | 120000 | 11881 | 10.1 | 8.9 |  | 11.2 | 109000 | 9980 | 3.2 | 3 | 65000 | 8656 | 2.2 | Federally-Regulated Commercial & Industrial Equipment | 11/21/2001 |  | 07/18/2002
Borg Warner | Fraser Johnston | BAHT-T120A |  | HSP-A, Single-Package Heat Pum | Heat Pump | 208 | 3 |  |  |  | No Match |  | No Match | 121000 | 13050 | 8.2 | 8.2 |  |  | 126000 | 11250 | 3.3 |  | 76000 | 7980 | 2.8 | Non Federally-Regulated | 06/11/1985 |  | 05/11/1988
York International | Coleman | PH240C00A*(2,4,5)***** | NH240C00*(5,6)****** | HRCU-A-CB, Split System: Heat | Heat Pump | 460 | 3 |  |  |  |  | True | Single-Speed | 238000 | 22453 | 10.6 | 8.5 |  |  | 216000 | 19195 | 3.3 | 2.9 |  |  |  | Federally-Regulated Commercial & Industrial Equipment | 07/16/2009 |  | 06/14/2011
York International | Evcon | BB-20[E72]***(T,W,X)* |  | HSP-A, Single-Package Heat Pum | Both Heat Pump and Electric Re | 575 | 3 |  |  |  |  | True | Single-Speed | 214000 | 22526 | 9.5 | 8.5 |  | 10.1 | 210000 | 19866 | 3.1 | 2.9 | 130000 | 19062 | 2 | Federally-Regulated Commercial & Industrial Equipment | 01/18/2008 |  | 01/24/2011
Carrier Corp. - Syracuse | Day & Night | 548CPX090000AB** |  | HSP-A, Single-Package Heat Pum | Heat Pump | 230 | 3 |  |  |  | No Match |  | No Match | 92000 | 10110 | 9.1 | 8.9 |  |  | 96000 | 9380 | 3 | 3 | 55000 | 8060 | 2 | Non Federally-Regulated | 07/31/1992 |  | 03/31/1998
York International | Coleman | BA-20[E72]***(T,W,X)* |  | HSP-A, Single-Package Heat Pum | Both Heat Pump and Electric Re | 230 | 3 |  |  |  |  | True | Single-Speed | 220000 | 21569 | 10.2 | 8.5 |  | 10.1 | 218000 | 18803 | 3.4 | 2.9 | 130000 | 18154 | 2.1 | Federally-Regulated Commercial & Industrial Equipment | 02/11/2008 |  | 02/24/2011
York International | Evcon | PH120C00A*(2,4,5)***** | NH120C00*(5,6)****** | HRCU-A-CB, Split System: Heat | Heat Pump | 208 | 3 |  |  |  |  | True | Single-Speed | 124000 | 11273 | 11 | 8.9 |  |  | 109000 | 9686 | 3.3 | 3 |  |  |  | Federally-Regulated Commercial & Industrial Equipment | 07/16/2009 |  | 01/24/2011
Carrier Corp. - Syracuse | Comfortmaker | RHS(181,183)(H,L,S)******TA |  | HSP-A, Single-Package Heat Pum | Heat Pump | 460 | 3 | False |  |  |  | True | Single-Speed | 172000 | 15925 | 10.8 | 10.4 |  |  | 220000 | 19538 | 3.3 | 3.2 |  |  |  | Federally-Regulated Commercial & Industrial Equipment | 05/09/2013 |  | 08/28/2014
Goettl | Goettl | HPC901E-4 |  | HSP-A, Single-Package Heat Pum | Heat Pump | 460 | 3 |  |  |  | No Match |  | No Match | 96000 | 9142 | 10.5 | 8.9 |  |  | 97000 | 9476 | 3 | 3 | 55000 | 8059 | 2 | Federally-Regulated Commercial & Industrial Equipment | 07/29/1998 |  | 10/02/1998
York International | Fraser Johnston | EASE-T,W,X240 | FAHP-N240 | HRCU-A-CB, Split System: Heat | Heat Pump | 208 | 3 |  |  |  |  | True | Single-Speed | 214000 | 24884 | 8.6 | 8.5 |  | 9.6 | 218000 | 22045 | 2.9 | 2.9 | 138000 | 19271 | 2.1 | Federally-Regulated Commercial & Industrial Equipment | 01/18/2008 |  | 02/24/2011
Rheem Sales Company, Inc. | Century | HR100-4SZ | AHH100-Z | HRCU-A-CB, Split System: Heat | Heat Pump | 460 | 3 |  |  |  | No Match |  | No Match | 118000 | 12826 | 9.2 | 8.9 |  |  | 125000 | 11814 | 3.1 | 3 | 68000 | 9487 | 2.1 | Federally-Regulated Commercial & Industrial Equipment | 11/18/1999 |  | 05/23/2000
Carrier Corp. - Syracuse | Day & Night | RHH(120,121)(H,L,S)******TA |  | HSP-A, Single-Package Heat Pum | Heat Pump | 460 | 3 | False |  |  |  | True | Single-Speed | 119000 | 9674 | 12.3 | 10.8 |  |  | 116000 | 9713 | 3.5 | 3.3 |  |  |  | Federally-Regulated Commercial & Industrial Equipment | 12/12/2012 |  | 10/28/2014
International Comfort Products | Arcoaire | RYMA10F**** |  | HSP-A, Single-Package Heat Pum | Heat Pump | 460 | 3 |  |  |  | No Match |  | No Match | 123000 | 13516 | 9.1 | 8.9 |  | 9.5 | 123000 | 11628 | 3.1 | 3 | 71000 | 10404 | 2 | Federally-Regulated Commercial & Industrial Equipment | 12/14/1998 |  | 08/17/1999
York International | Fraser Johnston | EASE-T,W120 | FCHP-S120 | HRCU-A-CB, Split System: Heat | Heat Pump | 460 | 3 |  |  |  |  | True | Single-Speed | 121000 | 13444 | 9 | 8.9 |  | 0 | 117000 | 11437 | 3 | 3 | 63000 | 8798 | 2.1 | Federally-Regulated Commercial & Industrial Equipment | 01/18/2008 |  | 07/16/2009
Trane U.S. Inc. | American Standard, Inc. | 6C0072A4 | TWE090A-BA | HRCU-A-CB, Split System: Heat | Heat Pump | 460 | 3 |  |  |  | No Match |  | No Match | 72000 | 7500 | 9.6 | 8.9 |  |  | 71000 | 6710 | 3.1 | 3 | 38500 | 4904 | 2.3 | Federally-Regulated Commercial & Industrial Equipment | 01/19/2001 |  | 07/18/2002
McQuay International | McQuay International | DPS007AHHW2*C-3 |  | HSP-A, Single-Package Heat Pum | Heat Pump | 208 | 3 | False |  |  |  | True | Variable-Speed | 88000 | 7154 | 12.3 | 10.8 |  |  | 88000 | 6097 | 4.2 | 3.3 |  |  |  | Federally-Regulated Commercial & Industrial Equipment | 03/02/2012 |  | 08/28/2012
Carrier Corp. - Syracuse | Carrier | 38AQS0165/6 | 40RMQ0165/6GC | HRCU-A-CB, Split System: Heat | Heat Pump | 208 | 3 |  |  |  | No Match |  | No Match | 172000 | 19545 | 8.8 | 8.5 |  | 9.9 | 164000 | 16021 | 3 | 2.9 | 94000 | 12522 | 2.2 | Federally-Regulated Commercial & Industrial Equipment | 12/14/1998 |  | 10/06/1999
Carrier Corp. - Syracuse | Day & Night | 548CEX090 |  | HSP-A, Single-Package Heat Pum | Heat Pump | 460 | 3 |  |  |  | No Match |  | No Match | 90000 | 10300 | 8.7 | 8.9 |  |  | 92000 | 8200 | 3.3 | 3 | 49000 | 7100 | 2 | Non Federally-Regulated | 07/31/1992 |  | 03/31/1998
Rheem Sales Company, Inc. | Heat Controller | HRG-180A-3 |  | HSP-A, Single-Package Heat Pum | Both Heat Pump and Electric Re | 230 | 3 | False |  |  |  | True | Single-Speed | 176000 | 16448 | 10.7 | 10.4 |  |  | 170000 | 13839 | 3.6 | 3.2 |  |  |  | Federally-Regulated Commercial & Industrial Equipment | 12/12/2012 |  | 01/09/2014
Carrier Corp. | Carrier | 38AQ0165 + 38AQ0125 | 40RR028 | HRCU-A-CB, Split System: Heat | Heat Pump | 208 | 3 |  |  |  | No Match |  | No Match | 267375 | 32903 | 8.1 |  |  | 8.7 | 259800 | 27023 | 2.7 |  | 164199 | 22873 | 2.1 | Voluntarily Certified | 02/07/1988 |  | 03/08/1996
Lennox Industries Inc. | Lennox | HP17-1353V-3G | CB17-135V-1 | HRCU-A-CB, Split System: Heat | Heat Pump | 460 | 3 |  |  |  | No Match |  | No Match | 119000 | 14512 | 8.2 | 8.2 |  |  | 119000 | 11626 |  |  | 69000 | 9406 |  | Non Federally-Regulated | 05/16/1984 |  | 06/11/1985
Carrier Corp. - Syracuse | Day & Night | RHS(181,183)(H,L,S)******AC |  | HSP-A, Single-Package Heat Pum | Heat Pump | 208 | 3 | False |  |  |  | True | Single-Speed | 172000 | 15925 | 10.8 | 10.4 |  |  | 220000 | 19538 | 3.3 | 3.2 |  |  |  | Federally-Regulated Commercial & Industrial Equipment | 10/28/2014 |  | 10/28/2014
York International | Evcon | BA-07C00*T/W/X***** |  | HSP-A, Single-Package Heat Pum | Heat Pump | 460 | 3 |  |  |  | No Match |  | No Match | 90000 | 8411 | 10.7 | 8.9 |  | 11 | 85000 | 7782 | 3.2 | 3 | 46000 | 6126 | 2.2 | Federally-Regulated Commercial & Industrial Equipment | 05/21/2002 |  | 07/18/2002
Rheem Sales Company, Inc. | Ruud | UJMB-A078C |  | HSP-A, Single-Package Heat Pum | Heat Pump | 230 | 3 |  |  |  | No Match |  | No Match | 73000 | 7227 | 10.1 | 8.9 |  | 10.4 | 76000 | 6958 | 3.2 | 3 | 46000 | 6126 | 2.2 | Federally-Regulated Commercial & Industrial Equipment | 07/31/2002 |  | 01/18/2008
Carrier Corp. - Syracuse | Heil | RHS18*(H,L,S)0******A |  | HSP-A, Single-Package Heat Pum | Heat Pump | 575 | 3 | False |  |  |  | True | Single-Speed | 172000 | 15925 | 10.8 | 10.4 |  |  | 220000 | 19538 | 3.3 | 3.2 |  |  |  | Federally-Regulated Commercial & Industrial Equipment | 03/10/2011 |  | 12/12/2012
Goettl | Goettl | HP1201A |  | HSP-A, Single-Package Heat Pum | Heat Pump | 208 | 1 |  |  |  | No Match |  | No Match | 120000 | 13400 | 9 | 8.9 |  |  | 119000 | 11470 | 3 | 3 | 63000 | 9090 | 2 | Non Federally-Regulated | 03/02/1993 |  | 09/02/1995
McQuay International | McQuay International | DPS007AHHW4*C-3 |  | HSP-A, Single-Package Heat Pum | Heat Pump | 460 | 3 | False |  |  |  | True | Variable-Speed | 88000 | 7154 | 12.3 | 10.8 |  |  | 88000 | 6097 | 4.2 | 3.3 |  |  |  | Federally-Regulated Commercial & Industrial Equipment | 03/02/2012 |  | 08/28/2012
Carrier Corp. - Syracuse | ICP Commercial | RHS(120,121)(H,L,S)******** |  | HSP-A, Single-Package Heat Pum | Heat Pump | 460 | 3 | False |  |  |  | False | Single-Speed | 116000 | 10545 | 11 | 10.8 |  |  | 116000 | 9999 | 3.4 | 3.3 |  |  |  | Federally-Regulated Commercial & Industrial Equipment | 11/30/2011 |  | 12/12/2012
York International | Fraser Johnston | BA-15[E18,E36]***(T,W,X)* |  | HSP-A, Single-Package Heat Pum | Both Heat Pump and Electric Re | 575 | 3 |  |  |  |  | True | Single-Speed | 164000 | 16566 | 9.9 | 8.5 |  | 9.5 | 172000 | 15762 | 3.2 | 2.9 | 102000 | 14244 | 2.1 | Federally-Regulated Commercial & Industrial Equipment | 01/18/2008 |  | 02/24/2011
Carrier Corp. - Syracuse | Day & Night | 542DE090 |  | HSP-A, Single-Package Heat Pum | Heat Pump | 460 | 3 |  |  |  | No Match |  | No Match | 87000 | 10200 | 8.5 |  |  |  | 89000 | 8800 |  |  | 49000 | 7300 |  | Non Federally-Regulated | 05/11/1988 |  | 03/15/1989
Carrier Corp. - Syracuse | Day & Night | 542EP120017 |  | HSP-A, Single-Package Heat Pum | Heat Pump | 230 | 3 |  |  |  | No Match |  | No Match | 120000 | 14700 | 8.2 |  |  |  | 120000 | 12200 |  |  | 65000 | 9200 |  | Non Federally-Regulated | 05/11/1988 |  | 03/15/1989
York International | Luxaire | BBCB-W090A |  | HSP-A, Single-Package Heat Pum | Heat Pump | 460 | 3 |  |  |  | No Match |  | No Match | 87000 | 9667 | 9 | 8.9 |  |  | 89000 | 8692 | 3 | 3 | 49000 | 7178 | 2 | Non Federally-Regulated | 03/31/1993 |  | 09/02/1995
Carrier Corp. - Syracuse | Carrier | 50LJQ008-5 |  | HSP-A, Single-Package Heat Pum | Heat Pump | 208 | 3 |  |  |  | No Match |  | No Match | 90000 | 10300 | 8.7 | 8.9 |  |  | 92000 | 8500 | 3.2 | 3 | 49000 | 7100 | 2 | Non Federally-Regulated | 07/31/1992 |  | 03/31/1998
Carrier Corp. - Syracuse | Keeprite | RHS150(H,L,S)******TA |  | HSP-A, Single-Package Heat Pum | Heat Pump | 460 | 3 | False |  |  |  | False | Single-Speed | 142000 | 13396 | 10.6 | 10.4 |  |  | 142000 | 13005 | 3.2 | 3.2 |  |  |  | Federally-Regulated Commercial & Industrial Equipment | 10/28/2014 |  | 10/28/2014
York International | Fraser Johnston | BA-12[C,E]***(T,W,X)* |  | HSP-A, Single-Package Heat Pum | Both Heat Pump and Electric Re | 575 | 3 |  |  |  |  | False | Single-Speed | 144000 | 15484 | 9.3 | 8.5 |  | 9.7 | 142000 | 13433 | 3.1 | 2.9 | 91000 | 12708 | 2.1 | Federally-Regulated Commercial & Industrial Equipment | 01/18/2008 |  | 02/24/2011
International Comfort Products | Arcoaire | RYMA75H**** |  | HSP-A, Single-Package Heat Pum | Heat Pump | 230 | 3 |  |  |  | No Match |  | No Match | 91000 | 9784 | 9.3 | 8.9 |  | 10.4 | 90000 | 8506 | 3.1 | 3 | 48000 | 7031 | 2 | Federally-Regulated Commercial & Industrial Equipment | 05/22/2000 |  | 09/20/2001
Inter-City Products Corp. | Comfortmaker | YA075H* | DB080E3*** | HRCU-A-C, Split System: Heat P | Heat Pump | 230 | 3 |  |  |  | No Match |  | No Match | 90000 | 9890 | 9.1 | 8.9 |  |  | 90000 | 8789 | 3 | 3 | 50000 | 6967 | 2.1 | Federally-Regulated Commercial & Industrial Equipment | 04/20/1994 |  | 09/02/1995
Trane U.S. Inc. | Trane | BWA120C3OOM | BWE120C3OOG | HRCU-A-CB, Split System: Heat | Heat Pump | 230 | 3 |  |  |  | No Match |  | No Match | 118000 | 14300 | 8.3 | 8.2 |  |  | 120000 | 11550 |  |  | 63000 | 9550 |  | Non Federally-Regulated | 03/15/1989 |  | 10/10/1989
Carrier Corp. | Carrier | 38QP024 | 40RR024 | HRCU-A-CB, Split System: Heat | Heat Pump | 208 | 3 |  |  |  | No Match |  | No Match | 216000 | 24000 | 9 |  |  | 10.5 | 228000 | 22500 | 3 |  | 114000 | 17000 | 2 | Federally-Regulated Commercial & Industrial Equipment | 12/22/1992 |  | 03/08/1996
McQuay International | McQuay International | DPS012AHHG4*C-4 |  | HSP-A, Single-Package Heat Pum | Heat Pump | 460 | 3 | False |  |  |  | True | Variable-Speed | 144000 | 12307 | 11.7 | 10.4 |  |  | 134000 | 11793 | 3.3 | 3.2 |  |  |  | Federally-Regulated Commercial & Industrial Equipment | 08/28/2012 |  | 04/19/2013
Carrier Corp. - Syracuse | Keeprite | RHS(243)(H,L,S)******AA |  | HSP-A, Single-Package Heat Pum | Heat Pump | 575 | 3 | False |  |  |  | True | Single-Speed | 232000 | 21886 | 10.6 | 10.4 |  |  | 220000 | 19538 | 3.3 | 3.2 |  |  |  | Federally-Regulated Commercial & Industrial Equipment | 04/21/2014 |  | 10/28/2014
Carrier Corp. - Syracuse | Carrier Corp. | 50TCQ*14***(5,6,1)A***(G,J,K,M)* |  | HSP-A, Single-Package Heat Pum | Heat Pump | 208 | 3 | False |  |  |  | False | Single-Speed | 142000 | 13396 | 10.6 | 10.4 |  |  | 142000 | 13005 | 3.2 | 3.2 |  |  |  | Federally-Regulated Commercial & Industrial Equipment | 12/12/2012 |  | 10/28/2014
York International | Evcon | BA-15[E18,E36]***(T,W,X)* |  | HSP-A, Single-Package Heat Pum | Both Heat Pump and Electric Re | 208 | 3 |  |  |  |  | True | Single-Speed | 164000 | 16566 | 9.9 | 8.5 |  | 9.5 | 172000 | 15762 | 3.2 | 2.9 | 102000 | 14244 | 2.1 | Federally-Regulated Commercial & Industrial Equipment | 01/18/2008 |  | 02/24/2011
York International | Luxaire | ECSE-T/W090 | FCHP-S090 | HRCU-A-CB, Split System: Heat | Heat Pump | 460 | 3 |  |  |  | No Match |  | No Match | 83000 | 9222 | 9 | 8.9 |  |  | 78000 | 7617 | 3 | 3 | 51000 | 6496 | 2.3 | Federally-Regulated Commercial & Industrial Equipment | 06/19/2003 |  | 01/18/2008
York International | Luxaire | BA-A6[C,E]***(T,W,X)* |  | HSP-A, Single-Package Heat Pum | Both Heat Pump and Electric Re | 460 | 3 |  |  |  |  | True | Single-Speed | 68000 | 6667 | 10.2 | 8.9 |  | 0 | 69000 | 6323 | 3.2 | 3 | 43000 | 5732 | 2.2 | Federally-Regulated Commercial & Industrial Equipment | 01/18/2008 |  | 01/24/2011
Rheem Sales Company, Inc. | Heat Controller | HR100-3SZ | AHH100-Z | HRCU-A-CB, Split System: Heat | Heat Pump | 208 | 3 |  |  |  | No Match |  | No Match | 120000 | 13043 | 9.2 | 8.9 |  |  | 125000 | 11817 | 3.1 | 3 | 84000 | 11190 | 2.2 | Federally-Regulated Commercial & Industrial Equipment | 05/10/1998 |  | 10/02/1998
Carrier Corp. - Syracuse | Carrier Corp. | 50TCQ*08***(6,1)A***(A,C,D,F)* |  | HSP-A, Single-Package Heat Pum | Heat Pump | 575 | 3 | False |  |  |  | False | Single-Speed | 88000 | 7857 | 11.2 | 10.8 |  |  | 86000 | 7413 | 3.4 | 3.3 |  |  |  | Federally-Regulated Commercial & Industrial Equipment | 12/12/2012 |  | 10/28/2014
Trane U.S. Inc. | American Standard, Inc. | WCD075C40*B* |  | HSP-A, Single-Package Heat Pum | Heat Pump | 460 | 3 |  |  |  | No Match |  | No Match | 71000 | 7978 | 8.9 | 8.9 |  |  | 71000 | 6935 | 3 | 3 | 35000 | 5127 | 2 | Non Federally-Regulated | 05/27/1993 |  | 04/19/1994
Carrier Corp. - Syracuse | Comfortmaker | RHS102H******AA |  | HSP-A, Single-Package Heat Pum | Heat Pump | 208 | 3 | False |  |  |  | False | Single-Speed | 98000 | 8521 | 11.5 | 10.8 |  |  | 94000 | 8348 | 3.3 | 3.3 |  |  |  | Federally-Regulated Commercial & Industrial Equipment | 12/12/2012 |  | 10/28/2014
York International | Fraser Johnston | BACB-T090A |  | HSP-A, Single-Package Heat Pum | Heat Pump | 208 | 3 |  |  |  | No Match |  | No Match | 87000 | 9886 | 8.8 |  |  |  | 88000 | 8597 |  |  | 47000 | 6888 |  | Non Federally-Regulated | 05/11/1988 |  | 03/15/1989
Borg Warner | Fraser Johnston | EAHP-W090A | FBHP-S090A | HRCU-A-CB, Split System: Heat | Heat Pump | 460 | 3 |  |  |  | No Match |  | No Match | 93000 | 10134 | 8.5 | 8.2 |  |  | 103000 | 8710 | 3.5 |  | 59000 | 6263 | 2.8 | Non Federally-Regulated | 06/11/1985 |  | 05/11/1988
Rheem Sales Company, Inc. | Weatherking | WPWC-075CAZ | WHGF-100Z | HRCU-A-CB, Split System: Heat | Heat Pump | 230 | 3 |  |  |  | No Match |  | No Match | 92000 | 9583 | 9.6 | 8.9 |  |  | 88000 | 8057 | 3.2 | 3 | 48000 | 6697 | 2.1 | Federally-Regulated Commercial & Industrial Equipment | 11/18/1999 |  | 04/13/2000
Carrier Corp. - Syracuse | Airquest | RHS(120,121)(H,L,S)******AA |  | HSP-A, Single-Package Heat Pum | Heat Pump | 230 | 3 | False |  |  |  | False | Single-Speed | 116000 | 10545 | 11 | 10.8 |  |  | 116000 | 9999 | 3.4 | 3.3 |  |  |  | Federally-Regulated Commercial & Industrial Equipment | 12/12/2012 |  | 10/28/2014
McQuay International | McQuay International | DPS007AHHW2*C-4 |  | HSP-A, Single-Package Heat Pum | Heat Pump | 230 | 3 | False |  |  |  | True | Variable-Speed | 89000 | 7177 | 12.4 | 10.8 |  |  | 79000 | 6291 | 3.7 | 3.3 |  |  |  | Federally-Regulated Commercial & Industrial Equipment | 08/28/2012 |  | 04/19/2013
Carrier Corp. - Syracuse | Airquest | RHS150(H,L,S)******TA |  | HSP-A, Single-Package Heat Pum | Heat Pump | 230 | 3 | False |  |  |  | False | Single-Speed | 142000 | 13396 | 10.6 | 10.4 |  |  | 142000 | 13005 | 3.2 | 3.2 |  |  |  | Federally-Regulated Commercial & Industrial Equipment | 12/12/2012 |  | 10/28/2014
Carrier Corp. | Day & Night | 548CEX120000AB** |  | HSP-A, Single-Package Heat Pum | Heat Pump | 460 | 3 |  |  |  | No Match |  | No Match | 113000 | 12555 | 9 | 8.9 |  | 9.8 | 116000 | 10830 | 3.1 | 3 | 65000 | 9430 | 2 | Non Federally-Regulated | 05/07/1992 |  | 03/08/1996
York International | Evcon | BA-A6[C,E]***(T,W,X)* |  | HSP-A, Single-Package Heat Pum | Both Heat Pump and Electric Re | 208 | 3 |  |  |  |  | True | Single-Speed | 68000 | 6667 | 10.2 | 8.9 |  | 0 | 69000 | 6323 | 3.2 | 3 | 43000 | 5732 | 2.2 | Federally-Regulated Commercial & Industrial Equipment | 01/18/2008 |  | 01/24/2011
Trane U.S. Inc. | Trane Unitary Products Group | 4TWA3048A4 | TWE090E1**A* | HRCU-A-CB, Split System: Heat | Heat Pump | 460 | 3 |  |  |  |  | True | Single-Speed | 90000 | 8181 | 11 | 10.8 |  |  | 90000 | 7992 | 3.3 | 3.3 |  |  |  | Federally-Regulated Commercial & Industrial Equipment | 08/24/2011 |  | 10/05/2011
York International | Luxaire | BACB-T/-W180A/E |  | HSP-A, Single-Package Heat Pum | Heat Pump | 460 | 3 |  |  |  | No Match |  | No Match | 164000 | 18636 | 8.8 | 8.5 |  | 8.5 | 174000 | 16998 | 3 | 2.9 | 90000 | 13188 | 2 | Federally-Regulated Commercial & Industrial Equipment | 12/01/1997 |  | 03/31/1998
Carrier Corp. - Syracuse | Comfortmaker | RHS(240,243)(H,L,S)******AA |  | HSP-A, Single-Package Heat Pum | Heat Pump | 460 | 3 | False |  |  |  | True | Single-Speed | 232000 | 21886 | 10.6 | 10.4 |  |  | 220000 | 19538 | 3.3 | 3.2 |  |  |  | Federally-Regulated Commercial & Industrial Equipment | 12/12/2012 |  | 04/21/2014
York International | Fraser Johnston | BA-10C00*T/W/X***1* |  | HSP-A, Single-Package Heat Pum | Heat Pump | 460 | 3 |  |  |  | No Match |  | No Match | 120000 | 11650 | 10.3 | 8.9 |  | 10 | 113000 | 10346 | 3.2 | 3 | 60000 | 7990 | 2.2 | Federally-Regulated Commercial & Industrial Equipment | 07/19/2001 |  | 02/05/2002
Carrier Corp. - Syracuse | ICP Commercial | CHS240(H,L,S)D* | FHS240(S,H,L)**A0* | HRCU-A-CB, Split System: Heat | Heat Pump | 230 | 3 |  |  |  |  | True | Single-Speed | 222000 | 20747 | 10.7 | 10.4 |  |  | 214000 | 17919 | 3.5 | 3.2 |  |  |  | Federally-Regulated Commercial & Industrial Equipment | 07/18/2013 |  | 10/28/2014
Carrier Corp. - Syracuse | Heil | RHS(240,243)(H,L,S)******** |  | HSP-A, Single-Package Heat Pum | Heat Pump | 208 | 3 | False |  |  |  | True | Single-Speed | 232000 | 21886 | 10.6 | 10.4 |  |  | 220000 | 19538 | 3.3 | 3.2 |  |  |  | Federally-Regulated Commercial & Industrial Equipment | 11/30/2011 |  | 12/12/2012
Lennox Industries Inc. | Lennox | CHP11-1353-1G |  | HSP-A, Single-Package Heat Pum | Heat Pump | 460 | 3 |  |  |  | No Match |  | No Match | 122000 | 15200 | 8 | 7.5 |  |  | 125000 | 12600 | 2.9 |  | 64000 | 10400 |  | Non Federally-Regulated | 01/05/1982 |  | 09/08/1982
York International | Luxaire | BA-20(C00/E18/E36)** |  | HSP-A, Single-Package Heat Pum | Both Heat Pump and Electric Re | 208 | 3 |  |  |  |  | True | Single-Speed | 226000 | 21942 | 10.3 | 8.5 |  | 10.2 | 218000 | 18803 | 3.4 | 2.9 | 129000 | 18014 | 2.1 | Federally-Regulated Commercial & Industrial Equipment | 02/11/2008 |  | 02/24/2011
Trane U.S. Inc. | Trane Unitary Products Group | 4TWA3042A4 (2) | TWE090E3**A* | HRCU-A-CB, Split System: Heat | Heat Pump | 460 | 3 |  |  |  |  | True | Single-Speed | 84000 | 7046 | 11.9 | 10.8 |  |  | 80000 | 6604 | 3.6 | 3.3 |  |  |  | Federally-Regulated Commercial & Industrial Equipment | 11/30/2011 |  | 05/02/2012
Carrier Corp. - Syracuse | Carrier | 50PQ0106 |  | HSP-A, Single-Package Heat Pum | Heat Pump | 460 | 3 |  |  |  | No Match |  | No Match | 108000 | 14062 | 7.7 | 8.2 |  |  | 112000 | 11820 |  |  | 61000 | 9000 |  | Non Federally-Regulated | 05/16/1984 |  | 06/11/1985
Carrier Corp. - Syracuse | Heil | RHS072(H,L,S)******** |  | HSP-A, Single-Package Heat Pum | Heat Pump | 575 | 3 | False |  |  |  | False | Single-Speed | 70000 | 6306 | 11.1 | 10.8 |  |  | 67000 | 5950 | 3.3 | 3.3 |  |  |  | Federally-Regulated Commercial & Industrial Equipment | 11/30/2011 |  | 10/28/2014
Trane U.S. Inc. | Trane | WCH150B30*F* |  | HSP-A, Single-Package Heat Pum | Heat Pump | 208 | 3 |  |  |  | No Match |  | No Match | 144000 | 15157 | 9.5 | 8.5 |  | 9.9 | 132000 | 12476 | 3.1 | 2.9 | 72000 | 10547 | 2 | Federally-Regulated Commercial & Industrial Equipment | 11/21/2001 |  | 07/18/2002
Trane U.S. Inc. | American Standard, Inc. | WSC120A3*0A**000000000 |  | HSP-A, Single-Package Heat Pum | Heat Pump | 230 | 3 |  |  |  | No Match |  | No Match | 114000 | 11287 | 10.1 | 8.9 |  |  | 109000 | 9980 | 3.2 | 3 | 62000 | 8257 | 2.2 | Federally-Regulated Commercial & Industrial Equipment | 11/21/2001 |  | 09/25/2002
Carrier Corp. - Syracuse | Bryant Heating & Cooling Systems | 548J(P,E,T)12**********A |  | HSP-A, Single-Package Heat Pum | Heat Pump | 575 | 3 | False |  |  |  | False | Single-Speed | 116000 | 10545 | 11 | 10.8 |  |  | 116000 | 9999 | 3.4 | 3.3 |  |  |  | Federally-Regulated Commercial & Industrial Equipment | 11/30/2011 |  | 12/12/2012
Carrier Corp. - Syracuse | Day & Night | CHS180(H,L,S)D* | FHS180(M,S,H,L)**A2* | HRCU-A-CB, Split System: Heat | Heat Pump | 460 | 3 |  |  |  |  | True | Single-Speed | 178000 | 16792 | 10.6 | 10.4 |  |  | 178000 | 15343 | 3.4 | 3.2 |  |  |  | Federally-Regulated Commercial & Industrial Equipment | 07/18/2013 |  | 10/28/2014
Carrier Corp. - Syracuse | ICP Commercial | RHH(120,121)(H,L,S)******TA |  | HSP-A, Single-Package Heat Pum | Heat Pump | 230 | 3 | False |  |  |  | True | Single-Speed | 119000 | 9674 | 12.3 | 10.8 |  |  | 116000 | 9713 | 3.5 | 3.3 |  |  |  | Federally-Regulated Commercial & Industrial Equipment | 12/12/2012 |  | 10/28/2014
York International | York | BP090C00A2/4/5***** |  | HSP-A, Single-Package Heat Pum | Heat Pump | 575 | 3 |  |  |  | No Match |  | No Match | 90000 | 8411 | 10.7 | 8.9 |  | 11 | 85000 | 7782 | 3.2 | 3 | 46000 | 6126 | 2.2 | Federally-Regulated Commercial & Industrial Equipment | 07/31/2002 |  | 01/18/2008
Rheem Sales Company, Inc. | Weatherking | PHC7.5T-3K |  | HSP-A, Single-Package Heat Pum | Heat Pump | 208 | 3 |  |  |  | No Match |  | No Match | 93000 | 10300 | 9 | 8.2 |  |  | 93000 | 8960 |  |  | 51000 | 6990 |  | Non Federally-Regulated | 02/22/1990 |  | 07/31/1992
Carrier Corp. - Syracuse | Heil | RHS072(H,L,S)******** |  | HSP-A, Single-Package Heat Pum | Heat Pump | 208 | 3 | False |  |  |  | False | Single-Speed | 70000 | 6306 | 11.1 | 10.8 |  |  | 67000 | 5950 | 3.3 | 3.3 |  |  |  | Federally-Regulated Commercial & Industrial Equipment | 11/30/2011 |  | 10/28/2014
York International | York | BP090C00A2/4/5***** |  | HSP-A, Single-Package Heat Pum | Heat Pump | 208 | 3 |  |  |  | No Match |  | No Match | 90000 | 8411 | 10.7 | 8.9 |  | 11 | 85000 | 7782 | 3.2 | 3 | 46000 | 6126 | 2.2 | Federally-Regulated Commercial & Industrial Equipment | 07/31/2002 |  | 01/18/2008
Coleman Air Conditioning Products | Airpro | EABA-T/ W090 | F*EH090 | HRCU-A-CB, Split System: Heat | Heat Pump | 230 | 3 |  |  |  | No Match |  | No Match | 91000 | 9578 | 9.5 | 8.9 |  |  | 83000 | 8106 | 3 | 3 | 54000 | 7534 | 2.1 | Federally-Regulated Commercial & Industrial Equipment | 05/23/2001 |  | 11/21/2001
Trane U.S. Inc. | American Standard, Inc. | WCH180B40*E* |  | HSP-A, Single-Package Heat Pum | Heat Pump | 208 | 3 |  |  |  | No Match |  | No Match | 176000 | 18924 | 9.3 | 8.5 |  | 9.5 | 160000 | 16169 | 2.9 | 2.9 | 82000 | 12016 | 2 | Federally-Regulated Commercial & Industrial Equipment | 03/31/1998 |  | 05/09/1998
Carrier Corp. - Syracuse | Payne | PH1RPA/REA090-AA |  | HSP-A, Single-Package Heat Pum | Heat Pump | 460 | 3 |  |  |  | No Match |  | No Match | 86000 | 9555 | 9 | 8.9 |  | 9.3 | 78000 | 7620 | 3 | 3 | 36000 | 6433 | 1.6 | Federally-Regulated Commercial & Industrial Equipment | 02/03/1998 |  | 03/31/1998
Carrier Corp. - Syracuse | Tempstar | RHS(181,183)(H,L,S)******AA |  | HSP-A, Single-Package Heat Pum | Heat Pump | 460 | 3 | False |  |  |  | True | Single-Speed | 172000 | 15925 | 10.8 | 10.4 |  |  | 220000 | 19538 | 3.3 | 3.2 |  |  |  | Federally-Regulated Commercial & Industrial Equipment | 12/12/2012 |  | 05/09/2013
Carrier Corp. - Syracuse | Bryant Air Conditioning | 548FPX/FEX102-AA |  | HSP-A, Single-Package Heat Pum | Heat Pump | 208 | 3 |  |  |  | No Match |  | No Match | 96000 | 10786 | 8.9 | 8.9 |  | 8.9 | 93000 | 8789 | 3.1 | 3 | 43000 | 7411 | 1.7 | Federally-Regulated Commercial & Industrial Equipment | 07/31/2002 |  | 09/25/2002
Carrier Corp. - Syracuse | Payne | 542EP120 |  | HSP-A, Single-Package Heat Pum | Heat Pump | 208 | 3 |  |  |  | No Match |  | No Match | 119000 | 14600 | 8.2 | 8.2 |  |  | 119000 | 12300 |  |  | 64000 | 9200 |  | Non Federally-Regulated | 03/15/1989 |  | 10/10/1989
Rheem Sales Company, Inc. | Ruud | UPWB-075DAS* | UHPA-075Z | HRCU-A-CB, Split System: Heat | Heat Pump | 460 | 3 |  |  |  | No Match |  | No Match | 90000 | 11000 | 8.2 | 8.2 |  |  | 88000 | 8595 |  |  | 46000 | 6740 |  | Non Federally-Regulated | 02/22/1990 |  | 09/17/1991
Carrier Corp. - Syracuse | Keeprite | RHH102(H,L,S)******AA |  | HSP-A, Single-Package Heat Pum | Heat Pump | 460 | 3 | False |  |  |  | True | Single-Speed | 100000 | 8333 | 12 | 10.8 |  |  | 100000 | 8619 | 3.4 | 3.3 |  |  |  | Federally-Regulated Commercial & Industrial Equipment | 12/12/2012 |  | 10/28/2014
Carrier Corp. - Syracuse | Comfortmaker | RHH090(H,L,S)******TA |  | HSP-A, Single-Package Heat Pum | Heat Pump | 575 | 3 | False |  |  |  | True | Single-Speed | 90000 | 7438 | 12.1 | 10.8 |  |  | 84000 | 7033 | 3.5 | 3.3 |  |  |  | Federally-Regulated Commercial & Industrial Equipment | 10/28/2014 |  | 10/28/2014
York International | Fraser Johnston | ECSE-T/W090 | FCHP-S090 | HRCU-A-CB, Split System: Heat | Heat Pump | 208 | 3 |  |  |  | No Match |  | No Match | 83000 | 9222 | 9 | 8.9 |  |  | 78000 | 7617 | 3 | 3 | 51000 | 6496 | 2.3 | Federally-Regulated Commercial & Industrial Equipment | 11/21/2001 |  | 07/18/2002
Carrier Corp. - Syracuse | ICP Commercial | RHH102(H,L,S)******** |  | HSP-A, Single-Package Heat Pum | Heat Pump | 208 | 3 | False |  |  |  | True | Single-Speed | 100000 | 8333 | 12 | 10.8 |  |  | 100000 | 8619 | 3.4 | 3.3 |  |  |  | Federally-Regulated Commercial & Industrial Equipment | 11/30/2011 |  | 04/19/2013
Carrier Corp. - Syracuse | Keeprite | RHS(240)(H,L,S)******TA |  | HSP-A, Single-Package Heat Pum | Heat Pump | 460 | 3 | False |  |  |  | True | Single-Speed | 232000 | 21886 | 10.6 | 10.4 |  |  | 220000 | 19538 | 3.3 | 3.2 |  |  |  | Federally-Regulated Commercial & Industrial Equipment | 04/21/2014 |  | 10/28/2014
Carrier Corp. - Syracuse | Day & Night | RHS102(L,S)******TA |  | HSP-A, Single-Package Heat Pum | Heat Pump | 575 | 3 | False |  |  |  | False | Single-Speed | 99000 | 8608 | 11.5 | 10.8 |  |  | 96000 | 8525 | 3.3 | 3.3 |  |  |  | Federally-Regulated Commercial & Industrial Equipment | 12/12/2012 |  | 10/28/2014
Trane U.S. Inc. | Trane | WCD120B30*E* |  | HSP-A, Single-Package Heat Pum | Heat Pump | 230 | 3 |  |  |  | No Match |  | No Match | 117000 | 12717 | 9.2 | 8.9 |  | 9.4 | 119000 | 11622 | 3 | 3 | 61000 | 8936 | 2 | Federally-Regulated Commercial & Industrial Equipment | 05/22/2000 |  | 07/18/2002
Trane U.S. Inc. | Trane | WCH075C30*B* |  | HSP-A, Single-Package Heat Pum | Heat Pump | 208 | 3 |  |  |  | No Match |  | No Match | 71000 | 7977 | 8.9 | 8.9 |  |  | 71000 | 6934 | 3 | 3 | 35000 | 5127 | 2 | Federally-Regulated Commercial & Industrial Equipment | 11/18/1999 |  | 04/13/2000
Carrier Corp. - Syracuse | Day & Night | CHS180(H,L,S)D* | FHS180(M,S,H,L)A*A* | HRCU-A-CB, Split System: Heat | Heat Pump | 230 | 3 |  |  |  |  | True | Single-Speed | 178000 | 16792 | 10.6 | 10.4 |  |  | 178000 | 15343 | 3.4 | 3.2 |  |  |  | Federally-Regulated Commercial & Industrial Equipment | 03/10/2011 |  | 12/12/2012
Compu-Aire | Compu-Aire | CASH-734 |  | HSP-A, Single-Package Heat Pum | Heat Pump | 460 | 3 |  |  |  | No Match |  | No Match | 87900 | 9350 | 9.4 | 8.9 |  |  | 81500 | 8050 | 3 | 3 | 52900 | 7360 | 2.1 | Non Federally-Regulated | 03/31/1993 |  | 04/07/1996
Carrier Corp. - Syracuse | Bryant Heating & Cooling Systems | 575J(P,E,T)07A000* | 524J(J,E,T)07H000A** | HRCU-A-CB, Split System: Heat | Heat Pump | 460 | 3 |  |  |  |  | True | Single-Speed | 70000 | 6363 | 11 | 10.8 |  |  | 66000 | 5861 | 3.3 | 3.3 |  |  |  | Federally-Regulated Commercial & Industrial Equipment | 07/18/2013 |  | 04/20/2015
McQuay International | McQuay International | DPS006AHHG4**-6 |  | HSP-A, Single-Package Heat Pum | Heat Pump | 460 | 3 | False |  |  |  | True | Variable-Speed | 70000 | 6194 | 11.3 | 10.8 |  |  | 65000 | 5120 | 3.7 | 3.3 |  |  |  | Federally-Regulated Commercial & Industrial Equipment | 08/28/2012 |  | 04/19/2013
Carrier Corp. - Syracuse | Bryant Air Conditioning | 549BE/P/TX090000AK |  | HSP-A, Single-Package Heat Pum | Heat Pump | 230 | 3 |  |  |  | No Match |  | No Match | 88000 | 8543 | 10.3 | 8.9 |  | 10.5 | 85000 | 7546 | 3.3 | 3 | 48000 | 6392 | 2.2 | Federally-Regulated Commercial & Industrial Equipment | 05/21/2002 |  | 07/18/2002
Carrier Corp. - Syracuse | Payne | PH1RPA/REA072-AB |  | HSP-A, Single-Package Heat Pum | Heat Pump | 230 | 3 |  |  |  | No Match |  | No Match | 70000 | 7777 | 9 | 8.9 |  |  | 72000 | 6592 | 3.2 | 3 | 38000 | 5859 | 1.9 | Federally-Regulated Commercial & Industrial Equipment | 11/18/1999 |  | 04/13/2000
Carrier Corp. - Syracuse | Day & Night | CHS091(H,L,S)A* | FHS091(M,S,K)**A0* | HRCU-A-CB, Split System: Heat | Heat Pump | 460 | 3 |  |  |  |  | True | Single-Speed | 89000 | 8090 | 11 | 10.8 |  |  | 87000 | 7726 | 3.3 | 3.3 |  |  |  | Federally-Regulated Commercial & Industrial Equipment | 07/18/2013 |  | 10/28/2014
Carrier Corp. - Syracuse | Payne | PH1RPA/REA090-AA |  | HSP-A, Single-Package Heat Pum | Heat Pump | 460 | 3 |  |  |  | No Match |  | No Match | 86000 | 9555 | 9 | 8.9 |  | 9.3 | 78000 | 7620 | 3 | 3 | 36000 | 6433 | 1.6 | Federally-Regulated Commercial & Industrial Equipment | 03/31/1998 |  | 05/09/1998
Trane U.S. Inc. | Trane | WCD150B30*E* |  | HSP-A, Single-Package Heat Pum | Heat Pump | 230 | 3 |  |  |  | No Match |  | No Match | 146000 | 16043 | 9.1 | 8.5 |  | 9.4 | 136000 | 13286 | 3 | 2.9 | 72000 | 10048 | 2.1 | Federally-Regulated Commercial & Industrial Equipment | 03/31/1998 |  | 05/09/1998
Carrier Corp. - Syracuse | Bryant Heating & Cooling Systems | 575J(P,E,T)08A000* | 524J(J,E,T)08H000A** | HRCU-A-CB, Split System: Heat | Heat Pump | 575 | 3 |  |  |  |  | True | Single-Speed | 89000 | 8090 | 11 | 10.8 |  |  | 87000 | 7726 | 3.3 | 3.3 |  |  |  | Federally-Regulated Commercial & Industrial Equipment | 07/18/2013 |  | 04/20/2015
AAON, Inc. | Aaon | RG-13-3-A0-***.* |  | HSP-A, Single-Package Heat Pum | Heat Pump | 460 | 3 |  |  |  | No Match |  | No Match | 149800 | 15055 | 10 | 8.5 |  | 10.8 | 159600 | 13705 | 3.4 | 2.9 | 107869 | 11614 | 2.7 | Federally-Regulated Commercial & Industrial Equipment | 12/11/1995 |  | 04/07/1996
Carrier Corp. - Syracuse | Bryant Air Conditioning | 548DPX/DEX102-AA |  | HSP-A, Single-Package Heat Pum | Heat Pump | 460 | 3 |  |  |  | No Match |  | No Match | 96000 | 10786 | 8.9 | 8.9 |  | 8.9 | 93000 | 8789 | 3.1 | 3 | 43000 | 7411 | 1.7 | Federally-Regulated Commercial & Industrial Equipment | 11/18/1999 |  | 04/13/2000
Rheem Sales Company, Inc. | Heat Controller | HR100-4SZ | AHH100-Z | HRCU-A-CB, Split System: Heat | Heat Pump | 460 | 3 |  |  |  | No Match |  | No Match | 121000 | 12872 | 9.4 | 8.9 |  |  | 125000 | 11817 | 3.1 | 3 | 84000 | 11190 | 2.2 | Federally-Regulated Commercial & Industrial Equipment | 03/31/1998 |  | 05/09/1998
Carrier Corp. - Syracuse | Airquest | RHS090(L,S)******** |  | HSP-A, Single-Package Heat Pum | Heat Pump | 575 | 3 | False |  |  |  | False | Single-Speed | 88000 | 7857 | 11.2 | 10.8 |  |  | 86000 | 7413 | 3.4 | 3.3 |  |  |  | Federally-Regulated Commercial & Industrial Equipment | 11/30/2011 |  | 03/02/2012
Carrier Corp. - Syracuse | Bryant Air Conditioning | 548DPX/DEX120-AA |  | HSP-A, Single-Package Heat Pum | Heat Pump | 208 | 3 |  |  |  | No Match |  | No Match | 112000 | 12444 | 9 | 8.9 |  | 9 | 105000 | 9924 | 3.1 | 3 | 53000 | 9134 | 1.7 | Federally-Regulated Commercial & Industrial Equipment | 05/22/2000 |  | 11/20/2000
Rheem Sales Company, Inc. | Ruud | UPWC-075C | UHGF-100Z | HRCU-A-CB, Split System: Heat | Heat Pump | 208 | 3 |  |  |  | No Match |  | No Match | 92000 | 9583 | 9.6 | 8.9 |  |  | 88000 | 8057 | 3.2 | 3 | 48000 | 6697 | 2.1 | Federally-Regulated Commercial & Industrial Equipment | 07/31/2002 |  | 01/18/2008
Trane U.S. Inc. | Trane | WCH120B40*D* |  | HSP-A, Single-Package Heat Pum | Heat Pump | 460 | 3 |  |  |  | No Match |  | No Match | 124000 | 12920 | 9.6 | 8.9 |  | 9.8 | 110000 | 10740 | 3 | 3 | 59000 | 8640 | 2 | Federally-Regulated Commercial & Industrial Equipment | 04/19/1994 |  | 09/02/1995
Carrier Corp. - Syracuse | Tempstar | CHS091(H,L,S)A* | FHS091(M,S,K)**A0* | HRCU-A-CB, Split System: Heat | Heat Pump | 208 | 3 |  |  |  |  | True | Single-Speed | 89000 | 8090 | 11 | 10.8 |  |  | 87000 | 7726 | 3.3 | 3.3 |  |  |  | Federally-Regulated Commercial & Industrial Equipment | 07/18/2013 |  | 10/28/2014
Carrier Corp. - Syracuse | Comfortmaker | RHS090H******AA |  | HSP-A, Single-Package Heat Pum | Heat Pump | 230 | 3 | False |  |  |  | False | Single-Speed | 88000 | 7857 | 11.2 | 10.8 |  |  | 86000 | 7413 | 3.4 | 3.3 |  |  |  | Federally-Regulated Commercial & Industrial Equipment | 10/28/2014 |  | 10/28/2014
Lennox Industries Inc. | McQuay | LHA090H* |  | HSP-A, Single-Package Heat Pum | Heat Pump | 460 | 3 |  |  |  | No Match |  | No Match | 89000 | 7739 | 11.5 | 8.9 |  | 12 | 90000 | 7992 | 3.3 | 3 | 52000 | 7257 | 2.1 | Federally-Regulated Commercial & Industrial Equipment | 02/03/1998 |  | 03/31/1998
Carrier Corp. - Syracuse | Tempstar | RHS(181,183)(H,L,S)******AA |  | HSP-A, Single-Package Heat Pum | Heat Pump | 230 | 3 | False |  |  |  | True | Single-Speed | 172000 | 15925 | 10.8 | 10.4 |  |  | 166000 | 14742 | 3.3 | 3.2 |  |  |  | Federally-Regulated Commercial & Industrial Equipment | 12/12/2012 |  | 05/09/2013
Carrier Corp. | Carrier | 50QJ008531 |  | HSP-A, Single-Package Heat Pum | Heat Pump | 230 | 3 |  |  |  | No Match |  | No Match | 92000 | 10110 | 9.1 | 8.9 |  | 10.3 | 96000 | 9380 | 3 | 3 | 55000 | 8060 | 2 | Non Federally-Regulated | 05/07/1992 |  | 03/08/1996
Carrier Corp. - Syracuse | Heil | CHS072(H,L,S)A* | FHS072(M,S,K)A*A* | HRCU-A-CB, Split System: Heat | Heat Pump | 460 | 3 |  |  |  |  | True | Single-Speed | 70000 | 6363 | 11 | 10.8 |  |  | 66000 | 5861 | 3.3 | 3.3 |  |  |  | Federally-Regulated Commercial & Industrial Equipment | 03/10/2011 |  | 12/12/2012
Trane U.S. Inc. | American Standard, Inc. | WCD120B30*B* |  | HSP-A, Single-Package Heat Pum | Heat Pump | 230 | 3 |  |  |  | No Match |  | No Match | 117000 | 12720 | 9.2 | 8.9 |  | 9.2 | 119000 | 11460 | 3 | 3 | 61000 | 8840 | 2 | Non Federally-Regulated | 04/14/1993 |  | 09/02/1995
York International | Fraser Johnston | BADF-T/W120N205/245 |  | HSP-A, Single-Package Heat Pum | Heat Pump | 460 | 3 |  |  |  | No Match |  | No Match | 118000 | 13111 | 9 | 8.9 |  |  | 116000 | 11332 | 3 | 3 | 70000 | 10257 | 2 | Federally-Regulated Commercial & Industrial Equipment | 02/03/1998 |  | 03/31/1998
Trane U.S. Inc. | Trane | WCD240B30*E* |  | HSP-A, Single-Package Heat Pum | Heat Pump | 208 | 3 |  |  |  | No Match |  | No Match | 230000 | 26744 | 8.6 | 8.5 |  | 8.7 | 230000 | 21744 | 3.1 | 2.9 | 128000 | 17864 | 2.1 | Federally-Regulated Commercial & Industrial Equipment | 10/24/1997 |  | 01/02/1997
Carrier Corp. - Syracuse | Carrier | 50PQ0145 |  | HSP-A, Single-Package Heat Pum | Heat Pump | 208 | 3 |  |  |  | No Match |  | No Match | 145000 | 18100 | 8 |  |  |  | 143500 | 15200 |  |  | 81400 | 11700 |  | Non Federally-Regulated | 05/16/1984 |  | 06/11/1985
Carrier Corp. - Syracuse | Bryant Heating & Cooling Systems | 548J(P,E,T)14*********(A,B)A |  | HSP-A, Single-Package Heat Pum | Heat Pump | 208 | 3 | False |  |  |  | False | Single-Speed | 142000 | 13396 | 10.6 | 10.4 |  |  | 142000 | 13005 | 3.2 | 3.2 |  |  |  | Federally-Regulated Commercial & Industrial Equipment | 12/12/2012 |  | 10/28/2014
Inter-City Products Corp. | Airquest | CH*120SNLA** | BMB120N*M* | HRCU-A-C, Split System: Heat P | Heat Pump | 460 | 3 |  |  |  | No Match |  | No Match | 118000 | 12967 | 9.1 | 8.9 |  |  | 120000 | 11719 | 3 | 3 | 70000 | 9766 | 2.1 | Federally-Regulated Commercial & Industrial Equipment | 04/20/1994 |  | 09/02/1995
York International | Luxaire | BA-07C00*T/W/X***** |  | HSP-A, Single-Package Heat Pum | Heat Pump | 208 | 3 |  |  |  | No Match |  | No Match | 90000 | 8411 | 10.7 | 8.9 |  | 11 | 85000 | 7782 | 3.2 | 3 | 46000 | 6126 | 2.2 | Federally-Regulated Commercial & Industrial Equipment | 07/31/2002 |  | 01/18/2008
Carrier Corp. - Syracuse | Tempstar | RHS(181,183)(H,L,S)******AC |  | HSP-A, Single-Package Heat Pum | Heat Pump | 230 | 3 | False |  |  |  | True | Single-Speed | 172000 | 15925 | 10.8 | 10.4 |  |  | 166000 | 14742 | 3.3 | 3.2 |  |  |  | Federally-Regulated Commercial & Industrial Equipment | 01/09/2014 |  | 10/28/2014
Trane U.S. Inc. | American Standard, Inc. | WCH180B300B |  | HSP-A, Single-Package Heat Pum | Heat Pump | 230 | 3 |  |  |  | No Match |  | No Match | 176000 | 18930 | 9.3 |  |  |  | 160000 | 16160 | 2.9 |  | 82000 | 12000 | 2 | Non Federally-Regulated | 07/31/1992 |  | 03/31/1998
Trane U.S. Inc. | Trane | WCD150B30*E* |  | HSP-A, Single-Package Heat Pum | Heat Pump | 230 | 3 |  |  |  | No Match |  | No Match | 146000 | 16043 | 9.1 | 8.5 |  | 9.4 | 136000 | 13286 | 3 | 2.9 | 72000 | 10048 | 2.1 | Federally-Regulated Commercial & Industrial Equipment | 05/09/1998 |  | 10/02/1998
Borg Warner | York | E1CH090A25 | F1EH090A33 | HRCU-A-CB, Split System: Heat | Heat Pump | 208 | 3 |  |  |  | No Match |  | No Match | 93000 | 10134 | 8.5 | 8.2 |  |  | 103000 | 8710 | 3.5 |  | 59000 | 6263 | 2.8 | Non Federally-Regulated | 06/11/1985 |  | 05/11/1988
Rheem Sales Company, Inc. | Weatherking | WJKB-A120C |  | HSP-A, Single-Package Heat Pum | Heat Pump | 208 | 3 |  |  |  | No Match |  | No Match | 117000 | 12580 | 9.3 | 8.9 |  | 9.2 | 118000 | 11524 | 3 | 3 | 63500 | 9302 | 2 | Federally-Regulated Commercial & Industrial Equipment | 05/22/2000 |  | 11/21/2001
York International | Evcon | BA-20(C00/E18/E36)** |  | HSP-A, Single-Package Heat Pum | Both Heat Pump and Electric Re | 460 | 3 |  |  |  |  | True | Single-Speed | 226000 | 21942 | 10.3 | 8.5 |  | 10.2 | 218000 | 18803 | 3.4 | 2.9 | 129000 | 18014 | 2.1 | Federally-Regulated Commercial & Industrial Equipment | 02/11/2008 |  | 02/24/2011
Carrier Corp. - Syracuse | Bryant Heating & Cooling Systems | 548J(P,E,T)24**********A |  | HSP-A, Single-Package Heat Pum | Heat Pump | 460 | 3 | False |  |  |  | True | Single-Speed | 232000 | 21886 | 10.6 | 10.4 |  |  | 220000 | 19538 | 3.3 | 3.2 |  |  |  | Federally-Regulated Commercial & Industrial Equipment | 11/30/2011 |  | 12/12/2012
Rheem Sales Company, Inc. | Rheem | RPWA-150CAS | RHPA-150E5 | HRCU-A-CB, Split System: Heat | Heat Pump | 208 | 3 |  |  |  | No Match |  | No Match | 176400 | 22430 | 7.9 | 7.5 |  |  | 177800 | 19200 | 2.7 |  | 93800 | 17800 | 1.5 | Non Federally-Regulated | 09/08/1982 |  | 05/16/1984
Lennox Industries Inc. | Lennox | CHP16-1353-3Y |  | HSP-A, Single-Package Heat Pum | Heat Pump | 208 | 3 |  |  |  | No Match |  | No Match | 118000 | 14217 | 8.3 |  |  |  | 120000 | 12297 | 2.8 | 2.5 | 64000 | 9872 | 1.9 | Non Federally-Regulated | 03/01/1988 |  | 05/11/1988
Lennox Industries Inc. | Armstrong | LHA240HN2* |  | HSP-A, Single-Package Heat Pum | Heat Pump | 575 | 3 |  |  |  | No Match |  | No Match | 220000 | 21568 | 10.2 | 8.5 |  | 11 | 220000 | 19533 | 3.3 | 2.9 | 118000 | 16463 | 2.1 | Federally-Regulated Commercial & Industrial Equipment | 02/05/2002 |  | 07/18/2002
Lennox Industries Inc. | Ducane | LHA180HN2* |  | HSP-A, Single-Package Heat Pum | Heat Pump | 575 | 3 |  |  |  | No Match |  | No Match | 182000 | 16545 | 11 | 8.5 |  | 12 | 192000 | 17047 | 3.3 | 2.9 | 106000 | 15528 | 2 | Federally-Regulated Commercial & Industrial Equipment | 02/05/2002 |  | 07/18/2002
Carrier Corp. - Syracuse | Carrier | 50EJQ024511/611 |  | HSP-A, Single-Package Heat Pum | Heat Pump | 208 | 3 |  |  |  | No Match |  | No Match | 230000 | 23469 | 9.8 | 8.5 |  | 10 | 228000 | 20249 | 3.3 | 2.9 | 116000 | 16998 | 2 | Federally-Regulated Commercial & Industrial Equipment | 03/31/1998 |  | 05/09/1998
Carrier Corp. - Syracuse | Keeprite | RHH102(H,L,S)******TA |  | HSP-A, Single-Package Heat Pum | Heat Pump | 575 | 3 | False |  |  |  | True | Single-Speed | 100000 | 8333 | 12 | 10.8 |  |  | 100000 | 8619 | 3.4 | 3.3 |  |  |  | Federally-Regulated Commercial & Industrial Equipment | 12/12/2012 |  | 10/28/2014
Lennox Industries Inc. | Armstrong | SHP120B-1 | AHV120-1 | HRCU-A-CB, Split System: Heat | Heat Pump | 230 | 3 |  |  |  | No Match |  | No Match | 119000 | 14512 | 8.2 | 8.3 |  |  | 113000 | 10913 | 3 | 2.8 | 65000 | 8658 | 2.2 | Non Federally-Regulated | 08/12/1991 |  | 07/27/1992
Trane U.S. Inc. | American Standard, Inc. | TWA120A300E* | TWE120A300D* | HRCU-A-CB, Split System: Heat | Heat Pump | 208 | 3 |  |  |  | No Match |  | No Match | 120000 | 11881 | 10.1 | 8.9 |  |  | 122000 | 11170 | 3.2 | 3 | 80000 | 9766 | 2.4 | Federally-Regulated Commercial & Industrial Equipment | 07/31/2002 |  | 06/19/2003
McQuay International | McQuay International | DPS010AHHW2*C-6 |  | HSP-A, Single-Package Heat Pum | Heat Pump | 208 | 3 | False |  |  |  | True | Variable-Speed | 121000 | 10000 | 12.1 | 10.8 |  |  | 119000 | 9105 | 3.8 | 3.3 |  |  |  | Federally-Regulated Commercial & Industrial Equipment | 03/02/2012 |  | 08/28/2012
Lennox Industries Inc. | Lennox | CHP11-1853-1G |  | HSP-A, Single-Package Heat Pum | Heat Pump | 460 | 3 |  |  |  | No Match |  | No Match | 180000 | 22000 | 8.2 | 8.2 |  |  | 174000 | 17810 |  |  | 90000 | 13880 |  | Non Federally-Regulated | 02/22/1990 |  | 07/31/1992
Rheem Sales Company, Inc. | Dayton | MPWC-100C | MHGF-100Z | HRCU-A-CB, Split System: Heat | Heat Pump | 230 | 3 |  |  |  | No Match |  | No Match | 118000 | 12826 | 9.2 | 8.9 |  |  | 125000 | 11814 | 3.1 | 3 | 68000 | 9487 | 2.1 | Federally-Regulated Commercial & Industrial Equipment | 07/25/2000 |  | 02/06/2002
Carrier Corp. - Syracuse | Carrier | 50PQ0146 |  | HSP-A, Single-Package Heat Pum | Heat Pump | 460 | 3 |  |  |  | No Match |  | No Match | 145000 | 18100 | 8 | 8.2 |  |  | 143500 | 15200 |  |  | 81400 | 11700 |  | Non Federally-Regulated | 02/22/1990 |  | 07/31/1992
Lennox Industries Inc. | Lennox | DSSP1-180 |  | HSP-A, Single-Package Heat Pum | Heat Pump | 230 | 3 |  |  |  | No Match |  | No Match | 171000 | 22250 | 7.6 | 7.5 |  |  | 170000 | 17500 |  |  | 97000 | 14200 |  | Non Federally-Regulated | 01/05/1982 |  | 05/16/1984
Coolair Corp. | Coolair | BH8G4A | EH8G4A | HRCU-A-CB, Split System: Heat | Heat Pump | 460 | 3 |  |  |  | No Match |  | No Match | 103200 | 10806 | 9.6 | 8.9 |  |  | 102700 | 9076 | 3.3 | 3 | 53850 | 7214 | 2.2 | Federally-Regulated Commercial & Industrial Equipment | 04/30/1997 |  | 03/31/1998
Carrier Corp. - Syracuse | ICP Commercial | RHS18*(H,L,S)0******A |  | HSP-A, Single-Package Heat Pum | Heat Pump | 230 | 3 | False |  |  |  | True | Single-Speed | 172000 | 15925 | 10.8 | 10.4 |  |  | 166000 | 14743 | 3.3 | 3.2 |  |  |  | Federally-Regulated Commercial & Industrial Equipment | 03/10/2011 |  | 12/12/2012
York International | York | E1CH120A25 | F2EH120A33 | HRCU-A-CB, Split System: Heat | Heat Pump | 230 | 3 |  |  |  | No Match |  | No Match | 118000 | 14390 | 8.2 | 8.2 |  |  | 129000 | 12602 |  |  | 76000 | 9281 |  | Non Federally-Regulated | 03/15/1989 |  | 10/10/1989
Lennox Industries Inc. | Lennox | LHA090H* |  | HSP-A, Single-Package Heat Pum | Heat Pump | 460 | 3 |  |  |  | No Match |  | No Match | 89000 | 7739 | 11.5 | 8.9 |  | 12 | 90000 | 7990 | 3.3 | 3 | 52000 | 7255 | 2.1 | Federally-Regulated Commercial & Industrial Equipment | 07/31/2002 |  | 01/18/2008
York International | Luxaire | EF-07C00A(T/W)AAA1A | FF-07C00S00AAA1A | HRCU-A-CB, Split System: Heat | Heat Pump | 230 | 3 |  |  |  | No Match |  | No Match | 90000 | 8411 | 10.7 | 8.9 |  |  | 88000 | 8057 | 3.2 | 3 | 56500 | 7197 | 2.3 | Federally-Regulated Commercial & Industrial Equipment | 05/21/2002 |  | 07/18/2002
Carrier Corp. - Syracuse | Arcoaire | CHS091(H,L,S)A* | FHS091(M,S,K)**A0* | HRCU-A-CB, Split System: Heat | Heat Pump | 208 | 3 |  |  |  |  | True | Single-Speed | 89000 | 8090 | 11 | 10.8 |  |  | 87000 | 7726 | 3.3 | 3.3 |  |  |  | Federally-Regulated Commercial & Industrial Equipment | 07/18/2013 |  | 10/28/2014
Trane U.S. Inc. | American Standard, Inc. | WCD075A400A |  | HSP-A, Single-Package Heat Pum | Heat Pump | 460 | 3 |  |  |  | No Match |  | No Match | 71000 | 8300 | 8.6 |  |  |  | 71000 | 7170 | 2.9 | 2.5 | 33000 | 5090 | 1.9 | Non Federally-Regulated | 07/19/1989 |  | 02/22/1990
Carrier Corp. - Syracuse | Keeprite | RHS(181,183)(H,L,S)******AA |  | HSP-A, Single-Package Heat Pum | Heat Pump | 575 | 3 | False |  |  |  | True | Single-Speed | 172000 | 15925 | 10.8 | 10.4 |  |  | 220000 | 19538 | 3.3 | 3.2 |  |  |  | Federally-Regulated Commercial & Industrial Equipment | 12/12/2012 |  | 05/09/2013
York International | Fraser Johnston | BADF-T/W120N205/245 |  | HSP-A, Single-Package Heat Pum | Heat Pump | 460 | 3 |  |  |  | No Match |  | No Match | 118000 | 13111 | 9 | 8.9 |  |  | 116000 | 11332 | 3 | 3 | 70000 | 10257 | 2 | Federally-Regulated Commercial & Industrial Equipment | 12/14/1998 |  | 08/17/1999
York International | Evcon | PH180C00A*(2,4,5)***** | NH180C00*(5,6)****** | HRCU-A-CB, Split System: Heat | Heat Pump | 208 | 3 |  |  |  |  | True | Single-Speed | 180000 | 16981 | 10.6 | 8.5 |  |  | 168000 | 14929 | 3.3 | 2.9 |  |  |  | Federally-Regulated Commercial & Industrial Equipment | 07/16/2009 |  | 01/24/2011
Evcon Industries, Inc. | Evcon | EABA-T/W090 | F*EH090 | HRCU-A-CB, Split System: Heat | Heat Pump | 460 | 3 |  |  |  | No Match |  | No Match | 89000 | 9468 | 9.4 | 8.9 |  |  | 81000 | 7910 | 3 | 3 | 53000 | 7394 | 2.1 | Federally-Regulated Commercial & Industrial Equipment | 11/18/1999 |  | 05/23/2000
Rheem Sales Company, Inc. | Tempstar | NRHR92HP15A |  | HSP-A, Single-Package Heat Pum | Heat Pump | 208 | 3 |  |  |  | No Match |  | No Match | 92000 | 10500 | 8.8 | 8.2 |  |  | 94000 | 9160 |  |  | 52000 | 7190 |  | Non Federally-Regulated | 02/22/1990 |  | 09/17/1991
Trane U.S. Inc. | Trane | BWC120C3F |  | HSP-A, Single-Package Heat Pum | Heat Pump | 200 | 3 |  |  |  | No Match |  | No Match | 118000 | 14300 | 8.3 | 8.2 |  |  | 118000 | 11900 |  |  | 62500 | 8750 |  | Non Federally-Regulated | 06/11/1985 |  | 05/11/1988
Carrier Corp. - Syracuse | Day & Night | RHS102(L,S)******AA |  | HSP-A, Single-Package Heat Pum | Heat Pump | 575 | 3 | False |  |  |  | False | Single-Speed | 99000 | 8608 | 11.5 | 10.8 |  |  | 96000 | 8525 | 3.3 | 3.3 |  |  |  | Federally-Regulated Commercial & Industrial Equipment | 12/12/2012 |  | 10/28/2014
BDP Co. | Day & Night | 541AE090 | 517A090 | HRCU-A-CB, Split System: Heat | Heat Pump | 460 | 3 |  |  |  | No Match |  | No Match | 88000 | 10730 | 8.2 | 8.2 |  |  | 87000 | 9800 |  |  | 42500 | 6555 | 1.9 | Non Federally-Regulated | 06/11/1985 |  | 08/29/1986
Lennox Industries Inc. | Lennox | HP17-953V-1Y | CB17-95V-1 | HRCU-A-CB, Split System: Heat | Heat Pump | 208 | 3 |  |  |  | No Match |  | No Match | 87000 | 10235 | 8.5 | 8.2 |  |  | 88000 | 8597 |  |  | 51000 | 6794 |  | Non Federally-Regulated | 06/11/1985 |  | 05/11/1988
Carrier Corp. - Syracuse | ICP Commercial | RHS(181,183)(H,L,S)******TC |  | HSP-A, Single-Package Heat Pum | Heat Pump | 575 | 3 | False |  |  |  | True | Single-Speed | 172000 | 15925 | 10.8 | 10.4 |  |  | 220000 | 19538 | 3.3 | 3.2 |  |  |  | Federally-Regulated Commercial & Industrial Equipment | 01/09/2014 |  | 10/28/2014
Carrier Corp. - Syracuse | Bryant Heating & Cooling Systems | 548JP09*********(D,E)A |  | HSP-A, Single-Package Heat Pum | Heat Pump | 230 | 3 | False |  |  |  | False | Single-Speed | 99000 | 8608 | 11.5 | 10.8 |  |  | 96000 | 8525 | 3.3 | 3.3 |  |  |  | Federally-Regulated Commercial & Industrial Equipment | 12/12/2012 |  | 04/21/2015
Rheem Sales Company, Inc. | Tempstar | NRHR10HP30A |  | HSP-A, Single-Package Heat Pum | Heat Pump | 208 | 3 |  |  |  | No Match |  | No Match | 119000 | 13985 | 8.5 | 8.3 |  |  | 127000 | 12195 | 2.9 | 2.8 | 68000 | 9665 | 2 | Non Federally-Regulated | 09/17/1991 |  | 07/27/1992
Trane U.S. Inc. | Trane Unitary Products Group | WC(D,H)150EWF*B |  | HSP-A, Single-Package Heat Pum | Both Heat Pump and Electric Re | 230 | 3 | False |  |  |  | False | Single-Speed | 170000 | 15454 | 11 | 10.4 |  |  | 176000 | 16119 | 3.2 | 3.2 |  |  |  | Federally-Regulated Commercial & Industrial Equipment | 03/02/2012 |  | 08/28/2012
Carrier Corp. - Syracuse | Arcoaire | RHS(181,183)(H,L,S)******AC |  | HSP-A, Single-Package Heat Pum | Heat Pump | 575 | 3 | False |  |  |  | True | Single-Speed | 172000 | 15925 | 10.8 | 10.4 |  |  | 220000 | 19538 | 3.3 | 3.2 |  |  |  | Federally-Regulated Commercial & Industrial Equipment | 10/28/2014 |  | 10/28/2014
Rheem Sales Company, Inc. | Ruud | UPWA-200CAS | UHPA-200G | HRCU-A-CB, Split System: Heat | Heat Pump | 230 | 3 |  |  |  | No Match |  | No Match | 237600 | 28600 | 8.3 |  |  |  | 230250 | 24085 |  |  | 141700 | 21850 |  | Non Federally-Regulated | 06/11/1985 |  | 05/11/1988
McQuay International | McQuay International | DPS006AHHW2**-4 |  | HSP-A, Single-Package Heat Pum | Heat Pump | 230 | 3 | False |  |  |  | True | Variable-Speed | 69000 | 6216 | 11.1 | 10.8 |  |  | 71000 | 5176 | 4 | 3.3 |  |  |  | Federally-Regulated Commercial & Industrial Equipment | 03/02/2012 |  | 08/28/2012
Trane U.S. Inc. | Trane | WCH240B30*F* |  | HSP-A, Single-Package Heat Pum | Heat Pump | 208 | 3 |  |  |  | No Match |  | No Match | 230000 | 23000 | 10 | 8.5 |  | 10.5 | 224000 | 21171 | 3.1 | 2.9 | 114000 | 16700 | 2 | Federally-Regulated Commercial & Industrial Equipment | 02/05/2002 |  | 03/21/2002
Rheem Sales Company, Inc. | Ruud | UJKB-A120C |  | HSP-A, Single-Package Heat Pum | Heat Pump | 230 | 3 |  |  |  | No Match |  | No Match | 117000 | 12580 | 9.3 | 8.9 |  | 9.2 | 118000 | 11524 | 3 | 3 | 63500 | 9302 | 2 | Federally-Regulated Commercial & Industrial Equipment | 05/22/2000 |  | 11/21/2001
Carrier Corp. - Syracuse | ICP Commercial | RHH072(H,L,S)0******A |  | HSP-A, Single-Package Heat Pum | Heat Pump | 460 | 3 | False |  |  |  | True | Single-Speed | 72000 | 6000 | 12 | 10.8 |  |  | 70000 | 6033 | 3.4 | 3.3 |  |  |  | Federally-Regulated Commercial & Industrial Equipment | 03/10/2011 |  | 04/19/2013
Carrier Corp. - Syracuse | Day & Night | 548DP/E090-AA |  | HSP-A, Single-Package Heat Pum | Heat Pump | 208 | 3 |  |  |  | No Match |  | No Match | 86000 | 9555 | 9 | 8.9 |  | 9.3 | 78000 | 7620 | 3 | 3 | 36000 | 6433 | 1.6 | Federally-Regulated Commercial & Industrial Equipment | 03/31/1998 |  | 05/09/1998
Rheem Sales Company, Inc. | Weatherking | RHB10T-3 | AH10T3/4K | HRCU-A-CB, Split System: Heat | Heat Pump | 208 | 3 |  |  |  | No Match |  | No Match | 118000 | 14390 | 8.2 | 8.3 |  |  | 118000 | 14390 | 2.4 | 2.8 | 60000 | 8790 | 2 | Non Federally-Regulated | 09/17/1991 |  | 07/27/1992
Rheem Sales Company, Inc. | Ruud | UPWB-075DAS* | UHPA-075Z | HRCU-A-CB, Split System: Heat | Heat Pump | 460 | 3 |  |  |  | No Match |  | No Match | 90000 | 11000 | 8.2 |  |  |  | 88000 | 8595 |  |  | 46000 | 6740 |  | Non Federally-Regulated | 05/11/1988 |  | 03/15/1989
McQuay International | McQuay International | DPS007AHHG4**-4 |  | HSP-A, Single-Package Heat Pum | Heat Pump | 460 | 3 | False |  |  |  | True | Variable-Speed | 89000 | 7177 | 12.4 | 10.8 |  |  | 79000 | 6291 | 3.7 | 3.3 |  |  |  | Federally-Regulated Commercial & Industrial Equipment | 08/28/2012 |  | 04/19/2013
Carrier Corp. - Syracuse | Tempstar | RHS(181,183)(H,L,S)******TA |  | HSP-A, Single-Package Heat Pum | Heat Pump | 208 | 3 | False |  |  |  | True | Single-Speed | 172000 | 15925 | 10.8 | 10.4 |  |  | 220000 | 19538 | 3.3 | 3.2 |  |  |  | Federally-Regulated Commercial & Industrial Equipment | 12/12/2012 |  | 05/09/2013
Carrier Corp. - Syracuse | Arcoaire | RHS090H******** |  | HSP-A, Single-Package Heat Pum | Heat Pump | 230 | 3 | False |  |  |  | False | Single-Speed | 88000 | 7857 | 11.2 | 10.8 |  |  | 86000 | 7413 | 3.4 | 3.3 |  |  |  | Federally-Regulated Commercial & Industrial Equipment | 03/02/2012 |  | 12/12/2012
Lennox Industries Inc. | Lennox | HP17-1353V-4Y | CB17-135V-1 | HRCU-A-CB, Split System: Heat | Heat Pump | 208 | 3 |  |  |  | No Match |  | No Match | 119000 | 14512 | 8.2 | 8.2 |  |  | 119000 | 11626 |  |  | 69000 | 9406 |  | Non Federally-Regulated | 05/16/1984 |  | 06/11/1985
Addison Products | Addison Products | DFH094*3E**** |  | HSP-A, Single-Package Heat Pum | Heat Pump | 208 | 3 |  |  |  | No Match |  | No Match | 92600 | 9960 | 9.3 | 8.9 |  |  | 98700 | 9040 | 3.2 | 3 | 57200 | 7110 | 2.4 | Federally-Regulated Commercial & Industrial Equipment | 11/03/1994 |  | 04/07/1996
Lennox Industries Inc. | Armstrong | LHA120H* |  | HSP-A, Single-Package Heat Pum | Heat Pump | 460 | 3 |  |  |  | No Match |  | No Match | 118000 | 11456 | 10.3 | 8.9 |  | 11.3 | 120000 | 10654 | 3.3 | 3 | 72000 | 10045 | 2.1 | Federally-Regulated Commercial & Industrial Equipment | 11/21/2001 |  | 07/18/2002
York International | York | XP102[C,E]***(2,4,5)***6 |  | HSP-A, Single-Package Heat Pum | Both Heat Pump and Electric Re | 575 | 3 | False |  |  |  | True | Single-Speed | 100000 | 9090 | 11 | 10.8 |  |  | 94000 | 8102 | 3.4 | 3.3 |  |  |  | Federally-Regulated Commercial & Industrial Equipment | 01/09/2014 |  | 01/05/2015
Carrier Corp. - Syracuse | Carrier Corp. | 50TCQ*24***(5,6,1)A***(A,C,D,F)*-HORZ |  | HSP-A, Single-Package Heat Pum | Heat Pump | 460 | 3 | False |  |  |  | True | Single-Speed | 232000 | 21886 | 10.6 | 10.4 |  |  | 220000 | 19538 | 3.3 | 3.2 |  |  |  | Federally-Regulated Commercial & Industrial Equipment | 04/21/2014 |  | 10/28/2014
York International | York | E2CH090A46 | F2EH090A33 | HRCU-A-CB, Split System: Heat | Heat Pump | 460 | 3 |  |  |  | No Match |  | No Match | 93000 | 10941 | 8.5 |  |  |  | 103000 | 9434 | 3.1 | 2.5 | 59000 | 6917 | 2.5 | Non Federally-Regulated | 04/18/1990 |  | 07/27/1992
Carrier Corp. - Syracuse | Carrier | 50TJQ00751/61 |  | HSP-A, Single-Package Heat Pum | Heat Pump | 230 | 3 |  |  |  | No Match |  | No Match | 70000 | 7777 | 9 | 8.9 |  |  | 72000 | 6592 | 3.2 | 3 | 38000 | 5859 | 1.9 | Federally-Regulated Commercial & Industrial Equipment | 05/22/2000 |  | 07/25/2000
Carrier Corp. - Syracuse | Bryant Air Conditioning | 548DPX/DEX072-AB |  | HSP-A, Single-Package Heat Pum | Heat Pump | 230 | 3 |  |  |  | No Match |  | No Match | 70000 | 7777 | 9 | 8.9 |  |  | 72000 | 6592 | 3.2 | 3 | 38000 | 5859 | 1.9 | Federally-Regulated Commercial & Industrial Equipment | 11/18/1999 |  | 04/13/2000
Lennox Industries Inc. | Armstrong | PRTC88BL-1 |  | HSP-A, Single-Package Heat Pum | Heat Pump | 230 | 3 |  |  |  | No Match |  | No Match | 88000 | 10602 | 8.3 | 8.3 |  |  | 80000 | 8713 | 2.7 | 2.8 | 43000 | 6633 | 1.9 | Non Federally-Regulated | 01/08/1991 |  | 07/27/1992
Rheem Sales Company, Inc. | Rheem | RJKB-A090C |  | HSP-A, Single-Package Heat Pum | Heat Pump | 230 | 3 |  |  |  | No Match |  | No Match | 89000 | 9673 | 9.2 | 8.9 |  | 12.1 | 90000 | 8789 | 3 | 3 | 52500 | 7691 | 2 | Federally-Regulated Commercial & Industrial Equipment | 11/18/1999 |  | 04/13/2000
York International | York | B1HN120N***25/46/58 |  | HSP-A, Single-Package Heat Pum | Heat Pump | 208 | 3 |  |  |  | No Match |  | No Match | 118000 | 13111 | 9 | 8.9 |  |  | 116000 | 11329 | 3 | 3 | 70000 | 10254 | 2 | Federally-Regulated Commercial & Industrial Equipment | 05/22/2000 |  | 01/18/2008
Airedale North America | School Unit | SCHP6 |  | HSP-A, Single-Package Heat Pum | Heat Pump | 460 | 3 |  |  |  | No Match |  | No Match | 75000 | 8926 | 8.4 | 8.2 |  |  | 71000 | 8001 | 2.6 |  | 43800 | 7552 | 1.7 | Non Federally-Regulated | 02/22/1990 |  | 07/31/1992
Goettl | American Best | HP1201-3 |  | HSP-A, Single-Package Heat Pum | Heat Pump | 230 | 1 |  |  |  | No Match |  | No Match | 120000 | 13953 | 8.6 | 8.3 |  |  | 119000 | 11625 | 3 | 2.8 | 63000 | 9718 | 1.9 | Non Federally-Regulated | 03/05/1991 |  | 07/27/1992
Rheem Sales Company, Inc. | Rheem | RJKB-A120D |  | HSP-A, Single-Package Heat Pum | Heat Pump | 460 | 3 |  |  |  | No Match |  | No Match | 117000 | 12580 | 9.3 | 8.9 |  | 9.2 | 118000 | 11524 | 3 | 3 | 63500 | 9302 | 2 | Federally-Regulated Commercial & Industrial Equipment | 11/18/1999 |  | 04/13/2000
Lennox Industries Inc. | Lennox | HP17-1353V-2Y | CB17-135V-1 | HRCU-A-CB, Split System: Heat | Heat Pump | 230 | 3 |  |  |  | No Match |  | No Match | 119000 | 14512 | 8.2 | 8.2 |  |  | 119000 | 11626 |  |  | 69000 | 9406 |  | Non Federally-Regulated | 06/11/1985 |  | 08/29/1986
York International | Coleman | XA-08[C,E]***(T,W,X)* |  | HSP-A, Single-Package Heat Pum | Both Heat Pump and Electric Re | 230 | 3 |  |  |  |  | True | Single-Speed | 100000 | 9091 | 11 | 8.9 |  | 12.4 | 94000 | 7876 | 3.5 | 3 | 57000 | 7268 | 2.3 | Federally-Regulated Commercial & Industrial Equipment | 01/18/2008 |  | 01/09/2014
Trane U.S. Inc. | Trane Unitary Products Group | WSC090E3*0A |  | HSP-A, Single-Package Heat Pum | Heat Pump | 230 | 3 | False |  |  |  | True | Single-Speed | 89000 | 8018 | 11.1 | 10.8 |  |  | 86000 | 7413 | 3.4 | 3.3 |  |  |  | Federally-Regulated Commercial & Industrial Equipment | 08/28/2014 |  | 04/21/2015