Carrier Corp. - Syracuse | Tempstar | RHH090(H,L,S)******AA |  | HSP-A, Single-Package Heat Pum | Heat Pump | 460 | 3 | False |  |  |  | True | Single-Speed | 90000 | 7438 | 12.1 | 10.8 | 12.9 |  | 84000 | 7033 | 3.5 | 3.3 | 47000 | 5739 | 2.4 | Federally-Regulated Commercial & Industrial Equipment | 04/16/2019 |  | 04/23/2019
Carrier Corp. - Syracuse | Tempstar | RHH090(H,L,S)******AA |  | HSP-A, Single-Package Heat Pum | Heat Pump | 575 | 3 | False |  |  |  | True | Single-Speed | 90000 | 7438 | 12.1 | 10.8 | 12.9 |  | 84000 | 7033 | 3.5 | 3.3 | 47000 | 5739 | 2.4 | Federally-Regulated Commercial & Industrial Equipment | 04/16/2019 |  | 04/23/2019
Carrier Corp. - Syracuse | Tempstar | RHH090(H,L,S)******TA |  | HSP-A, Single-Package Heat Pum | Heat Pump | 208 | 3 | False |  |  |  | True | Single-Speed | 90000 | 7438 | 12.1 | 10.8 | 13.7 |  | 84000 | 7033 | 3.5 | 3.3 | 47000 | 5739 | 2.4 | Federally-Regulated Commercial & Industrial Equipment | 04/16/2019 |  | 04/23/2019
Carrier Corp. - Syracuse | Tempstar | RHH090(H,L,S)******TA |  | HSP-A, Single-Package Heat Pum | Heat Pump | 230 | 3 | False |  |  |  | True | Single-Speed | 90000 | 7438 | 12.1 | 10.8 | 13.7 |  | 84000 | 7033 | 3.5 | 3.3 | 47000 | 5739 | 2.4 | Federally-Regulated Commercial & Industrial Equipment | 04/16/2019 |  | 04/23/2019
Carrier Corp. - Syracuse | Tempstar | RHH090(H,L,S)******TA |  | HSP-A, Single-Package Heat Pum | Heat Pump | 460 | 3 | False |  |  |  | True | Single-Speed | 90000 | 7438 | 12.1 | 10.8 | 13.7 |  | 84000 | 7033 | 3.5 | 3.3 | 47000 | 5739 | 2.4 | Federally-Regulated Commercial & Industrial Equipment | 04/16/2019 |  | 04/23/2019
Carrier Corp. - Syracuse | Tempstar | RHH090(H,L,S)******TA |  | HSP-A, Single-Package Heat Pum | Heat Pump | 575 | 3 | False |  |  |  | True | Single-Speed | 90000 | 7438 | 12.1 | 10.8 | 13.7 |  | 84000 | 7033 | 3.5 | 3.3 | 47000 | 5739 | 2.4 | Federally-Regulated Commercial & Industrial Equipment | 04/16/2019 |  | 04/23/2019
Carrier Corp. - Syracuse | Tempstar | RHH102(H,L,S)******AA |  | HSP-A, Single-Package Heat Pum | Heat Pump | 208 | 3 | False |  |  |  | True | Single-Speed | 100000 | 8333 | 12 | 10.8 |  |  | 100000 | 8619 | 3.4 | 3.3 | 56000 | 7262 | 2.26 | Federally-Regulated Commercial & Industrial Equipment | 01/28/2019 |  | 04/23/2019
Carrier Corp. - Syracuse | Tempstar | RHH102(H,L,S)******AA |  | HSP-A, Single-Package Heat Pum | Heat Pump | 230 | 3 | False |  |  |  | True | Single-Speed | 100000 | 8333 | 12 | 10.8 |  |  | 100000 | 8619 | 3.4 | 3.3 | 56000 | 7262 | 2.26 | Federally-Regulated Commercial & Industrial Equipment | 01/28/2019 |  | 04/23/2019
Carrier Corp. - Syracuse | Tempstar | RHH102(H,L,S)******AA |  | HSP-A, Single-Package Heat Pum | Heat Pump | 460 | 3 | False |  |  |  | True | Single-Speed | 100000 | 8333 | 12 | 10.8 |  |  | 100000 | 8619 | 3.4 | 3.3 | 56000 | 7262 | 2.26 | Federally-Regulated Commercial & Industrial Equipment | 01/28/2019 |  | 04/23/2019
Carrier Corp. - Syracuse | Tempstar | RHH102(H,L,S)******AA |  | HSP-A, Single-Package Heat Pum | Heat Pump | 575 | 3 | False |  |  |  | True | Single-Speed | 100000 | 8333 | 12 | 10.8 |  |  | 100000 | 8619 | 3.4 | 3.3 | 56000 | 7262 | 2.26 | Federally-Regulated Commercial & Industrial Equipment | 01/28/2019 |  | 04/23/2019
Carrier Corp. - Syracuse | Tempstar | RHH102(H,L,S)******TA |  | HSP-A, Single-Package Heat Pum | Heat Pump | 208 | 3 | False |  |  |  | True | Single-Speed | 100000 | 8333 | 12 | 10.8 |  |  | 100000 | 8619 | 3.4 | 3.3 | 56000 | 7262 | 2.26 | Federally-Regulated Commercial & Industrial Equipment | 01/28/2019 |  | 04/23/2019
Carrier Corp. - Syracuse | Tempstar | RHH102(H,L,S)******TA |  | HSP-A, Single-Package Heat Pum | Heat Pump | 230 | 3 | False |  |  |  | True | Single-Speed | 100000 | 8333 | 12 | 10.8 |  |  | 100000 | 8619 | 3.4 | 3.3 | 56000 | 7262 | 2.26 | Federally-Regulated Commercial & Industrial Equipment | 01/28/2019 |  | 04/23/2019
Carrier Corp. - Syracuse | Tempstar | RHH102(H,L,S)******TA |  | HSP-A, Single-Package Heat Pum | Heat Pump | 460 | 3 | False |  |  |  | True | Single-Speed | 100000 | 8333 | 12 | 10.8 |  |  | 100000 | 8619 | 3.4 | 3.3 | 56000 | 7262 | 2.26 | Federally-Regulated Commercial & Industrial Equipment | 01/28/2019 |  | 04/23/2019
Carrier Corp. - Syracuse | Tempstar | RHH102(H,L,S)******TA |  | HSP-A, Single-Package Heat Pum | Heat Pump | 575 | 3 | False |  |  |  | True | Single-Speed | 100000 | 8333 | 12 | 10.8 |  |  | 100000 | 8619 | 3.4 | 3.3 | 56000 | 7262 | 2.26 | Federally-Regulated Commercial & Industrial Equipment | 01/28/2019 |  | 04/23/2019
Carrier Corp. - Syracuse | Tempstar | RHH(120,121)(H,L,S)******AA |  | HSP-A, Single-Package Heat Pum | Heat Pump | 208 | 3 | False |  |  |  | True | Single-Speed | 119000 | 9674 | 12.3 | 10.8 | 13 |  | 116000 | 9713 | 3.5 | 3.3 | 65000 | 7937 | 2.4 | Federally-Regulated Commercial & Industrial Equipment | 04/16/2019 |  | 04/23/2019
Carrier Corp. - Syracuse | Tempstar | RHH(120,121)(H,L,S)******AA |  | HSP-A, Single-Package Heat Pum | Heat Pump | 230 | 3 | False |  |  |  | True | Single-Speed | 119000 | 9674 | 12.3 | 10.8 | 13 |  | 116000 | 9713 | 3.5 | 3.3 | 65000 | 7937 | 2.4 | Federally-Regulated Commercial & Industrial Equipment | 04/16/2019 |  | 04/23/2019
Carrier Corp. - Syracuse | Tempstar | RHH(120,121)(H,L,S)******AA |  | HSP-A, Single-Package Heat Pum | Heat Pump | 460 | 3 | False |  |  |  | True | Single-Speed | 119000 | 9674 | 12.3 | 10.8 | 13 |  | 116000 | 9713 | 3.5 | 3.3 | 65000 | 7937 | 2.4 | Federally-Regulated Commercial & Industrial Equipment | 04/16/2019 |  | 04/23/2019
Carrier Corp. - Syracuse | Tempstar | RHH(120,121)(H,L,S)******AA |  | HSP-A, Single-Package Heat Pum | Heat Pump | 575 | 3 | False |  |  |  | True | Single-Speed | 119000 | 9674 | 12.3 | 10.8 | 13 |  | 116000 | 9713 | 3.5 | 3.3 | 65000 | 7937 | 2.4 | Federally-Regulated Commercial & Industrial Equipment | 04/16/2019 |  | 04/23/2019
Carrier Corp. - Syracuse | Tempstar | RHH(120,121)(H,L,S)******TA |  | HSP-A, Single-Package Heat Pum | Heat Pump | 208 | 3 | False |  |  |  | True | Single-Speed | 119000 | 9674 | 12.3 | 10.8 | 13.6 |  | 116000 | 9713 | 3.5 | 3.3 | 65000 | 7937 | 2.4 | Federally-Regulated Commercial & Industrial Equipment | 04/16/2019 |  | 04/23/2019
Carrier Corp. - Syracuse | Tempstar | RHH(120,121)(H,L,S)******TA |  | HSP-A, Single-Package Heat Pum | Heat Pump | 230 | 3 | False |  |  |  | True | Single-Speed | 119000 | 9674 | 12.3 | 10.8 | 13.6 |  | 116000 | 9713 | 3.5 | 3.3 | 65000 | 7937 | 2.4 | Federally-Regulated Commercial & Industrial Equipment | 04/16/2019 |  | 04/23/2019
Carrier Corp. - Syracuse | Tempstar | RHH(120,121)(H,L,S)******TA |  | HSP-A, Single-Package Heat Pum | Heat Pump | 460 | 3 | False |  |  |  | True | Single-Speed | 119000 | 9674 | 12.3 | 10.8 | 13.6 |  | 116000 | 9713 | 3.5 | 3.3 | 65000 | 7937 | 2.4 | Federally-Regulated Commercial & Industrial Equipment | 04/16/2019 |  | 04/23/2019
Carrier Corp. - Syracuse | Tempstar | RHH(120,121)(H,L,S)******TA |  | HSP-A, Single-Package Heat Pum | Heat Pump | 575 | 3 | False |  |  |  | True | Single-Speed | 119000 | 9674 | 12.3 | 10.8 | 13.6 |  | 116000 | 9713 | 3.5 | 3.3 | 65000 | 7937 | 2.4 | Federally-Regulated Commercial & Industrial Equipment | 04/16/2019 |  | 04/23/2019
Carrier Corp. - Syracuse | Tempstar | CHS072(H,L,S)A* | FHS072(M,S,K)**A0* | HRCU-A-CB, Split System: Heat | Heat Pump | 208 | 3 |  | False |  |  | True | Single-Speed | 70000 | 6363 | 11 | 10.8 | 12.6 |  | 66000 | 5861 | 3.3 | 3.3 | 39000 | 4762 | 2.4 | Federally-Regulated Commercial & Industrial Equipment | 03/14/2019 |  | 04/23/2019
Carrier Corp. - Syracuse | Tempstar | CHS072(H,L,S)A* | FHS072(M,S,K)**A0* | HRCU-A-CB, Split System: Heat | Heat Pump | 230 | 3 |  | False |  |  | True | Single-Speed | 70000 | 6363 | 11 | 10.8 | 12.6 |  | 66000 | 5861 | 3.3 | 3.3 | 39000 | 4762 | 2.4 | Federally-Regulated Commercial & Industrial Equipment | 03/14/2019 |  | 04/23/2019
Carrier Corp. - Syracuse | Tempstar | CHS072(H,L,S)A* | FHS072(M,S,K)**A0* | HRCU-A-CB, Split System: Heat | Heat Pump | 460 | 3 |  | False |  |  | True | Single-Speed | 70000 | 6363 | 11 | 10.8 | 12.6 |  | 66000 | 5861 | 3.3 | 3.3 | 39000 | 4762 | 2.4 | Federally-Regulated Commercial & Industrial Equipment | 03/14/2019 |  | 04/23/2019
Carrier Corp. - Syracuse | Tempstar | CHS072(H,L,S)A* | FHS072(M,S,K)**A0* | HRCU-A-CB, Split System: Heat | Heat Pump | 575 | 3 |  | False |  |  | True | Single-Speed | 70000 | 6363 | 11 | 10.8 | 12.6 |  | 66000 | 5861 | 3.3 | 3.3 | 39000 | 4762 | 2.4 | Federally-Regulated Commercial & Industrial Equipment | 03/14/2019 |  | 04/23/2019
Carrier Corp. - Syracuse | Tempstar | CHS091(H,L,S)A* | FHS091(M,S,K)**A0* | HRCU-A-CB, Split System: Heat | Heat Pump | 208 | 3 |  | False |  |  | True | Single-Speed | 89000 | 8090 | 11 | 10.8 | 12 |  | 87000 | 7726 | 3.3 | 3.3 | 52000 | 6349 | 2.4 | Federally-Regulated Commercial & Industrial Equipment | 03/14/2019 |  | 04/23/2019
Carrier Corp. - Syracuse | Tempstar | CHS091(H,L,S)A* | FHS091(M,S,K)**A0* | HRCU-A-CB, Split System: Heat | Heat Pump | 230 | 3 |  | False |  |  | True | Single-Speed | 89000 | 8090 | 11 | 10.8 | 12 |  | 87000 | 7726 | 3.3 | 3.3 | 52000 | 6349 | 2.4 | Federally-Regulated Commercial & Industrial Equipment | 03/14/2019 |  | 04/23/2019
Carrier Corp. - Syracuse | Tempstar | CHS091(H,L,S)A* | FHS091(M,S,K)**A0* | HRCU-A-CB, Split System: Heat | Heat Pump | 460 | 3 |  | False |  |  | True | Single-Speed | 89000 | 8090 | 11 | 10.8 | 12 |  | 87000 | 7726 | 3.3 | 3.3 | 52000 | 6349 | 2.4 | Federally-Regulated Commercial & Industrial Equipment | 03/14/2019 |  | 04/23/2019
Carrier Corp. - Syracuse | Tempstar | CHS091(H,L,S)A* | FHS091(M,S,K)**A0* | HRCU-A-CB, Split System: Heat | Heat Pump | 575 | 3 |  | False |  |  | True | Single-Speed | 89000 | 8090 | 11 | 10.8 | 12 |  | 87000 | 7726 | 3.3 | 3.3 | 52000 | 6349 | 2.4 | Federally-Regulated Commercial & Industrial Equipment | 03/14/2019 |  | 04/23/2019
Carrier Corp. - Syracuse | Tempstar | CHS121(H,L,S)A* | FHS120(M,S)**A0* | HRCU-A-CB, Split System: Heat | Heat Pump | 208 | 3 |  | False |  |  | True | Single-Speed | 112000 | 10181 | 11 | 10.8 | 12 |  | 106000 | 9413 | 3.3 | 3.3 | 70000 | 8548 | 2.4 | Federally-Regulated Commercial & Industrial Equipment | 03/14/2019 |  | 04/23/2019
Carrier Corp. - Syracuse | Tempstar | CHS121(H,L,S)A* | FHS120(M,S)**A0* | HRCU-A-CB, Split System: Heat | Heat Pump | 230 | 3 |  | False |  |  | True | Single-Speed | 112000 | 10181 | 11 | 10.8 | 12 |  | 106000 | 9413 | 3.3 | 3.3 | 70000 | 8548 | 2.4 | Federally-Regulated Commercial & Industrial Equipment | 03/14/2019 |  | 04/23/2019
Carrier Corp. - Syracuse | Tempstar | CHS121(H,L,S)A* | FHS120(M,S)**A0* | HRCU-A-CB, Split System: Heat | Heat Pump | 460 | 3 |  | False |  |  | True | Single-Speed | 112000 | 10181 | 11 | 10.8 | 12 |  | 106000 | 9413 | 3.3 | 3.3 | 70000 | 8548 | 2.4 | Federally-Regulated Commercial & Industrial Equipment | 03/14/2019 |  | 04/23/2019
Carrier Corp. - Syracuse | Tempstar | CHS121(H,L,S)A* | FHS120(M,S)**A0* | HRCU-A-CB, Split System: Heat | Heat Pump | 575 | 3 |  | False |  |  | True | Single-Speed | 112000 | 10181 | 11 | 10.8 | 12 |  | 106000 | 9413 | 3.3 | 3.3 | 70000 | 8548 | 2.4 | Federally-Regulated Commercial & Industrial Equipment | 03/14/2019 |  | 04/23/2019
Carrier Corp. - Syracuse | Tempstar | RHS(181,183)(H,L,S)******AC |  | HSP-A, Single-Package Heat Pum | Heat Pump | 208 | 3 | False |  |  |  | True | Single-Speed | 172000 | 15925 | 10.8 | 10.4 | 11.5 |  | 220000 | 19538 | 3.3 | 3.2 | 103000 | 12577 | 2.4 | Federally-Regulated Commercial & Industrial Equipment | 03/14/2019 |  | 04/23/2019
Carrier Corp. - Syracuse | Tempstar | RHS(181,183)(H,L,S)******AC |  | HSP-A, Single-Package Heat Pum | Heat Pump | 230 | 3 | False |  |  |  | True | Single-Speed | 172000 | 15925 | 10.8 | 10.4 | 11.5 |  | 220000 | 14742 | 3.3 | 3.2 | 103000 | 12577 | 2.4 | Federally-Regulated Commercial & Industrial Equipment | 03/14/2019 |  | 04/23/2019
Carrier Corp. - Syracuse | Tempstar | RHS(181,183)(H,L,S)******AC |  | HSP-A, Single-Package Heat Pum | Heat Pump | 460 | 3 | False |  |  |  | True | Single-Speed | 172000 | 15925 | 10.8 | 10.4 | 11.5 |  | 220000 | 19538 | 3.3 | 3.2 | 103000 | 12577 | 2.4 | Federally-Regulated Commercial & Industrial Equipment | 03/14/2019 |  | 04/23/2019
Carrier Corp. - Syracuse | Tempstar | RHS(181,183)(H,L,S)******AC |  | HSP-A, Single-Package Heat Pum | Heat Pump | 575 | 3 | False |  |  |  | True | Single-Speed | 172000 | 15925 | 10.8 | 10.4 | 11.5 |  | 220000 | 19538 | 3.3 | 3.2 | 103000 | 12577 | 2.4 | Federally-Regulated Commercial & Industrial Equipment | 03/14/2019 |  | 04/23/2019
Carrier Corp. - Syracuse | Tempstar | RHS(181,183)(H,L,S)******TC |  | HSP-A, Single-Package Heat Pum | Heat Pump | 208 | 3 | False |  |  |  | True | Single-Speed | 172000 | 15925 | 10.8 | 10.4 | 12 |  | 220000 | 19538 | 3.3 | 3.2 | 103000 | 12577 | 2.4 | Federally-Regulated Commercial & Industrial Equipment | 03/14/2019 |  | 04/23/2019
Carrier Corp. - Syracuse | Tempstar | RHS(181,183)(H,L,S)******TC |  | HSP-A, Single-Package Heat Pum | Heat Pump | 230 | 3 | False |  |  |  | True | Single-Speed | 172000 | 15925 | 10.8 | 10.4 | 12 |  | 220000 | 14742 | 3.3 | 3.2 | 103000 | 12577 | 2.4 | Federally-Regulated Commercial & Industrial Equipment | 03/14/2019 |  | 04/23/2019
Carrier Corp. - Syracuse | Tempstar | RHS(181,183)(H,L,S)******TC |  | HSP-A, Single-Package Heat Pum | Heat Pump | 460 | 3 | False |  |  |  | True | Single-Speed | 172000 | 15925 | 10.8 | 10.4 | 12 |  | 220000 | 19538 | 3.3 | 3.2 | 103000 | 12577 | 2.4 | Federally-Regulated Commercial & Industrial Equipment | 03/14/2019 |  | 04/23/2019
Carrier Corp. - Syracuse | Tempstar | RHS(181,183)(H,L,S)******TC |  | HSP-A, Single-Package Heat Pum | Heat Pump | 575 | 3 | False |  |  |  | True | Single-Speed | 172000 | 15925 | 10.8 | 10.4 | 12 |  | 220000 | 19538 | 3.3 | 3.2 | 103000 | 12577 | 2.4 | Federally-Regulated Commercial & Industrial Equipment | 03/14/2019 |  | 04/23/2019
Carrier Corp. - Syracuse | Tempstar | RHS(240)(H,L,S)******TA |  | HSP-A, Single-Package Heat Pum | Heat Pump | 208 | 3 | False |  |  |  | True | Single-Speed | 232000 | 21886 | 10.6 | 10.4 | 12 |  | 220000 | 19538 | 3.3 | 3.2 | 136000 | 17329 | 2.3 | Federally-Regulated Commercial & Industrial Equipment | 03/14/2019 |  | 04/23/2019
Carrier Corp. - Syracuse | Tempstar | RHS(240)(H,L,S)******TA |  | HSP-A, Single-Package Heat Pum | Heat Pump | 230 | 3 | False |  |  |  | True | Single-Speed | 232000 | 21886 | 10.6 | 10.4 | 12 |  | 220000 | 19538 | 3.3 | 3.2 | 136000 | 17329 | 2.3 | Federally-Regulated Commercial & Industrial Equipment | 03/14/2019 |  | 04/23/2019
Carrier Corp. - Syracuse | Tempstar | RHS(240)(H,L,S)******TA |  | HSP-A, Single-Package Heat Pum | Heat Pump | 460 | 3 | False |  |  |  | True | Single-Speed | 232000 | 21886 | 10.6 | 10.4 | 12 |  | 220000 | 19538 | 3.3 | 3.2 | 136000 | 17329 | 2.3 | Federally-Regulated Commercial & Industrial Equipment | 03/14/2019 |  | 04/23/2019
Carrier Corp. - Syracuse | Tempstar | RHS(240)(H,L,S)******TA |  | HSP-A, Single-Package Heat Pum | Heat Pump | 575 | 3 | False |  |  |  | True | Single-Speed | 232000 | 21886 | 10.6 | 10.4 | 12 |  | 220000 | 19538 | 3.3 | 3.2 | 136000 | 17329 | 2.3 | Federally-Regulated Commercial & Industrial Equipment | 03/14/2019 |  | 04/23/2019
Carrier Corp. - Syracuse | Tempstar | RHS(243)(H,L,S)******TA |  | HSP-A, Single-Package Heat Pum | Heat Pump | 208 | 3 | False |  |  |  | True | Single-Speed | 232000 | 21886 | 10.6 | 10.4 | 12 |  | 220000 | 19538 | 3.3 | 3.2 | 136000 | 17329 | 2.3 | Federally-Regulated Commercial & Industrial Equipment | 03/14/2019 |  | 04/23/2019
Carrier Corp. - Syracuse | Tempstar | RHS(243)(H,L,S)******TA |  | HSP-A, Single-Package Heat Pum | Heat Pump | 230 | 3 | False |  |  |  | True | Single-Speed | 232000 | 21886 | 10.6 | 10.4 | 12 |  | 220000 | 19538 | 3.3 | 3.2 | 136000 | 17329 | 2.3 | Federally-Regulated Commercial & Industrial Equipment | 03/14/2019 |  | 04/23/2019
Carrier Corp. - Syracuse | Tempstar | RHS(243)(H,L,S)******TA |  | HSP-A, Single-Package Heat Pum | Heat Pump | 460 | 3 | False |  |  |  | True | Single-Speed | 232000 | 21886 | 10.6 | 10.4 | 12 |  | 220000 | 19538 | 3.3 | 3.2 | 136000 | 17329 | 2.3 | Federally-Regulated Commercial & Industrial Equipment | 03/14/2019 |  | 04/23/2019
Carrier Corp. - Syracuse | Tempstar | RHS(243)(H,L,S)******TA |  | HSP-A, Single-Package Heat Pum | Heat Pump | 575 | 3 | False |  |  |  | True | Single-Speed | 232000 | 21886 | 10.6 | 10.4 | 12 |  | 220000 | 19538 | 3.3 | 3.2 | 136000 | 17329 | 2.3 | Federally-Regulated Commercial & Industrial Equipment | 03/14/2019 |  | 04/23/2019
Trane U.S. Inc. | AMERICAN STANDARD | WSC102H(3,4,W)*(G,K,N)A***7 |  | HSP-A, Single-Package Heat Pum | Both Heat Pump and Electric Re | 575 | 3 | False |  |  |  | True | Dual-Speed | 100000 | 9090 | 11 | 11 |  |  | 89000 | 7671 | 3.4 | 3.3 | 48500 | 6768 | 2.1 | Federally-Regulated Commercial & Industrial Equipment | 01/28/2019 |  | 04/23/2019
Trane U.S. Inc. | AMERICAN STANDARD | WSC102H(3,4,W)*(G,K,N)A***7 |  | HSP-A, Single-Package Heat Pum | Both Heat Pump and Electric Re | 460 | 3 | False |  |  |  | True | Dual-Speed | 100000 | 9090 | 11 | 11 |  |  | 89000 | 7671 | 3.4 | 3.3 | 48500 | 6768 | 2.1 | Federally-Regulated Commercial & Industrial Equipment | 01/28/2019 |  | 04/23/2019
Trane U.S. Inc. | AMERICAN STANDARD | WSC102H(3,4,W)*(G,K,N)A***7 |  | HSP-A, Single-Package Heat Pum | Both Heat Pump and Electric Re | 230 | 3 | False |  |  |  | True | Dual-Speed | 100000 | 9090 | 11 | 11 |  |  | 89000 | 7671 | 3.4 | 3.3 | 48500 | 6768 | 2.1 | Federally-Regulated Commercial & Industrial Equipment | 01/28/2019 |  | 04/23/2019
Trane U.S. Inc. | AMERICAN STANDARD | WSC102H(3,4,W)*(G,K,N)A***7 |  | HSP-A, Single-Package Heat Pum | Both Heat Pump and Electric Re | 208 | 3 | False |  |  |  | True | Dual-Speed | 100000 | 9090 | 11 | 11 |  |  | 89000 | 7671 | 3.4 | 3.3 | 48500 | 6768 | 2.1 | Federally-Regulated Commercial & Industrial Equipment | 01/28/2019 |  | 04/23/2019
Trane U.S. Inc. | AMERICAN STANDARD | WSC102H(3,4,W)*(G,K,N)A***6 |  | HSP-A, Single-Package Heat Pum | Both Heat Pump and Electric Re | 575 | 3 | False |  |  |  | True | Dual-Speed | 100000 | 9090 | 11 | 11 |  |  | 89000 | 7671 | 3.4 | 3.3 | 48500 | 6768 | 2.1 | Federally-Regulated Commercial & Industrial Equipment | 01/28/2019 |  | 04/23/2019
Trane U.S. Inc. | AMERICAN STANDARD | WSC102H(3,4,W)*(G,K,N)A***6 |  | HSP-A, Single-Package Heat Pum | Both Heat Pump and Electric Re | 460 | 3 | False |  |  |  | True | Dual-Speed | 100000 | 9090 | 11 | 11 |  |  | 89000 | 7671 | 3.4 | 3.3 | 48500 | 6768 | 2.1 | Federally-Regulated Commercial & Industrial Equipment | 01/28/2019 |  | 04/23/2019
Trane U.S. Inc. | AMERICAN STANDARD | WSC102H(3,4,W)*(G,K,N)A***6 |  | HSP-A, Single-Package Heat Pum | Both Heat Pump and Electric Re | 230 | 3 | False |  |  |  | True | Dual-Speed | 100000 | 9090 | 11 | 11 |  |  | 89000 | 7671 | 3.4 | 3.3 | 48500 | 6768 | 2.1 | Federally-Regulated Commercial & Industrial Equipment | 01/28/2019 |  | 04/23/2019
Trane U.S. Inc. | AMERICAN STANDARD | WSC102H(3,4,W)*(G,K,N)A***6 |  | HSP-A, Single-Package Heat Pum | Both Heat Pump and Electric Re | 208 | 3 | False |  |  |  | True | Dual-Speed | 100000 | 9090 | 11 | 11 |  |  | 89000 | 7671 | 3.4 | 3.3 | 48500 | 6768 | 2.1 | Federally-Regulated Commercial & Industrial Equipment | 01/28/2019 |  | 04/23/2019
Trane U.S. Inc. | AMERICAN STANDARD | WSC102H(3,4,W)*(G,K,N)A |  | HSP-A, Single-Package Heat Pum | Both Heat Pump and Electric Re | 575 | 3 | False |  |  |  | True | Dual-Speed | 100000 | 9090 | 11 | 11 |  |  | 92000 | 7930 | 3.4 | 3.3 | 48500 | 6768 | 2.1 | Federally-Regulated Commercial & Industrial Equipment | 01/28/2019 |  | 04/23/2019
Trane U.S. Inc. | AMERICAN STANDARD | WSC102H(3,4,W)*(G,K,N)A |  | HSP-A, Single-Package Heat Pum | Both Heat Pump and Electric Re | 460 | 3 | False |  |  |  | True | Dual-Speed | 100000 | 9090 | 11 | 11 |  |  | 92000 | 7930 | 3.4 | 3.3 | 48500 | 6768 | 2.1 | Federally-Regulated Commercial & Industrial Equipment | 01/28/2019 |  | 04/23/2019
Trane U.S. Inc. | AMERICAN STANDARD | WSC102H(3,4,W)*(G,K,N)A |  | HSP-A, Single-Package Heat Pum | Both Heat Pump and Electric Re | 230 | 3 | False |  |  |  | True | Dual-Speed | 100000 | 9090 | 11 | 11 |  |  | 92000 | 7930 | 3.4 | 3.3 | 48500 | 6768 | 2.1 | Federally-Regulated Commercial & Industrial Equipment | 01/28/2019 |  | 04/23/2019
Trane U.S. Inc. | AMERICAN STANDARD | WSC102H(3,4,W)*(G,K,N)A |  | HSP-A, Single-Package Heat Pum | Both Heat Pump and Electric Re | 208 | 3 | False |  |  |  | True | Dual-Speed | 100000 | 9090 | 11 | 11 |  |  | 92000 | 7930 | 3.4 | 3.3 | 48500 | 6768 | 2.1 | Federally-Regulated Commercial & Industrial Equipment | 01/28/2019 |  | 04/23/2019
Trane U.S. Inc. | AMERICAN STANDARD | WSC102H(3,4,W)*0A***7 |  | HSP-A, Single-Package Heat Pum | Heat Pump | 575 | 3 | False |  |  |  | True | Dual-Speed | 100000 | 9090 | 11 | 10.8 |  |  | 89000 | 7671 | 3.4 | 3.3 | 48500 | 6768 | 2.1 | Federally-Regulated Commercial & Industrial Equipment | 01/28/2019 |  | 04/23/2019
Trane U.S. Inc. | AMERICAN STANDARD | WSC102H(3,4,W)*0A***7 |  | HSP-A, Single-Package Heat Pum | Heat Pump | 460 | 3 | False |  |  |  | True | Dual-Speed | 100000 | 9090 | 11 | 10.8 |  |  | 89000 | 7671 | 3.4 | 3.3 | 48500 | 6768 | 2.1 | Federally-Regulated Commercial & Industrial Equipment | 01/28/2019 |  | 04/23/2019
Trane U.S. Inc. | AMERICAN STANDARD | WSC102H(3,4,W)*0A***7 |  | HSP-A, Single-Package Heat Pum | Heat Pump | 230 | 3 | False |  |  |  | True | Dual-Speed | 100000 | 9090 | 11 | 10.8 |  |  | 89000 | 7671 | 3.4 | 3.3 | 48500 | 6768 | 2.1 | Federally-Regulated Commercial & Industrial Equipment | 01/28/2019 |  | 04/23/2019
Trane U.S. Inc. | AMERICAN STANDARD | WSC102H(3,4,W)*0A***7 |  | HSP-A, Single-Package Heat Pum | Heat Pump | 208 | 3 | False |  |  |  | True | Dual-Speed | 100000 | 9090 | 11 | 10.8 |  |  | 89000 | 7671 | 3.4 | 3.3 | 48500 | 6768 | 2.1 | Federally-Regulated Commercial & Industrial Equipment | 01/28/2019 |  | 04/23/2019
Trane U.S. Inc. | AMERICAN STANDARD | WSC102H(3,4,W)*0A***6 |  | HSP-A, Single-Package Heat Pum | Heat Pump | 575 | 3 | False |  |  |  | True | Dual-Speed | 100000 | 9090 | 11 | 10.8 |  |  | 89000 | 7671 | 3.4 | 3.3 | 48500 | 6768 | 2.1 | Federally-Regulated Commercial & Industrial Equipment | 01/28/2019 |  | 04/23/2019
Trane U.S. Inc. | AMERICAN STANDARD | WSC102H(3,4,W)*0A***6 |  | HSP-A, Single-Package Heat Pum | Heat Pump | 460 | 3 | False |  |  |  | True | Dual-Speed | 100000 | 9090 | 11 | 10.8 |  |  | 89000 | 7671 | 3.4 | 3.3 | 48500 | 6768 | 2.1 | Federally-Regulated Commercial & Industrial Equipment | 01/28/2019 |  | 04/23/2019
Trane U.S. Inc. | AMERICAN STANDARD | WSC102H(3,4,W)*0A***6 |  | HSP-A, Single-Package Heat Pum | Heat Pump | 230 | 3 | False |  |  |  | True | Dual-Speed | 100000 | 9090 | 11 | 10.8 |  |  | 89000 | 7671 | 3.4 | 3.3 | 48500 | 6768 | 2.1 | Federally-Regulated Commercial & Industrial Equipment | 01/28/2019 |  | 04/23/2019
Trane U.S. Inc. | AMERICAN STANDARD | WSC102H(3,4,W)*0A***6 |  | HSP-A, Single-Package Heat Pum | Heat Pump | 208 | 3 | False |  |  |  | True | Dual-Speed | 100000 | 9090 | 11 | 10.8 |  |  | 89000 | 7671 | 3.4 | 3.3 | 48500 | 6768 | 2.1 | Federally-Regulated Commercial & Industrial Equipment | 01/28/2019 |  | 04/23/2019
Trane U.S. Inc. | AMERICAN STANDARD | WSC102H(3,4,W)*0A |  | HSP-A, Single-Package Heat Pum | Heat Pump | 575 | 3 | False |  |  |  | True | Dual-Speed | 100000 | 9090 | 11 | 10.8 |  |  | 92000 | 7930 | 3.4 | 3.3 | 48500 | 6768 | 2.1 | Federally-Regulated Commercial & Industrial Equipment | 01/28/2019 |  | 04/23/2019
Trane U.S. Inc. | AMERICAN STANDARD | WSC102H(3,4,W)*0A |  | HSP-A, Single-Package Heat Pum | Heat Pump | 460 | 3 | False |  |  |  | True | Dual-Speed | 100000 | 9090 | 11 | 10.8 |  |  | 92000 | 7930 | 3.4 | 3.3 | 48500 | 6768 | 2.1 | Federally-Regulated Commercial & Industrial Equipment | 01/28/2019 |  | 04/23/2019
Trane U.S. Inc. | AMERICAN STANDARD | WSC102H(3,4,W)*0A |  | HSP-A, Single-Package Heat Pum | Heat Pump | 230 | 3 | False |  |  |  | True | Dual-Speed | 100000 | 9090 | 11 | 10.8 |  |  | 92000 | 7930 | 3.4 | 3.3 | 48500 | 6768 | 2.1 | Federally-Regulated Commercial & Industrial Equipment | 01/28/2019 |  | 04/23/2019
Trane U.S. Inc. | AMERICAN STANDARD | WSC102H(3,4,W)*0A |  | HSP-A, Single-Package Heat Pum | Heat Pump | 208 | 3 | False |  |  |  | True | Dual-Speed | 100000 | 9090 | 11 | 10.8 |  |  | 92000 | 7930 | 3.4 | 3.3 | 48500 | 6768 | 2.1 | Federally-Regulated Commercial & Industrial Equipment | 01/28/2019 |  | 04/23/2019
Trane U.S. Inc. | AMERICAN STANDARD | WSC072H(3,4,W)*(G,K,N)A |  | HSP-A, Single-Package Heat Pum | Both Heat Pump and Electric Re | 575 | 3 | False |  |  |  | True | Single-Speed | 75000 | 6578 | 11.4 | 11 |  |  | 71000 | 5945 | 3.5 | 3.3 | 39000 | 4969 | 2.3 | Federally-Regulated Commercial & Industrial Equipment | 01/28/2019 |  | 04/23/2019
Trane U.S. Inc. | AMERICAN STANDARD | WSC072H(3,4,W)*(G,K,N)A |  | HSP-A, Single-Package Heat Pum | Both Heat Pump and Electric Re | 460 | 3 | False |  |  |  | True | Single-Speed | 75000 | 6578 | 11.4 | 11 |  |  | 71000 | 5945 | 3.5 | 3.3 | 39000 | 4969 | 2.3 | Federally-Regulated Commercial & Industrial Equipment | 01/28/2019 |  | 04/23/2019
Trane U.S. Inc. | AMERICAN STANDARD | WSC072H(3,4,W)*(G,K,N)A |  | HSP-A, Single-Package Heat Pum | Both Heat Pump and Electric Re | 230 | 3 | False |  |  |  | True | Single-Speed | 75000 | 6578 | 11.4 | 11 |  |  | 71000 | 5945 | 3.5 | 3.3 | 39000 | 4969 | 2.3 | Federally-Regulated Commercial & Industrial Equipment | 01/28/2019 |  | 04/23/2019
Trane U.S. Inc. | AMERICAN STANDARD | WSC072H(3,4,W)*(G,K,N)A |  | HSP-A, Single-Package Heat Pum | Both Heat Pump and Electric Re | 208 | 3 | False |  |  |  | True | Single-Speed | 75000 | 6578 | 11.4 | 11 |  |  | 71000 | 5945 | 3.5 | 3.3 | 39000 | 4969 | 2.3 | Federally-Regulated Commercial & Industrial Equipment | 01/28/2019 |  | 04/23/2019
Trane U.S. Inc. | AMERICAN STANDARD | WSC072H(3,4,W)*0A |  | HSP-A, Single-Package Heat Pum | Heat Pump | 575 | 3 | False |  |  |  | True | Single-Speed | 75000 | 6578 | 11.4 | 10.8 |  |  | 71000 | 5945 | 3.5 | 3.3 | 39000 | 4969 | 2.3 | Federally-Regulated Commercial & Industrial Equipment | 01/28/2019 |  | 04/23/2019
Trane U.S. Inc. | AMERICAN STANDARD | WSC072H(3,4,W)*0A |  | HSP-A, Single-Package Heat Pum | Heat Pump | 460 | 3 | False |  |  |  | True | Single-Speed | 75000 | 6578 | 11.4 | 10.8 |  |  | 71000 | 5945 | 3.5 | 3.3 | 39000 | 4969 | 2.3 | Federally-Regulated Commercial & Industrial Equipment | 01/28/2019 |  | 04/23/2019
Trane U.S. Inc. | AMERICAN STANDARD | WSC072H(3,4,W)*0A |  | HSP-A, Single-Package Heat Pum | Heat Pump | 230 | 3 | False |  |  |  | True | Single-Speed | 75000 | 6578 | 11.4 | 10.8 |  |  | 71000 | 5945 | 3.5 | 3.3 | 39000 | 4969 | 2.3 | Federally-Regulated Commercial & Industrial Equipment | 01/28/2019 |  | 04/23/2019
Trane U.S. Inc. | AMERICAN STANDARD | WSC072H(3,4,W)*0A |  | HSP-A, Single-Package Heat Pum | Heat Pump | 208 | 3 | False |  |  |  | True | Single-Speed | 75000 | 6578 | 11.4 | 10.8 |  |  | 71000 | 5945 | 3.5 | 3.3 | 39000 | 4969 | 2.3 | Federally-Regulated Commercial & Industrial Equipment | 01/28/2019 |  | 04/23/2019
Trane U.S. Inc. | AMERICAN STANDARD | TWA120E(3,4,W)0RA* | TWE120E(3,4,W)R3A* | HRCU-A-CB, Split System: Heat | Heat Pump | 575 | 3 |  | False |  |  | True | Single-Speed | 120000 | 10909 | 11 | 10.8 |  |  | 105000 | 9325 | 3.3 | 3.3 | 62000 | 8259 | 2.2 | Federally-Regulated Commercial & Industrial Equipment | 01/28/2019 |  | 04/23/2019
Trane U.S. Inc. | AMERICAN STANDARD | TWA120E(3,4,W)0RA* | TWE120E(3,4,W)R3A* | HRCU-A-CB, Split System: Heat | Heat Pump | 460 | 3 |  | False |  |  | True | Single-Speed | 120000 | 10909 | 11 | 10.8 |  |  | 105000 | 9325 | 3.3 | 3.3 | 62000 | 8259 | 2.2 | Federally-Regulated Commercial & Industrial Equipment | 01/28/2019 |  | 04/23/2019
Trane U.S. Inc. | AMERICAN STANDARD | TWA120E(3,4,W)0RA* | TWE120E(3,4,W)R3A* | HRCU-A-CB, Split System: Heat | Heat Pump | 230 | 3 |  | False |  |  | True | Single-Speed | 120000 | 10909 | 11 | 10.8 |  |  | 105000 | 9325 | 3.3 | 3.3 | 62000 | 8259 | 2.2 | Federally-Regulated Commercial & Industrial Equipment | 01/28/2019 |  | 04/23/2019
Trane U.S. Inc. | AMERICAN STANDARD | TWA120E(3,4,W)0RA* | TWE120E(3,4,W)R3A* | HRCU-A-CB, Split System: Heat | Heat Pump | 208 | 3 |  | False |  |  | True | Single-Speed | 120000 | 10909 | 11 | 10.8 |  |  | 105000 | 9325 | 3.3 | 3.3 | 62000 | 8259 | 2.2 | Federally-Regulated Commercial & Industrial Equipment | 01/28/2019 |  | 04/23/2019
Trane U.S. Inc. | AMERICAN STANDARD | TWA180E(3,4)0RA* | TWE180E(3,4)R3A* | HRCU-A-CB, Split System: Heat | Heat Pump | 460 | 3 |  | False |  |  | True | Single-Speed | 180000 | 16981 | 10.6 | 10.4 |  |  | 174000 | 15935 | 3.2 | 3.2 | 109000 | 13889 | 2.3 | Federally-Regulated Commercial & Industrial Equipment | 01/28/2019 |  | 04/23/2019
Trane U.S. Inc. | AMERICAN STANDARD | TWA180E(3,4)0RA* | TWE180E(3,4)R3A* | HRCU-A-CB, Split System: Heat | Heat Pump | 230 | 3 |  | False |  |  | True | Single-Speed | 180000 | 16981 | 10.6 | 10.4 |  |  | 174000 | 15935 | 3.2 | 3.2 | 109000 | 13889 | 2.3 | Federally-Regulated Commercial & Industrial Equipment | 01/28/2019 |  | 04/23/2019
Trane U.S. Inc. | AMERICAN STANDARD | TWA180E(3,4)0RA* | TWE180E(3,4)R3A* | HRCU-A-CB, Split System: Heat | Heat Pump | 208 | 3 |  | False |  |  | True | Single-Speed | 180000 | 16981 | 10.6 | 10.4 |  |  | 174000 | 15935 | 3.2 | 3.2 | 109000 | 13889 | 2.3 | Federally-Regulated Commercial & Industrial Equipment | 01/28/2019 |  | 04/23/2019
Trane U.S. Inc. | AMERICAN STANDARD | WS(D,H)240E(3,4,W)R0****6 |  | HSP-A, Single-Package Heat Pum | Heat Pump | 575 | 3 | False |  |  |  | False | Single-Speed | 240000 | 24742 | 9.7 | 9.3 | 12 |  | 210000 | 19233 | 3.2 | 3.2 | 120000 | 16747 | 2.1 | Federally-Regulated Commercial & Industrial Equipment | 03/06/2019 |  | 04/23/2019
Trane U.S. Inc. | AMERICAN STANDARD | WS(D,H)240E(3,4,W)R0****6 |  | HSP-A, Single-Package Heat Pum | Heat Pump | 460 | 3 | False |  |  |  | False | Single-Speed | 240000 | 24742 | 9.7 | 9.3 | 12 |  | 210000 | 19233 | 3.2 | 3.2 | 120000 | 16747 | 2.1 | Federally-Regulated Commercial & Industrial Equipment | 03/06/2019 |  | 04/23/2019
Trane U.S. Inc. | AMERICAN STANDARD | WS(D,H)240E(3,4,W)R0****6 |  | HSP-A, Single-Package Heat Pum | Heat Pump | 230 | 3 | False |  |  |  | False | Single-Speed | 240000 | 24742 | 9.7 | 9.3 | 12 |  | 210000 | 19233 | 3.2 | 3.2 | 120000 | 16747 | 2.1 | Federally-Regulated Commercial & Industrial Equipment | 03/06/2019 |  | 04/23/2019
Trane U.S. Inc. | AMERICAN STANDARD | WS(D,H)240E(3,4,W)R0****6 |  | HSP-A, Single-Package Heat Pum | Heat Pump | 208 | 3 | False |  |  |  | False | Single-Speed | 240000 | 24742 | 9.7 | 9.3 | 12 |  | 210000 | 19233 | 3.2 | 3.2 | 120000 | 16747 | 2.1 | Federally-Regulated Commercial & Industrial Equipment | 03/06/2019 |  | 04/23/2019
Trane U.S. Inc. | AMERICAN STANDARD | WS(D,H)240E(3,4,W)R(G,N,P,R)****6 |  | HSP-A, Single-Package Heat Pum | Both Heat Pump and Electric Re | 575 | 3 | False |  |  |  | False | Single-Speed | 240000 | 24742 | 9.7 | 9.5 | 12 |  | 210000 | 19233 | 3.2 | 3.2 | 120000 | 16747 | 2.1 | Federally-Regulated Commercial & Industrial Equipment | 03/06/2019 |  | 04/23/2019
Trane U.S. Inc. | AMERICAN STANDARD | WS(D,H)240E(3,4,W)R(G,N,P,R)****6 |  | HSP-A, Single-Package Heat Pum | Both Heat Pump and Electric Re | 460 | 3 | False |  |  |  | False | Single-Speed | 240000 | 24742 | 9.7 | 9.5 | 12 |  | 210000 | 19233 | 3.2 | 3.2 | 120000 | 16747 | 2.1 | Federally-Regulated Commercial & Industrial Equipment | 03/06/2019 |  | 04/23/2019
Trane U.S. Inc. | AMERICAN STANDARD | WS(D,H)240E(3,4,W)R(G,N,P,R)****6 |  | HSP-A, Single-Package Heat Pum | Both Heat Pump and Electric Re | 230 | 3 | False |  |  |  | False | Single-Speed | 240000 | 24742 | 9.7 | 9.5 | 12 |  | 210000 | 19233 | 3.2 | 3.2 | 120000 | 16747 | 2.1 | Federally-Regulated Commercial & Industrial Equipment | 03/06/2019 |  | 04/23/2019
Trane U.S. Inc. | AMERICAN STANDARD | WS(D,H)240E(3,4,W)R(G,N,P,R)****6 |  | HSP-A, Single-Package Heat Pum | Both Heat Pump and Electric Re | 208 | 3 | False |  |  |  | False | Single-Speed | 240000 | 24742 | 9.7 | 9.5 | 12 |  | 210000 | 19233 | 3.2 | 3.2 | 120000 | 16747 | 2.1 | Federally-Regulated Commercial & Industrial Equipment | 03/06/2019 |  | 04/23/2019
Trane U.S. Inc. | AMERICAN STANDARD | WS(D,H)180E(3,4,W)R0****6 |  | HSP-A, Single-Package Heat Pum | Heat Pump | 575 | 3 | False |  |  |  | False | Single-Speed | 170000 | 16037 | 10.6 | 10.4 | 13.5 |  | 170000 | 15569 | 3.2 | 3.2 | 90000 | 12560 | 2.1 | Federally-Regulated Commercial & Industrial Equipment | 03/06/2019 |  | 04/23/2019
Trane U.S. Inc. | AMERICAN STANDARD | WS(D,H)180E(3,4,W)R0****6 |  | HSP-A, Single-Package Heat Pum | Heat Pump | 460 | 3 | False |  |  |  | False | Single-Speed | 170000 | 16037 | 10.6 | 10.4 | 13.5 |  | 170000 | 15569 | 3.2 | 3.2 | 90000 | 12560 | 2.1 | Federally-Regulated Commercial & Industrial Equipment | 03/06/2019 |  | 04/23/2019
Trane U.S. Inc. | AMERICAN STANDARD | WS(D,H)180E(3,4,W)R0****6 |  | HSP-A, Single-Package Heat Pum | Heat Pump | 230 | 3 | False |  |  |  | False | Single-Speed | 170000 | 16037 | 10.6 | 10.4 | 13.5 |  | 170000 | 15569 | 3.2 | 3.2 | 90000 | 12560 | 2.1 | Federally-Regulated Commercial & Industrial Equipment | 03/06/2019 |  | 04/23/2019
Trane U.S. Inc. | AMERICAN STANDARD | WS(D,H)180E(3,4,W)R0****6 |  | HSP-A, Single-Package Heat Pum | Heat Pump | 208 | 3 | False |  |  |  | False | Single-Speed | 170000 | 16037 | 10.6 | 10.4 | 13.5 |  | 170000 | 15569 | 3.2 | 3.2 | 90000 | 12560 | 2.1 | Federally-Regulated Commercial & Industrial Equipment | 03/06/2019 |  | 04/23/2019
Trane U.S. Inc. | AMERICAN STANDARD | WS(D,H)180E(3,4,W)R(G,N,P,R)****6 |  | HSP-A, Single-Package Heat Pum | Both Heat Pump and Electric Re | 575 | 3 | False |  |  |  | False | Single-Speed | 170000 | 16037 | 10.6 | 10.6 | 13.5 |  | 170000 | 15569 | 3.2 | 3.2 | 90000 | 12560 | 2.1 | Federally-Regulated Commercial & Industrial Equipment | 03/06/2019 |  | 04/23/2019
Trane U.S. Inc. | AMERICAN STANDARD | WS(D,H)180E(3,4,W)R(G,N,P,R)****6 |  | HSP-A, Single-Package Heat Pum | Both Heat Pump and Electric Re | 460 | 3 | False |  |  |  | False | Single-Speed | 170000 | 16037 | 10.6 | 10.6 | 13.5 |  | 170000 | 15569 | 3.2 | 3.2 | 90000 | 12560 | 2.1 | Federally-Regulated Commercial & Industrial Equipment | 03/06/2019 |  | 04/23/2019
Trane U.S. Inc. | AMERICAN STANDARD | WS(D,H)180E(3,4,W)R(G,N,P,R)****6 |  | HSP-A, Single-Package Heat Pum | Both Heat Pump and Electric Re | 230 | 3 | False |  |  |  | False | Single-Speed | 170000 | 16037 | 10.6 | 10.6 | 13.5 |  | 170000 | 15569 | 3.2 | 3.2 | 90000 | 12560 | 2.1 | Federally-Regulated Commercial & Industrial Equipment | 03/06/2019 |  | 04/23/2019
Trane U.S. Inc. | AMERICAN STANDARD | WS(D,H)180E(3,4,W)R(G,N,P,R)****6 |  | HSP-A, Single-Package Heat Pum | Both Heat Pump and Electric Re | 208 | 3 | False |  |  |  | False | Single-Speed | 170000 | 16037 | 10.6 | 10.6 | 13.5 |  | 170000 | 15569 | 3.2 | 3.2 | 90000 | 12560 | 2.1 | Federally-Regulated Commercial & Industrial Equipment | 03/06/2019 |  | 04/23/2019
Trane U.S. Inc. | AMERICAN STANDARD | WS(D,H)150E(3,4,W)R0****6 |  | HSP-A, Single-Package Heat Pum | Heat Pump | 575 | 3 | False |  |  |  | False | Single-Speed | 146000 | 13773 | 10.6 | 10.4 | 13.5 |  | 136000 | 12455 | 3.2 | 3.2 | 75000 | 10466 | 2.1 | Federally-Regulated Commercial & Industrial Equipment | 03/06/2019 |  | 04/23/2019
Trane U.S. Inc. | AMERICAN STANDARD | WS(D,H)150E(3,4,W)R0****6 |  | HSP-A, Single-Package Heat Pum | Heat Pump | 460 | 3 | False |  |  |  | False | Single-Speed | 146000 | 13773 | 10.6 | 10.4 | 13.5 |  | 136000 | 12455 | 3.2 | 3.2 | 75000 | 10466 | 2.1 | Federally-Regulated Commercial & Industrial Equipment | 03/06/2019 |  | 04/23/2019
Trane U.S. Inc. | AMERICAN STANDARD | WS(D,H)150E(3,4,W)R0****6 |  | HSP-A, Single-Package Heat Pum | Heat Pump | 230 | 3 | False |  |  |  | False | Single-Speed | 146000 | 13773 | 10.6 | 10.4 | 13.5 |  | 136000 | 12455 | 3.2 | 3.2 | 75000 | 10466 | 2.1 | Federally-Regulated Commercial & Industrial Equipment | 03/06/2019 |  | 04/23/2019
Trane U.S. Inc. | AMERICAN STANDARD | WS(D,H)150E(3,4,W)R0****6 |  | HSP-A, Single-Package Heat Pum | Heat Pump | 208 | 3 | False |  |  |  | False | Single-Speed | 146000 | 13773 | 10.6 | 10.4 | 13.5 |  | 136000 | 12455 | 3.2 | 3.2 | 75000 | 10466 | 2.1 | Federally-Regulated Commercial & Industrial Equipment | 03/06/2019 |  | 04/23/2019
Trane U.S. Inc. | AMERICAN STANDARD | WS(D,H)150E(3,4,W)R(G,N,P,R)****6 |  | HSP-A, Single-Package Heat Pum | Both Heat Pump and Electric Re | 575 | 3 | False |  |  |  | False | Single-Speed | 146000 | 13773 | 10.6 | 10.6 | 13.5 |  | 136000 | 12455 | 3.2 | 3.2 | 75000 | 10466 | 2.1 | Federally-Regulated Commercial & Industrial Equipment | 03/06/2019 |  | 04/23/2019
Trane U.S. Inc. | AMERICAN STANDARD | WS(D,H)150E(3,4,W)R(G,N,P,R)****6 |  | HSP-A, Single-Package Heat Pum | Both Heat Pump and Electric Re | 460 | 3 | False |  |  |  | False | Single-Speed | 146000 | 13773 | 10.6 | 10.6 | 13.5 |  | 136000 | 12455 | 3.2 | 3.2 | 75000 | 10466 | 2.1 | Federally-Regulated Commercial & Industrial Equipment | 03/06/2019 |  | 04/23/2019
Trane U.S. Inc. | AMERICAN STANDARD | WS(D,H)150E(3,4,W)R(G,N,P,R)****6 |  | HSP-A, Single-Package Heat Pum | Both Heat Pump and Electric Re | 230 | 3 | False |  |  |  | False | Single-Speed | 146000 | 13773 | 10.6 | 10.6 | 13.5 |  | 136000 | 12455 | 3.2 | 3.2 | 75000 | 10466 | 2.1 | Federally-Regulated Commercial & Industrial Equipment | 03/06/2019 |  | 04/23/2019
Trane U.S. Inc. | AMERICAN STANDARD | WS(D,H)150E(3,4,W)R(G,N,P,R)****6 |  | HSP-A, Single-Package Heat Pum | Both Heat Pump and Electric Re | 208 | 3 | False |  |  |  | False | Single-Speed | 146000 | 13773 | 10.6 | 10.6 | 13.5 |  | 136000 | 12455 | 3.2 | 3.2 | 75000 | 10466 | 2.1 | Federally-Regulated Commercial & Industrial Equipment | 03/06/2019 |  | 04/23/2019
Trane U.S. Inc. | AMERICAN STANDARD | TWA240EW**A* | TWE240EW00B* | HRCU-A-CB, Split System: Heat | Heat Pump | 575 | 3 |  | False |  |  | False | Single-Speed | 248000 | 24800 | 10 | 9.3 |  |  | 238000 | 21797 | 3.2 | 3.2 | 154000 | 22566 | 2 | Federally-Regulated Commercial & Industrial Equipment | 01/28/2019 |  | 04/23/2019
Trane U.S. Inc. | AMERICAN STANDARD | TWA180EW0RA* | TWE180EWR3A* | HRCU-A-CB, Split System: Heat | Heat Pump | 575 | 3 |  | False |  |  | True | Single-Speed | 180000 | 16981 | 10.6 | 10.4 |  |  | 174000 | 15935 | 3.2 | 3.2 | 109000 | 13889 | 2.3 | Federally-Regulated Commercial & Industrial Equipment | 01/28/2019 |  | 04/23/2019
Trane U.S. Inc. | AMERICAN STANDARD | WS(D,H)240E(3,4,W)R(G,N,P,R)****7 |  | HSP-A, Single-Package Heat Pum | Both Heat Pump and Electric Re | 575 | 3 | False |  |  |  | False | Single-Speed | 240000 | 24742 | 9.7 | 9.5 | 12 |  | 210000 | 19233 | 3.2 | 3.2 | 120000 | 16747 | 2.1 | Federally-Regulated Commercial & Industrial Equipment | 03/06/2019 |  | 04/23/2019
Trane U.S. Inc. | AMERICAN STANDARD | WS(D,H)240E(3,4,W)R(G,N,P,R)****7 |  | HSP-A, Single-Package Heat Pum | Both Heat Pump and Electric Re | 460 | 3 | False |  |  |  | False | Single-Speed | 240000 | 24742 | 9.7 | 9.5 | 12 |  | 210000 | 19233 | 3.2 | 3.2 | 120000 | 16747 | 2.1 | Federally-Regulated Commercial & Industrial Equipment | 03/06/2019 |  | 04/23/2019
Trane U.S. Inc. | AMERICAN STANDARD | WS(D,H)240E(3,4,W)R(G,N,P,R)****7 |  | HSP-A, Single-Package Heat Pum | Both Heat Pump and Electric Re | 230 | 3 | False |  |  |  | False | Single-Speed | 240000 | 24742 | 9.7 | 9.5 | 12 |  | 210000 | 19233 | 3.2 | 3.2 | 120000 | 16747 | 2.1 | Federally-Regulated Commercial & Industrial Equipment | 03/06/2019 |  | 04/23/2019
Trane U.S. Inc. | AMERICAN STANDARD | WS(D,H)240E(3,4,W)R(G,N,P,R)****7 |  | HSP-A, Single-Package Heat Pum | Both Heat Pump and Electric Re | 208 | 3 | False |  |  |  | False | Single-Speed | 240000 | 24742 | 9.7 | 9.5 | 12 |  | 210000 | 19233 | 3.2 | 3.2 | 120000 | 16747 | 2.1 | Federally-Regulated Commercial & Industrial Equipment | 03/06/2019 |  | 04/23/2019
Trane U.S. Inc. | AMERICAN STANDARD | WS(D,H)240E(3,4,W)R0****7 |  | HSP-A, Single-Package Heat Pum | Heat Pump | 575 | 3 | False |  |  |  | False | Single-Speed | 240000 | 24742 | 9.7 | 9.3 | 12 |  | 210000 | 19233 | 3.2 | 3.2 | 120000 | 16747 | 2.1 | Federally-Regulated Commercial & Industrial Equipment | 03/06/2019 |  | 04/23/2019
Trane U.S. Inc. | AMERICAN STANDARD | WS(D,H)240E(3,4,W)R0****7 |  | HSP-A, Single-Package Heat Pum | Heat Pump | 460 | 3 | False |  |  |  | False | Single-Speed | 240000 | 24742 | 9.7 | 9.3 | 12 |  | 210000 | 19233 | 3.2 | 3.2 | 120000 | 16747 | 2.1 | Federally-Regulated Commercial & Industrial Equipment | 03/06/2019 |  | 04/23/2019
Trane U.S. Inc. | AMERICAN STANDARD | WS(D,H)240E(3,4,W)R0****7 |  | HSP-A, Single-Package Heat Pum | Heat Pump | 230 | 3 | False |  |  |  | False | Single-Speed | 240000 | 24742 | 9.7 | 9.3 | 12 |  | 210000 | 19233 | 3.2 | 3.2 | 120000 | 16747 | 2.1 | Federally-Regulated Commercial & Industrial Equipment | 03/06/2019 |  | 04/23/2019
Trane U.S. Inc. | AMERICAN STANDARD | WS(D,H)240E(3,4,W)R0****7 |  | HSP-A, Single-Package Heat Pum | Heat Pump | 208 | 3 | False |  |  |  | False | Single-Speed | 240000 | 24742 | 9.7 | 9.3 | 12 |  | 210000 | 19233 | 3.2 | 3.2 | 120000 | 16747 | 2.1 | Federally-Regulated Commercial & Industrial Equipment | 03/06/2019 |  | 04/23/2019
Trane U.S. Inc. | AMERICAN STANDARD | WS(D,H)240E(3,4,W)R0****0 |  | HSP-A, Single-Package Heat Pum | Heat Pump | 575 | 3 | False |  |  |  | False | Single-Speed | 240000 | 24742 | 9.7 | 9.3 | 11.5 |  | 210000 | 19233 | 3.2 | 3.2 | 120000 | 16747 | 2.1 | Federally-Regulated Commercial & Industrial Equipment | 03/06/2019 |  | 04/23/2019
Trane U.S. Inc. | AMERICAN STANDARD | WS(D,H)240E(3,4,W)R0****0 |  | HSP-A, Single-Package Heat Pum | Heat Pump | 460 | 3 | False |  |  |  | False | Single-Speed | 240000 | 24742 | 9.7 | 9.3 | 11.5 |  | 210000 | 19233 | 3.2 | 3.2 | 120000 | 16747 | 2.1 | Federally-Regulated Commercial & Industrial Equipment | 03/06/2019 |  | 04/23/2019
Trane U.S. Inc. | AMERICAN STANDARD | WS(D,H)240E(3,4,W)R0****0 |  | HSP-A, Single-Package Heat Pum | Heat Pump | 230 | 3 | False |  |  |  | False | Single-Speed | 240000 | 24742 | 9.7 | 9.3 | 11.5 |  | 210000 | 19233 | 3.2 | 3.2 | 120000 | 16747 | 2.1 | Federally-Regulated Commercial & Industrial Equipment | 03/06/2019 |  | 04/23/2019
Trane U.S. Inc. | AMERICAN STANDARD | WS(D,H)240E(3,4,W)R0****0 |  | HSP-A, Single-Package Heat Pum | Heat Pump | 208 | 3 | False |  |  |  | False | Single-Speed | 240000 | 24742 | 9.7 | 9.3 | 11.5 |  | 210000 | 19233 | 3.2 | 3.2 | 120000 | 16747 | 2.1 | Federally-Regulated Commercial & Industrial Equipment | 03/06/2019 |  | 04/23/2019
Trane U.S. Inc. | AMERICAN STANDARD | WS(D,H)180E(3,4,W)R(G,N,P,R)****0 |  | HSP-A, Single-Package Heat Pum | Both Heat Pump and Electric Re | 575 | 3 | False |  |  |  | False | Single-Speed | 170000 | 16037 | 10.6 | 10.6 | 12 |  | 170000 | 15569 | 3.2 | 3.2 | 90000 | 12560 | 2.1 | Federally-Regulated Commercial & Industrial Equipment | 03/06/2019 |  | 04/23/2019
Trane U.S. Inc. | AMERICAN STANDARD | WS(D,H)180E(3,4,W)R(G,N,P,R)****0 |  | HSP-A, Single-Package Heat Pum | Both Heat Pump and Electric Re | 460 | 3 | False |  |  |  | False | Single-Speed | 170000 | 16037 | 10.6 | 10.6 | 12 |  | 170000 | 15569 | 3.2 | 3.2 | 90000 | 12560 | 2.1 | Federally-Regulated Commercial & Industrial Equipment | 03/06/2019 |  | 04/23/2019
Trane U.S. Inc. | AMERICAN STANDARD | WS(D,H)180E(3,4,W)R(G,N,P,R)****0 |  | HSP-A, Single-Package Heat Pum | Both Heat Pump and Electric Re | 230 | 3 | False |  |  |  | False | Single-Speed | 170000 | 16037 | 10.6 | 10.6 | 12 |  | 170000 | 15569 | 3.2 | 3.2 | 90000 | 12560 | 2.1 | Federally-Regulated Commercial & Industrial Equipment | 03/06/2019 |  | 04/23/2019
Trane U.S. Inc. | AMERICAN STANDARD | WS(D,H)180E(3,4,W)R(G,N,P,R)****0 |  | HSP-A, Single-Package Heat Pum | Both Heat Pump and Electric Re | 208 | 3 | False |  |  |  | False | Single-Speed | 170000 | 16037 | 10.6 | 10.6 | 12 |  | 170000 | 15569 | 3.2 | 3.2 | 90000 | 12560 | 2.1 | Federally-Regulated Commercial & Industrial Equipment | 03/06/2019 |  | 04/23/2019
Trane U.S. Inc. | AMERICAN STANDARD | WS(D,H)150E(3,4,W)R(G,N,P,R)****0 |  | HSP-A, Single-Package Heat Pum | Both Heat Pump and Electric Re | 575 | 3 | False |  |  |  | False | Single-Speed | 146000 | 13773 | 10.6 | 10.6 | 12 |  | 136000 | 12455 | 3.2 | 3.2 | 75000 | 10466 | 2.1 | Federally-Regulated Commercial & Industrial Equipment | 03/06/2019 |  | 04/23/2019
Trane U.S. Inc. | AMERICAN STANDARD | WS(D,H)150E(3,4,W)R(G,N,P,R)****0 |  | HSP-A, Single-Package Heat Pum | Both Heat Pump and Electric Re | 460 | 3 | False |  |  |  | False | Single-Speed | 146000 | 13773 | 10.6 | 10.6 | 12 |  | 136000 | 12455 | 3.2 | 3.2 | 75000 | 10466 | 2.1 | Federally-Regulated Commercial & Industrial Equipment | 03/06/2019 |  | 04/23/2019
Trane U.S. Inc. | AMERICAN STANDARD | WS(D,H)150E(3,4,W)R(G,N,P,R)****0 |  | HSP-A, Single-Package Heat Pum | Both Heat Pump and Electric Re | 230 | 3 | False |  |  |  | False | Single-Speed | 146000 | 13773 | 10.6 | 10.6 | 12 |  | 136000 | 12455 | 3.2 | 3.2 | 75000 | 10466 | 2.1 | Federally-Regulated Commercial & Industrial Equipment | 03/06/2019 |  | 04/23/2019
Trane U.S. Inc. | AMERICAN STANDARD | WS(D,H)150E(3,4,W)R(G,N,P,R)****0 |  | HSP-A, Single-Package Heat Pum | Both Heat Pump and Electric Re | 208 | 3 | False |  |  |  | False | Single-Speed | 146000 | 13773 | 10.6 | 10.6 | 12 |  | 136000 | 12455 | 3.2 | 3.2 | 75000 | 10466 | 2.1 | Federally-Regulated Commercial & Industrial Equipment | 03/06/2019 |  | 04/23/2019
Trane U.S. Inc. | AMERICAN STANDARD | WS(D,H)180E(3,4,W)R0****0 |  | HSP-A, Single-Package Heat Pum | Heat Pump | 575 | 3 | False |  |  |  | False | Single-Speed | 170000 | 16037 | 10.6 | 10.4 | 12 |  | 170000 | 15569 | 3.2 | 3.2 | 90000 | 12560 | 2.1 | Federally-Regulated Commercial & Industrial Equipment | 03/06/2019 |  | 04/23/2019
Trane U.S. Inc. | AMERICAN STANDARD | WS(D,H)240E(3,4,W)R(G,N,P,R)****0 |  | HSP-A, Single-Package Heat Pum | Both Heat Pump and Electric Re | 575 | 3 | False |  |  |  | False | Single-Speed | 240000 | 24742 | 9.7 | 9.5 | 11.5 |  | 210000 | 19233 | 3.2 | 3.2 | 120000 | 16747 | 2.1 | Federally-Regulated Commercial & Industrial Equipment | 03/06/2019 |  | 04/23/2019
Trane U.S. Inc. | AMERICAN STANDARD | WS(D,H)180E(3,4,W)R0****0 |  | HSP-A, Single-Package Heat Pum | Heat Pump | 460 | 3 | False |  |  |  | False | Single-Speed | 170000 | 16037 | 10.6 | 10.4 | 12 |  | 170000 | 15569 | 3.2 | 3.2 | 90000 | 12560 | 2.1 | Federally-Regulated Commercial & Industrial Equipment | 03/06/2019 |  | 04/23/2019
Trane U.S. Inc. | AMERICAN STANDARD | WS(D,H)240E(3,4,W)R(G,N,P,R)****0 |  | HSP-A, Single-Package Heat Pum | Both Heat Pump and Electric Re | 460 | 3 | False |  |  |  | False | Single-Speed | 240000 | 24742 | 9.7 | 9.5 | 11.5 |  | 210000 | 19233 | 3.2 | 3.2 | 120000 | 16747 | 2.1 | Federally-Regulated Commercial & Industrial Equipment | 03/06/2019 |  | 04/23/2019
Trane U.S. Inc. | AMERICAN STANDARD | WS(D,H)180E(3,4,W)R0****0 |  | HSP-A, Single-Package Heat Pum | Heat Pump | 230 | 3 | False |  |  |  | False | Single-Speed | 170000 | 16037 | 10.6 | 10.4 | 12 |  | 170000 | 15569 | 3.2 | 3.2 | 90000 | 12560 | 2.1 | Federally-Regulated Commercial & Industrial Equipment | 03/06/2019 |  | 04/23/2019
Trane U.S. Inc. | AMERICAN STANDARD | WS(D,H)240E(3,4,W)R(G,N,P,R)****0 |  | HSP-A, Single-Package Heat Pum | Both Heat Pump and Electric Re | 230 | 3 | False |  |  |  | False | Single-Speed | 240000 | 24742 | 9.7 | 9.5 | 11.5 |  | 210000 | 19233 | 3.2 | 3.2 | 120000 | 16747 | 2.1 | Federally-Regulated Commercial & Industrial Equipment | 03/06/2019 |  | 04/23/2019
Trane U.S. Inc. | AMERICAN STANDARD | WS(D,H)180E(3,4,W)R0****0 |  | HSP-A, Single-Package Heat Pum | Heat Pump | 208 | 3 | False |  |  |  | False | Single-Speed | 170000 | 16037 | 10.6 | 10.4 | 12 |  | 170000 | 15569 | 3.2 | 3.2 | 90000 | 12560 | 2.1 | Federally-Regulated Commercial & Industrial Equipment | 03/06/2019 |  | 04/23/2019
York International | Luxaire | XA-08[C,E]***(T,W,X)* |  | HSP-A, Single-Package Heat Pum | Both Heat Pump and Electric Re | 208 | 3 | False |  |  |  | True | Single-Speed | 100000 | 9090 | 11 | 11 | 12.4 |  | 94000 | 7871 | 3.5 | 3.3 | 57000 | 7263 | 2.3 | Federally-Regulated Commercial & Industrial Equipment | 03/14/2019 |  | 04/23/2019
York International | Luxaire | XA-08[C,E]***(T,W,X)* |  | HSP-A, Single-Package Heat Pum | Both Heat Pump and Electric Re | 230 | 3 | False |  |  |  | True | Single-Speed | 100000 | 9090 | 11 | 11 | 12.4 |  | 94000 | 7871 | 3.5 | 3.3 | 57000 | 7263 | 2.3 | Federally-Regulated Commercial & Industrial Equipment | 03/14/2019 |  | 04/23/2019
York International | Luxaire | XA-08[C,E]***(T,W,X)* |  | HSP-A, Single-Package Heat Pum | Both Heat Pump and Electric Re | 460 | 3 | False |  |  |  | True | Single-Speed | 100000 | 9090 | 11 | 11 | 12.4 |  | 94000 | 7871 | 3.5 | 3.3 | 57000 | 7263 | 2.3 | Federally-Regulated Commercial & Industrial Equipment | 03/14/2019 |  | 04/23/2019
York International | Luxaire | XA-08[C,E]***(T,W,X)* |  | HSP-A, Single-Package Heat Pum | Both Heat Pump and Electric Re | 575 | 3 | False |  |  |  | True | Single-Speed | 100000 | 9090 | 11 | 11 | 12.4 |  | 94000 | 7871 | 3.5 | 3.3 | 57000 | 7263 | 2.3 | Federally-Regulated Commercial & Industrial Equipment | 03/14/2019 |  | 04/23/2019
York International | Luxaire | XA-12[C,E]***(T,W,X)* |  | HSP-A, Single-Package Heat Pum | Both Heat Pump and Electric Re | 208 | 3 | False |  |  |  | True | Single-Speed | 150000 | 13636 | 11 | 10.6 | 12.5 |  | 135000 | 12364 | 3.2 | 3.2 | 90000 | 11989 | 2.2 | Federally-Regulated Commercial & Industrial Equipment | 03/14/2019 |  | 04/23/2019
York International | Luxaire | XA-12[C,E]***(T,W,X)* |  | HSP-A, Single-Package Heat Pum | Both Heat Pump and Electric Re | 230 | 3 | False |  |  |  | True | Single-Speed | 150000 | 13636 | 11 | 10.6 | 12.5 |  | 135000 | 12364 | 3.2 | 3.2 | 90000 | 11989 | 2.2 | Federally-Regulated Commercial & Industrial Equipment | 03/14/2019 |  | 04/23/2019
York International | Luxaire | XA-12[C,E]***(T,W,X)* |  | HSP-A, Single-Package Heat Pum | Both Heat Pump and Electric Re | 460 | 3 | False |  |  |  | True | Single-Speed | 150000 | 13636 | 11 | 10.6 | 12.5 |  | 135000 | 12364 | 3.2 | 3.2 | 90000 | 11989 | 2.2 | Federally-Regulated Commercial & Industrial Equipment | 03/14/2019 |  | 04/23/2019
York International | Luxaire | XA-12[C,E]***(T,W,X)* |  | HSP-A, Single-Package Heat Pum | Both Heat Pump and Electric Re | 575 | 3 | False |  |  |  | True | Single-Speed | 150000 | 13636 | 11 | 10.6 | 12.5 |  | 135000 | 12364 | 3.2 | 3.2 | 90000 | 11989 | 2.2 | Federally-Regulated Commercial & Industrial Equipment | 03/14/2019 |  | 04/23/2019
York International | Luxaire | XA-15[C,E]*****(T,W,X)* |  | HSP-A, Single-Package Heat Pum | Both Heat Pump and Electric Re | 208 | 3 | False |  |  |  | True | Single-Speed | 180000 | 16981 | 10.6 | 10.6 | 11.9 |  | 166000 | 15203 | 3.2 | 3.2 | 100000 | 14653 | 2 | Federally-Regulated Commercial & Industrial Equipment | 03/14/2019 |  | 04/23/2019
York International | Luxaire | XA-15[C,E]*****(T,W,X)* |  | HSP-A, Single-Package Heat Pum | Both Heat Pump and Electric Re | 230 | 3 | False |  |  |  | True | Single-Speed | 180000 | 16981 | 10.6 | 10.6 | 11.9 |  | 166000 | 15203 | 3.2 | 3.2 | 100000 | 14653 | 2 | Federally-Regulated Commercial & Industrial Equipment | 03/14/2019 |  | 04/23/2019
York International | Luxaire | XA-15[C,E]*****(T,W,X)* |  | HSP-A, Single-Package Heat Pum | Both Heat Pump and Electric Re | 460 | 3 | False |  |  |  | True | Single-Speed | 180000 | 16981 | 10.6 | 10.6 | 11.9 |  | 166000 | 15203 | 3.2 | 3.2 | 100000 | 14653 | 2 | Federally-Regulated Commercial & Industrial Equipment | 03/14/2019 |  | 04/23/2019
York International | Luxaire | XA-15[C,E]*****(T,W,X)* |  | HSP-A, Single-Package Heat Pum | Both Heat Pump and Electric Re | 575 | 3 | False |  |  |  | True | Single-Speed | 180000 | 16981 | 10.6 | 10.6 | 11.9 |  | 166000 | 15203 | 3.2 | 3.2 | 100000 | 14653 | 2 | Federally-Regulated Commercial & Industrial Equipment | 03/14/2019 |  | 04/23/2019
York International | Luxaire | XA-07[C,E]*****(T,W,X)***7 |  | HSP-A, Single-Package Heat Pum | Both Heat Pump and Electric Re | 208 | 3 | False |  |  |  | True | Single-Speed | 90000 | 8035 | 11.2 | 8.9 |  |  | 88000 | 7698 | 3.4 | 3 | 51000 | 6643 | 2.3 | Federally-Regulated Commercial & Industrial Equipment | 05/10/2016 |  | 04/23/2019
York International | Luxaire | XA-07[C,E]*****(T,W,X)***7 |  | HSP-A, Single-Package Heat Pum | Both Heat Pump and Electric Re | 230 | 3 | False |  |  |  | True | Single-Speed | 90000 | 8035 | 11.2 | 8.9 |  |  | 88000 | 7698 | 3.4 | 3 | 51000 | 6643 | 2.3 | Federally-Regulated Commercial & Industrial Equipment | 05/10/2016 |  | 04/23/2019
York International | Luxaire | XA-07[C,E]*****(T,W,X)***7 |  | HSP-A, Single-Package Heat Pum | Both Heat Pump and Electric Re | 460 | 3 | False |  |  |  | True | Single-Speed | 90000 | 8035 | 11.2 | 8.9 |  |  | 88000 | 7698 | 3.4 | 3 | 51000 | 6643 | 2.3 | Federally-Regulated Commercial & Industrial Equipment | 05/10/2016 |  | 04/23/2019
York International | Luxaire | XA-07[C,E]*****(T,W,X)***7 |  | HSP-A, Single-Package Heat Pum | Both Heat Pump and Electric Re | 575 | 3 | False |  |  |  | True | Single-Speed | 90000 | 8035 | 11.2 | 8.9 |  |  | 88000 | 7698 | 3.4 | 3 | 51000 | 6643 | 2.3 | Federally-Regulated Commercial & Industrial Equipment | 05/10/2016 |  | 04/23/2019
York International | Luxaire | XA-08[C,E]*****(T,W,X)***7 |  | HSP-A, Single-Package Heat Pum | Both Heat Pump and Electric Re | 208 | 3 | False |  |  |  | True | Single-Speed | 100000 | 8928 | 11.2 | 8.9 |  |  | 94000 | 8102 | 3.4 | 3 | 54000 | 7033 | 2.3 | Federally-Regulated Commercial & Industrial Equipment | 05/10/2016 |  | 04/23/2019
York International | Luxaire | XA-08[C,E]*****(T,W,X)***7 |  | HSP-A, Single-Package Heat Pum | Both Heat Pump and Electric Re | 230 | 3 | False |  |  |  | True | Single-Speed | 100000 | 8928 | 11.2 | 8.9 |  |  | 94000 | 8102 | 3.4 | 3 | 54000 | 7033 | 2.3 | Federally-Regulated Commercial & Industrial Equipment | 05/10/2016 |  | 04/23/2019
York International | Luxaire | XA-08[C,E]*****(T,W,X)***7 |  | HSP-A, Single-Package Heat Pum | Both Heat Pump and Electric Re | 460 | 3 | False |  |  |  | True | Single-Speed | 100000 | 8928 | 11.2 | 8.9 |  |  | 94000 | 8102 | 3.4 | 3 | 54000 | 7033 | 2.3 | Federally-Regulated Commercial & Industrial Equipment | 05/10/2016 |  | 04/23/2019
York International | Luxaire | XA-08[C,E]*****(T,W,X)***7 |  | HSP-A, Single-Package Heat Pum | Both Heat Pump and Electric Re | 575 | 3 | False |  |  |  | True | Single-Speed | 100000 | 8928 | 11.2 | 8.9 |  |  | 94000 | 8102 | 3.4 | 3 | 54000 | 7033 | 2.3 | Federally-Regulated Commercial & Industrial Equipment | 05/10/2016 |  | 04/23/2019
York International | Luxaire | XA-10[C,E]*****(T,W,X)***7 |  | HSP-A, Single-Package Heat Pum | Both Heat Pump and Electric Re | 208 | 3 | False |  |  |  | True | Single-Speed | 118000 | 10727 | 11 | 8.9 |  |  | 106000 | 9137 | 3.4 | 3 | 60500 | 7880 | 2.3 | Federally-Regulated Commercial & Industrial Equipment | 05/10/2016 |  | 04/23/2019
York International | Luxaire | XA-10[C,E]*****(T,W,X)***7 |  | HSP-A, Single-Package Heat Pum | Both Heat Pump and Electric Re | 230 | 3 | False |  |  |  | True | Single-Speed | 118000 | 10727 | 11 | 8.9 |  |  | 106000 | 9137 | 3.4 | 3 | 60500 | 7880 | 2.3 | Federally-Regulated Commercial & Industrial Equipment | 05/10/2016 |  | 04/23/2019
York International | Luxaire | XA-10[C,E]*****(T,W,X)***7 |  | HSP-A, Single-Package Heat Pum | Both Heat Pump and Electric Re | 460 | 3 | False |  |  |  | True | Single-Speed | 118000 | 10727 | 11 | 8.9 |  |  | 106000 | 9137 | 3.4 | 3 | 60500 | 7880 | 2.3 | Federally-Regulated Commercial & Industrial Equipment | 05/10/2016 |  | 04/23/2019
York International | Luxaire | XA-10[C,E]*****(T,W,X)***7 |  | HSP-A, Single-Package Heat Pum | Both Heat Pump and Electric Re | 575 | 3 | False |  |  |  | True | Single-Speed | 118000 | 10727 | 11 | 8.9 |  |  | 106000 | 9137 | 3.4 | 3 | 60500 | 7880 | 2.3 | Federally-Regulated Commercial & Industrial Equipment | 05/10/2016 |  | 04/23/2019
York International | Luxaire | XA-12[C,E]*****(T,W,X)***7 |  | HSP-A, Single-Package Heat Pum | Both Heat Pump and Electric Re | 208 | 3 | False |  |  |  | True | Single-Speed | 150000 | 13636 | 11 | 8.6 |  |  | 135000 | 12364 | 3.2 | 2.9 | 90000 | 11989 | 2.2 | Federally-Regulated Commercial & Industrial Equipment | 05/10/2016 |  | 04/23/2019
York International | Luxaire | XA-12[C,E]*****(T,W,X)***7 |  | HSP-A, Single-Package Heat Pum | Both Heat Pump and Electric Re | 230 | 3 | False |  |  |  | True | Single-Speed | 150000 | 13636 | 11 | 8.6 |  |  | 135000 | 12364 | 3.2 | 2.9 | 90000 | 11989 | 2.2 | Federally-Regulated Commercial & Industrial Equipment | 05/10/2016 |  | 04/23/2019
York International | Luxaire | XA-12[C,E]*****(T,W,X)***7 |  | HSP-A, Single-Package Heat Pum | Both Heat Pump and Electric Re | 460 | 3 | False |  |  |  | True | Single-Speed | 150000 | 13636 | 11 | 8.6 |  |  | 135000 | 12364 | 3.2 | 2.9 | 90000 | 11989 | 2.2 | Federally-Regulated Commercial & Industrial Equipment | 05/10/2016 |  | 04/23/2019
York International | Luxaire | XA-12[C,E]*****(T,W,X)***7 |  | HSP-A, Single-Package Heat Pum | Both Heat Pump and Electric Re | 575 | 3 | False |  |  |  | True | Single-Speed | 150000 | 13636 | 11 | 8.6 |  |  | 135000 | 12364 | 3.2 | 2.9 | 90000 | 11989 | 2.2 | Federally-Regulated Commercial & Industrial Equipment | 05/10/2016 |  | 04/23/2019
York International | Luxaire | XA-06[C,E]**(E,G,H,K,L,N)(2,4,5)******** |  | HSP-A, Single-Package Heat Pum | Both Heat Pump and Electric Re | 208 | 3 | False |  |  |  | True | Single-Speed | 78000 | 6500 | 12 | 11 | 12.2 |  | 75000 | 6464 | 3.4 | 3.3 | 43000 | 5728 | 2.2 | Federally-Regulated Commercial & Industrial Equipment | 03/14/2019 |  | 04/23/2019
York International | Luxaire | XA-06[C,E]**(E,G,H,K,L,N)(2,4,5)******** |  | HSP-A, Single-Package Heat Pum | Both Heat Pump and Electric Re | 230 | 3 | False |  |  |  | True | Single-Speed | 78000 | 6500 | 12 | 11 | 12.2 |  | 75000 | 6464 | 3.4 | 3.3 | 43000 | 5728 | 2.2 | Federally-Regulated Commercial & Industrial Equipment | 03/14/2019 |  | 04/23/2019
York International | Luxaire | XA-06[C,E]**(E,G,H,K,L,N)(2,4,5)******** |  | HSP-A, Single-Package Heat Pum | Both Heat Pump and Electric Re | 460 | 3 | False |  |  |  | True | Single-Speed | 78000 | 6500 | 12 | 11 | 12.2 |  | 75000 | 6464 | 3.4 | 3.3 | 43000 | 5728 | 2.2 | Federally-Regulated Commercial & Industrial Equipment | 03/14/2019 |  | 04/23/2019
York International | Luxaire | XA-06[C,E]**(E,G,H,K,L,N)(2,4,5)******** |  | HSP-A, Single-Package Heat Pum | Both Heat Pump and Electric Re | 575 | 3 | False |  |  |  | True | Single-Speed | 78000 | 6500 | 12 | 11 | 12.2 |  | 75000 | 6464 | 3.4 | 3.3 | 43000 | 5728 | 2.2 | Federally-Regulated Commercial & Industrial Equipment | 03/14/2019 |  | 04/23/2019
York International | Luxaire | XA-07[C,E]**(E,G,H,K,L,N)(2,4,5)******** |  | HSP-A, Single-Package Heat Pum | Both Heat Pump and Electric Re | 208 | 3 | False |  |  |  |  | Single-Speed | 90000 | 7894 | 11.4 | 11 |  |  | 88000 | 7698 | 3.4 | 3.3 | 51000 | 6643 | 2.3 | Federally-Regulated Commercial & Industrial Equipment | 06/14/2016 |  | 04/23/2019
York International | Luxaire | XA-07[C,E]**(E,G,H,K,L,N)(2,4,5)******** |  | HSP-A, Single-Package Heat Pum | Both Heat Pump and Electric Re | 230 | 3 | False |  |  |  |  | Single-Speed | 90000 | 7894 | 11.4 | 11 |  |  | 88000 | 7698 | 3.4 | 3.3 | 51000 | 6643 | 2.3 | Federally-Regulated Commercial & Industrial Equipment | 06/14/2016 |  | 04/23/2019
York International | Luxaire | XA-07[C,E]**(E,G,H,K,L,N)(2,4,5)******** |  | HSP-A, Single-Package Heat Pum | Both Heat Pump and Electric Re | 460 | 3 | False |  |  |  |  | Single-Speed | 90000 | 7894 | 11.4 | 11 |  |  | 88000 | 7698 | 3.4 | 3.3 | 51000 | 6643 | 2.3 | Federally-Regulated Commercial & Industrial Equipment | 06/14/2016 |  | 04/23/2019
York International | Luxaire | XA-07[C,E]**(E,G,H,K,L,N)(2,4,5)******** |  | HSP-A, Single-Package Heat Pum | Both Heat Pump and Electric Re | 575 | 3 | False |  |  |  |  | Single-Speed | 90000 | 7894 | 11.4 | 11 |  |  | 88000 | 7698 | 3.4 | 3.3 | 51000 | 6643 | 2.3 | Federally-Regulated Commercial & Industrial Equipment | 06/14/2016 |  | 04/23/2019
York International | Luxaire | XA-08[C,E]**(E,G,H,K,L,N)(2,4,5)******** |  | HSP-A, Single-Package Heat Pum | Both Heat Pump and Electric Re | 208 | 3 | False |  |  |  |  | Single-Speed | 100000 | 8928 | 11.2 | 11 |  |  | 94000 | 8102 | 3.4 | 3.3 | 54000 | 7033 | 2.3 | Federally-Regulated Commercial & Industrial Equipment | 06/14/2016 |  | 04/23/2019
York International | Luxaire | XA-08[C,E]**(E,G,H,K,L,N)(2,4,5)******** |  | HSP-A, Single-Package Heat Pum | Both Heat Pump and Electric Re | 230 | 3 | False |  |  |  |  | Single-Speed | 100000 | 8928 | 11.2 | 11 |  |  | 94000 | 8102 | 3.4 | 3.3 | 54000 | 7033 | 2.3 | Federally-Regulated Commercial & Industrial Equipment | 06/14/2016 |  | 04/23/2019
York International | Luxaire | XA-08[C,E]**(E,G,H,K,L,N)(2,4,5)******** |  | HSP-A, Single-Package Heat Pum | Both Heat Pump and Electric Re | 460 | 3 | False |  |  |  |  | Single-Speed | 100000 | 8928 | 11.2 | 11 |  |  | 94000 | 8102 | 3.4 | 3.3 | 54000 | 7033 | 2.3 | Federally-Regulated Commercial & Industrial Equipment | 06/14/2016 |  | 04/23/2019
York International | Luxaire | XA-08[C,E]**(E,G,H,K,L,N)(2,4,5)******** |  | HSP-A, Single-Package Heat Pum | Both Heat Pump and Electric Re | 575 | 3 | False |  |  |  |  | Single-Speed | 100000 | 8928 | 11.2 | 11 |  |  | 94000 | 8102 | 3.4 | 3.3 | 54000 | 7033 | 2.3 | Federally-Regulated Commercial & Industrial Equipment | 06/14/2016 |  | 04/23/2019
York International | Luxaire | XA-10[C,E]**(E,G,H,K,L,N)(2,4,5)******** |  | HSP-A, Single-Package Heat Pum | Both Heat Pump and Electric Re | 208 | 3 | False |  |  |  |  | Single-Speed | 115000 | 10454 | 11 | 11 |  |  | 106000 | 9137 | 3.4 | 3.3 | 60500 | 7880 | 2.3 | Federally-Regulated Commercial & Industrial Equipment | 06/14/2016 |  | 04/23/2019
York International | Luxaire | XA-10[C,E]**(E,G,H,K,L,N)(2,4,5)******** |  | HSP-A, Single-Package Heat Pum | Both Heat Pump and Electric Re | 230 | 3 | False |  |  |  |  | Single-Speed | 115000 | 10454 | 11 | 11 |  |  | 106000 | 9137 | 3.4 | 3.3 | 60500 | 7880 | 2.3 | Federally-Regulated Commercial & Industrial Equipment | 06/14/2016 |  | 04/23/2019
York International | Luxaire | XA-10[C,E]**(E,G,H,K,L,N)(2,4,5)******** |  | HSP-A, Single-Package Heat Pum | Both Heat Pump and Electric Re | 460 | 3 | False |  |  |  |  | Single-Speed | 115000 | 10454 | 11 | 11 |  |  | 106000 | 9137 | 3.4 | 3.3 | 60500 | 7880 | 2.3 | Federally-Regulated Commercial & Industrial Equipment | 06/14/2016 |  | 04/23/2019
York International | Luxaire | XA-10[C,E]**(E,G,H,K,L,N)(2,4,5)******** |  | HSP-A, Single-Package Heat Pum | Both Heat Pump and Electric Re | 575 | 3 | False |  |  |  |  | Single-Speed | 115000 | 10454 | 11 | 11 |  |  | 106000 | 9137 | 3.4 | 3.3 | 60500 | 7880 | 2.3 | Federally-Regulated Commercial & Industrial Equipment | 06/14/2016 |  | 04/23/2019
York International | Luxaire | XA-12[C,E]**(E,G,H,K,L,N)(2,4,5)******** |  | HSP-A, Single-Package Heat Pum | Both Heat Pump and Electric Re | 208 | 3 | False |  |  |  |  | Single-Speed | 148000 | 13454 | 11 | 10.6 |  |  | 135000 | 12364 | 3.2 | 3.2 | 90000 | 11989 | 2.2 | Federally-Regulated Commercial & Industrial Equipment | 06/14/2016 |  | 04/23/2019
York International | Luxaire | XA-12[C,E]**(E,G,H,K,L,N)(2,4,5)******** |  | HSP-A, Single-Package Heat Pum | Both Heat Pump and Electric Re | 230 | 3 | False |  |  |  |  | Single-Speed | 148000 | 13454 | 11 | 10.6 |  |  | 135000 | 12364 | 3.2 | 3.2 | 90000 | 11989 | 2.2 | Federally-Regulated Commercial & Industrial Equipment | 06/14/2016 |  | 04/23/2019
York International | Luxaire | XA-12[C,E]**(E,G,H,K,L,N)(2,4,5)******** |  | HSP-A, Single-Package Heat Pum | Both Heat Pump and Electric Re | 460 | 3 | False |  |  |  |  | Single-Speed | 148000 | 13454 | 11 | 10.6 |  |  | 135000 | 12364 | 3.2 | 3.2 | 90000 | 11989 | 2.2 | Federally-Regulated Commercial & Industrial Equipment | 06/14/2016 |  | 04/23/2019
York International | Luxaire | XA-12[C,E]**(E,G,H,K,L,N)(2,4,5)******** |  | HSP-A, Single-Package Heat Pum | Both Heat Pump and Electric Re | 575 | 3 | False |  |  |  |  | Single-Speed | 148000 | 13454 | 11 | 10.6 |  |  | 135000 | 12364 | 3.2 | 3.2 | 90000 | 11989 | 2.2 | Federally-Regulated Commercial & Industrial Equipment | 06/14/2016 |  | 04/23/2019
York International | Luxaire | XA-15C00(E,G,H,K,L,N)(2,4,5)******** |  | HSP-A, Single-Package Heat Pum | Heat Pump | 208 | 3 | False |  |  |  |  | Single-Speed | 176000 | 16603 | 10.6 | 10.4 |  |  | 162000 | 14653 | 3.2 | 3.2 | 99000 | 14153 | 2.1 | Federally-Regulated Commercial & Industrial Equipment | 06/14/2016 |  | 04/23/2019
York International | Luxaire | XA-15C00(E,G,H,K,L,N)(2,4,5)******** |  | HSP-A, Single-Package Heat Pum | Heat Pump | 230 | 3 | False |  |  |  |  | Single-Speed | 176000 | 16603 | 10.6 | 10.4 |  |  | 162000 | 14653 | 3.2 | 3.2 | 99000 | 14153 | 2.1 | Federally-Regulated Commercial & Industrial Equipment | 06/14/2016 |  | 04/23/2019
York International | Luxaire | XA-15C00(E,G,H,K,L,N)(2,4,5)******** |  | HSP-A, Single-Package Heat Pum | Heat Pump | 460 | 3 | False |  |  |  |  | Single-Speed | 176000 | 16603 | 10.6 | 10.4 |  |  | 162000 | 14653 | 3.2 | 3.2 | 99000 | 14153 | 2.1 | Federally-Regulated Commercial & Industrial Equipment | 06/14/2016 |  | 04/23/2019
York International | Luxaire | XA-15C00(E,G,H,K,L,N)(2,4,5)******** |  | HSP-A, Single-Package Heat Pum | Heat Pump | 575 | 3 | False |  |  |  |  | Single-Speed | 176000 | 16603 | 10.6 | 10.4 |  |  | 162000 | 14653 | 3.2 | 3.2 | 99000 | 14153 | 2.1 | Federally-Regulated Commercial & Industrial Equipment | 06/14/2016 |  | 04/23/2019
Nordyne, LLC | Reznor | Q7TQ072-C*********** |  | HSP-A, Single-Package Heat Pum | Heat Pump | 208 | 3 | False |  |  |  | True | Dual-Speed | 70000 | 6363 | 11 | 10.8 |  |  | 70000 | 6216 | 3.3 | 3.3 | 39000 | 5079 | 2.3 | Federally-Regulated Commercial & Industrial Equipment | 05/16/2018 |  | 04/23/2019
Nordyne, LLC | Reznor | Q7TQ072-C*********** |  | HSP-A, Single-Package Heat Pum | Heat Pump | 230 | 3 | False |  |  |  | True | Dual-Speed | 70000 | 6363 | 11 | 10.8 |  |  | 70000 | 6216 | 3.3 | 3.3 | 39000 | 5079 | 2.3 | Federally-Regulated Commercial & Industrial Equipment | 05/16/2018 |  | 04/23/2019
York International | PREDATOR | XP150[C,E]***(2,4,5)* |  | HSP-A, Single-Package Heat Pum | Both Heat Pump and Electric Re | 208 | 3 | False |  |  |  | True | Single-Speed | 150000 | 13636 | 11 | 10.6 | 12.5 |  | 135000 | 12364 | 3.2 | 3.2 | 90000 | 11989 | 2.2 | Federally-Regulated Commercial & Industrial Equipment | 03/14/2019 |  | 04/23/2019
York International | PREDATOR | XP150[C,E]***(2,4,5)* |  | HSP-A, Single-Package Heat Pum | Both Heat Pump and Electric Re | 230 | 3 | False |  |  |  | True | Single-Speed | 150000 | 13636 | 11 | 10.6 | 12.5 |  | 135000 | 12364 | 3.2 | 3.2 | 90000 | 11989 | 2.2 | Federally-Regulated Commercial & Industrial Equipment | 03/14/2019 |  | 04/23/2019
York International | PREDATOR | XP150[C,E]***(2,4,5)* |  | HSP-A, Single-Package Heat Pum | Both Heat Pump and Electric Re | 460 | 3 | False |  |  |  | True | Single-Speed | 150000 | 13636 | 11 | 10.6 | 12.5 |  | 135000 | 12364 | 3.2 | 3.2 | 90000 | 11989 | 2.2 | Federally-Regulated Commercial & Industrial Equipment | 03/14/2019 |  | 04/23/2019
York International | PREDATOR | XP150[C,E]***(2,4,5)* |  | HSP-A, Single-Package Heat Pum | Both Heat Pump and Electric Re | 575 | 3 | False |  |  |  | True | Single-Speed | 150000 | 13636 | 11 | 10.6 | 12.5 |  | 135000 | 12364 | 3.2 | 3.2 | 90000 | 11989 | 2.2 | Federally-Regulated Commercial & Industrial Equipment | 03/14/2019 |  | 04/23/2019
York International | PREDATOR | XP150[C,E]***(2,4,5)***6 |  | HSP-A, Single-Package Heat Pum | Both Heat Pump and Electric Re | 208 | 3 | False |  |  |  | True | Single-Speed | 150000 | 13636 | 11 | 10.6 | 12.5 |  | 135000 | 12364 | 3.2 | 3.2 | 90000 | 11989 | 2.2 | Federally-Regulated Commercial & Industrial Equipment | 03/14/2019 |  | 04/23/2019
York International | PREDATOR | XP150[C,E]***(2,4,5)***6 |  | HSP-A, Single-Package Heat Pum | Both Heat Pump and Electric Re | 230 | 3 | False |  |  |  | True | Single-Speed | 150000 | 13636 | 11 | 10.6 | 12.5 |  | 135000 | 12364 | 3.2 | 3.2 | 90000 | 11989 | 2.2 | Federally-Regulated Commercial & Industrial Equipment | 03/14/2019 |  | 04/23/2019
York International | PREDATOR | XP150[C,E]***(2,4,5)***6 |  | HSP-A, Single-Package Heat Pum | Both Heat Pump and Electric Re | 460 | 3 | False |  |  |  | True | Single-Speed | 150000 | 13636 | 11 | 10.6 | 12.5 |  | 135000 | 12364 | 3.2 | 3.2 | 90000 | 11989 | 2.2 | Federally-Regulated Commercial & Industrial Equipment | 03/14/2019 |  | 04/23/2019
York International | PREDATOR | XP150[C,E]***(2,4,5)***6 |  | HSP-A, Single-Package Heat Pum | Both Heat Pump and Electric Re | 575 | 3 | False |  |  |  | True | Single-Speed | 150000 | 13636 | 11 | 10.6 | 12.5 |  | 135000 | 12364 | 3.2 | 3.2 | 90000 | 11989 | 2.2 | Federally-Regulated Commercial & Industrial Equipment | 03/14/2019 |  | 04/23/2019
York International | PREDATOR | XP090[C,E]***(2,4,5)***7 |  | HSP-A, Single-Package Heat Pum | Both Heat Pump and Electric Re | 208 | 3 | False |  |  |  | True | Single-Speed | 90000 | 8035 | 11.2 | 8.9 |  |  | 88000 | 7698 | 3.4 | 3 | 51000 | 6643 | 2.3 | Federally-Regulated Commercial & Industrial Equipment | 05/10/2016 |  | 04/23/2019
York International | PREDATOR | XP090[C,E]***(2,4,5)***7 |  | HSP-A, Single-Package Heat Pum | Both Heat Pump and Electric Re | 230 | 3 | False |  |  |  | True | Single-Speed | 90000 | 8035 | 11.2 | 8.9 |  |  | 88000 | 7698 | 3.4 | 3 | 51000 | 6643 | 2.3 | Federally-Regulated Commercial & Industrial Equipment | 05/10/2016 |  | 04/23/2019
York International | PREDATOR | XP090[C,E]***(2,4,5)***7 |  | HSP-A, Single-Package Heat Pum | Both Heat Pump and Electric Re | 460 | 3 | False |  |  |  | True | Single-Speed | 90000 | 8035 | 11.2 | 8.9 |  |  | 88000 | 7698 | 3.4 | 3 | 51000 | 6643 | 2.3 | Federally-Regulated Commercial & Industrial Equipment | 05/10/2016 |  | 04/23/2019
York International | PREDATOR | XP090[C,E]***(2,4,5)***7 |  | HSP-A, Single-Package Heat Pum | Both Heat Pump and Electric Re | 575 | 3 | False |  |  |  | True | Single-Speed | 90000 | 8035 | 11.2 | 8.9 |  |  | 88000 | 7698 | 3.4 | 3 | 51000 | 6643 | 2.3 | Federally-Regulated Commercial & Industrial Equipment | 05/10/2016 |  | 04/23/2019
York International | PREDATOR | XP102[C,E]***(2,4,5)***7 |  | HSP-A, Single-Package Heat Pum | Both Heat Pump and Electric Re | 208 | 3 | False |  |  |  | True | Single-Speed | 100000 | 8928 | 11.2 | 8.9 |  |  | 94000 | 8102 | 3.4 | 3 | 54000 | 7033 | 2.3 | Federally-Regulated Commercial & Industrial Equipment | 05/10/2016 |  | 04/23/2019
York International | PREDATOR | XP102[C,E]***(2,4,5)***7 |  | HSP-A, Single-Package Heat Pum | Both Heat Pump and Electric Re | 230 | 3 | False |  |  |  | True | Single-Speed | 100000 | 8928 | 11.2 | 8.9 |  |  | 94000 | 8102 | 3.4 | 3 | 54000 | 7033 | 2.3 | Federally-Regulated Commercial & Industrial Equipment | 05/10/2016 |  | 04/23/2019
York International | PREDATOR | XP102[C,E]***(2,4,5)***7 |  | HSP-A, Single-Package Heat Pum | Both Heat Pump and Electric Re | 460 | 3 | False |  |  |  | True | Single-Speed | 100000 | 8928 | 11.2 | 8.9 |  |  | 94000 | 8102 | 3.4 | 3 | 54000 | 7033 | 2.3 | Federally-Regulated Commercial & Industrial Equipment | 05/10/2016 |  | 04/23/2019
York International | PREDATOR | XP102[C,E]***(2,4,5)***7 |  | HSP-A, Single-Package Heat Pum | Both Heat Pump and Electric Re | 575 | 3 | False |  |  |  | True | Single-Speed | 100000 | 8928 | 11.2 | 8.9 |  |  | 94000 | 8102 | 3.4 | 3 | 54000 | 7033 | 2.3 | Federally-Regulated Commercial & Industrial Equipment | 05/10/2016 |  | 04/23/2019
York International | PREDATOR | XP120[C,E]***(2,4,5)***7 |  | HSP-A, Single-Package Heat Pum | Both Heat Pump and Electric Re | 208 | 3 | False |  |  |  | True | Single-Speed | 118000 | 10727 | 11 | 8.9 |  |  | 106000 | 9137 | 3.4 | 3 | 60500 | 7880 | 2.3 | Federally-Regulated Commercial & Industrial Equipment | 05/10/2016 |  | 04/23/2019
York International | PREDATOR | XP120[C,E]***(2,4,5)***7 |  | HSP-A, Single-Package Heat Pum | Both Heat Pump and Electric Re | 230 | 3 | False |  |  |  | True | Single-Speed | 118000 | 10727 | 11 | 8.9 |  |  | 106000 | 9137 | 3.4 | 3 | 60500 | 7880 | 2.3 | Federally-Regulated Commercial & Industrial Equipment | 05/10/2016 |  | 04/23/2019
York International | PREDATOR | XP120[C,E]***(2,4,5)***7 |  | HSP-A, Single-Package Heat Pum | Both Heat Pump and Electric Re | 460 | 3 | False |  |  |  | True | Single-Speed | 118000 | 10727 | 11 | 8.9 |  |  | 106000 | 9137 | 3.4 | 3 | 60500 | 7880 | 2.3 | Federally-Regulated Commercial & Industrial Equipment | 05/10/2016 |  | 04/23/2019
York International | PREDATOR | XP120[C,E]***(2,4,5)***7 |  | HSP-A, Single-Package Heat Pum | Both Heat Pump and Electric Re | 575 | 3 | False |  |  |  | True | Single-Speed | 118000 | 10727 | 11 | 8.9 |  |  | 106000 | 9137 | 3.4 | 3 | 60500 | 7880 | 2.3 | Federally-Regulated Commercial & Industrial Equipment | 05/10/2016 |  | 04/23/2019
York International | PREDATOR | XP150[C,E]***(2,4,5)***7 |  | HSP-A, Single-Package Heat Pum | Both Heat Pump and Electric Re | 208 | 3 | False |  |  |  | True | Single-Speed | 150000 | 13636 | 11 | 8.6 |  |  | 135000 | 12364 | 3.2 | 2.9 | 90000 | 11989 | 2.2 | Federally-Regulated Commercial & Industrial Equipment | 05/10/2016 |  | 04/23/2019
York International | PREDATOR | XP150[C,E]***(2,4,5)***7 |  | HSP-A, Single-Package Heat Pum | Both Heat Pump and Electric Re | 230 | 3 | False |  |  |  | True | Single-Speed | 150000 | 13636 | 11 | 8.6 |  |  | 135000 | 12364 | 3.2 | 2.9 | 90000 | 11989 | 2.2 | Federally-Regulated Commercial & Industrial Equipment | 05/10/2016 |  | 04/23/2019
York International | PREDATOR | XP150[C,E]***(2,4,5)***7 |  | HSP-A, Single-Package Heat Pum | Both Heat Pump and Electric Re | 460 | 3 | False |  |  |  | True | Single-Speed | 150000 | 13636 | 11 | 8.6 |  |  | 135000 | 12364 | 3.2 | 2.9 | 90000 | 11989 | 2.2 | Federally-Regulated Commercial & Industrial Equipment | 05/10/2016 |  | 04/23/2019
York International | PREDATOR | XP150[C,E]***(2,4,5)***7 |  | HSP-A, Single-Package Heat Pum | Both Heat Pump and Electric Re | 575 | 3 | False |  |  |  | True | Single-Speed | 150000 | 13636 | 11 | 8.6 |  |  | 135000 | 12364 | 3.2 | 2.9 | 90000 | 11989 | 2.2 | Federally-Regulated Commercial & Industrial Equipment | 05/10/2016 |  | 04/23/2019
York International | PREDATOR | XP078[C,E]**(E,G,H,K,L,N)(2,4,5)******** |  | HSP-A, Single-Package Heat Pum | Both Heat Pump and Electric Re | 208 | 3 | False |  |  |  | True | Single-Speed | 78000 | 6500 | 12 | 11 | 12.2 |  | 75000 | 6464 | 3.4 | 3.3 | 43000 | 5728 | 2.2 | Federally-Regulated Commercial & Industrial Equipment | 03/14/2019 |  | 04/23/2019
York International | PREDATOR | XP078[C,E]**(E,G,H,K,L,N)(2,4,5)******** |  | HSP-A, Single-Package Heat Pum | Both Heat Pump and Electric Re | 230 | 3 | False |  |  |  | True | Single-Speed | 78000 | 6500 | 12 | 11 | 12.2 |  | 75000 | 6464 | 3.4 | 3.3 | 43000 | 5728 | 2.2 | Federally-Regulated Commercial & Industrial Equipment | 03/14/2019 |  | 04/23/2019
York International | PREDATOR | XP078[C,E]**(E,G,H,K,L,N)(2,4,5)******** |  | HSP-A, Single-Package Heat Pum | Both Heat Pump and Electric Re | 460 | 3 | False |  |  |  | True | Single-Speed | 78000 | 6500 | 12 | 11 | 12.2 |  | 75000 | 6464 | 3.4 | 3.3 | 43000 | 5728 | 2.2 | Federally-Regulated Commercial & Industrial Equipment | 03/14/2019 |  | 04/23/2019
York International | PREDATOR | XP078[C,E]**(E,G,H,K,L,N)(2,4,5)******** |  | HSP-A, Single-Package Heat Pum | Both Heat Pump and Electric Re | 575 | 3 | False |  |  |  | True | Single-Speed | 78000 | 6500 | 12 | 11 | 12.2 |  | 75000 | 6464 | 3.4 | 3.3 | 43000 | 5728 | 2.2 | Federally-Regulated Commercial & Industrial Equipment | 03/14/2019 |  | 04/23/2019
York International | PREDATOR | XP090[C,E]**(E,G,H,K,L,N)(2,4,5)******** |  | HSP-A, Single-Package Heat Pum | Both Heat Pump and Electric Re | 208 | 3 | False |  |  |  |  | Single-Speed | 90000 | 7894 | 11.4 | 11 |  |  | 88000 | 7698 | 3.4 | 3.3 | 51000 | 6643 | 2.3 | Federally-Regulated Commercial & Industrial Equipment | 06/14/2016 |  | 04/23/2019
York International | PREDATOR | XP090[C,E]**(E,G,H,K,L,N)(2,4,5)******** |  | HSP-A, Single-Package Heat Pum | Both Heat Pump and Electric Re | 230 | 3 | False |  |  |  |  | Single-Speed | 90000 | 7894 | 11.4 | 11 |  |  | 88000 | 7698 | 3.4 | 3.3 | 51000 | 6643 | 2.3 | Federally-Regulated Commercial & Industrial Equipment | 06/14/2016 |  | 04/23/2019
York International | PREDATOR | XP090[C,E]**(E,G,H,K,L,N)(2,4,5)******** |  | HSP-A, Single-Package Heat Pum | Both Heat Pump and Electric Re | 460 | 3 | False |  |  |  |  | Single-Speed | 90000 | 7894 | 11.4 | 11 |  |  | 88000 | 7698 | 3.4 | 3.3 | 51000 | 6643 | 2.3 | Federally-Regulated Commercial & Industrial Equipment | 06/14/2016 |  | 04/23/2019
York International | PREDATOR | XP090[C,E]**(E,G,H,K,L,N)(2,4,5)******** |  | HSP-A, Single-Package Heat Pum | Both Heat Pump and Electric Re | 575 | 3 | False |  |  |  |  | Single-Speed | 90000 | 7894 | 11.4 | 11 |  |  | 88000 | 7698 | 3.4 | 3.3 | 51000 | 6643 | 2.3 | Federally-Regulated Commercial & Industrial Equipment | 06/14/2016 |  | 04/23/2019
York International | PREDATOR | XP102[C,E]**(E,G,H,K,L,N)(2,4,5)******** |  | HSP-A, Single-Package Heat Pum | Both Heat Pump and Electric Re | 208 | 3 | False |  |  |  |  | Single-Speed | 100000 | 8928 | 11.2 | 11 |  |  | 94000 | 8102 | 3.4 | 3.3 | 54000 | 7033 | 2.3 | Federally-Regulated Commercial & Industrial Equipment | 06/14/2016 |  | 04/23/2019
York International | PREDATOR | XP102[C,E]**(E,G,H,K,L,N)(2,4,5)******** |  | HSP-A, Single-Package Heat Pum | Both Heat Pump and Electric Re | 230 | 3 | False |  |  |  |  | Single-Speed | 100000 | 8928 | 11.2 | 11 |  |  | 94000 | 8102 | 3.4 | 3.3 | 54000 | 7033 | 2.3 | Federally-Regulated Commercial & Industrial Equipment | 06/14/2016 |  | 04/23/2019
York International | PREDATOR | XP102[C,E]**(E,G,H,K,L,N)(2,4,5)******** |  | HSP-A, Single-Package Heat Pum | Both Heat Pump and Electric Re | 460 | 3 | False |  |  |  |  | Single-Speed | 100000 | 8928 | 11.2 | 11 |  |  | 94000 | 8102 | 3.4 | 3.3 | 54000 | 7033 | 2.3 | Federally-Regulated Commercial & Industrial Equipment | 06/14/2016 |  | 04/23/2019
York International | PREDATOR | XP102[C,E]**(E,G,H,K,L,N)(2,4,5)******** |  | HSP-A, Single-Package Heat Pum | Both Heat Pump and Electric Re | 575 | 3 | False |  |  |  |  | Single-Speed | 100000 | 8928 | 11.2 | 11 |  |  | 94000 | 8102 | 3.4 | 3.3 | 54000 | 7033 | 2.3 | Federally-Regulated Commercial & Industrial Equipment | 06/14/2016 |  | 04/23/2019
York International | PREDATOR | XP120[C,E]**(E,G,H,K,L,N)(2,4,5)******** |  | HSP-A, Single-Package Heat Pum | Both Heat Pump and Electric Re | 208 | 3 | False |  |  |  |  | Single-Speed | 115000 | 10454 | 11 | 11 |  |  | 106000 | 9137 | 3.4 | 3.3 | 60500 | 7880 | 2.3 | Federally-Regulated Commercial & Industrial Equipment | 06/14/2016 |  | 04/23/2019
York International | PREDATOR | XP120[C,E]**(E,G,H,K,L,N)(2,4,5)******** |  | HSP-A, Single-Package Heat Pum | Both Heat Pump and Electric Re | 230 | 3 | False |  |  |  |  | Single-Speed | 115000 | 10454 | 11 | 11 |  |  | 106000 | 9137 | 3.4 | 3.3 | 60500 | 7880 | 2.3 | Federally-Regulated Commercial & Industrial Equipment | 06/14/2016 |  | 04/23/2019
York International | PREDATOR | XP120[C,E]**(E,G,H,K,L,N)(2,4,5)******** |  | HSP-A, Single-Package Heat Pum | Both Heat Pump and Electric Re | 460 | 3 | False |  |  |  |  | Single-Speed | 115000 | 10454 | 11 | 11 |  |  | 106000 | 9137 | 3.4 | 3.3 | 60500 | 7880 | 2.3 | Federally-Regulated Commercial & Industrial Equipment | 06/14/2016 |  | 04/23/2019
York International | PREDATOR | XP120[C,E]**(E,G,H,K,L,N)(2,4,5)******** |  | HSP-A, Single-Package Heat Pum | Both Heat Pump and Electric Re | 575 | 3 | False |  |  |  |  | Single-Speed | 115000 | 10454 | 11 | 11 |  |  | 106000 | 9137 | 3.4 | 3.3 | 60500 | 7880 | 2.3 | Federally-Regulated Commercial & Industrial Equipment | 06/14/2016 |  | 04/23/2019
York International | PREDATOR | XP150[C,E]**(E,G,H,K,L,N)(2,4,5)******** |  | HSP-A, Single-Package Heat Pum | Both Heat Pump and Electric Re | 208 | 3 | False |  |  |  |  | Single-Speed | 148000 | 13454 | 11 | 10.6 |  |  | 135000 | 12364 | 3.2 | 3.2 | 90000 | 11989 | 2.2 | Federally-Regulated Commercial & Industrial Equipment | 06/14/2016 |  | 04/23/2019
York International | PREDATOR | XP150[C,E]**(E,G,H,K,L,N)(2,4,5)******** |  | HSP-A, Single-Package Heat Pum | Both Heat Pump and Electric Re | 230 | 3 | False |  |  |  |  | Single-Speed | 148000 | 13454 | 11 | 10.6 |  |  | 135000 | 12364 | 3.2 | 3.2 | 90000 | 11989 | 2.2 | Federally-Regulated Commercial & Industrial Equipment | 06/14/2016 |  | 04/23/2019
York International | PREDATOR | XP150[C,E]**(E,G,H,K,L,N)(2,4,5)******** |  | HSP-A, Single-Package Heat Pum | Both Heat Pump and Electric Re | 460 | 3 | False |  |  |  |  | Single-Speed | 148000 | 13454 | 11 | 10.6 |  |  | 135000 | 12364 | 3.2 | 3.2 | 90000 | 11989 | 2.2 | Federally-Regulated Commercial & Industrial Equipment | 06/14/2016 |  | 04/23/2019
York International | PREDATOR | XP150[C,E]**(E,G,H,K,L,N)(2,4,5)******** |  | HSP-A, Single-Package Heat Pum | Both Heat Pump and Electric Re | 575 | 3 | False |  |  |  |  | Single-Speed | 148000 | 13454 | 11 | 10.6 |  |  | 135000 | 12364 | 3.2 | 3.2 | 90000 | 11989 | 2.2 | Federally-Regulated Commercial & Industrial Equipment | 06/14/2016 |  | 04/23/2019
Rheem Sales Company, Inc. | Rheem | RJNL-B180C |  | HSP-A, Single-Package Heat Pum | Both Heat Pump and Electric Re | 208 | 3 | False |  |  |  | True | Single-Speed | 176000 | 16448 | 10.7 | 10.4 |  |  | 170000 | 13839 | 3.6 | 3.2 |  |  |  | Federally-Regulated Commercial & Industrial Equipment | 12/12/2012 |  | 04/23/2019
Rheem Sales Company, Inc. | Rheem | RJNL-B180C |  | HSP-A, Single-Package Heat Pum | Both Heat Pump and Electric Re | 230 | 3 | False |  |  |  | True | Single-Speed | 176000 | 16448 | 10.7 | 10.4 |  |  | 170000 | 13839 | 3.6 | 3.2 |  |  |  | Federally-Regulated Commercial & Industrial Equipment | 12/12/2012 |  | 04/23/2019
Rheem Sales Company, Inc. | Rheem | RJNL-B180D |  | HSP-A, Single-Package Heat Pum | Both Heat Pump and Electric Re | 460 | 3 | False |  |  |  | True | Single-Speed | 176000 | 16448 | 10.7 | 10.4 |  |  | 170000 | 13839 | 3.6 | 3.2 |  |  |  | Federally-Regulated Commercial & Industrial Equipment | 12/12/2012 |  | 04/23/2019
York International | TEMPMASTER, UNITARY PRODUCTS GROUP - COMMERCIAL | PHT07C00A*(2,4,5)***** | NST07C00*(5,6)****** | HRCU-A-CB, Split System: Heat | Heat Pump | 208 | 3 |  | False |  |  | True | Single-Speed | 89000 | 8090 | 11 | 10.8 | 12.4 |  | 82000 | 7282 | 3.3 | 3.3 | 49000 | 6243 | 2.3 | Federally-Regulated Commercial & Industrial Equipment | 03/14/2019 |  | 04/23/2019
York International | TEMPMASTER, UNITARY PRODUCTS GROUP - COMMERCIAL | PHT07C00A*(2,4,5)***** | NST07C00*(5,6)****** | HRCU-A-CB, Split System: Heat | Heat Pump | 230 | 3 |  | False |  |  | True | Single-Speed | 89000 | 8090 | 11 | 10.8 | 12.4 |  | 82000 | 7282 | 3.3 | 3.3 | 49000 | 6243 | 2.3 | Federally-Regulated Commercial & Industrial Equipment | 03/14/2019 |  | 04/23/2019
York International | TEMPMASTER, UNITARY PRODUCTS GROUP - COMMERCIAL | PHT07C00A*(2,4,5)***** | NST07C00*(5,6)****** | HRCU-A-CB, Split System: Heat | Heat Pump | 460 | 3 |  | False |  |  | True | Single-Speed | 89000 | 8090 | 11 | 10.8 | 12.4 |  | 82000 | 7282 | 3.3 | 3.3 | 49000 | 6243 | 2.3 | Federally-Regulated Commercial & Industrial Equipment | 03/14/2019 |  | 04/23/2019
York International | TEMPMASTER, UNITARY PRODUCTS GROUP - COMMERCIAL | PHT07C00A*(2,4,5)***** | NST07C00*(5,6)****** | HRCU-A-CB, Split System: Heat | Heat Pump | 575 | 3 |  | False |  |  | True | Single-Speed | 89000 | 8090 | 11 | 10.8 | 12.4 |  | 82000 | 7282 | 3.3 | 3.3 | 49000 | 6243 | 2.3 | Federally-Regulated Commercial & Industrial Equipment | 03/14/2019 |  | 04/23/2019
York International | TEMPMASTER, UNITARY PRODUCTS GROUP - COMMERCIAL | XAT06[C,E]*****(2,4,5)**** |  | HSP-A, Single-Package Heat Pum | Both Heat Pump and Electric Re | 208 | 3 | False |  |  |  | True | Single-Speed | 78000 | 6666 | 11.7 | 8.9 |  |  | 75000 | 6561 | 3.4 | 3 | 43000 | 5728 | 2.2 | Federally-Regulated Commercial & Industrial Equipment | 05/10/2016 |  | 04/23/2019
York International | TEMPMASTER, UNITARY PRODUCTS GROUP - COMMERCIAL | XAT06[C,E]*****(2,4,5)**** |  | HSP-A, Single-Package Heat Pum | Both Heat Pump and Electric Re | 230 | 3 | False |  |  |  | True | Single-Speed | 78000 | 6666 | 11.7 | 8.9 |  |  | 75000 | 6561 | 3.4 | 3 | 43000 | 5728 | 2.2 | Federally-Regulated Commercial & Industrial Equipment | 05/10/2016 |  | 04/23/2019
York International | TEMPMASTER, UNITARY PRODUCTS GROUP - COMMERCIAL | XAT06[C,E]*****(2,4,5)**** |  | HSP-A, Single-Package Heat Pum | Both Heat Pump and Electric Re | 460 | 3 | False |  |  |  | True | Single-Speed | 78000 | 6666 | 11.7 | 8.9 |  |  | 75000 | 6561 | 3.4 | 3 | 43000 | 5728 | 2.2 | Federally-Regulated Commercial & Industrial Equipment | 05/10/2016 |  | 04/23/2019
York International | TEMPMASTER, UNITARY PRODUCTS GROUP - COMMERCIAL | XAT06[C,E]*****(2,4,5)**** |  | HSP-A, Single-Package Heat Pum | Both Heat Pump and Electric Re | 575 | 3 | False |  |  |  | True | Single-Speed | 78000 | 6666 | 11.7 | 8.9 |  |  | 75000 | 6561 | 3.4 | 3 | 43000 | 5728 | 2.2 | Federally-Regulated Commercial & Industrial Equipment | 05/10/2016 |  | 04/23/2019
York International | TEMPMASTER, UNITARY PRODUCTS GROUP - COMMERCIAL | XAT07[C,E]*****(2,4,5)***7 |  | HSP-A, Single-Package Heat Pum | Both Heat Pump and Electric Re | 208 | 3 | False |  |  |  | True | Single-Speed | 90000 | 8035 | 11.2 | 8.9 |  |  | 88000 | 7698 | 3.4 | 3 | 51000 | 6643 | 2.3 | Federally-Regulated Commercial & Industrial Equipment | 05/10/2016 |  | 04/23/2019
York International | TEMPMASTER, UNITARY PRODUCTS GROUP - COMMERCIAL | XAT07[C,E]*****(2,4,5)***7 |  | HSP-A, Single-Package Heat Pum | Both Heat Pump and Electric Re | 230 | 3 | False |  |  |  | True | Single-Speed | 90000 | 8035 | 11.2 | 8.9 |  |  | 88000 | 7698 | 3.4 | 3 | 51000 | 6643 | 2.3 | Federally-Regulated Commercial & Industrial Equipment | 05/10/2016 |  | 04/23/2019
York International | TEMPMASTER, UNITARY PRODUCTS GROUP - COMMERCIAL | XAT07[C,E]*****(2,4,5)***7 |  | HSP-A, Single-Package Heat Pum | Both Heat Pump and Electric Re | 460 | 3 | False |  |  |  | True | Single-Speed | 90000 | 8035 | 11.2 | 8.9 |  |  | 88000 | 7698 | 3.4 | 3 | 51000 | 6643 | 2.3 | Federally-Regulated Commercial & Industrial Equipment | 05/10/2016 |  | 04/23/2019
York International | TEMPMASTER, UNITARY PRODUCTS GROUP - COMMERCIAL | XAT07[C,E]*****(2,4,5)***7 |  | HSP-A, Single-Package Heat Pum | Both Heat Pump and Electric Re | 575 | 3 | False |  |  |  | True | Single-Speed | 90000 | 8035 | 11.2 | 8.9 |  |  | 88000 | 7698 | 3.4 | 3 | 51000 | 6643 | 2.3 | Federally-Regulated Commercial & Industrial Equipment | 05/10/2016 |  | 04/23/2019
York International | TEMPMASTER, UNITARY PRODUCTS GROUP - COMMERCIAL | XAT08[C,E]*****(2,4,5)***7 |  | HSP-A, Single-Package Heat Pum | Both Heat Pump and Electric Re | 208 | 3 | False |  |  |  | True | Single-Speed | 100000 | 8928 | 11.2 | 8.9 |  |  | 94000 | 8102 | 3.4 | 3 | 54000 | 7033 | 2.3 | Federally-Regulated Commercial & Industrial Equipment | 05/10/2016 |  | 04/23/2019
York International | TEMPMASTER, UNITARY PRODUCTS GROUP - COMMERCIAL | XAT08[C,E]*****(2,4,5)***7 |  | HSP-A, Single-Package Heat Pum | Both Heat Pump and Electric Re | 230 | 3 | False |  |  |  | True | Single-Speed | 100000 | 8928 | 11.2 | 8.9 |  |  | 94000 | 8102 | 3.4 | 3 | 54000 | 7033 | 2.3 | Federally-Regulated Commercial & Industrial Equipment | 05/10/2016 |  | 04/23/2019
York International | TEMPMASTER, UNITARY PRODUCTS GROUP - COMMERCIAL | XAT08[C,E]*****(2,4,5)***7 |  | HSP-A, Single-Package Heat Pum | Both Heat Pump and Electric Re | 460 | 3 | False |  |  |  | True | Single-Speed | 100000 | 8928 | 11.2 | 8.9 |  |  | 94000 | 8102 | 3.4 | 3 | 54000 | 7033 | 2.3 | Federally-Regulated Commercial & Industrial Equipment | 05/10/2016 |  | 04/23/2019
York International | TEMPMASTER, UNITARY PRODUCTS GROUP - COMMERCIAL | XAT08[C,E]*****(2,4,5)***7 |  | HSP-A, Single-Package Heat Pum | Both Heat Pump and Electric Re | 575 | 3 | False |  |  |  | True | Single-Speed | 100000 | 8928 | 11.2 | 8.9 |  |  | 94000 | 8102 | 3.4 | 3 | 54000 | 7033 | 2.3 | Federally-Regulated Commercial & Industrial Equipment | 05/10/2016 |  | 04/23/2019
York International | TEMPMASTER, UNITARY PRODUCTS GROUP - COMMERCIAL | XAT10[C,E]*****(2,4,5)***7 |  | HSP-A, Single-Package Heat Pum | Both Heat Pump and Electric Re | 208 | 3 | False |  |  |  | True | Single-Speed | 118000 | 10727 | 11 | 8.9 |  |  | 106000 | 9137 | 3.4 | 3 | 60500 | 7880 | 2.3 | Federally-Regulated Commercial & Industrial Equipment | 05/10/2016 |  | 04/23/2019
York International | TEMPMASTER, UNITARY PRODUCTS GROUP - COMMERCIAL | XAT10[C,E]*****(2,4,5)***7 |  | HSP-A, Single-Package Heat Pum | Both Heat Pump and Electric Re | 230 | 3 | False |  |  |  | True | Single-Speed | 118000 | 10727 | 11 | 8.9 |  |  | 106000 | 9137 | 3.4 | 3 | 60500 | 7880 | 2.3 | Federally-Regulated Commercial & Industrial Equipment | 05/10/2016 |  | 04/23/2019
York International | TEMPMASTER, UNITARY PRODUCTS GROUP - COMMERCIAL | XAT10[C,E]*****(2,4,5)***7 |  | HSP-A, Single-Package Heat Pum | Both Heat Pump and Electric Re | 460 | 3 | False |  |  |  | True | Single-Speed | 118000 | 10727 | 11 | 8.9 |  |  | 106000 | 9137 | 3.4 | 3 | 60500 | 7880 | 2.3 | Federally-Regulated Commercial & Industrial Equipment | 05/10/2016 |  | 04/23/2019
York International | TEMPMASTER, UNITARY PRODUCTS GROUP - COMMERCIAL | XAT10[C,E]*****(2,4,5)***7 |  | HSP-A, Single-Package Heat Pum | Both Heat Pump and Electric Re | 575 | 3 | False |  |  |  | True | Single-Speed | 118000 | 10727 | 11 | 8.9 |  |  | 106000 | 9137 | 3.4 | 3 | 60500 | 7880 | 2.3 | Federally-Regulated Commercial & Industrial Equipment | 05/10/2016 |  | 04/23/2019
York International | TEMPMASTER, UNITARY PRODUCTS GROUP - COMMERCIAL | XAT12[C,E]*****(2,4,5)***7 |  | HSP-A, Single-Package Heat Pum | Both Heat Pump and Electric Re | 208 | 3 | False |  |  |  | True | Single-Speed | 150000 | 13636 | 11 | 8.6 |  |  | 135000 | 12364 | 3.2 | 2.9 | 90000 | 11989 | 2.2 | Federally-Regulated Commercial & Industrial Equipment | 05/10/2016 |  | 04/23/2019
York International | TEMPMASTER, UNITARY PRODUCTS GROUP - COMMERCIAL | XAT12[C,E]*****(2,4,5)***7 |  | HSP-A, Single-Package Heat Pum | Both Heat Pump and Electric Re | 230 | 3 | False |  |  |  | True | Single-Speed | 150000 | 13636 | 11 | 8.6 |  |  | 135000 | 12364 | 3.2 | 2.9 | 90000 | 11989 | 2.2 | Federally-Regulated Commercial & Industrial Equipment | 05/10/2016 |  | 04/23/2019
York International | TEMPMASTER, UNITARY PRODUCTS GROUP - COMMERCIAL | XAT12[C,E]*****(2,4,5)***7 |  | HSP-A, Single-Package Heat Pum | Both Heat Pump and Electric Re | 460 | 3 | False |  |  |  | True | Single-Speed | 150000 | 13636 | 11 | 8.6 |  |  | 135000 | 12364 | 3.2 | 2.9 | 90000 | 11989 | 2.2 | Federally-Regulated Commercial & Industrial Equipment | 05/10/2016 |  | 04/23/2019
York International | TEMPMASTER, UNITARY PRODUCTS GROUP - COMMERCIAL | XAT12[C,E]*****(2,4,5)***7 |  | HSP-A, Single-Package Heat Pum | Both Heat Pump and Electric Re | 575 | 3 | False |  |  |  | True | Single-Speed | 150000 | 13636 | 11 | 8.6 |  |  | 135000 | 12364 | 3.2 | 2.9 | 90000 | 11989 | 2.2 | Federally-Regulated Commercial & Industrial Equipment | 05/10/2016 |  | 04/23/2019
York International | TEMPMASTER, UNITARY PRODUCTS GROUP - COMMERCIAL | XAT15[C,E]*****(2,4,5)* |  | HSP-A, Single-Package Heat Pum | Both Heat Pump and Electric Re | 208 | 3 | False |  |  |  | True | Single-Speed | 180000 | 16981 | 10.6 | 10.6 | 11.9 |  | 166000 | 15203 | 3.2 | 3.2 | 100000 | 14653 | 2 | Federally-Regulated Commercial & Industrial Equipment | 03/14/2019 |  | 04/23/2019
York International | TEMPMASTER, UNITARY PRODUCTS GROUP - COMMERCIAL | XAT15[C,E]*****(2,4,5)* |  | HSP-A, Single-Package Heat Pum | Both Heat Pump and Electric Re | 230 | 3 | False |  |  |  | True | Single-Speed | 180000 | 16981 | 10.6 | 10.6 | 11.9 |  | 166000 | 15203 | 3.2 | 3.2 | 100000 | 14653 | 2 | Federally-Regulated Commercial & Industrial Equipment | 03/14/2019 |  | 04/23/2019
York International | TEMPMASTER, UNITARY PRODUCTS GROUP - COMMERCIAL | XAT15[C,E]*****(2,4,5)* |  | HSP-A, Single-Package Heat Pum | Both Heat Pump and Electric Re | 460 | 3 | False |  |  |  | True | Single-Speed | 180000 | 16981 | 10.6 | 10.6 | 11.9 |  | 166000 | 15203 | 3.2 | 3.2 | 100000 | 14653 | 2 | Federally-Regulated Commercial & Industrial Equipment | 03/14/2019 |  | 04/23/2019
York International | TEMPMASTER, UNITARY PRODUCTS GROUP - COMMERCIAL | XAT15[C,E]*****(2,4,5)* |  | HSP-A, Single-Package Heat Pum | Both Heat Pump and Electric Re | 575 | 3 | False |  |  |  | True | Single-Speed | 180000 | 16981 | 10.6 | 10.6 | 11.9 |  | 166000 | 15203 | 3.2 | 3.2 | 100000 | 14653 | 2 | Federally-Regulated Commercial & Industrial Equipment | 03/14/2019 |  | 04/23/2019
York International | TEMPMASTER, UNITARY PRODUCTS GROUP - COMMERCIAL | XAT06[C,E]***(2,4,5)**(B,C,D)***** |  | HSP-A, Single-Package Heat Pum | Both Heat Pump and Electric Re | 208 | 3 | False |  |  |  | True | Single-Speed | 78000 | 6500 | 12 | 11 | 12.2 |  | 75000 | 6464 | 3.4 | 3.3 | 43000 | 5728 | 2.2 | Federally-Regulated Commercial & Industrial Equipment | 03/14/2019 |  | 04/23/2019
York International | TEMPMASTER, UNITARY PRODUCTS GROUP - COMMERCIAL | XAT06[C,E]***(2,4,5)**(B,C,D)***** |  | HSP-A, Single-Package Heat Pum | Both Heat Pump and Electric Re | 230 | 3 | False |  |  |  | True | Single-Speed | 78000 | 6500 | 12 | 11 | 12.2 |  | 75000 | 6464 | 3.4 | 3.3 | 43000 | 5728 | 2.2 | Federally-Regulated Commercial & Industrial Equipment | 03/14/2019 |  | 04/23/2019
York International | TEMPMASTER, UNITARY PRODUCTS GROUP - COMMERCIAL | XAT06[C,E]***(2,4,5)**(B,C,D)***** |  | HSP-A, Single-Package Heat Pum | Both Heat Pump and Electric Re | 460 | 3 | False |  |  |  | True | Single-Speed | 78000 | 6500 | 12 | 11 | 12.2 |  | 75000 | 6464 | 3.4 | 3.3 | 43000 | 5728 | 2.2 | Federally-Regulated Commercial & Industrial Equipment | 03/14/2019 |  | 04/23/2019
York International | TEMPMASTER, UNITARY PRODUCTS GROUP - COMMERCIAL | XAT06[C,E]***(2,4,5)**(B,C,D)***** |  | HSP-A, Single-Package Heat Pum | Both Heat Pump and Electric Re | 575 | 3 | False |  |  |  | True | Single-Speed | 78000 | 6500 | 12 | 11 | 12.2 |  | 75000 | 6464 | 3.4 | 3.3 | 43000 | 5728 | 2.2 | Federally-Regulated Commercial & Industrial Equipment | 03/14/2019 |  | 04/23/2019
York International | TEMPMASTER, UNITARY PRODUCTS GROUP - COMMERCIAL | XAT07[C,E]***(2,4,5)**(B,C,D)***** |  | HSP-A, Single-Package Heat Pum | Both Heat Pump and Electric Re | 208 | 3 | False |  |  |  |  | Single-Speed | 90000 | 7894 | 11.4 | 11 |  |  | 88000 | 7698 | 3.4 | 3.3 | 51000 | 6643 | 2.3 | Federally-Regulated Commercial & Industrial Equipment | 06/14/2016 |  | 04/23/2019
York International | TEMPMASTER, UNITARY PRODUCTS GROUP - COMMERCIAL | XAT07[C,E]***(2,4,5)**(B,C,D)***** |  | HSP-A, Single-Package Heat Pum | Both Heat Pump and Electric Re | 230 | 3 | False |  |  |  |  | Single-Speed | 90000 | 7894 | 11.4 | 11 |  |  | 88000 | 7698 | 3.4 | 3.3 | 51000 | 6643 | 2.3 | Federally-Regulated Commercial & Industrial Equipment | 06/14/2016 |  | 04/23/2019
York International | TEMPMASTER, UNITARY PRODUCTS GROUP - COMMERCIAL | XAT07[C,E]***(2,4,5)**(B,C,D)***** |  | HSP-A, Single-Package Heat Pum | Both Heat Pump and Electric Re | 460 | 3 | False |  |  |  |  | Single-Speed | 90000 | 7894 | 11.4 | 11 |  |  | 88000 | 7698 | 3.4 | 3.3 | 51000 | 6643 | 2.3 | Federally-Regulated Commercial & Industrial Equipment | 06/14/2016 |  | 04/23/2019
York International | TEMPMASTER, UNITARY PRODUCTS GROUP - COMMERCIAL | XAT07[C,E]***(2,4,5)**(B,C,D)***** |  | HSP-A, Single-Package Heat Pum | Both Heat Pump and Electric Re | 575 | 3 | False |  |  |  |  | Single-Speed | 90000 | 7894 | 11.4 | 11 |  |  | 88000 | 7698 | 3.4 | 3.3 | 51000 | 6643 | 2.3 | Federally-Regulated Commercial & Industrial Equipment | 06/14/2016 |  | 04/23/2019
York International | TEMPMASTER, UNITARY PRODUCTS GROUP - COMMERCIAL | XAT08[C,E]***(2,4,5)**(B,C,D)***** |  | HSP-A, Single-Package Heat Pum | Both Heat Pump and Electric Re | 208 | 3 | False |  |  |  |  | Single-Speed | 100000 | 8928 | 11.2 | 11 |  |  | 94000 | 8102 | 3.4 | 3.3 | 54000 | 7033 | 2.3 | Federally-Regulated Commercial & Industrial Equipment | 06/14/2016 |  | 04/23/2019
York International | TEMPMASTER, UNITARY PRODUCTS GROUP - COMMERCIAL | XAT08[C,E]***(2,4,5)**(B,C,D)***** |  | HSP-A, Single-Package Heat Pum | Both Heat Pump and Electric Re | 230 | 3 | False |  |  |  |  | Single-Speed | 100000 | 8928 | 11.2 | 11 |  |  | 94000 | 8102 | 3.4 | 3.3 | 54000 | 7033 | 2.3 | Federally-Regulated Commercial & Industrial Equipment | 06/14/2016 |  | 04/23/2019
York International | TEMPMASTER, UNITARY PRODUCTS GROUP - COMMERCIAL | XAT08[C,E]***(2,4,5)**(B,C,D)***** |  | HSP-A, Single-Package Heat Pum | Both Heat Pump and Electric Re | 460 | 3 | False |  |  |  |  | Single-Speed | 100000 | 8928 | 11.2 | 11 |  |  | 94000 | 8102 | 3.4 | 3.3 | 54000 | 7033 | 2.3 | Federally-Regulated Commercial & Industrial Equipment | 06/14/2016 |  | 04/23/2019
York International | TEMPMASTER, UNITARY PRODUCTS GROUP - COMMERCIAL | XAT08[C,E]***(2,4,5)**(B,C,D)***** |  | HSP-A, Single-Package Heat Pum | Both Heat Pump and Electric Re | 575 | 3 | False |  |  |  |  | Single-Speed | 100000 | 8928 | 11.2 | 11 |  |  | 94000 | 8102 | 3.4 | 3.3 | 54000 | 7033 | 2.3 | Federally-Regulated Commercial & Industrial Equipment | 06/14/2016 |  | 04/23/2019
York International | TEMPMASTER, UNITARY PRODUCTS GROUP - COMMERCIAL | XAT10[C,E]***(2,4,5)**(B,C,D)***** |  | HSP-A, Single-Package Heat Pum | Both Heat Pump and Electric Re | 208 | 3 | False |  |  |  |  | Single-Speed | 115000 | 10454 | 11 | 11 |  |  | 106000 | 9137 | 3.4 | 3.3 | 60500 | 7880 | 2.3 | Federally-Regulated Commercial & Industrial Equipment | 06/14/2016 |  | 04/23/2019
York International | TEMPMASTER, UNITARY PRODUCTS GROUP - COMMERCIAL | XAT10[C,E]***(2,4,5)**(B,C,D)***** |  | HSP-A, Single-Package Heat Pum | Both Heat Pump and Electric Re | 230 | 3 | False |  |  |  |  | Single-Speed | 115000 | 10454 | 11 | 11 |  |  | 106000 | 9137 | 3.4 | 3.3 | 60500 | 7880 | 2.3 | Federally-Regulated Commercial & Industrial Equipment | 06/14/2016 |  | 04/23/2019
York International | TEMPMASTER, UNITARY PRODUCTS GROUP - COMMERCIAL | XAT10[C,E]***(2,4,5)**(B,C,D)***** |  | HSP-A, Single-Package Heat Pum | Both Heat Pump and Electric Re | 460 | 3 | False |  |  |  |  | Single-Speed | 115000 | 10454 | 11 | 11 |  |  | 106000 | 9137 | 3.4 | 3.3 | 60500 | 7880 | 2.3 | Federally-Regulated Commercial & Industrial Equipment | 06/14/2016 |  | 04/23/2019
York International | TEMPMASTER, UNITARY PRODUCTS GROUP - COMMERCIAL | XAT10[C,E]***(2,4,5)**(B,C,D)***** |  | HSP-A, Single-Package Heat Pum | Both Heat Pump and Electric Re | 575 | 3 | False |  |  |  |  | Single-Speed | 115000 | 10454 | 11 | 11 |  |  | 106000 | 9137 | 3.4 | 3.3 | 60500 | 7880 | 2.3 | Federally-Regulated Commercial & Industrial Equipment | 06/14/2016 |  | 04/23/2019
York International | TEMPMASTER, UNITARY PRODUCTS GROUP - COMMERCIAL | XAT12[C,E]***(2,4,5)**(B,C,D)***** |  | HSP-A, Single-Package Heat Pum | Both Heat Pump and Electric Re | 208 | 3 | False |  |  |  |  | Single-Speed | 148000 | 13454 | 11 | 10.6 |  |  | 135000 | 12364 | 3.2 | 3.2 | 90000 | 11989 | 2.2 | Federally-Regulated Commercial & Industrial Equipment | 06/14/2016 |  | 04/23/2019
York International | TEMPMASTER, UNITARY PRODUCTS GROUP - COMMERCIAL | XAT12[C,E]***(2,4,5)**(B,C,D)***** |  | HSP-A, Single-Package Heat Pum | Both Heat Pump and Electric Re | 230 | 3 | False |  |  |  |  | Single-Speed | 148000 | 13454 | 11 | 10.6 |  |  | 135000 | 12364 | 3.2 | 3.2 | 90000 | 11989 | 2.2 | Federally-Regulated Commercial & Industrial Equipment | 06/14/2016 |  | 04/23/2019
York International | TEMPMASTER, UNITARY PRODUCTS GROUP - COMMERCIAL | XAT12[C,E]***(2,4,5)**(B,C,D)***** |  | HSP-A, Single-Package Heat Pum | Both Heat Pump and Electric Re | 460 | 3 | False |  |  |  |  | Single-Speed | 148000 | 13454 | 11 | 10.6 |  |  | 135000 | 12364 | 3.2 | 3.2 | 90000 | 11989 | 2.2 | Federally-Regulated Commercial & Industrial Equipment | 06/14/2016 |  | 04/23/2019
York International | TEMPMASTER, UNITARY PRODUCTS GROUP - COMMERCIAL | XAT12[C,E]***(2,4,5)**(B,C,D)***** |  | HSP-A, Single-Package Heat Pum | Both Heat Pump and Electric Re | 575 | 3 | False |  |  |  |  | Single-Speed | 148000 | 13454 | 11 | 10.6 |  |  | 135000 | 12364 | 3.2 | 3.2 | 90000 | 11989 | 2.2 | Federally-Regulated Commercial & Industrial Equipment | 06/14/2016 |  | 04/23/2019
York International | TEMPMASTER, UNITARY PRODUCTS GROUP - COMMERCIAL | XAT15C00*(2,4,5)**(B,C,D)***** |  | HSP-A, Single-Package Heat Pum | Heat Pump | 208 | 3 | False |  |  |  |  | Single-Speed | 176000 | 16603 | 10.6 | 10.4 |  |  | 162000 | 14653 | 3.2 | 3.2 | 99000 | 14153 | 2.1 | Federally-Regulated Commercial & Industrial Equipment | 06/14/2016 |  | 04/23/2019
York International | TEMPMASTER, UNITARY PRODUCTS GROUP - COMMERCIAL | XAT15C00*(2,4,5)**(B,C,D)***** |  | HSP-A, Single-Package Heat Pum | Heat Pump | 230 | 3 | False |  |  |  |  | Single-Speed | 176000 | 16603 | 10.6 | 10.4 |  |  | 162000 | 14653 | 3.2 | 3.2 | 99000 | 14153 | 2.1 | Federally-Regulated Commercial & Industrial Equipment | 06/14/2016 |  | 04/23/2019
York International | TEMPMASTER, UNITARY PRODUCTS GROUP - COMMERCIAL | XAT15C00*(2,4,5)**(B,C,D)***** |  | HSP-A, Single-Package Heat Pum | Heat Pump | 460 | 3 | False |  |  |  |  | Single-Speed | 176000 | 16603 | 10.6 | 10.4 |  |  | 162000 | 14653 | 3.2 | 3.2 | 99000 | 14153 | 2.1 | Federally-Regulated Commercial & Industrial Equipment | 06/14/2016 |  | 04/23/2019
York International | TEMPMASTER, UNITARY PRODUCTS GROUP - COMMERCIAL | XAT15C00*(2,4,5)**(B,C,D)***** |  | HSP-A, Single-Package Heat Pum | Heat Pump | 575 | 3 | False |  |  |  |  | Single-Speed | 176000 | 16603 | 10.6 | 10.4 |  |  | 162000 | 14653 | 3.2 | 3.2 | 99000 | 14153 | 2.1 | Federally-Regulated Commercial & Industrial Equipment | 06/14/2016 |  | 04/23/2019
Trane U.S. Inc. | AMERICAN STANDARD | 4TWA3060B3(2) | TWE150E403** | HRCU-A-CB, Split System: Heat | Heat Pump | 208 | 3 |  | False |  |  | True | Single-Speed | 118000 | 10727 | 11 | 10.8 | 12.2 |  | 102000 | 9058 | 3.3 | 3.3 | 61000 | 7772 | 2.3 | Federally-Regulated Commercial & Industrial Equipment | 03/07/2019 |  | 04/23/2019
Trane U.S. Inc. | AMERICAN STANDARD | 4TWA3060B3(2) | TWE150E403** | HRCU-A-CB, Split System: Heat | Heat Pump | 230 | 3 |  | False |  |  | True | Single-Speed | 118000 | 10727 | 11 | 10.8 | 12.2 |  | 102000 | 9058 | 3.3 | 3.3 | 61000 | 7772 | 2.3 | Federally-Regulated Commercial & Industrial Equipment | 03/07/2019 |  | 04/23/2019
Trane U.S. Inc. | AMERICAN STANDARD | 4TWA3060B3(2) | TWE150E303** | HRCU-A-CB, Split System: Heat | Heat Pump | 208 | 3 |  | False |  |  | True | Single-Speed | 118000 | 10727 | 11 | 10.8 | 12.2 |  | 102000 | 9058 | 3.3 | 3.3 | 61000 | 7772 | 2.3 | Federally-Regulated Commercial & Industrial Equipment | 03/07/2019 |  | 04/23/2019
Trane U.S. Inc. | AMERICAN STANDARD | 4TWA3060B3(2) | TWE150E303** | HRCU-A-CB, Split System: Heat | Heat Pump | 230 | 3 |  | False |  |  | True | Single-Speed | 118000 | 10727 | 11 | 10.8 | 12.2 |  | 102000 | 9058 | 3.3 | 3.3 | 61000 | 7772 | 2.3 | Federally-Regulated Commercial & Industrial Equipment | 03/07/2019 |  | 04/23/2019
Trane U.S. Inc. | AMERICAN STANDARD | 4TWA3060B3(2) | TWE150E300** | HRCU-A-CB, Split System: Heat | Heat Pump | 208 | 3 |  | False |  |  | True | Single-Speed | 118000 | 10727 | 11 | 10.8 | 12.2 |  | 102000 | 9058 | 3.3 | 3.3 | 61000 | 7772 | 2.3 | Federally-Regulated Commercial & Industrial Equipment | 03/07/2019 |  | 04/23/2019
Trane U.S. Inc. | AMERICAN STANDARD | 4TWA3060B3(2) | TWE150E300** | HRCU-A-CB, Split System: Heat | Heat Pump | 230 | 3 |  | False |  |  | True | Single-Speed | 118000 | 10727 | 11 | 10.8 | 12.2 |  | 102000 | 9058 | 3.3 | 3.3 | 61000 | 7772 | 2.3 | Federally-Regulated Commercial & Industrial Equipment | 03/07/2019 |  | 04/23/2019
Trane U.S. Inc. | AMERICAN STANDARD | 4TWA3048B3(2) | TWE120E403** | HRCU-A-CB, Split System: Heat | Heat Pump | 208 | 3 |  | False |  |  | True | Single-Speed | 94000 | 8545 | 11 | 10.8 | 12.2 |  | 86000 | 7637 | 3.3 | 3.3 | 54000 | 6880 | 2.3 | Federally-Regulated Commercial & Industrial Equipment | 03/07/2019 |  | 04/23/2019
Trane U.S. Inc. | AMERICAN STANDARD | 4TWA3048B3(2) | TWE120E403** | HRCU-A-CB, Split System: Heat | Heat Pump | 230 | 3 |  | False |  |  | True | Single-Speed | 94000 | 8545 | 11 | 10.8 | 12.2 |  | 86000 | 7637 | 3.3 | 3.3 | 54000 | 6880 | 2.3 | Federally-Regulated Commercial & Industrial Equipment | 03/07/2019 |  | 04/23/2019
Trane U.S. Inc. | AMERICAN STANDARD | 4TWA3048B3(2) | TWE120E303** | HRCU-A-CB, Split System: Heat | Heat Pump | 208 | 3 |  | False |  |  | True | Single-Speed | 94000 | 8545 | 11 | 10.8 | 12.2 |  | 86000 | 7637 | 3.3 | 3.3 | 54000 | 6880 | 2.3 | Federally-Regulated Commercial & Industrial Equipment | 03/07/2019 |  | 04/23/2019
Trane U.S. Inc. | AMERICAN STANDARD | 4TWA3048B3(2) | TWE120E303** | HRCU-A-CB, Split System: Heat | Heat Pump | 230 | 3 |  | False |  |  | True | Single-Speed | 94000 | 8545 | 11 | 10.8 | 12.2 |  | 86000 | 7637 | 3.3 | 3.3 | 54000 | 6880 | 2.3 | Federally-Regulated Commercial & Industrial Equipment | 03/07/2019 |  | 04/23/2019
Trane U.S. Inc. | AMERICAN STANDARD | 4TWA3048B3(2) | TWE120E300** | HRCU-A-CB, Split System: Heat | Heat Pump | 208 | 3 |  | False |  |  | True | Single-Speed | 94000 | 8545 | 11 | 10.8 | 12.2 |  | 86000 | 7637 | 3.3 | 3.3 | 54000 | 6880 | 2.3 | Federally-Regulated Commercial & Industrial Equipment | 03/07/2019 |  | 04/23/2019
Trane U.S. Inc. | AMERICAN STANDARD | 4TWA3048B3(2) | TWE120E300** | HRCU-A-CB, Split System: Heat | Heat Pump | 230 | 3 |  | False |  |  | True | Single-Speed | 94000 | 8545 | 11 | 10.8 | 12.2 |  | 86000 | 7637 | 3.3 | 3.3 | 54000 | 6880 | 2.3 | Federally-Regulated Commercial & Industrial Equipment | 03/07/2019 |  | 04/23/2019
Trane U.S. Inc. | AMERICAN STANDARD | WSC120E(3,4,W)*0A***6 |  | HSP-A, Single-Package Heat Pum | Heat Pump | 208 | 3 | False |  |  |  | True | Single-Speed | 118000 | 10535 | 11.2 | 10.8 | 13.1 |  | 111000 | 9036 | 3.6 | 3.3 | 69000 | 8425 | 2.4 | Federally-Regulated Commercial & Industrial Equipment | 03/06/2019 |  | 04/23/2019
Trane U.S. Inc. | AMERICAN STANDARD | WSC120E(3,4,W)*0A***6 |  | HSP-A, Single-Package Heat Pum | Heat Pump | 230 | 3 | False |  |  |  | True | Single-Speed | 118000 | 10535 | 11.2 | 10.8 | 13.1 |  | 111000 | 9036 | 3.6 | 3.3 | 69000 | 8425 | 2.4 | Federally-Regulated Commercial & Industrial Equipment | 03/06/2019 |  | 04/23/2019
Trane U.S. Inc. | AMERICAN STANDARD | WSC120E(3,4,W)*0A***6 |  | HSP-A, Single-Package Heat Pum | Heat Pump | 460 | 3 | False |  |  |  | True | Single-Speed | 118000 | 10535 | 11.2 | 10.8 | 13.1 |  | 111000 | 9036 | 3.6 | 3.3 | 69000 | 8425 | 2.4 | Federally-Regulated Commercial & Industrial Equipment | 03/06/2019 |  | 04/23/2019
Trane U.S. Inc. | AMERICAN STANDARD | WSC120E(3,4,W)*0A***6 |  | HSP-A, Single-Package Heat Pum | Heat Pump | 575 | 3 | False |  |  |  | True | Single-Speed | 118000 | 10535 | 11.2 | 10.8 | 13.1 |  | 111000 | 9036 | 3.6 | 3.3 | 69000 | 8425 | 2.4 | Federally-Regulated Commercial & Industrial Equipment | 03/06/2019 |  | 04/23/2019
Trane U.S. Inc. | AMERICAN STANDARD | WSC120E(3,4,W)*0A***7 |  | HSP-A, Single-Package Heat Pum | Heat Pump | 208 | 3 | False |  |  |  | True | Single-Speed | 118000 | 10535 | 11.2 | 10.8 | 13.1 |  | 111000 | 9036 | 3.6 | 3.3 | 69000 | 8425 | 2.4 | Federally-Regulated Commercial & Industrial Equipment | 03/06/2019 |  | 04/23/2019
Trane U.S. Inc. | AMERICAN STANDARD | WSC120E(3,4,W)*0A***7 |  | HSP-A, Single-Package Heat Pum | Heat Pump | 230 | 3 | False |  |  |  | True | Single-Speed | 118000 | 10535 | 11.2 | 10.8 | 13.1 |  | 111000 | 9036 | 3.6 | 3.3 | 69000 | 8425 | 2.4 | Federally-Regulated Commercial & Industrial Equipment | 03/06/2019 |  | 04/23/2019
Trane U.S. Inc. | AMERICAN STANDARD | WSC120E(3,4,W)*0A***7 |  | HSP-A, Single-Package Heat Pum | Heat Pump | 460 | 3 | False |  |  |  | True | Single-Speed | 118000 | 10535 | 11.2 | 10.8 | 13.1 |  | 111000 | 9036 | 3.6 | 3.3 | 69000 | 8425 | 2.4 | Federally-Regulated Commercial & Industrial Equipment | 03/06/2019 |  | 04/23/2019
Trane U.S. Inc. | AMERICAN STANDARD | WSC120E(3,4,W)*0A***7 |  | HSP-A, Single-Package Heat Pum | Heat Pump | 575 | 3 | False |  |  |  | True | Single-Speed | 118000 | 10535 | 11.2 | 10.8 | 13.1 |  | 111000 | 9036 | 3.6 | 3.3 | 69000 | 8425 | 2.4 | Federally-Regulated Commercial & Industrial Equipment | 03/06/2019 |  | 04/23/2019
Trane U.S. Inc. | AMERICAN STANDARD | 4TWA3048A4 (2) | TWE090E3**A* | HRCU-A-CB, Split System: Heat | Heat Pump | 460 | 3 |  | False |  |  | True | Single-Speed | 90000 | 8181 | 11 | 10.8 | 12.2 |  | 90000 | 7992 | 3.3 | 3.3 | 55000 | 7008 | 2.3 | Federally-Regulated Commercial & Industrial Equipment | 03/06/2019 |  | 04/23/2019
Trane U.S. Inc. | AMERICAN STANDARD | 4TWA3048A4 (2) | TWE090E1**A* | HRCU-A-CB, Split System: Heat | Heat Pump | 460 | 3 |  | False |  |  | True | Single-Speed | 90000 | 8181 | 11 | 10.8 | 12.2 |  | 90000 | 7992 | 3.3 | 3.3 | 55000 | 7008 | 2.3 | Federally-Regulated Commercial & Industrial Equipment | 03/06/2019 |  | 04/23/2019
Trane U.S. Inc. | AMERICAN STANDARD | 4TWA3048A3 (2) | TWE090E3**A* | HRCU-A-CB, Split System: Heat | Heat Pump | 208 | 3 |  | False |  |  | True | Single-Speed | 90000 | 8181 | 11 | 10.8 | 12.2 |  | 90000 | 7992 | 3.3 | 3.3 | 55000 | 7008 | 2.3 | Federally-Regulated Commercial & Industrial Equipment | 03/06/2019 |  | 04/23/2019
Trane U.S. Inc. | AMERICAN STANDARD | 4TWA3048A3 (2) | TWE090E3**A* | HRCU-A-CB, Split System: Heat | Heat Pump | 230 | 3 |  | False |  |  | True | Single-Speed | 90000 | 8181 | 11 | 10.8 | 12.2 |  | 90000 | 7992 | 3.3 | 3.3 | 55000 | 7008 | 2.3 | Federally-Regulated Commercial & Industrial Equipment | 03/06/2019 |  | 04/23/2019
Trane U.S. Inc. | AMERICAN STANDARD | 4TWA3048A3 (2) | TWE090E1**A* | HRCU-A-CB, Split System: Heat | Heat Pump | 208 | 3 |  | False |  |  | True | Single-Speed | 90000 | 8181 | 11 | 10.8 | 12.2 |  | 90000 | 7992 | 3.3 | 3.3 | 55000 | 7008 | 2.3 | Federally-Regulated Commercial & Industrial Equipment | 03/06/2019 |  | 04/23/2019
Trane U.S. Inc. | AMERICAN STANDARD | 4TWA3048A3 (2) | TWE090E1**A* | HRCU-A-CB, Split System: Heat | Heat Pump | 230 | 3 |  | False |  |  | True | Single-Speed | 90000 | 8181 | 11 | 10.8 | 12.2 |  | 90000 | 7992 | 3.3 | 3.3 | 55000 | 7008 | 2.3 | Federally-Regulated Commercial & Industrial Equipment | 03/06/2019 |  | 04/23/2019
Trane U.S. Inc. | Trane | WSC120E(3,4,W)*0A***6 |  | HSP-A, Single-Package Heat Pum | Heat Pump | 208 | 3 | False |  |  |  | True | Single-Speed | 118000 | 10535 | 11.2 | 10.8 |  |  | 111000 | 9036 | 3.6 | 3.3 | 69000 | 8425 | 2.4 | Federally-Regulated Commercial & Industrial Equipment | 01/28/2019 |  | 04/23/2019
Trane U.S. Inc. | Trane | WSC120E(3,4,W)*0A***6 |  | HSP-A, Single-Package Heat Pum | Heat Pump | 230 | 3 | False |  |  |  | True | Single-Speed | 118000 | 10535 | 11.2 | 10.8 |  |  | 111000 | 9036 | 3.6 | 3.3 | 69000 | 8425 | 2.4 | Federally-Regulated Commercial & Industrial Equipment | 01/28/2019 |  | 04/23/2019
Trane U.S. Inc. | Trane | WSC120E(3,4,W)*0A***6 |  | HSP-A, Single-Package Heat Pum | Heat Pump | 460 | 3 | False |  |  |  | True | Single-Speed | 118000 | 10535 | 11.2 | 10.8 |  |  | 111000 | 9036 | 3.6 | 3.3 | 69000 | 8425 | 2.4 | Federally-Regulated Commercial & Industrial Equipment | 01/28/2019 |  | 04/23/2019
Trane U.S. Inc. | Trane | WSC120E(3,4,W)*0A***6 |  | HSP-A, Single-Package Heat Pum | Heat Pump | 575 | 3 | False |  |  |  | True | Single-Speed | 118000 | 10535 | 11.2 | 10.8 |  |  | 111000 | 9036 | 3.6 | 3.3 | 69000 | 8425 | 2.4 | Federally-Regulated Commercial & Industrial Equipment | 01/28/2019 |  | 04/23/2019
Trane U.S. Inc. | Trane | WSC120E(3,4,W)*0A***7 |  | HSP-A, Single-Package Heat Pum | Heat Pump | 208 | 3 | False |  |  |  | True | Single-Speed | 118000 | 10535 | 11.2 | 10.8 |  |  | 111000 | 9036 | 3.6 | 3.3 | 69000 | 8425 | 2.4 | Federally-Regulated Commercial & Industrial Equipment | 01/28/2019 |  | 04/23/2019
Trane U.S. Inc. | Trane | WSC120E(3,4,W)*0A***7 |  | HSP-A, Single-Package Heat Pum | Heat Pump | 230 | 3 | False |  |  |  | True | Single-Speed | 118000 | 10535 | 11.2 | 10.8 |  |  | 111000 | 9036 | 3.6 | 3.3 | 69000 | 8425 | 2.4 | Federally-Regulated Commercial & Industrial Equipment | 01/28/2019 |  | 04/23/2019
Trane U.S. Inc. | Trane | WSC120E(3,4,W)*0A***7 |  | HSP-A, Single-Package Heat Pum | Heat Pump | 460 | 3 | False |  |  |  | True | Single-Speed | 118000 | 10535 | 11.2 | 10.8 |  |  | 111000 | 9036 | 3.6 | 3.3 | 69000 | 8425 | 2.4 | Federally-Regulated Commercial & Industrial Equipment | 01/28/2019 |  | 04/23/2019
Trane U.S. Inc. | Trane | WSC120E(3,4,W)*0A***7 |  | HSP-A, Single-Package Heat Pum | Heat Pump | 575 | 3 | False |  |  |  | True | Single-Speed | 118000 | 10535 | 11.2 | 10.8 |  |  | 111000 | 9036 | 3.6 | 3.3 | 69000 | 8425 | 2.4 | Federally-Regulated Commercial & Industrial Equipment | 01/28/2019 |  | 04/23/2019
Trane U.S. Inc. | Trane | 4TWA3060B3(2) | TWE150E300** | HRCU-A-CB, Split System: Heat | Heat Pump | 208 | 3 |  | False |  |  | True | Single-Speed | 118000 | 10727 | 11 | 10.8 | 12.2 |  | 102000 | 9058 | 3.3 | 3.3 | 61000 | 7772 | 2.3 | Federally-Regulated Commercial & Industrial Equipment | 03/08/2019 |  | 04/23/2019
Trane U.S. Inc. | Trane | 4TWA3060B3(2) | TWE150E300** | HRCU-A-CB, Split System: Heat | Heat Pump | 230 | 3 |  | False |  |  | True | Single-Speed | 118000 | 10727 | 11 | 10.8 | 12.2 |  | 102000 | 9058 | 3.3 | 3.3 | 61000 | 7772 | 2.3 | Federally-Regulated Commercial & Industrial Equipment | 03/08/2019 |  | 04/23/2019
Trane U.S. Inc. | Trane | 4TWA3060B3(2) | TWE150E303** | HRCU-A-CB, Split System: Heat | Heat Pump | 208 | 3 |  | False |  |  | True | Single-Speed | 118000 | 10727 | 11 | 10.8 | 12.2 |  | 102000 | 9058 | 3.3 | 3.3 | 61000 | 7772 | 2.3 | Federally-Regulated Commercial & Industrial Equipment | 03/08/2019 |  | 04/23/2019
Trane U.S. Inc. | Trane | 4TWA3060B3(2) | TWE150E303** | HRCU-A-CB, Split System: Heat | Heat Pump | 230 | 3 |  | False |  |  | True | Single-Speed | 118000 | 10727 | 11 | 10.8 | 12.2 |  | 102000 | 9058 | 3.3 | 3.3 | 61000 | 7772 | 2.3 | Federally-Regulated Commercial & Industrial Equipment | 03/08/2019 |  | 04/23/2019
Trane U.S. Inc. | Trane | 4TWA3060B3(2) | TWE150E403** | HRCU-A-CB, Split System: Heat | Heat Pump | 208 | 3 |  | False |  |  | True | Single-Speed | 118000 | 10727 | 11 | 10.8 | 12.2 |  | 102000 | 9058 | 3.3 | 3.3 | 61000 | 7772 | 2.3 | Federally-Regulated Commercial & Industrial Equipment | 03/08/2019 |  | 04/23/2019
Trane U.S. Inc. | Trane | 4TWA3060B3(2) | TWE150E403** | HRCU-A-CB, Split System: Heat | Heat Pump | 230 | 3 |  | False |  |  | True | Single-Speed | 118000 | 10727 | 11 | 10.8 | 12.2 |  | 102000 | 9058 | 3.3 | 3.3 | 61000 | 7772 | 2.3 | Federally-Regulated Commercial & Industrial Equipment | 03/08/2019 |  | 04/23/2019
Trane U.S. Inc. | Trane | 4TWA3060B4(2) | TWE150E300** | HRCU-A-CB, Split System: Heat | Heat Pump | 460 | 3 |  | False |  |  | True | Single-Speed | 118000 | 10727 | 11 | 10.8 | 12.2 |  | 102000 | 9058 | 3.3 | 3.3 | 61000 | 7772 | 2.3 | Federally-Regulated Commercial & Industrial Equipment | 03/08/2019 |  | 04/23/2019
Trane U.S. Inc. | Trane | 4TWA3060B4(2) | TWE150E303** | HRCU-A-CB, Split System: Heat | Heat Pump | 460 | 3 |  | False |  |  | True | Single-Speed | 118000 | 10727 | 11 | 10.8 | 12.2 |  | 102000 | 9058 | 3.3 | 3.3 | 61000 | 7772 | 2.3 | Federally-Regulated Commercial & Industrial Equipment | 03/08/2019 |  | 04/23/2019
Trane U.S. Inc. | Trane | TWA073D3**A* | TWE090D3**A* | HRCU-A-CB, Split System: Heat | Heat Pump | 208 | 3 |  | False |  |  | True | Single-Speed | 78000 | 7090 | 11 | 10.8 | 12.6 |  | 69000 | 6127 | 3.3 | 3.3 | 40000 | 5096 | 2.3 | Federally-Regulated Commercial & Industrial Equipment | 03/07/2019 |  | 04/23/2019
Trane U.S. Inc. | Trane | TWA073D3**A* | TWE090D3**A* | HRCU-A-CB, Split System: Heat | Heat Pump | 230 | 3 |  | False |  |  | True | Single-Speed | 78000 | 7090 | 11 | 10.8 | 12.6 |  | 69000 | 6127 | 3.3 | 3.3 | 40000 | 5096 | 2.3 | Federally-Regulated Commercial & Industrial Equipment | 03/07/2019 |  | 04/23/2019
Trane U.S. Inc. | Trane | TWA180E3**A* | TWE180E3**A* | HRCU-A-CB, Split System: Heat | Heat Pump | 208 | 3 |  | False |  |  | True | Single-Speed | 180000 | 16981 | 10.6 | 10.4 | 12.3 |  | 174000 | 15935 | 3.2 | 3.2 | 109000 | 13889 | 2.3 | Federally-Regulated Commercial & Industrial Equipment | 03/07/2019 |  | 04/23/2019
Trane U.S. Inc. | Trane | TWA180E3**A* | TWE180E3**A* | HRCU-A-CB, Split System: Heat | Heat Pump | 230 | 3 |  | False |  |  | True | Single-Speed | 180000 | 16981 | 10.6 | 10.4 | 12.3 |  | 174000 | 15935 | 3.2 | 3.2 | 109000 | 13889 | 2.3 | Federally-Regulated Commercial & Industrial Equipment | 03/07/2019 |  | 04/23/2019
Trane U.S. Inc. | Trane | TWA073DW**A* | TWE090DW**A* | HRCU-A-CB, Split System: Heat | Heat Pump | 575 | 3 |  | False |  |  | True | Single-Speed | 78000 | 7090 | 11 | 10.8 | 12.6 |  | 69000 | 6127 | 3.3 | 3.3 | 40000 | 5096 | 2.3 | Federally-Regulated Commercial & Industrial Equipment | 03/07/2019 |  | 04/23/2019
Trane U.S. Inc. | Trane | TWA180EW**A* | TWE180EW**A* | HRCU-A-CB, Split System: Heat | Heat Pump | 575 | 3 |  | False |  |  | True | Single-Speed | 180000 | 16981 | 10.6 | 10.4 | 12.3 |  | 174000 | 15935 | 3.2 | 3.2 | 109000 | 13889 | 2.3 | Federally-Regulated Commercial & Industrial Equipment | 03/07/2019 |  | 04/23/2019
Trane U.S. Inc. | Trane | TWA240E3**A* | TWE240E3**B* | HRCU-A-CB, Split System: Heat | Heat Pump | 208 | 3 |  | False |  |  | True | Single-Speed | 246000 | 24600 | 10 | 9.3 | 10.5 |  | 236000 | 21614 | 3.2 | 3.2 | 134000 | 19636 | 2 | Federally-Regulated Commercial & Industrial Equipment | 03/07/2019 |  | 04/23/2019
Trane U.S. Inc. | Trane | TWA240E3**A* | TWE240E3**B* | HRCU-A-CB, Split System: Heat | Heat Pump | 230 | 3 |  | False |  |  | True | Single-Speed | 246000 | 24600 | 10 | 9.3 | 10.5 |  | 236000 | 21614 | 3.2 | 3.2 | 134000 | 19636 | 2 | Federally-Regulated Commercial & Industrial Equipment | 03/07/2019 |  | 04/23/2019
Trane U.S. Inc. | Trane | TWA240E4**A* | TWE240E4**B* | HRCU-A-CB, Split System: Heat | Heat Pump | 460 | 3 |  | False |  |  | True | Single-Speed | 246000 | 24600 | 10 | 9.3 | 10.5 |  | 236000 | 21614 | 3.2 | 3.2 | 134000 | 19636 | 2 | Federally-Regulated Commercial & Industrial Equipment | 03/07/2019 |  | 04/23/2019
Trane U.S. Inc. | Trane | TWA240EW**A* | TWE240EW**B* | HRCU-A-CB, Split System: Heat | Heat Pump | 575 | 3 |  | False |  |  | True | Single-Speed | 246000 | 24600 | 10 | 9.3 | 10.5 |  | 236000 | 21614 | 3.2 | 3.2 | 134000 | 19636 | 2 | Federally-Regulated Commercial & Industrial Equipment | 03/07/2019 |  | 04/23/2019
Trane U.S. Inc. | Trane | WSC072E3*0A |  | HSP-A, Single-Package Heat Pum | Heat Pump | 208 | 3 | False |  |  |  | True | Single-Speed | 75000 | 6578 | 11.4 | 10.8 | 13 |  | 71000 | 5945 | 3.5 | 3.3 | 39000 | 4969 | 2.3 | Federally-Regulated Commercial & Industrial Equipment | 03/07/2019 |  | 04/23/2019
Trane U.S. Inc. | Trane | WSC072E3*0A |  | HSP-A, Single-Package Heat Pum | Heat Pump | 230 | 3 | False |  |  |  | True | Single-Speed | 75000 | 6578 | 11.4 | 10.8 | 13 |  | 71000 | 5945 | 3.5 | 3.3 | 39000 | 4969 | 2.3 | Federally-Regulated Commercial & Industrial Equipment | 03/07/2019 |  | 04/23/2019
Trane U.S. Inc. | Trane | WSC072E4*0A |  | HSP-A, Single-Package Heat Pum | Heat Pump | 460 | 3 | False |  |  |  | True | Single-Speed | 75000 | 6578 | 11.4 | 10.8 | 13 |  | 71000 | 5945 | 3.5 | 3.3 | 39000 | 4969 | 2.3 | Federally-Regulated Commercial & Industrial Equipment | 03/07/2019 |  | 04/23/2019
Trane U.S. Inc. | Trane | WSC072EW*0A |  | HSP-A, Single-Package Heat Pum | Heat Pump | 575 | 3 | False |  |  |  | True | Single-Speed | 75000 | 6578 | 11.4 | 10.8 | 13 |  | 71000 | 5945 | 3.5 | 3.3 | 39000 | 4969 | 2.3 | Federally-Regulated Commercial & Industrial Equipment | 03/07/2019 |  | 04/23/2019
Trane U.S. Inc. | Trane | WSC090E3*0A |  | HSP-A, Single-Package Heat Pum | Heat Pump | 208 | 3 | False |  |  |  | True | Single-Speed | 89000 | 8018 | 11.1 | 10.8 | 12.2 |  | 86000 | 7413 | 3.4 | 3.3 | 48000 | 6116 | 2.3 | Federally-Regulated Commercial & Industrial Equipment | 03/07/2019 |  | 04/23/2019
Trane U.S. Inc. | Trane | WSC090E3*0A |  | HSP-A, Single-Package Heat Pum | Heat Pump | 230 | 3 | False |  |  |  | True | Single-Speed | 89000 | 8018 | 11.1 | 10.8 | 12.2 |  | 86000 | 7413 | 3.4 | 3.3 | 48000 | 6116 | 2.3 | Federally-Regulated Commercial & Industrial Equipment | 03/07/2019 |  | 04/23/2019
Trane U.S. Inc. | Trane | WSC090E4*0A |  | HSP-A, Single-Package Heat Pum | Heat Pump | 460 | 3 | False |  |  |  | True | Single-Speed | 89000 | 8018 | 11.1 | 10.8 | 12.2 |  | 86000 | 7413 | 3.4 | 3.3 | 48000 | 6116 | 2.3 | Federally-Regulated Commercial & Industrial Equipment | 03/07/2019 |  | 04/23/2019
Trane U.S. Inc. | Trane | WSC090EW*0A |  | HSP-A, Single-Package Heat Pum | Heat Pump | 575 | 3 | False |  |  |  | True | Single-Speed | 89000 | 8018 | 11.1 | 10.8 | 12.2 |  | 86000 | 7413 | 3.4 | 3.3 | 48000 | 6116 | 2.3 | Federally-Regulated Commercial & Industrial Equipment | 03/07/2019 |  | 04/23/2019
Trane U.S. Inc. | Trane | WSC120E3*0A |  | HSP-A, Single-Package Heat Pum | Heat Pump | 208 | 3 | False |  |  |  | True | Single-Speed | 118000 | 10535 | 11.2 | 10.8 | 13.1 |  | 111000 | 9036 | 3.6 | 3.3 | 69000 | 8425 | 2.4 | Federally-Regulated Commercial & Industrial Equipment | 03/07/2019 |  | 04/23/2019
Trane U.S. Inc. | Trane | WSC120E3*0A |  | HSP-A, Single-Package Heat Pum | Heat Pump | 230 | 3 | False |  |  |  | True | Single-Speed | 118000 | 10535 | 11.2 | 10.8 | 13.1 |  | 111000 | 9036 | 3.6 | 3.3 | 69000 | 8425 | 2.4 | Federally-Regulated Commercial & Industrial Equipment | 03/07/2019 |  | 04/23/2019
Trane U.S. Inc. | Trane | WSC120E4*0A |  | HSP-A, Single-Package Heat Pum | Heat Pump | 460 | 3 | False |  |  |  | True | Single-Speed | 118000 | 10535 | 11.2 | 10.8 | 13.1 |  | 111000 | 9036 | 3.6 | 3.3 | 69000 | 8425 | 2.4 | Federally-Regulated Commercial & Industrial Equipment | 03/07/2019 |  | 04/23/2019
Trane U.S. Inc. | Trane | WSC120EW*0A |  | HSP-A, Single-Package Heat Pum | Heat Pump | 575 | 3 | False |  |  |  | True | Single-Speed | 118000 | 10535 | 11.2 | 10.8 | 13.1 |  | 111000 | 9036 | 3.6 | 3.3 | 69000 | 8425 | 2.4 | Federally-Regulated Commercial & Industrial Equipment | 03/07/2019 |  | 04/23/2019
Trane U.S. Inc. | Trane | TWA073D4**A* | TWE090D3**A* | HRCU-A-CB, Split System: Heat | Heat Pump | 460 | 3 |  | False |  |  | True | Single-Speed | 78000 | 7090 | 11 | 10.8 | 12.6 |  | 69000 | 6127 | 3.3 | 3.3 | 40000 | 5096 | 2.3 | Federally-Regulated Commercial & Industrial Equipment | 03/07/2019 |  | 04/23/2019
Trane U.S. Inc. | Trane | TWA180E4**A* | TWE180E3**A* | HRCU-A-CB, Split System: Heat | Heat Pump | 460 | 3 |  | False |  |  | True | Single-Speed | 180000 | 16981 | 10.6 | 10.4 | 12.3 |  | 174000 | 15935 | 3.2 | 3.2 | 109000 | 13889 | 2.3 | Federally-Regulated Commercial & Industrial Equipment | 03/07/2019 |  | 04/23/2019
Trane U.S. Inc. | Trane | TWA073D4**A* | TWE090D1**A* | HRCU-A-CB, Split System: Heat | Heat Pump | 460 | 3 |  | False |  |  | True | Single-Speed | 78000 | 7090 | 11 | 10.8 | 12.6 |  | 69000 | 6127 | 3.3 | 3.3 | 40000 | 5096 | 2.3 | Federally-Regulated Commercial & Industrial Equipment | 03/07/2019 |  | 04/23/2019
Trane U.S. Inc. | Trane | TWA073D3**A* | TWE090D1**A* | HRCU-A-CB, Split System: Heat | Heat Pump | 208 | 3 |  | False |  |  | True | Single-Speed | 78000 | 7090 | 11 | 10.8 | 12.6 |  | 69000 | 6127 | 3.3 | 3.3 | 40000 | 5096 | 2.3 | Federally-Regulated Commercial & Industrial Equipment | 03/07/2019 |  | 04/23/2019
Trane U.S. Inc. | Trane | TWA073D3**A* | TWE090D1**A* | HRCU-A-CB, Split System: Heat | Heat Pump | 230 | 3 |  | False |  |  | True | Single-Speed | 78000 | 7090 | 11 | 10.8 | 12.6 |  | 69000 | 6127 | 3.3 | 3.3 | 40000 | 5096 | 2.3 | Federally-Regulated Commercial & Industrial Equipment | 03/07/2019 |  | 04/23/2019
Trane U.S. Inc. | Trane | 4TWB3048B1 (2) | TWE090E1**A* | HRCU-A-CB, Split System: Heat | Heat Pump | 200 | 1 |  | False |  |  | True | Single-Speed | 90000 | 8181 | 11 | 10.8 | 13.8 |  | 90000 | 7992 | 3.3 | 3.3 | 55000 | 7008 | 2.3 | Federally-Regulated Commercial & Industrial Equipment | 03/07/2019 |  | 04/23/2019
Trane U.S. Inc. | Trane | 4TWB3048B1 (2) | TWE090E1**A* | HRCU-A-CB, Split System: Heat | Heat Pump | 230 | 1 |  | False |  |  | True | Single-Speed | 90000 | 8181 | 11 | 10.8 | 13.8 |  | 90000 | 7992 | 3.3 | 3.3 | 55000 | 7008 | 2.3 | Federally-Regulated Commercial & Industrial Equipment | 03/07/2019 |  | 04/23/2019
Trane U.S. Inc. | Trane | 4TWB3048B1 (2) | TWE090E3**A* | HRCU-A-CB, Split System: Heat | Heat Pump | 200 | 1 |  | False |  |  | True | Single-Speed | 90000 | 8181 | 11 | 10.8 | 13.8 |  | 90000 | 7992 | 3.3 | 3.3 | 55000 | 7008 | 2.3 | Federally-Regulated Commercial & Industrial Equipment | 03/07/2019 |  | 04/23/2019
Trane U.S. Inc. | Trane | 4TWB3048B1 (2) | TWE090E3**A* | HRCU-A-CB, Split System: Heat | Heat Pump | 230 | 1 |  | False |  |  | True | Single-Speed | 90000 | 8181 | 11 | 10.8 | 13.8 |  | 90000 | 7992 | 3.3 | 3.3 | 55000 | 7008 | 2.3 | Federally-Regulated Commercial & Industrial Equipment | 03/07/2019 |  | 04/23/2019
Trane U.S. Inc. | Trane | WC(D,H)150E30*B |  | HSP-A, Single-Package Heat Pum | Both Heat Pump and Electric Re | 208 | 3 | False |  |  |  | False | Single-Speed | 146000 | 13773 | 10.6 | 10.6 | 12 |  | 136000 | 12455 | 3.2 | 3.2 | 75000 | 10466 | 2.1 | Federally-Regulated Commercial & Industrial Equipment | 03/07/2019 |  | 04/23/2019
Trane U.S. Inc. | Trane | WC(D,H)150E30*B |  | HSP-A, Single-Package Heat Pum | Both Heat Pump and Electric Re | 230 | 3 | False |  |  |  | False | Single-Speed | 146000 | 13773 | 10.6 | 10.6 | 12 |  | 136000 | 12455 | 3.2 | 3.2 | 75000 | 10466 | 2.1 | Federally-Regulated Commercial & Industrial Equipment | 03/07/2019 |  | 04/23/2019
Trane U.S. Inc. | Trane | WC(D,H)150E40*B |  | HSP-A, Single-Package Heat Pum | Both Heat Pump and Electric Re | 460 | 3 | False |  |  |  | False | Single-Speed | 146000 | 13773 | 10.6 | 10.6 | 12 |  | 136000 | 12455 | 3.2 | 3.2 | 75000 | 10466 | 2.1 | Federally-Regulated Commercial & Industrial Equipment | 03/07/2019 |  | 04/23/2019
Trane U.S. Inc. | Trane | WC(D,H)150EW0*B |  | HSP-A, Single-Package Heat Pum | Both Heat Pump and Electric Re | 575 | 3 | False |  |  |  | False | Single-Speed | 146000 | 13773 | 10.6 | 10.6 | 12 |  | 136000 | 12455 | 3.2 | 3.2 | 75000 | 10466 | 2.1 | Federally-Regulated Commercial & Industrial Equipment | 03/07/2019 |  | 04/23/2019
Trane U.S. Inc. | Trane | WC(D,H)150E3A*B |  | HSP-A, Single-Package Heat Pum | Both Heat Pump and Electric Re | 208 | 3 | False |  |  |  | False | Single-Speed | 146000 | 13773 | 10.6 | 10.6 | 13.5 |  | 136000 | 12455 | 3.2 | 3.2 | 75000 | 10466 | 2.1 | Federally-Regulated Commercial & Industrial Equipment | 03/07/2019 |  | 04/23/2019
Trane U.S. Inc. | Trane | WC(D,H)150E3A*B |  | HSP-A, Single-Package Heat Pum | Both Heat Pump and Electric Re | 230 | 3 | False |  |  |  | False | Single-Speed | 146000 | 13773 | 10.6 | 10.6 | 13.5 |  | 136000 | 12455 | 3.2 | 3.2 | 75000 | 10466 | 2.1 | Federally-Regulated Commercial & Industrial Equipment | 03/07/2019 |  | 04/23/2019
Trane U.S. Inc. | Trane | WC(D,H)150E4A*B |  | HSP-A, Single-Package Heat Pum | Both Heat Pump and Electric Re | 460 | 3 | False |  |  |  | False | Single-Speed | 146000 | 13773 | 10.6 | 10.6 | 13.5 |  | 136000 | 12455 | 3.2 | 3.2 | 75000 | 10466 | 2.1 | Federally-Regulated Commercial & Industrial Equipment | 03/07/2019 |  | 04/23/2019
Trane U.S. Inc. | Trane | WC(D,H)150EWA*B |  | HSP-A, Single-Package Heat Pum | Both Heat Pump and Electric Re | 575 | 3 | False |  |  |  | False | Single-Speed | 146000 | 13773 | 10.6 | 10.6 | 13.5 |  | 136000 | 12455 | 3.2 | 3.2 | 75000 | 10466 | 2.1 | Federally-Regulated Commercial & Industrial Equipment | 03/07/2019 |  | 04/23/2019
Trane U.S. Inc. | Trane | WC(D,H)150E3F*B |  | HSP-A, Single-Package Heat Pum | Both Heat Pump and Electric Re | 208 | 3 | False |  |  |  | False | Single-Speed | 146000 | 13773 | 10.6 | 10.6 | 13.5 |  | 136000 | 12455 | 3.2 | 3.2 | 75000 | 10466 | 2.1 | Federally-Regulated Commercial & Industrial Equipment | 03/07/2019 |  | 04/23/2019
Trane U.S. Inc. | Trane | WC(D,H)150E3F*B |  | HSP-A, Single-Package Heat Pum | Both Heat Pump and Electric Re | 230 | 3 | False |  |  |  | False | Single-Speed | 146000 | 13773 | 10.6 | 10.6 | 13.5 |  | 136000 | 12455 | 3.2 | 3.2 | 75000 | 10466 | 2.1 | Federally-Regulated Commercial & Industrial Equipment | 03/07/2019 |  | 04/23/2019
Trane U.S. Inc. | Trane | WC(D,H)150E4F*B |  | HSP-A, Single-Package Heat Pum | Both Heat Pump and Electric Re | 460 | 3 | False |  |  |  | False | Single-Speed | 146000 | 13773 | 10.6 | 10.6 | 13.5 |  | 136000 | 12455 | 3.2 | 3.2 | 75000 | 10466 | 2.1 | Federally-Regulated Commercial & Industrial Equipment | 03/07/2019 |  | 04/23/2019
Trane U.S. Inc. | Trane | WC(D,H)150EWF*B |  | HSP-A, Single-Package Heat Pum | Both Heat Pump and Electric Re | 575 | 3 | False |  |  |  | False | Single-Speed | 146000 | 13773 | 10.6 | 10.6 | 13.5 |  | 136000 | 12455 | 3.2 | 3.2 | 75000 | 10466 | 2.1 | Federally-Regulated Commercial & Industrial Equipment | 03/07/2019 |  | 04/23/2019
Trane U.S. Inc. | Trane | WC(D,H)180E30*B |  | HSP-A, Single-Package Heat Pum | Both Heat Pump and Electric Re | 208 | 3 | False |  |  |  | False | Single-Speed | 170000 | 16037 | 10.6 | 10.6 | 12 |  | 170000 | 15569 | 3.2 | 3.2 | 90000 | 12560 | 2.1 | Federally-Regulated Commercial & Industrial Equipment | 03/07/2019 |  | 04/23/2019
Trane U.S. Inc. | Trane | WC(D,H)180E30*B |  | HSP-A, Single-Package Heat Pum | Both Heat Pump and Electric Re | 230 | 3 | False |  |  |  | False | Single-Speed | 170000 | 16037 | 10.6 | 10.6 | 12 |  | 170000 | 15569 | 3.2 | 3.2 | 90000 | 12560 | 2.1 | Federally-Regulated Commercial & Industrial Equipment | 03/07/2019 |  | 04/23/2019
Trane U.S. Inc. | Trane | WC(D,H)180E40*B |  | HSP-A, Single-Package Heat Pum | Both Heat Pump and Electric Re | 460 | 3 | False |  |  |  | False | Single-Speed | 170000 | 16037 | 10.6 | 10.6 | 12 |  | 170000 | 15569 | 3.2 | 3.2 | 90000 | 12560 | 2.1 | Federally-Regulated Commercial & Industrial Equipment | 03/07/2019 |  | 04/23/2019
Trane U.S. Inc. | Trane | WC(D,H)180EW0*B |  | HSP-A, Single-Package Heat Pum | Both Heat Pump and Electric Re | 575 | 3 | False |  |  |  | False | Single-Speed | 170000 | 16037 | 10.6 | 10.6 | 12 |  | 170000 | 15569 | 3.2 | 3.2 | 90000 | 12560 | 2.1 | Federally-Regulated Commercial & Industrial Equipment | 03/07/2019 |  | 04/23/2019
Trane U.S. Inc. | Trane | WC(D,H)180E3A*B |  | HSP-A, Single-Package Heat Pum | Both Heat Pump and Electric Re | 208 | 3 | False |  |  |  | False | Single-Speed | 170000 | 16037 | 10.6 | 10.6 | 13.5 |  | 170000 | 15569 | 3.2 | 3.2 | 90000 | 12560 | 2.1 | Federally-Regulated Commercial & Industrial Equipment | 03/07/2019 |  | 04/23/2019
Trane U.S. Inc. | Trane | WC(D,H)180E3A*B |  | HSP-A, Single-Package Heat Pum | Both Heat Pump and Electric Re | 230 | 3 | False |  |  |  | False | Single-Speed | 170000 | 16037 | 10.6 | 10.6 | 13.5 |  | 170000 | 15569 | 3.2 | 3.2 | 90000 | 12560 | 2.1 | Federally-Regulated Commercial & Industrial Equipment | 03/07/2019 |  | 04/23/2019
Trane U.S. Inc. | Trane | WC(D,H)180E4A*B |  | HSP-A, Single-Package Heat Pum | Both Heat Pump and Electric Re | 460 | 3 | False |  |  |  | False | Single-Speed | 170000 | 16037 | 10.6 | 10.6 | 13.5 |  | 170000 | 15569 | 3.2 | 3.2 | 90000 | 12560 | 2.1 | Federally-Regulated Commercial & Industrial Equipment | 03/07/2019 |  | 04/23/2019
Trane U.S. Inc. | Trane | WC(D,H)180EWA*B |  | HSP-A, Single-Package Heat Pum | Both Heat Pump and Electric Re | 575 | 3 | False |  |  |  | False | Single-Speed | 170000 | 16037 | 10.6 | 10.6 | 13.5 |  | 170000 | 15569 | 3.2 | 3.2 | 90000 | 12560 | 2.1 | Federally-Regulated Commercial & Industrial Equipment | 03/07/2019 |  | 04/23/2019
Trane U.S. Inc. | Trane | WC(D,H)180E3F*B |  | HSP-A, Single-Package Heat Pum | Both Heat Pump and Electric Re | 208 | 3 | False |  |  |  | False | Single-Speed | 170000 | 16037 | 10.6 | 10.6 | 13.5 |  | 170000 | 15569 | 3.2 | 3.2 | 90000 | 12560 | 2.1 | Federally-Regulated Commercial & Industrial Equipment | 03/07/2019 |  | 04/23/2019
Trane U.S. Inc. | Trane | WC(D,H)180E3F*B |  | HSP-A, Single-Package Heat Pum | Both Heat Pump and Electric Re | 230 | 3 | False |  |  |  | False | Single-Speed | 170000 | 16037 | 10.6 | 10.6 | 13.5 |  | 170000 | 15569 | 3.2 | 3.2 | 90000 | 12560 | 2.1 | Federally-Regulated Commercial & Industrial Equipment | 03/07/2019 |  | 04/23/2019
Trane U.S. Inc. | Trane | WC(D,H)180E4F*B |  | HSP-A, Single-Package Heat Pum | Both Heat Pump and Electric Re | 460 | 3 | False |  |  |  | False | Single-Speed | 170000 | 16037 | 10.6 | 10.6 | 13.5 |  | 170000 | 15569 | 3.2 | 3.2 | 90000 | 12560 | 2.1 | Federally-Regulated Commercial & Industrial Equipment | 03/07/2019 |  | 04/23/2019
Trane U.S. Inc. | Trane | WC(D,H)180EWF*B |  | HSP-A, Single-Package Heat Pum | Both Heat Pump and Electric Re | 575 | 3 | False |  |  |  | False | Single-Speed | 170000 | 16037 | 10.6 | 10.6 | 13.5 |  | 170000 | 15569 | 3.2 | 3.2 | 90000 | 12560 | 2.1 | Federally-Regulated Commercial & Industrial Equipment | 03/07/2019 |  | 04/23/2019
Trane U.S. Inc. | Trane | WC(D,H)240E30*B |  | HSP-A, Single-Package Heat Pum | Both Heat Pump and Electric Re | 208 | 3 | False |  |  |  | False | Single-Speed | 240000 | 24742 | 9.7 | 9.5 | 11.5 |  | 210000 | 19233 | 3.2 | 3.2 | 120000 | 16747 | 2.1 | Federally-Regulated Commercial & Industrial Equipment | 03/07/2019 |  | 04/23/2019
Trane U.S. Inc. | Trane | WC(D,H)240E30*B |  | HSP-A, Single-Package Heat Pum | Both Heat Pump and Electric Re | 230 | 3 | False |  |  |  | False | Single-Speed | 240000 | 24742 | 9.7 | 9.5 | 11.5 |  | 210000 | 19233 | 3.2 | 3.2 | 120000 | 16747 | 2.1 | Federally-Regulated Commercial & Industrial Equipment | 03/07/2019 |  | 04/23/2019
Trane U.S. Inc. | Trane | WC(D,H)240E40*B |  | HSP-A, Single-Package Heat Pum | Both Heat Pump and Electric Re | 460 | 3 | False |  |  |  | False | Single-Speed | 240000 | 24742 | 9.7 | 9.5 | 11.5 |  | 210000 | 19233 | 3.2 | 3.2 | 120000 | 16747 | 2.1 | Federally-Regulated Commercial & Industrial Equipment | 03/07/2019 |  | 04/23/2019
Trane U.S. Inc. | Trane | WC(D,H)240EW0*B |  | HSP-A, Single-Package Heat Pum | Both Heat Pump and Electric Re | 575 | 3 | False |  |  |  | False | Single-Speed | 240000 | 24742 | 9.7 | 9.5 | 11.5 |  | 210000 | 19233 | 3.2 | 3.2 | 120000 | 16747 | 2.1 | Federally-Regulated Commercial & Industrial Equipment | 03/07/2019 |  | 04/23/2019
Trane U.S. Inc. | Trane | WC(D,H)240E3A*B |  | HSP-A, Single-Package Heat Pum | Both Heat Pump and Electric Re | 208 | 3 | False |  |  |  | False | Single-Speed | 240000 | 24742 | 9.7 | 9.5 | 12 |  | 210000 | 19233 | 3.2 | 3.2 | 120000 | 16747 | 2.1 | Federally-Regulated Commercial & Industrial Equipment | 03/07/2019 |  | 04/23/2019
Trane U.S. Inc. | Trane | WC(D,H)240E3A*B |  | HSP-A, Single-Package Heat Pum | Both Heat Pump and Electric Re | 230 | 3 | False |  |  |  | False | Single-Speed | 240000 | 24742 | 9.7 | 9.5 | 12 |  | 210000 | 19233 | 3.2 | 3.2 | 120000 | 16747 | 2.1 | Federally-Regulated Commercial & Industrial Equipment | 03/07/2019 |  | 04/23/2019
Trane U.S. Inc. | Trane | WC(D,H)240E4A*B |  | HSP-A, Single-Package Heat Pum | Both Heat Pump and Electric Re | 460 | 3 | False |  |  |  | False | Single-Speed | 240000 | 24742 | 9.7 | 9.5 | 12 |  | 210000 | 19233 | 3.2 | 3.2 | 120000 | 16747 | 2.1 | Federally-Regulated Commercial & Industrial Equipment | 03/07/2019 |  | 04/23/2019
Trane U.S. Inc. | Trane | WC(D,H)240EWA*B |  | HSP-A, Single-Package Heat Pum | Both Heat Pump and Electric Re | 575 | 3 | False |  |  |  | False | Single-Speed | 240000 | 24742 | 9.7 | 9.5 | 12 |  | 210000 | 19233 | 3.2 | 3.2 | 120000 | 16747 | 2.1 | Federally-Regulated Commercial & Industrial Equipment | 03/07/2019 |  | 04/23/2019
Trane U.S. Inc. | Trane | WC(D,H)240E3F*B |  | HSP-A, Single-Package Heat Pum | Both Heat Pump and Electric Re | 208 | 3 | False |  |  |  | False | Single-Speed | 240000 | 24742 | 9.7 | 9.5 | 12 |  | 210000 | 19233 | 3.2 | 3.2 | 120000 | 16747 | 2.1 | Federally-Regulated Commercial & Industrial Equipment | 03/07/2019 |  | 04/23/2019
Trane U.S. Inc. | Trane | WC(D,H)240E3F*B |  | HSP-A, Single-Package Heat Pum | Both Heat Pump and Electric Re | 230 | 3 | False |  |  |  | False | Single-Speed | 240000 | 24742 | 9.7 | 9.5 | 12 |  | 210000 | 19233 | 3.2 | 3.2 | 120000 | 16747 | 2.1 | Federally-Regulated Commercial & Industrial Equipment | 03/07/2019 |  | 04/23/2019
Trane U.S. Inc. | Trane | WC(D,H)240E4F*B |  | HSP-A, Single-Package Heat Pum | Both Heat Pump and Electric Re | 460 | 3 | False |  |  |  | False | Single-Speed | 240000 | 24742 | 9.7 | 9.5 | 12 |  | 210000 | 19233 | 3.2 | 3.2 | 120000 | 16747 | 2.1 | Federally-Regulated Commercial & Industrial Equipment | 03/07/2019 |  | 04/23/2019
Trane U.S. Inc. | Trane | WC(D,H)240EWF*B |  | HSP-A, Single-Package Heat Pum | Both Heat Pump and Electric Re | 575 | 3 | False |  |  |  | False | Single-Speed | 240000 | 24742 | 9.7 | 9.5 | 12 |  | 210000 | 19233 | 3.2 | 3.2 | 120000 | 16747 | 2.1 | Federally-Regulated Commercial & Industrial Equipment | 03/07/2019 |  | 04/23/2019
Trane U.S. Inc. | Trane | WS(D,H)150E(3,4,W)R0****(6,7) |  | HSP-A, Single-Package Heat Pum | Heat Pump | 208 | 3 | False |  |  |  | False | Single-Speed | 146000 | 13773 | 10.6 | 10.4 | 13.5 |  | 136000 | 12455 | 3.2 | 3.2 | 75000 | 10466 | 2.1 | Federally-Regulated Commercial & Industrial Equipment | 03/07/2019 |  | 04/23/2019
Trane U.S. Inc. | Trane | WS(D,H)150E(3,4,W)R0****(6,7) |  | HSP-A, Single-Package Heat Pum | Heat Pump | 230 | 3 | False |  |  |  | False | Single-Speed | 146000 | 13773 | 10.6 | 10.4 | 13.5 |  | 136000 | 12455 | 3.2 | 3.2 | 75000 | 10466 | 2.1 | Federally-Regulated Commercial & Industrial Equipment | 03/07/2019 |  | 04/23/2019
Trane U.S. Inc. | Trane | WS(D,H)150E(3,4,W)R0****(6,7) |  | HSP-A, Single-Package Heat Pum | Heat Pump | 460 | 3 | False |  |  |  | False | Single-Speed | 146000 | 13773 | 10.6 | 10.4 | 13.5 |  | 136000 | 12455 | 3.2 | 3.2 | 75000 | 10466 | 2.1 | Federally-Regulated Commercial & Industrial Equipment | 03/07/2019 |  | 04/23/2019
Trane U.S. Inc. | Trane | WS(D,H)150E(3,4,W)R0****(6,7) |  | HSP-A, Single-Package Heat Pum | Heat Pump | 575 | 3 | False |  |  |  | False | Single-Speed | 146000 | 13773 | 10.6 | 10.4 | 13.5 |  | 136000 | 12455 | 3.2 | 3.2 | 75000 | 10466 | 2.1 | Federally-Regulated Commercial & Industrial Equipment | 03/07/2019 |  | 04/23/2019
Trane U.S. Inc. | Trane | WS(D,H)150E(3,4,W)R(G,N,P,R)****(6,7) |  | HSP-A, Single-Package Heat Pum | Both Heat Pump and Electric Re | 208 | 3 | False |  |  |  | False | Single-Speed | 146000 | 13773 | 10.6 | 10.6 | 13.5 |  | 136000 | 12455 | 3.2 | 3.2 | 75000 | 10466 | 2.1 | Federally-Regulated Commercial & Industrial Equipment | 03/07/2019 |  | 04/23/2019
Trane U.S. Inc. | Trane | WS(D,H)150E(3,4,W)R(G,N,P,R)****(6,7) |  | HSP-A, Single-Package Heat Pum | Both Heat Pump and Electric Re | 230 | 3 | False |  |  |  | False | Single-Speed | 146000 | 13773 | 10.6 | 10.6 | 13.5 |  | 136000 | 12455 | 3.2 | 3.2 | 75000 | 10466 | 2.1 | Federally-Regulated Commercial & Industrial Equipment | 03/07/2019 |  | 04/23/2019
Trane U.S. Inc. | Trane | WS(D,H)150E(3,4,W)R(G,N,P,R)****(6,7) |  | HSP-A, Single-Package Heat Pum | Both Heat Pump and Electric Re | 460 | 3 | False |  |  |  | False | Single-Speed | 146000 | 13773 | 10.6 | 10.6 | 13.5 |  | 136000 | 12455 | 3.2 | 3.2 | 75000 | 10466 | 2.1 | Federally-Regulated Commercial & Industrial Equipment | 03/07/2019 |  | 04/23/2019
Trane U.S. Inc. | Trane | WS(D,H)150E(3,4,W)R(G,N,P,R)****(6,7) |  | HSP-A, Single-Package Heat Pum | Both Heat Pump and Electric Re | 575 | 3 | False |  |  |  | False | Single-Speed | 146000 | 13773 | 10.6 | 10.6 | 13.5 |  | 136000 | 12455 | 3.2 | 3.2 | 75000 | 10466 | 2.1 | Federally-Regulated Commercial & Industrial Equipment | 03/07/2019 |  | 04/23/2019
Trane U.S. Inc. | Trane | WS(D,H)180E(3,4,W)R0****(6,7) |  | HSP-A, Single-Package Heat Pum | Heat Pump | 208 | 3 | False |  |  |  | False | Single-Speed | 170000 | 16037 | 10.6 | 10.4 | 13.5 |  | 170000 | 15569 | 3.2 | 3.2 | 90000 | 12560 | 2.1 | Federally-Regulated Commercial & Industrial Equipment | 03/07/2019 |  | 04/23/2019
Trane U.S. Inc. | Trane | WS(D,H)180E(3,4,W)R0****(6,7) |  | HSP-A, Single-Package Heat Pum | Heat Pump | 230 | 3 | False |  |  |  | False | Single-Speed | 170000 | 16037 | 10.6 | 10.4 | 13.5 |  | 170000 | 15569 | 3.2 | 3.2 | 90000 | 12560 | 2.1 | Federally-Regulated Commercial & Industrial Equipment | 03/07/2019 |  | 04/23/2019
Trane U.S. Inc. | Trane | WS(D,H)180E(3,4,W)R0****(6,7) |  | HSP-A, Single-Package Heat Pum | Heat Pump | 460 | 3 | False |  |  |  | False | Single-Speed | 170000 | 16037 | 10.6 | 10.4 | 13.5 |  | 170000 | 15569 | 3.2 | 3.2 | 90000 | 12560 | 2.1 | Federally-Regulated Commercial & Industrial Equipment | 03/07/2019 |  | 04/23/2019
Trane U.S. Inc. | Trane | WS(D,H)180E(3,4,W)R0****(6,7) |  | HSP-A, Single-Package Heat Pum | Heat Pump | 575 | 3 | False |  |  |  | False | Single-Speed | 170000 | 16037 | 10.6 | 10.4 | 13.5 |  | 170000 | 15569 | 3.2 | 3.2 | 90000 | 12560 | 2.1 | Federally-Regulated Commercial & Industrial Equipment | 03/07/2019 |  | 04/23/2019
Trane U.S. Inc. | Trane | WS(D,H)180E(3,4,W)R(G,N,P,R)****(6,7) |  | HSP-A, Single-Package Heat Pum | Both Heat Pump and Electric Re | 208 | 3 | False |  |  |  | False | Single-Speed | 170000 | 16037 | 10.6 | 10.6 | 13.5 |  | 170000 | 15569 | 3.2 | 3.2 | 90000 | 12560 | 2.1 | Federally-Regulated Commercial & Industrial Equipment | 03/07/2019 |  | 04/23/2019
Trane U.S. Inc. | Trane | WS(D,H)180E(3,4,W)R(G,N,P,R)****(6,7) |  | HSP-A, Single-Package Heat Pum | Both Heat Pump and Electric Re | 230 | 3 | False |  |  |  | False | Single-Speed | 170000 | 16037 | 10.6 | 10.6 | 13.5 |  | 170000 | 15569 | 3.2 | 3.2 | 90000 | 12560 | 2.1 | Federally-Regulated Commercial & Industrial Equipment | 03/07/2019 |  | 04/23/2019
Trane U.S. Inc. | Trane | WS(D,H)180E(3,4,W)R(G,N,P,R)****(6,7) |  | HSP-A, Single-Package Heat Pum | Both Heat Pump and Electric Re | 460 | 3 | False |  |  |  | False | Single-Speed | 170000 | 16037 | 10.6 | 10.6 | 13.5 |  | 170000 | 15569 | 3.2 | 3.2 | 90000 | 12560 | 2.1 | Federally-Regulated Commercial & Industrial Equipment | 03/07/2019 |  | 04/23/2019
Trane U.S. Inc. | Trane | WS(D,H)180E(3,4,W)R(G,N,P,R)****(6,7) |  | HSP-A, Single-Package Heat Pum | Both Heat Pump and Electric Re | 575 | 3 | False |  |  |  | False | Single-Speed | 170000 | 16037 | 10.6 | 10.6 | 13.5 |  | 170000 | 15569 | 3.2 | 3.2 | 90000 | 12560 | 2.1 | Federally-Regulated Commercial & Industrial Equipment | 03/07/2019 |  | 04/23/2019
Trane U.S. Inc. | Trane | WS(D,H)240E(3,4,W)R0****(6,7) |  | HSP-A, Single-Package Heat Pum | Heat Pump | 208 | 3 | False |  |  |  | False | Single-Speed | 240000 | 24742 | 9.7 | 9.3 | 12 |  | 210000 | 19233 | 3.2 | 3.2 | 120000 | 16747 | 2.1 | Federally-Regulated Commercial & Industrial Equipment | 03/07/2019 |  | 04/23/2019
Trane U.S. Inc. | Trane | WS(D,H)240E(3,4,W)R0****(6,7) |  | HSP-A, Single-Package Heat Pum | Heat Pump | 230 | 3 | False |  |  |  | False | Single-Speed | 240000 | 24742 | 9.7 | 9.3 | 12 |  | 210000 | 19233 | 3.2 | 3.2 | 120000 | 16747 | 2.1 | Federally-Regulated Commercial & Industrial Equipment | 03/07/2019 |  | 04/23/2019
Trane U.S. Inc. | Trane | WS(D,H)240E(3,4,W)R0****(6,7) |  | HSP-A, Single-Package Heat Pum | Heat Pump | 460 | 3 | False |  |  |  | False | Single-Speed | 240000 | 24742 | 9.7 | 9.3 | 12 |  | 210000 | 19233 | 3.2 | 3.2 | 120000 | 16747 | 2.1 | Federally-Regulated Commercial & Industrial Equipment | 03/07/2019 |  | 04/23/2019
Trane U.S. Inc. | Trane | WS(D,H)240E(3,4,W)R0****(6,7) |  | HSP-A, Single-Package Heat Pum | Heat Pump | 575 | 3 | False |  |  |  | False | Single-Speed | 240000 | 24742 | 9.7 | 9.3 | 12 |  | 210000 | 19233 | 3.2 | 3.2 | 120000 | 16747 | 2.1 | Federally-Regulated Commercial & Industrial Equipment | 03/07/2019 |  | 04/23/2019
Trane U.S. Inc. | Trane | WS(D,H)240E(3,4,W)R(G,N,P,R)****(6,7) |  | HSP-A, Single-Package Heat Pum | Both Heat Pump and Electric Re | 208 | 3 | False |  |  |  | False | Single-Speed | 240000 | 24742 | 9.7 | 9.5 | 12 |  | 210000 | 19233 | 3.2 | 3.2 | 120000 | 16747 | 2.1 | Federally-Regulated Commercial & Industrial Equipment | 03/07/2019 |  | 04/23/2019
Trane U.S. Inc. | Trane | WS(D,H)240E(3,4,W)R(G,N,P,R)****(6,7) |  | HSP-A, Single-Package Heat Pum | Both Heat Pump and Electric Re | 230 | 3 | False |  |  |  | False | Single-Speed | 240000 | 24742 | 9.7 | 9.5 | 12 |  | 210000 | 19233 | 3.2 | 3.2 | 120000 | 16747 | 2.1 | Federally-Regulated Commercial & Industrial Equipment | 03/07/2019 |  | 04/23/2019
Trane U.S. Inc. | Trane | WS(D,H)240E(3,4,W)R(G,N,P,R)****(6,7) |  | HSP-A, Single-Package Heat Pum | Both Heat Pump and Electric Re | 460 | 3 | False |  |  |  | False | Single-Speed | 240000 | 24742 | 9.7 | 9.5 | 12 |  | 210000 | 19233 | 3.2 | 3.2 | 120000 | 16747 | 2.1 | Federally-Regulated Commercial & Industrial Equipment | 03/07/2019 |  | 04/23/2019
Trane U.S. Inc. | Trane | WS(D,H)240E(3,4,W)R(G,N,P,R)****(6,7) |  | HSP-A, Single-Package Heat Pum | Both Heat Pump and Electric Re | 575 | 3 | False |  |  |  | False | Single-Speed | 240000 | 24742 | 9.7 | 9.5 | 12 |  | 210000 | 19233 | 3.2 | 3.2 | 120000 | 16747 | 2.1 | Federally-Regulated Commercial & Industrial Equipment | 03/07/2019 |  | 04/23/2019
Trane U.S. Inc. | Trane | TWA180E3**A* | TWE180E300A* | HRCU-A-CB, Split System: Heat | Heat Pump | 208 | 3 |  | False |  |  | True | Single-Speed | 180000 | 16981 | 10.6 | 10.4 | 12.3 |  | 174000 | 15935 | 3.2 | 3.2 | 109000 | 13889 | 2.3 | Federally-Regulated Commercial & Industrial Equipment | 03/07/2019 |  | 04/23/2019
Trane U.S. Inc. | Trane | TWA180E3**A* | TWE180E300A* | HRCU-A-CB, Split System: Heat | Heat Pump | 230 | 3 |  | False |  |  | True | Single-Speed | 180000 | 16981 | 10.6 | 10.4 | 12.3 |  | 174000 | 15935 | 3.2 | 3.2 | 109000 | 13889 | 2.3 | Federally-Regulated Commercial & Industrial Equipment | 03/07/2019 |  | 04/23/2019
Trane U.S. Inc. | Trane | TWA180E4**A* | TWE180E300A* | HRCU-A-CB, Split System: Heat | Heat Pump | 460 | 3 |  | False |  |  | True | Single-Speed | 180000 | 16981 | 10.6 | 10.4 | 12.3 |  | 174000 | 15935 | 3.2 | 3.2 | 109000 | 13889 | 2.3 | Federally-Regulated Commercial & Industrial Equipment | 03/07/2019 |  | 04/23/2019
Trane U.S. Inc. | Trane | TWA180E30RA* | TWE180E3R3A* | HRCU-A-CB, Split System: Heat | Heat Pump | 208 | 3 |  | False |  |  | True | Single-Speed | 180000 | 16981 | 10.6 | 10.4 | 12.3 |  | 174000 | 15935 | 3.2 | 3.2 | 109000 | 13889 | 2.3 | Federally-Regulated Commercial & Industrial Equipment | 03/07/2019 |  | 04/23/2019
Trane U.S. Inc. | Trane | TWA180E30RA* | TWE180E3R3A* | HRCU-A-CB, Split System: Heat | Heat Pump | 230 | 3 |  | False |  |  | True | Single-Speed | 180000 | 16981 | 10.6 | 10.4 | 12.3 |  | 174000 | 15935 | 3.2 | 3.2 | 109000 | 13889 | 2.3 | Federally-Regulated Commercial & Industrial Equipment | 03/07/2019 |  | 04/23/2019
Trane U.S. Inc. | Trane | TWA180E40RA* | TWE180E3R3A* | HRCU-A-CB, Split System: Heat | Heat Pump | 460 | 3 |  | False |  |  | True | Single-Speed | 180000 | 16981 | 10.6 | 10.4 | 12.3 |  | 174000 | 15935 | 3.2 | 3.2 | 109000 | 13889 | 2.3 | Federally-Regulated Commercial & Industrial Equipment | 03/07/2019 |  | 04/23/2019
Trane U.S. Inc. | Trane | TWA240E3**A* | TWE240E300B* | HRCU-A-CB, Split System: Heat | Heat Pump | 208 | 3 |  | False |  |  | True | Single-Speed | 246000 | 24600 | 10 | 9.3 | 10.5 |  | 236000 | 21614 | 3.2 | 3.2 | 134000 | 19636 | 2 | Federally-Regulated Commercial & Industrial Equipment | 03/07/2019 |  | 04/23/2019
Trane U.S. Inc. | Trane | TWA240E3**A* | TWE240E300B* | HRCU-A-CB, Split System: Heat | Heat Pump | 230 | 3 |  | False |  |  | True | Single-Speed | 246000 | 24600 | 10 | 9.3 | 10.5 |  | 236000 | 21614 | 3.2 | 3.2 | 134000 | 19636 | 2 | Federally-Regulated Commercial & Industrial Equipment | 03/07/2019 |  | 04/23/2019
Trane U.S. Inc. | Trane | TWA240E4**A* | TWE240E400B* | HRCU-A-CB, Split System: Heat | Heat Pump | 460 | 3 |  | False |  |  | True | Single-Speed | 246000 | 24600 | 10 | 9.3 | 10.5 |  | 236000 | 21614 | 3.2 | 3.2 | 134000 | 19636 | 2 | Federally-Regulated Commercial & Industrial Equipment | 03/07/2019 |  | 04/23/2019
Trane U.S. Inc. | Trane | TWA240E30RA* | TWE240E3R3B* | HRCU-A-CB, Split System: Heat | Heat Pump | 208 | 3 |  | False |  |  | True | Single-Speed | 246000 | 24600 | 10 | 9.3 | 10.5 |  | 236000 | 21614 | 3.2 | 3.2 | 134000 | 19636 | 2 | Federally-Regulated Commercial & Industrial Equipment | 03/07/2019 |  | 04/23/2019
Trane U.S. Inc. | Trane | TWA240E30RA* | TWE240E3R3B* | HRCU-A-CB, Split System: Heat | Heat Pump | 230 | 3 |  | False |  |  | True | Single-Speed | 246000 | 24600 | 10 | 9.3 | 10.5 |  | 236000 | 21614 | 3.2 | 3.2 | 134000 | 19636 | 2 | Federally-Regulated Commercial & Industrial Equipment | 03/07/2019 |  | 04/23/2019
Trane U.S. Inc. | Trane | TWA240E40RA* | TWE240E4R3B* | HRCU-A-CB, Split System: Heat | Heat Pump | 460 | 3 |  | False |  |  | True | Single-Speed | 246000 | 24600 | 10 | 9.3 | 10.5 |  | 236000 | 21614 | 3.2 | 3.2 | 134000 | 19636 | 2 | Federally-Regulated Commercial & Industrial Equipment | 03/07/2019 |  | 04/23/2019
Trane U.S. Inc. | Trane | TWA240E(3,4)**A* | TWE240E(3,)00B* | HRCU-A-CB, Split System: Heat | Heat Pump | 208 | 3 |  | False |  |  | True | Single-Speed | 246000 | 24600 | 10 | 9.3 | 10.5 |  | 236000 | 21614 | 3.2 | 3.2 | 134000 | 19636 | 2 | Federally-Regulated Commercial & Industrial Equipment | 03/07/2019 |  | 04/23/2019
Trane U.S. Inc. | Trane | TWA240E(3,4)**A* | TWE240E(3,)00B* | HRCU-A-CB, Split System: Heat | Heat Pump | 230 | 3 |  | False |  |  | True | Single-Speed | 246000 | 24600 | 10 | 9.3 | 10.5 |  | 236000 | 21614 | 3.2 | 3.2 | 134000 | 19636 | 2 | Federally-Regulated Commercial & Industrial Equipment | 03/07/2019 |  | 04/23/2019
Trane U.S. Inc. | Trane | TWA240E(3,4)**A* | TWE240E(3,)00B* | HRCU-A-CB, Split System: Heat | Heat Pump | 460 | 3 |  | False |  |  | True | Single-Speed | 246000 | 24600 | 10 | 9.3 | 10.5 |  | 236000 | 21614 | 3.2 | 3.2 | 134000 | 19636 | 2 | Federally-Regulated Commercial & Industrial Equipment | 03/07/2019 |  | 04/23/2019
AAON, Inc. | Aaon | RN-009-2-*-E6**-***:*******D |  | HSP-A, Single-Package Heat Pum | Both Heat Pump and Electric Re | 230 | 3 | False |  |  |  | True | Single-Speed | 95000 | 8050 | 11.8 | 11 |  |  | 83000 | 6301 | 3.86 | 3.3 | 46000 | 5861 | 2.3 | Federally-Regulated Commercial & Industrial Equipment | 01/25/2019 |  | 05/01/2019
AAON, Inc. | Aaon | RN-008-8-*-E6**-***:*******D |  | HSP-A, Single-Package Heat Pum | Both Heat Pump and Electric Re | 208 | 3 | False |  |  |  | True | Single-Speed | 87000 | 7837 | 11.1 | 11 |  |  | 92000 | 7838 | 3.44 | 3.3 | 63000 | 7101 | 2.6 | Federally-Regulated Commercial & Industrial Equipment | 01/25/2019 |  | 05/01/2019
AAON, Inc. | Aaon | RN-009-8-*-E6**-***:*******D |  | HSP-A, Single-Package Heat Pum | Both Heat Pump and Electric Re | 208 | 3 | False |  |  |  | True | Single-Speed | 95000 | 8050 | 11.8 | 11 |  |  | 83000 | 6301 | 3.86 | 3.3 | 46000 | 5861 | 2.3 | Federally-Regulated Commercial & Industrial Equipment | 01/25/2019 |  | 05/01/2019
AAON, Inc. | Aaon | RN-009-3-*-E6**-***:*******D |  | HSP-A, Single-Package Heat Pum | Both Heat Pump and Electric Re | 460 | 3 | False |  |  |  | True | Single-Speed | 95000 | 8050 | 11.8 | 11 |  |  | 83000 | 6301 | 3.86 | 3.3 | 46000 | 5861 | 2.3 | Federally-Regulated Commercial & Industrial Equipment | 01/25/2019 |  | 05/01/2019
AAON, Inc. | Aaon | RN-008-2-*-E6**-***:*******D |  | HSP-A, Single-Package Heat Pum | Both Heat Pump and Electric Re | 230 | 3 | False |  |  |  | True | Single-Speed | 87000 | 7837 | 11.1 | 11 |  |  | 92000 | 7838 | 3.44 | 3.3 | 63000 | 7101 | 2.6 | Federally-Regulated Commercial & Industrial Equipment | 01/25/2019 |  | 05/01/2019
AAON, Inc. | Aaon | RN-008-3-*-E6**-***:*******D |  | HSP-A, Single-Package Heat Pum | Both Heat Pump and Electric Re | 460 | 3 | False |  |  |  | True | Single-Speed | 87000 | 7837 | 11.1 | 11 |  |  | 92000 | 7838 | 3.44 | 3.3 | 63000 | 7101 | 2.6 | Federally-Regulated Commercial & Industrial Equipment | 01/25/2019 |  | 05/01/2019
AAON, Inc. | Aaon | RN-008-8-*-E6**-***:*******D |  | HSP-A, Single-Package Heat Pum | Both Heat Pump and Electric Re | 208 | 3 | False |  |  |  | True | Single-Speed | 87000 | 7837 | 11.1 | 11 | 13 |  | 92000 | 7838 | 3.44 | 3.3 | 63000 | 7101 | 2.6 | Federally-Regulated Commercial & Industrial Equipment | 05/01/2019 |  | 05/01/2019
AAON, Inc. | Aaon | RN-008-3-*-E6**-***:*******D |  | HSP-A, Single-Package Heat Pum | Both Heat Pump and Electric Re | 460 | 3 | False |  |  |  | True | Single-Speed | 87000 | 7837 | 11.1 | 11 | 13 |  | 92000 | 7838 | 3.44 | 3.3 | 63000 | 7101 | 2.6 | Federally-Regulated Commercial & Industrial Equipment | 05/01/2019 |  | 05/01/2019
AAON, Inc. | Aaon | RN-008-2-*-E6**-***:*******D |  | HSP-A, Single-Package Heat Pum | Both Heat Pump and Electric Re | 230 | 3 | False |  |  |  | True | Single-Speed | 87000 | 7837 | 11.1 | 11 | 13 |  | 92000 | 7838 | 3.44 | 3.3 | 63000 | 7101 | 2.6 | Federally-Regulated Commercial & Industrial Equipment | 05/01/2019 |  | 05/01/2019
AAON, Inc. | Aaon | RN-009-8-*-E6**-***:*******D |  | HSP-A, Single-Package Heat Pum | Both Heat Pump and Electric Re | 208 | 3 | False |  |  |  | True | Single-Speed | 95000 | 8050 | 11.8 | 11 | 14.8 |  | 83000 | 6301 | 3.86 | 3.3 | 46000 | 5861 | 2.3 | Federally-Regulated Commercial & Industrial Equipment | 05/01/2019 |  | 05/01/2019
AAON, Inc. | Aaon | RN-009-3-*-E6**-***:*******D |  | HSP-A, Single-Package Heat Pum | Both Heat Pump and Electric Re | 460 | 3 | False |  |  |  | True | Single-Speed | 95000 | 8050 | 11.8 | 11 | 14.8 |  | 83000 | 6301 | 3.86 | 3.3 | 46000 | 5861 | 2.3 | Federally-Regulated Commercial & Industrial Equipment | 05/01/2019 |  | 05/01/2019
AAON, Inc. | Aaon | RN-009-2-*-E6**-***:*******D |  | HSP-A, Single-Package Heat Pum | Both Heat Pump and Electric Re | 230 | 3 | False |  |  |  | True | Single-Speed | 95000 | 8050 | 11.8 | 11 | 14.8 |  | 83000 | 6301 | 3.86 | 3.3 | 46000 | 5861 | 2.3 | Federally-Regulated Commercial & Industrial Equipment | 05/01/2019 |  | 05/01/2019
York International | Coleman | PJ-15C00A*(T,W,X)***** | NJ-15C00*(X,S)****** | HRCU-A-CB, Split System: Heat | Heat Pump | 575 | 3 |  | False |  |  | True | Single-Speed | 174000 | 16415 | 10.6 | 10.4 |  |  | 160000 | 13791 | 3.4 | 3.2 | 100000 | 13025 | 2.25 | Federally-Regulated Commercial & Industrial Equipment | 01/28/2019 |  | 05/01/2019
York International | Coleman | PJ-15C00A*(T,W,X)***** | NJ-15C00*(X,S)****** | HRCU-A-CB, Split System: Heat | Heat Pump | 460 | 3 |  | False |  |  | True | Single-Speed | 174000 | 16415 | 10.6 | 10.4 |  |  | 160000 | 13791 | 3.4 | 3.2 | 100000 | 13025 | 2.25 | Federally-Regulated Commercial & Industrial Equipment | 01/28/2019 |  | 05/01/2019
York International | Coleman | PJ-15C00A*(T,W,X)***** | NJ-15C00*(X,S)****** | HRCU-A-CB, Split System: Heat | Heat Pump | 230 | 3 |  | False |  |  | True | Single-Speed | 174000 | 16415 | 10.6 | 10.4 |  |  | 160000 | 13791 | 3.4 | 3.2 | 100000 | 13025 | 2.25 | Federally-Regulated Commercial & Industrial Equipment | 01/28/2019 |  | 05/01/2019
York International | Coleman | PJ-15C00A*(T,W,X)***** | NJ-15C00*(X,S)****** | HRCU-A-CB, Split System: Heat | Heat Pump | 208 | 3 |  | False |  |  | True | Single-Speed | 174000 | 16415 | 10.6 | 10.4 |  |  | 160000 | 13791 | 3.4 | 3.2 | 100000 | 13025 | 2.25 | Federally-Regulated Commercial & Industrial Equipment | 01/28/2019 |  | 05/01/2019
York International | Coleman | XA-10[C,E]**(P,R,S,U,V,X)(2,4,5)******** |  | HSP-A, Single-Package Heat Pum | Both Heat Pump and Electric Re | 575 | 3 | False |  |  |  | True | Single-Speed | 114000 | 10363 | 11 | 11 |  |  | 106000 | 9137 | 3.4 | 3.3 | 59000 | 7685 | 2.25 | Federally-Regulated Commercial & Industrial Equipment | 01/28/2019 |  | 05/01/2019
York International | Coleman | XA-10[C,E]**(P,R,S,U,V,X)(2,4,5)******** |  | HSP-A, Single-Package Heat Pum | Both Heat Pump and Electric Re | 460 | 3 | False |  |  |  | True | Single-Speed | 114000 | 10363 | 11 | 11 |  |  | 106000 | 9137 | 3.4 | 3.3 | 59000 | 7685 | 2.25 | Federally-Regulated Commercial & Industrial Equipment | 01/28/2019 |  | 05/01/2019
York International | Coleman | XA-10[C,E]**(P,R,S,U,V,X)(2,4,5)******** |  | HSP-A, Single-Package Heat Pum | Both Heat Pump and Electric Re | 230 | 3 | False |  |  |  | True | Single-Speed | 114000 | 10363 | 11 | 11 |  |  | 106000 | 9137 | 3.4 | 3.3 | 59000 | 7685 | 2.25 | Federally-Regulated Commercial & Industrial Equipment | 01/28/2019 |  | 05/01/2019
York International | Coleman | XA-10[C,E]**(P,R,S,U,V,X)(2,4,5)******** |  | HSP-A, Single-Package Heat Pum | Both Heat Pump and Electric Re | 208 | 3 | False |  |  |  | True | Single-Speed | 114000 | 10363 | 11 | 11 |  |  | 106000 | 9137 | 3.4 | 3.3 | 59000 | 7685 | 2.25 | Federally-Regulated Commercial & Industrial Equipment | 01/28/2019 |  | 05/01/2019
York International | Coleman | XA-07[C,E]**(P,R,S,U,V,X)(2,4,5)******** |  | HSP-A, Single-Package Heat Pum | Both Heat Pump and Electric Re | 575 | 3 | False |  |  |  | True | Single-Speed | 90000 | 7894 | 11.4 | 11 |  |  | 88000 | 7585 | 3.4 | 3.3 | 51000 | 6643 | 2.25 | Federally-Regulated Commercial & Industrial Equipment | 01/28/2019 |  | 05/01/2019
York International | Coleman | XA-07[C,E]**(P,R,S,U,V,X)(2,4,5)******** |  | HSP-A, Single-Package Heat Pum | Both Heat Pump and Electric Re | 460 | 3 | False |  |  |  | True | Single-Speed | 90000 | 7894 | 11.4 | 11 |  |  | 88000 | 7585 | 3.4 | 3.3 | 51000 | 6643 | 2.25 | Federally-Regulated Commercial & Industrial Equipment | 01/28/2019 |  | 05/01/2019
York International | Coleman | XA-07[C,E]**(P,R,S,U,V,X)(2,4,5)******** |  | HSP-A, Single-Package Heat Pum | Both Heat Pump and Electric Re | 230 | 3 | False |  |  |  | True | Single-Speed | 90000 | 7894 | 11.4 | 11 |  |  | 88000 | 7585 | 3.4 | 3.3 | 51000 | 6643 | 2.25 | Federally-Regulated Commercial & Industrial Equipment | 01/28/2019 |  | 05/01/2019
York International | Coleman | XA-07[C,E]**(P,R,S,U,V,X)(2,4,5)******** |  | HSP-A, Single-Package Heat Pum | Both Heat Pump and Electric Re | 208 | 3 | False |  |  |  | True | Single-Speed | 90000 | 7894 | 11.4 | 11 |  |  | 88000 | 7585 | 3.4 | 3.3 | 51000 | 6643 | 2.25 | Federally-Regulated Commercial & Industrial Equipment | 01/28/2019 |  | 05/01/2019
York International | Coleman | XA-07[C,E]**(B,D)(2,4,5)******** |  | HSP-A, Single-Package Heat Pum | Both Heat Pump and Electric Re | 575 | 3 | False |  |  |  | True | Single-Speed | 90000 | 7894 | 11.4 | 11 |  |  | 88000 | 7585 | 3.4 | 3.3 | 51000 | 6643 | 2.25 | Federally-Regulated Commercial & Industrial Equipment | 01/28/2019 |  | 05/01/2019
York International | Coleman | XA-07[C,E]**(B,D)(2,4,5)******** |  | HSP-A, Single-Package Heat Pum | Both Heat Pump and Electric Re | 460 | 3 | False |  |  |  | True | Single-Speed | 90000 | 7894 | 11.4 | 11 |  |  | 88000 | 7585 | 3.4 | 3.3 | 51000 | 6643 | 2.25 | Federally-Regulated Commercial & Industrial Equipment | 01/28/2019 |  | 05/01/2019
York International | Coleman | XA-07[C,E]**(B,D)(2,4,5)******** |  | HSP-A, Single-Package Heat Pum | Both Heat Pump and Electric Re | 230 | 3 | False |  |  |  | True | Single-Speed | 90000 | 7894 | 11.4 | 11 |  |  | 88000 | 7585 | 3.4 | 3.3 | 51000 | 6643 | 2.25 | Federally-Regulated Commercial & Industrial Equipment | 01/28/2019 |  | 05/01/2019
York International | Coleman | XA-07[C,E]**(B,D)(2,4,5)******** |  | HSP-A, Single-Package Heat Pum | Both Heat Pump and Electric Re | 208 | 3 | False |  |  |  | True | Single-Speed | 90000 | 7894 | 11.4 | 11 |  |  | 88000 | 7585 | 3.4 | 3.3 | 51000 | 6643 | 2.25 | Federally-Regulated Commercial & Industrial Equipment | 01/28/2019 |  | 05/01/2019
York International | Coleman | XA-06[C,E]**(P,R,S,U,V,X)(2,4,5)******** |  | HSP-A, Single-Package Heat Pum | Both Heat Pump and Electric Re | 575 | 3 | False |  |  |  | True | Single-Speed | 78000 | 6500 | 12 | 11 |  |  | 75000 | 6464 | 3.4 | 3.3 | 43000 | 5600 | 2.25 | Federally-Regulated Commercial & Industrial Equipment | 01/28/2019 |  | 05/01/2019
York International | Coleman | XA-06[C,E]**(P,R,S,U,V,X)(2,4,5)******** |  | HSP-A, Single-Package Heat Pum | Both Heat Pump and Electric Re | 460 | 3 | False |  |  |  | True | Single-Speed | 78000 | 6500 | 12 | 11 |  |  | 75000 | 6464 | 3.4 | 3.3 | 43000 | 5600 | 2.25 | Federally-Regulated Commercial & Industrial Equipment | 01/28/2019 |  | 05/01/2019
York International | Coleman | XA-06[C,E]**(P,R,S,U,V,X)(2,4,5)******** |  | HSP-A, Single-Package Heat Pum | Both Heat Pump and Electric Re | 230 | 3 | False |  |  |  | True | Single-Speed | 78000 | 6500 | 12 | 11 |  |  | 75000 | 6464 | 3.4 | 3.3 | 43000 | 5600 | 2.25 | Federally-Regulated Commercial & Industrial Equipment | 01/28/2019 |  | 05/01/2019
York International | Coleman | XA-06[C,E]**(P,R,S,U,V,X)(2,4,5)******** |  | HSP-A, Single-Package Heat Pum | Both Heat Pump and Electric Re | 208 | 3 | False |  |  |  | True | Single-Speed | 78000 | 6500 | 12 | 11 |  |  | 75000 | 6464 | 3.4 | 3.3 | 43000 | 5600 | 2.25 | Federally-Regulated Commercial & Industrial Equipment | 01/28/2019 |  | 05/01/2019
York International | Coleman | XYE09A(2,4,5)*3******* |  | HSP-A, Single-Package Heat Pum | Heat Pump | 575 | 3 | False |  |  |  | True | Single-Speed | 98000 | 8166 | 12 | 10.8 |  |  | 96000 | 8275 | 3.4 | 3.3 | 54000 | 7002 | 2.26 | Federally-Regulated Commercial & Industrial Equipment | 01/28/2019 |  | 05/01/2019
York International | Coleman | XYE09A(2,4,5)*3******* |  | HSP-A, Single-Package Heat Pum | Heat Pump | 460 | 3 | False |  |  |  | True | Single-Speed | 98000 | 8166 | 12 | 10.8 |  |  | 96000 | 8275 | 3.4 | 3.3 | 54000 | 7002 | 2.26 | Federally-Regulated Commercial & Industrial Equipment | 01/28/2019 |  | 05/01/2019
York International | Coleman | XYE09A(2,4,5)*3******* |  | HSP-A, Single-Package Heat Pum | Heat Pump | 230 | 3 | False |  |  |  | True | Single-Speed | 98000 | 8166 | 12 | 10.8 |  |  | 96000 | 8275 | 3.4 | 3.3 | 54000 | 7002 | 2.26 | Federally-Regulated Commercial & Industrial Equipment | 01/28/2019 |  | 05/01/2019
York International | Coleman | XYE09A(2,4,5)*3******* |  | HSP-A, Single-Package Heat Pum | Heat Pump | 208 | 3 | False |  |  |  | True | Single-Speed | 98000 | 8166 | 12 | 10.8 |  |  | 96000 | 8275 | 3.4 | 3.3 | 54000 | 7002 | 2.26 | Federally-Regulated Commercial & Industrial Equipment | 01/28/2019 |  | 05/01/2019
York International | Coleman | XXE09A(2,4,5)*3********* |  | HSP-A, Single-Package Heat Pum | Heat Pump | 575 | 3 | False |  |  |  | True | Single-Speed | 102000 | 8644 | 11.8 | 10.8 |  |  | 94000 | 8223 | 3.35 | 3.3 | 57000 | 7424 | 2.25 | Federally-Regulated Commercial & Industrial Equipment | 01/28/2019 |  | 05/01/2019
York International | Coleman | XXE09A(2,4,5)*3********* |  | HSP-A, Single-Package Heat Pum | Heat Pump | 460 | 3 | False |  |  |  | True | Single-Speed | 102000 | 8644 | 11.8 | 10.8 |  |  | 94000 | 8223 | 3.35 | 3.3 | 57000 | 7424 | 2.25 | Federally-Regulated Commercial & Industrial Equipment | 01/28/2019 |  | 05/01/2019
York International | Coleman | XXE09A(2,4,5)*3********* |  | HSP-A, Single-Package Heat Pum | Heat Pump | 230 | 3 | False |  |  |  | True | Single-Speed | 102000 | 8644 | 11.8 | 10.8 |  |  | 94000 | 8223 | 3.35 | 3.3 | 57000 | 7424 | 2.25 | Federally-Regulated Commercial & Industrial Equipment | 01/28/2019 |  | 05/01/2019
York International | Coleman | XXE09A(2,4,5)*3********* |  | HSP-A, Single-Package Heat Pum | Heat Pump | 208 | 3 | False |  |  |  | True | Single-Speed | 102000 | 8644 | 11.8 | 10.8 |  |  | 94000 | 8223 | 3.35 | 3.3 | 57000 | 7424 | 2.25 | Federally-Regulated Commercial & Industrial Equipment | 01/28/2019 |  | 05/01/2019
York International | Coleman | XXE09A(2,4,5)*1********* |  | HSP-A, Single-Package Heat Pum | Heat Pump | 575 | 3 | False |  |  |  | True | Single-Speed | 102000 | 8644 | 11.8 | 10.8 |  |  | 94000 | 8223 | 3.35 | 3.3 | 57000 | 7424 | 2.25 | Federally-Regulated Commercial & Industrial Equipment | 01/28/2019 |  | 05/01/2019
York International | Coleman | XXE09A(2,4,5)*1********* |  | HSP-A, Single-Package Heat Pum | Heat Pump | 460 | 3 | False |  |  |  | True | Single-Speed | 102000 | 8644 | 11.8 | 10.8 |  |  | 94000 | 8223 | 3.35 | 3.3 | 57000 | 7424 | 2.25 | Federally-Regulated Commercial & Industrial Equipment | 01/28/2019 |  | 05/01/2019
York International | Coleman | XXE09A(2,4,5)*1********* |  | HSP-A, Single-Package Heat Pum | Heat Pump | 230 | 3 | False |  |  |  | True | Single-Speed | 102000 | 8644 | 11.8 | 10.8 |  |  | 94000 | 8223 | 3.35 | 3.3 | 57000 | 7424 | 2.25 | Federally-Regulated Commercial & Industrial Equipment | 01/28/2019 |  | 05/01/2019
York International | Coleman | XXE09A(2,4,5)*1********* |  | HSP-A, Single-Package Heat Pum | Heat Pump | 208 | 3 | False |  |  |  | True | Single-Speed | 102000 | 8644 | 11.8 | 10.8 |  |  | 94000 | 8223 | 3.35 | 3.3 | 57000 | 7424 | 2.25 | Federally-Regulated Commercial & Industrial Equipment | 01/28/2019 |  | 05/01/2019
York International | Coleman | XXE08A(2,4,5)*3********* |  | HSP-A, Single-Package Heat Pum | Heat Pump | 575 | 3 | False |  |  |  | True | Single-Speed | 90000 | 7826 | 11.5 | 10.8 |  |  | 84000 | 7033 | 3.5 | 3.3 | 49000 | 6382 | 2.25 | Federally-Regulated Commercial & Industrial Equipment | 01/28/2019 |  | 05/01/2019
York International | Coleman | XXE08A(2,4,5)*3********* |  | HSP-A, Single-Package Heat Pum | Heat Pump | 460 | 3 | False |  |  |  | True | Single-Speed | 90000 | 7826 | 11.5 | 10.8 |  |  | 84000 | 7033 | 3.5 | 3.3 | 49000 | 6382 | 2.25 | Federally-Regulated Commercial & Industrial Equipment | 01/28/2019 |  | 05/01/2019
York International | Coleman | XXE08A(2,4,5)*3********* |  | HSP-A, Single-Package Heat Pum | Heat Pump | 230 | 3 | False |  |  |  | True | Single-Speed | 90000 | 7826 | 11.5 | 10.8 |  |  | 84000 | 7033 | 3.5 | 3.3 | 49000 | 6382 | 2.25 | Federally-Regulated Commercial & Industrial Equipment | 01/28/2019 |  | 05/01/2019
York International | Coleman | XXE08A(2,4,5)*3********* |  | HSP-A, Single-Package Heat Pum | Heat Pump | 208 | 3 | False |  |  |  | True | Single-Speed | 90000 | 7826 | 11.5 | 10.8 |  |  | 84000 | 7033 | 3.5 | 3.3 | 49000 | 6382 | 2.25 | Federally-Regulated Commercial & Industrial Equipment | 01/28/2019 |  | 05/01/2019
York International | Coleman | XXE08A(2,4,5)*1********* |  | HSP-A, Single-Package Heat Pum | Heat Pump | 575 | 3 | False |  |  |  | True | Single-Speed | 90000 | 7826 | 11.5 | 10.8 |  |  | 84000 | 7033 | 3.5 | 3.3 | 49000 | 6382 | 2.25 | Federally-Regulated Commercial & Industrial Equipment | 01/28/2019 |  | 05/01/2019
York International | Coleman | XXE08A(2,4,5)*1********* |  | HSP-A, Single-Package Heat Pum | Heat Pump | 460 | 3 | False |  |  |  | True | Single-Speed | 90000 | 7826 | 11.5 | 10.8 |  |  | 84000 | 7033 | 3.5 | 3.3 | 49000 | 6382 | 2.25 | Federally-Regulated Commercial & Industrial Equipment | 01/28/2019 |  | 05/01/2019
York International | Coleman | XXE08A(2,4,5)*1********* |  | HSP-A, Single-Package Heat Pum | Heat Pump | 230 | 3 | False |  |  |  | True | Single-Speed | 90000 | 7826 | 11.5 | 10.8 |  |  | 84000 | 7033 | 3.5 | 3.3 | 49000 | 6382 | 2.25 | Federally-Regulated Commercial & Industrial Equipment | 01/28/2019 |  | 05/01/2019
York International | Coleman | XXE08A(2,4,5)*1********* |  | HSP-A, Single-Package Heat Pum | Heat Pump | 208 | 3 | False |  |  |  | True | Single-Speed | 90000 | 7826 | 11.5 | 10.8 |  |  | 84000 | 7033 | 3.5 | 3.3 | 49000 | 6382 | 2.25 | Federally-Regulated Commercial & Industrial Equipment | 01/28/2019 |  | 05/01/2019
York International | Coleman | PJ-15C00A*(2,4,5)***** | NW-15C00*(5,6)****** | HRCU-A-CB, Split System: Heat | Heat Pump | 575 | 3 |  | False |  |  | True | Single-Speed | 174000 | 16415 | 10.6 | 10.4 |  |  | 160000 | 13791 | 3.4 | 3.2 | 100000 | 13025 | 2.25 | Federally-Regulated Commercial & Industrial Equipment | 01/28/2019 |  | 05/01/2019
York International | Coleman | PJ-15C00A*(2,4,5)***** | NW-15C00*(5,6)****** | HRCU-A-CB, Split System: Heat | Heat Pump | 460 | 3 |  | False |  |  | True | Single-Speed | 174000 | 16415 | 10.6 | 10.4 |  |  | 160000 | 13791 | 3.4 | 3.2 | 100000 | 13025 | 2.25 | Federally-Regulated Commercial & Industrial Equipment | 01/28/2019 |  | 05/01/2019
York International | Coleman | PJ-15C00A*(2,4,5)***** | NW-15C00*(5,6)****** | HRCU-A-CB, Split System: Heat | Heat Pump | 230 | 3 |  | False |  |  | True | Single-Speed | 174000 | 16415 | 10.6 | 10.4 |  |  | 160000 | 13791 | 3.4 | 3.2 | 100000 | 13025 | 2.25 | Federally-Regulated Commercial & Industrial Equipment | 01/28/2019 |  | 05/01/2019
York International | Coleman | PJ-15C00A*(2,4,5)***** | NW-15C00*(5,6)****** | HRCU-A-CB, Split System: Heat | Heat Pump | 208 | 3 |  | False |  |  | True | Single-Speed | 174000 | 16415 | 10.6 | 10.4 |  |  | 160000 | 13791 | 3.4 | 3.2 | 100000 | 13025 | 2.25 | Federally-Regulated Commercial & Industrial Equipment | 01/28/2019 |  | 05/01/2019
York International | Coleman | PH-10C00A*(2,4,5)**** | NS-10C00*(5,6)****** | HRCU-A-CB, Split System: Heat | Heat Pump | 575 | 3 |  | False |  |  | True | Single-Speed | 120000 | 11111 | 10.8 | 10.8 |  |  | 109000 | 9680 | 3.3 | 3.3 | 63000 | 8206 | 2.25 | Federally-Regulated Commercial & Industrial Equipment | 01/28/2019 |  | 05/01/2019
York International | Coleman | PH-10C00A*(2,4,5)**** | NS-10C00*(5,6)****** | HRCU-A-CB, Split System: Heat | Heat Pump | 460 | 3 |  | False |  |  | True | Single-Speed | 120000 | 11111 | 10.8 | 10.8 |  |  | 109000 | 9680 | 3.3 | 3.3 | 63000 | 8206 | 2.25 | Federally-Regulated Commercial & Industrial Equipment | 01/28/2019 |  | 05/01/2019
York International | Coleman | PH-10C00A*(2,4,5)**** | NS-10C00*(5,6)****** | HRCU-A-CB, Split System: Heat | Heat Pump | 230 | 3 |  | False |  |  | True | Single-Speed | 120000 | 11111 | 10.8 | 10.8 |  |  | 109000 | 9680 | 3.3 | 3.3 | 63000 | 8206 | 2.25 | Federally-Regulated Commercial & Industrial Equipment | 01/28/2019 |  | 05/01/2019
York International | Coleman | PH-10C00A*(2,4,5)**** | NS-10C00*(5,6)****** | HRCU-A-CB, Split System: Heat | Heat Pump | 208 | 3 |  | False |  |  | True | Single-Speed | 120000 | 11111 | 10.8 | 10.8 |  |  | 109000 | 9680 | 3.3 | 3.3 | 63000 | 8206 | 2.25 | Federally-Regulated Commercial & Industrial Equipment | 01/28/2019 |  | 05/01/2019
York International | Coleman | XA-12[C,E]**(P,R,S,U,V,X)(2,4,5)*******2 |  | HSP-A, Single-Package Heat Pum | Both Heat Pump and Electric Re | 575 | 3 | False |  |  |  | True | Single-Speed | 146000 | 13773 | 10.6 | 10.6 |  |  | 135000 | 12364 | 3.2 | 3.2 | 90000 | 12866 | 2.05 | Federally-Regulated Commercial & Industrial Equipment | 01/28/2019 |  | 05/01/2019
York International | Coleman | XA-12[C,E]**(P,R,S,U,V,X)(2,4,5)*******2 |  | HSP-A, Single-Package Heat Pum | Both Heat Pump and Electric Re | 460 | 3 | False |  |  |  | True | Single-Speed | 146000 | 13773 | 10.6 | 10.6 |  |  | 135000 | 12364 | 3.2 | 3.2 | 90000 | 12866 | 2.05 | Federally-Regulated Commercial & Industrial Equipment | 01/28/2019 |  | 05/01/2019
York International | Coleman | XA-12[C,E]**(P,R,S,U,V,X)(2,4,5)*******2 |  | HSP-A, Single-Package Heat Pum | Both Heat Pump and Electric Re | 230 | 3 | False |  |  |  | True | Single-Speed | 146000 | 13773 | 10.6 | 10.6 |  |  | 135000 | 12364 | 3.2 | 3.2 | 90000 | 12866 | 2.05 | Federally-Regulated Commercial & Industrial Equipment | 01/28/2019 |  | 05/01/2019
York International | Coleman | XA-12[C,E]**(P,R,S,U,V,X)(2,4,5)*******2 |  | HSP-A, Single-Package Heat Pum | Both Heat Pump and Electric Re | 208 | 3 | False |  |  |  | True | Single-Speed | 146000 | 13773 | 10.6 | 10.6 |  |  | 135000 | 12364 | 3.2 | 3.2 | 90000 | 12866 | 2.05 | Federally-Regulated Commercial & Industrial Equipment | 01/28/2019 |  | 05/01/2019
York International | Coleman | XA-20C00(P,R,S,U,V,X)(2,4,5)******** |  | HSP-A, Single-Package Heat Pum | Heat Pump | 575 | 3 | False |  |  |  | True | Single-Speed | 240000 | 25263 | 9.5 | 9.3 |  |  | 240000 | 21980 | 3.2 | 3.2 | 136000 | 19443 | 2.05 | Federally-Regulated Commercial & Industrial Equipment | 01/28/2019 |  | 05/01/2019
York International | Coleman | XA-20C00(P,R,S,U,V,X)(2,4,5)******** |  | HSP-A, Single-Package Heat Pum | Heat Pump | 460 | 3 | False |  |  |  | True | Single-Speed | 240000 | 25263 | 9.5 | 9.3 |  |  | 240000 | 21980 | 3.2 | 3.2 | 136000 | 19443 | 2.05 | Federally-Regulated Commercial & Industrial Equipment | 01/28/2019 |  | 05/01/2019
York International | Coleman | XA-20C00(P,R,S,U,V,X)(2,4,5)******** |  | HSP-A, Single-Package Heat Pum | Heat Pump | 230 | 3 | False |  |  |  | True | Single-Speed | 240000 | 25263 | 9.5 | 9.3 |  |  | 240000 | 21980 | 3.2 | 3.2 | 136000 | 19443 | 2.05 | Federally-Regulated Commercial & Industrial Equipment | 01/28/2019 |  | 05/01/2019
York International | Coleman | XA-20C00(P,R,S,U,V,X)(2,4,5)******** |  | HSP-A, Single-Package Heat Pum | Heat Pump | 208 | 3 | False |  |  |  | True | Single-Speed | 240000 | 25263 | 9.5 | 9.3 |  |  | 240000 | 21980 | 3.2 | 3.2 | 136000 | 19443 | 2.05 | Federally-Regulated Commercial & Industrial Equipment | 01/28/2019 |  | 05/01/2019
York International | Coleman | XA-15C00(P,R,S,U,V,X)(2,4,5)******** |  | HSP-A, Single-Package Heat Pum | Heat Pump | 575 | 3 | False |  |  |  | True | Single-Speed | 176000 | 16603 | 10.6 | 10.4 |  |  | 162000 | 14653 | 3.24 | 3.2 | 99000 | 14153 | 2.05 | Federally-Regulated Commercial & Industrial Equipment | 01/28/2019 |  | 05/01/2019
York International | Coleman | XA-15C00(P,R,S,U,V,X)(2,4,5)******** |  | HSP-A, Single-Package Heat Pum | Heat Pump | 460 | 3 | False |  |  |  | True | Single-Speed | 176000 | 16603 | 10.6 | 10.4 |  |  | 162000 | 14653 | 3.24 | 3.2 | 99000 | 14153 | 2.05 | Federally-Regulated Commercial & Industrial Equipment | 01/28/2019 |  | 05/01/2019
York International | Coleman | XA-15C00(P,R,S,U,V,X)(2,4,5)******** |  | HSP-A, Single-Package Heat Pum | Heat Pump | 230 | 3 | False |  |  |  | True | Single-Speed | 176000 | 16603 | 10.6 | 10.4 |  |  | 162000 | 14653 | 3.24 | 3.2 | 99000 | 14153 | 2.05 | Federally-Regulated Commercial & Industrial Equipment | 01/28/2019 |  | 05/01/2019
York International | Coleman | XA-15C00(P,R,S,U,V,X)(2,4,5)******** |  | HSP-A, Single-Package Heat Pum | Heat Pump | 208 | 3 | False |  |  |  | True | Single-Speed | 176000 | 16603 | 10.6 | 10.4 |  |  | 162000 | 14653 | 3.24 | 3.2 | 99000 | 14153 | 2.05 | Federally-Regulated Commercial & Industrial Equipment | 01/28/2019 |  | 05/01/2019
York International | Coleman | XA-15C00(B,D)(2,4,5)******** |  | HSP-A, Single-Package Heat Pum | Heat Pump | 575 | 3 | False |  |  |  | True | Single-Speed | 176000 | 16603 | 10.6 | 10.4 |  |  | 162000 | 14653 | 3.24 | 3.2 | 99000 | 14153 | 2.05 | Federally-Regulated Commercial & Industrial Equipment | 01/28/2019 |  | 05/01/2019
York International | Coleman | XA-15C00(B,D)(2,4,5)******** |  | HSP-A, Single-Package Heat Pum | Heat Pump | 460 | 3 | False |  |  |  | True | Single-Speed | 176000 | 16603 | 10.6 | 10.4 |  |  | 162000 | 14653 | 3.24 | 3.2 | 99000 | 14153 | 2.05 | Federally-Regulated Commercial & Industrial Equipment | 01/28/2019 |  | 05/01/2019
York International | Coleman | XA-15C00(B,D)(2,4,5)******** |  | HSP-A, Single-Package Heat Pum | Heat Pump | 230 | 3 | False |  |  |  | True | Single-Speed | 176000 | 16603 | 10.6 | 10.4 |  |  | 162000 | 14653 | 3.24 | 3.2 | 99000 | 14153 | 2.05 | Federally-Regulated Commercial & Industrial Equipment | 01/28/2019 |  | 05/01/2019
York International | Coleman | XA-15C00(B,D)(2,4,5)******** |  | HSP-A, Single-Package Heat Pum | Heat Pump | 208 | 3 | False |  |  |  | True | Single-Speed | 176000 | 16603 | 10.6 | 10.4 |  |  | 162000 | 14653 | 3.24 | 3.2 | 99000 | 14153 | 2.05 | Federally-Regulated Commercial & Industrial Equipment | 01/28/2019 |  | 05/01/2019
York International | Coleman | XA-08[C,E]**(P,R,S,U,V,X)(2,4,5)******** |  | HSP-A, Single-Package Heat Pum | Both Heat Pump and Electric Re | 575 | 3 | False |  |  |  | True | Single-Speed | 100000 | 8928 | 11.2 | 11 |  |  | 94000 | 8102 | 3.4 | 3.3 | 54000 | 7033 | 2.25 | Federally-Regulated Commercial & Industrial Equipment | 01/28/2019 |  | 05/01/2019
York International | Coleman | XA-08[C,E]**(P,R,S,U,V,X)(2,4,5)******** |  | HSP-A, Single-Package Heat Pum | Both Heat Pump and Electric Re | 460 | 3 | False |  |  |  | True | Single-Speed | 100000 | 8928 | 11.2 | 11 |  |  | 94000 | 8102 | 3.4 | 3.3 | 54000 | 7033 | 2.25 | Federally-Regulated Commercial & Industrial Equipment | 01/28/2019 |  | 05/01/2019
York International | Coleman | XA-08[C,E]**(P,R,S,U,V,X)(2,4,5)******** |  | HSP-A, Single-Package Heat Pum | Both Heat Pump and Electric Re | 230 | 3 | False |  |  |  | True | Single-Speed | 100000 | 8928 | 11.2 | 11 |  |  | 94000 | 8102 | 3.4 | 3.3 | 54000 | 7033 | 2.25 | Federally-Regulated Commercial & Industrial Equipment | 01/28/2019 |  | 05/01/2019
York International | Coleman | XA-08[C,E]**(P,R,S,U,V,X)(2,4,5)******** |  | HSP-A, Single-Package Heat Pum | Both Heat Pump and Electric Re | 208 | 3 | False |  |  |  | True | Single-Speed | 100000 | 8928 | 11.2 | 11 |  |  | 94000 | 8102 | 3.4 | 3.3 | 54000 | 7033 | 2.25 | Federally-Regulated Commercial & Industrial Equipment | 01/28/2019 |  | 05/01/2019
York International | Coleman | XA-08[C,E]**(B,D)(2,4,5)******** |  | HSP-A, Single-Package Heat Pum | Both Heat Pump and Electric Re | 575 | 3 | False |  |  |  | True | Single-Speed | 100000 | 8928 | 11.2 | 11 |  |  | 94000 | 8102 | 3.4 | 3.3 | 54000 | 7033 | 2.25 | Federally-Regulated Commercial & Industrial Equipment | 01/28/2019 |  | 05/01/2019
York International | Coleman | XA-08[C,E]**(B,D)(2,4,5)******** |  | HSP-A, Single-Package Heat Pum | Both Heat Pump and Electric Re | 460 | 3 | False |  |  |  | True | Single-Speed | 100000 | 8928 | 11.2 | 11 |  |  | 94000 | 8102 | 3.4 | 3.3 | 54000 | 7033 | 2.25 | Federally-Regulated Commercial & Industrial Equipment | 01/28/2019 |  | 05/01/2019
York International | Coleman | XA-08[C,E]**(B,D)(2,4,5)******** |  | HSP-A, Single-Package Heat Pum | Both Heat Pump and Electric Re | 230 | 3 | False |  |  |  | True | Single-Speed | 100000 | 8928 | 11.2 | 11 |  |  | 94000 | 8102 | 3.4 | 3.3 | 54000 | 7033 | 2.25 | Federally-Regulated Commercial & Industrial Equipment | 01/28/2019 |  | 05/01/2019
York International | Coleman | XA-08[C,E]**(B,D)(2,4,5)******** |  | HSP-A, Single-Package Heat Pum | Both Heat Pump and Electric Re | 208 | 3 | False |  |  |  | True | Single-Speed | 100000 | 8928 | 11.2 | 11 |  |  | 94000 | 8102 | 3.4 | 3.3 | 54000 | 7033 | 2.25 | Federally-Regulated Commercial & Industrial Equipment | 01/28/2019 |  | 05/01/2019
York International | Coleman | XA-06[C,E]**(B,D)(2,4,5)******** |  | HSP-A, Single-Package Heat Pum | Both Heat Pump and Electric Re | 575 | 3 | False |  |  |  | True | Single-Speed | 78000 | 6500 | 12 | 11 |  |  | 75000 | 6464 | 3.4 | 3.3 | 43000 | 5600 | 2.25 | Federally-Regulated Commercial & Industrial Equipment | 01/28/2019 |  | 05/01/2019
York International | Coleman | XA-06[C,E]**(B,D)(2,4,5)******** |  | HSP-A, Single-Package Heat Pum | Both Heat Pump and Electric Re | 460 | 3 | False |  |  |  | True | Single-Speed | 78000 | 6500 | 12 | 11 |  |  | 75000 | 6464 | 3.4 | 3.3 | 43000 | 5600 | 2.25 | Federally-Regulated Commercial & Industrial Equipment | 01/28/2019 |  | 05/01/2019
York International | Coleman | XA-06[C,E]**(B,D)(2,4,5)******** |  | HSP-A, Single-Package Heat Pum | Both Heat Pump and Electric Re | 230 | 3 | False |  |  |  | True | Single-Speed | 78000 | 6500 | 12 | 11 |  |  | 75000 | 6464 | 3.4 | 3.3 | 43000 | 5600 | 2.25 | Federally-Regulated Commercial & Industrial Equipment | 01/28/2019 |  | 05/01/2019
York International | Coleman | XA-06[C,E]**(B,D)(2,4,5)******** |  | HSP-A, Single-Package Heat Pum | Both Heat Pump and Electric Re | 208 | 3 | False |  |  |  | True | Single-Speed | 78000 | 6500 | 12 | 11 |  |  | 75000 | 6464 | 3.4 | 3.3 | 43000 | 5600 | 2.25 | Federally-Regulated Commercial & Industrial Equipment | 01/28/2019 |  | 05/01/2019
York International | Coleman | XXE12A(2,4,5)*3********* |  | HSP-A, Single-Package Heat Pum | Heat Pump | 575 | 3 | False |  |  |  | True | Single-Speed | 116000 | 10545 | 11 | 10.8 |  |  | 108000 | 9591 | 3.3 | 3.3 | 62000 | 8075 | 2.25 | Federally-Regulated Commercial & Industrial Equipment | 01/28/2019 |  | 05/01/2019
York International | Coleman | XXE12A(2,4,5)*3********* |  | HSP-A, Single-Package Heat Pum | Heat Pump | 460 | 3 | False |  |  |  | True | Single-Speed | 116000 | 10545 | 11 | 10.8 |  |  | 108000 | 9591 | 3.3 | 3.3 | 62000 | 8075 | 2.25 | Federally-Regulated Commercial & Industrial Equipment | 01/28/2019 |  | 05/01/2019
York International | Coleman | XXE12A(2,4,5)*3********* |  | HSP-A, Single-Package Heat Pum | Heat Pump | 230 | 3 | False |  |  |  | True | Single-Speed | 116000 | 10545 | 11 | 10.8 |  |  | 108000 | 9591 | 3.3 | 3.3 | 62000 | 8075 | 2.25 | Federally-Regulated Commercial & Industrial Equipment | 01/28/2019 |  | 05/01/2019
York International | Coleman | XXE12A(2,4,5)*3********* |  | HSP-A, Single-Package Heat Pum | Heat Pump | 208 | 3 | False |  |  |  | True | Single-Speed | 116000 | 10545 | 11 | 10.8 |  |  | 108000 | 9591 | 3.3 | 3.3 | 62000 | 8075 | 2.25 | Federally-Regulated Commercial & Industrial Equipment | 01/28/2019 |  | 05/01/2019
York International | Coleman | XYE09A(2,4,5)*1******* |  | HSP-A, Single-Package Heat Pum | Heat Pump | 575 | 3 | False |  |  |  | True | Single-Speed | 98000 | 8166 | 12 | 10.8 |  |  | 96000 | 8275 | 3.4 | 3.3 | 54000 | 7002 | 2.26 | Federally-Regulated Commercial & Industrial Equipment | 01/28/2019 |  | 05/01/2019
York International | Coleman | XYE09A(2,4,5)*1******* |  | HSP-A, Single-Package Heat Pum | Heat Pump | 460 | 3 | False |  |  |  | True | Single-Speed | 98000 | 8166 | 12 | 10.8 |  |  | 96000 | 8275 | 3.4 | 3.3 | 54000 | 7002 | 2.26 | Federally-Regulated Commercial & Industrial Equipment | 01/28/2019 |  | 05/01/2019
York International | Coleman | XYE09A(2,4,5)*1******* |  | HSP-A, Single-Package Heat Pum | Heat Pump | 230 | 3 | False |  |  |  | True | Single-Speed | 98000 | 8166 | 12 | 10.8 |  |  | 96000 | 8275 | 3.4 | 3.3 | 54000 | 7002 | 2.26 | Federally-Regulated Commercial & Industrial Equipment | 01/28/2019 |  | 05/01/2019
York International | Coleman | XYE09A(2,4,5)*1******* |  | HSP-A, Single-Package Heat Pum | Heat Pump | 208 | 3 | False |  |  |  | True | Single-Speed | 98000 | 8166 | 12 | 10.8 |  |  | 96000 | 8275 | 3.4 | 3.3 | 54000 | 7002 | 2.26 | Federally-Regulated Commercial & Industrial Equipment | 01/28/2019 |  | 05/01/2019
York International | York | PD180C00A*(2,4,5)***** | NM180C00*(5,6)****** | HRCU-A-CB, Split System: Heat | Heat Pump | 575 | 3 |  | False |  |  | True | Single-Speed | 174000 | 16415 | 10.6 | 10.4 |  |  | 160000 | 13791 | 3.4 | 3.2 | 100000 | 13025 | 2.25 | Federally-Regulated Commercial & Industrial Equipment | 01/28/2019 |  | 05/01/2019
York International | York | PD180C00A*(2,4,5)***** | NM180C00*(5,6)****** | HRCU-A-CB, Split System: Heat | Heat Pump | 460 | 3 |  | False |  |  | True | Single-Speed | 174000 | 16415 | 10.6 | 10.4 |  |  | 160000 | 13791 | 3.4 | 3.2 | 100000 | 13025 | 2.25 | Federally-Regulated Commercial & Industrial Equipment | 01/28/2019 |  | 05/01/2019
York International | York | PD180C00A*(2,4,5)***** | NM180C00*(5,6)****** | HRCU-A-CB, Split System: Heat | Heat Pump | 230 | 3 |  | False |  |  | True | Single-Speed | 174000 | 16415 | 10.6 | 10.4 |  |  | 160000 | 13791 | 3.4 | 3.2 | 100000 | 13025 | 2.25 | Federally-Regulated Commercial & Industrial Equipment | 01/28/2019 |  | 05/01/2019
York International | York | PD180C00A*(2,4,5)***** | NM180C00*(5,6)****** | HRCU-A-CB, Split System: Heat | Heat Pump | 208 | 3 |  | False |  |  | True | Single-Speed | 174000 | 16415 | 10.6 | 10.4 |  |  | 160000 | 13791 | 3.4 | 3.2 | 100000 | 13025 | 2.25 | Federally-Regulated Commercial & Industrial Equipment | 01/28/2019 |  | 05/01/2019
York International | York | PC120C00A*(2,4,5)**** | NL120C00*(5,6)****** | HRCU-A-CB, Split System: Heat | Heat Pump | 575 | 3 |  | False |  |  | True | Single-Speed | 120000 | 11111 | 10.8 | 10.8 |  |  | 109000 | 9680 | 3.3 | 3.3 | 63000 | 8206 | 2.25 | Federally-Regulated Commercial & Industrial Equipment | 01/28/2019 |  | 05/01/2019
York International | York | PC120C00A*(2,4,5)**** | NL120C00*(5,6)****** | HRCU-A-CB, Split System: Heat | Heat Pump | 460 | 3 |  | False |  |  | True | Single-Speed | 120000 | 11111 | 10.8 | 10.8 |  |  | 109000 | 9680 | 3.3 | 3.3 | 63000 | 8206 | 2.25 | Federally-Regulated Commercial & Industrial Equipment | 01/28/2019 |  | 05/01/2019
York International | York | PC120C00A*(2,4,5)**** | NL120C00*(5,6)****** | HRCU-A-CB, Split System: Heat | Heat Pump | 230 | 3 |  | False |  |  | True | Single-Speed | 120000 | 11111 | 10.8 | 10.8 |  |  | 109000 | 9680 | 3.3 | 3.3 | 63000 | 8206 | 2.25 | Federally-Regulated Commercial & Industrial Equipment | 01/28/2019 |  | 05/01/2019
York International | York | PC120C00A*(2,4,5)**** | NL120C00*(5,6)****** | HRCU-A-CB, Split System: Heat | Heat Pump | 208 | 3 |  | False |  |  | True | Single-Speed | 120000 | 11111 | 10.8 | 10.8 |  |  | 109000 | 9680 | 3.3 | 3.3 | 63000 | 8206 | 2.25 | Federally-Regulated Commercial & Industrial Equipment | 01/28/2019 |  | 05/01/2019
York International | York | XXE09A(2,4,5)*3********* |  | HSP-A, Single-Package Heat Pum | Heat Pump | 575 | 3 | False |  |  |  | True | Single-Speed | 102000 | 8644 | 11.8 | 10.8 |  |  | 94000 | 8223 | 3.35 | 3.3 | 57000 | 7424 | 2.25 | Federally-Regulated Commercial & Industrial Equipment | 01/28/2019 |  | 05/01/2019
York International | York | XXE09A(2,4,5)*3********* |  | HSP-A, Single-Package Heat Pum | Heat Pump | 460 | 3 | False |  |  |  | True | Single-Speed | 102000 | 8644 | 11.8 | 10.8 |  |  | 94000 | 8223 | 3.35 | 3.3 | 57000 | 7424 | 2.25 | Federally-Regulated Commercial & Industrial Equipment | 01/28/2019 |  | 05/01/2019
York International | York | XXE09A(2,4,5)*3********* |  | HSP-A, Single-Package Heat Pum | Heat Pump | 230 | 3 | False |  |  |  | True | Single-Speed | 102000 | 8644 | 11.8 | 10.8 |  |  | 94000 | 8223 | 3.35 | 3.3 | 57000 | 7424 | 2.25 | Federally-Regulated Commercial & Industrial Equipment | 01/28/2019 |  | 05/01/2019
York International | York | XXE09A(2,4,5)*3********* |  | HSP-A, Single-Package Heat Pum | Heat Pump | 208 | 3 | False |  |  |  | True | Single-Speed | 102000 | 8644 | 11.8 | 10.8 |  |  | 94000 | 8223 | 3.35 | 3.3 | 57000 | 7424 | 2.25 | Federally-Regulated Commercial & Industrial Equipment | 01/28/2019 |  | 05/01/2019
York International | York | XXE09A(2,4,5)*1********* |  | HSP-A, Single-Package Heat Pum | Heat Pump | 575 | 3 | False |  |  |  | True | Single-Speed | 102000 | 8644 | 11.8 | 10.8 |  |  | 94000 | 8223 | 3.35 | 3.3 | 57000 | 7424 | 2.25 | Federally-Regulated Commercial & Industrial Equipment | 01/28/2019 |  | 05/01/2019
York International | York | XXE09A(2,4,5)*1********* |  | HSP-A, Single-Package Heat Pum | Heat Pump | 460 | 3 | False |  |  |  | True | Single-Speed | 102000 | 8644 | 11.8 | 10.8 |  |  | 94000 | 8223 | 3.35 | 3.3 | 57000 | 7424 | 2.25 | Federally-Regulated Commercial & Industrial Equipment | 01/28/2019 |  | 05/01/2019
York International | York | XXE09A(2,4,5)*1********* |  | HSP-A, Single-Package Heat Pum | Heat Pump | 230 | 3 | False |  |  |  | True | Single-Speed | 102000 | 8644 | 11.8 | 10.8 |  |  | 94000 | 8223 | 3.35 | 3.3 | 57000 | 7424 | 2.25 | Federally-Regulated Commercial & Industrial Equipment | 01/28/2019 |  | 05/01/2019
York International | York | XXE09A(2,4,5)*1********* |  | HSP-A, Single-Package Heat Pum | Heat Pump | 208 | 3 | False |  |  |  | True | Single-Speed | 102000 | 8644 | 11.8 | 10.8 |  |  | 94000 | 8223 | 3.35 | 3.3 | 57000 | 7424 | 2.25 | Federally-Regulated Commercial & Industrial Equipment | 01/28/2019 |  | 05/01/2019
York International | York | XXE08A(2,4,5)*3********* |  | HSP-A, Single-Package Heat Pum | Heat Pump | 575 | 3 | False |  |  |  | True | Single-Speed | 90000 | 7826 | 11.5 | 10.8 |  |  | 84000 | 7033 | 3.5 | 3.3 | 49000 | 6382 | 2.25 | Federally-Regulated Commercial & Industrial Equipment | 01/28/2019 |  | 05/01/2019
York International | York | XXE08A(2,4,5)*3********* |  | HSP-A, Single-Package Heat Pum | Heat Pump | 460 | 3 | False |  |  |  | True | Single-Speed | 90000 | 7826 | 11.5 | 10.8 |  |  | 84000 | 7033 | 3.5 | 3.3 | 49000 | 6382 | 2.25 | Federally-Regulated Commercial & Industrial Equipment | 01/28/2019 |  | 05/01/2019
York International | York | XXE08A(2,4,5)*3********* |  | HSP-A, Single-Package Heat Pum | Heat Pump | 230 | 3 | False |  |  |  | True | Single-Speed | 90000 | 7826 | 11.5 | 10.8 |  |  | 84000 | 7033 | 3.5 | 3.3 | 49000 | 6382 | 2.25 | Federally-Regulated Commercial & Industrial Equipment | 01/28/2019 |  | 05/01/2019
York International | York | XXE08A(2,4,5)*3********* |  | HSP-A, Single-Package Heat Pum | Heat Pump | 208 | 3 | False |  |  |  | True | Single-Speed | 90000 | 7826 | 11.5 | 10.8 |  |  | 84000 | 7033 | 3.5 | 3.3 | 49000 | 6382 | 2.25 | Federally-Regulated Commercial & Industrial Equipment | 01/28/2019 |  | 05/01/2019
York International | York | XXE08A(2,4,5)*1********* |  | HSP-A, Single-Package Heat Pum | Heat Pump | 575 | 3 | False |  |  |  | True | Single-Speed | 90000 | 7826 | 11.5 | 10.8 |  |  | 84000 | 7033 | 3.5 | 3.3 | 49000 | 6382 | 2.25 | Federally-Regulated Commercial & Industrial Equipment | 01/28/2019 |  | 05/01/2019
York International | York | XXE08A(2,4,5)*1********* |  | HSP-A, Single-Package Heat Pum | Heat Pump | 460 | 3 | False |  |  |  | True | Single-Speed | 90000 | 7826 | 11.5 | 10.8 |  |  | 84000 | 7033 | 3.5 | 3.3 | 49000 | 6382 | 2.25 | Federally-Regulated Commercial & Industrial Equipment | 01/28/2019 |  | 05/01/2019
York International | York | XXE08A(2,4,5)*1********* |  | HSP-A, Single-Package Heat Pum | Heat Pump | 230 | 3 | False |  |  |  | True | Single-Speed | 90000 | 7826 | 11.5 | 10.8 |  |  | 84000 | 7033 | 3.5 | 3.3 | 49000 | 6382 | 2.25 | Federally-Regulated Commercial & Industrial Equipment | 01/28/2019 |  | 05/01/2019
York International | York | XXE08A(2,4,5)*1********* |  | HSP-A, Single-Package Heat Pum | Heat Pump | 208 | 3 | False |  |  |  | True | Single-Speed | 90000 | 7826 | 11.5 | 10.8 |  |  | 84000 | 7033 | 3.5 | 3.3 | 49000 | 6382 | 2.25 | Federally-Regulated Commercial & Industrial Equipment | 01/28/2019 |  | 05/01/2019
York International | York | PD180C00*(2,4,5)***** | NM180C00*(2,4,5,6)**** | HRCU-A-CB, Split System: Heat | Heat Pump | 575 | 3 |  | False |  |  | True | Single-Speed | 174000 | 16415 | 10.6 | 10.4 |  |  | 160000 | 13791 | 3.4 | 3.2 | 100000 | 13025 | 2.25 | Federally-Regulated Commercial & Industrial Equipment | 01/28/2019 |  | 05/01/2019
York International | York | PD180C00*(2,4,5)***** | NM180C00*(2,4,5,6)**** | HRCU-A-CB, Split System: Heat | Heat Pump | 460 | 3 |  | False |  |  | True | Single-Speed | 174000 | 16415 | 10.6 | 10.4 |  |  | 160000 | 13791 | 3.4 | 3.2 | 100000 | 13025 | 2.25 | Federally-Regulated Commercial & Industrial Equipment | 01/28/2019 |  | 05/01/2019
York International | York | PD180C00*(2,4,5)***** | NM180C00*(2,4,5,6)**** | HRCU-A-CB, Split System: Heat | Heat Pump | 230 | 3 |  | False |  |  | True | Single-Speed | 174000 | 16415 | 10.6 | 10.4 |  |  | 160000 | 13791 | 3.4 | 3.2 | 100000 | 13025 | 2.25 | Federally-Regulated Commercial & Industrial Equipment | 01/28/2019 |  | 05/01/2019
York International | York | PD180C00*(2,4,5)***** | NM180C00*(2,4,5,6)**** | HRCU-A-CB, Split System: Heat | Heat Pump | 208 | 3 |  | False |  |  | True | Single-Speed | 174000 | 16415 | 10.6 | 10.4 |  |  | 160000 | 13791 | 3.4 | 3.2 | 100000 | 13025 | 2.25 | Federally-Regulated Commercial & Industrial Equipment | 01/28/2019 |  | 05/01/2019
York International | York | PD180C00*(2,4,5)***** | ND180C00*(2,4,5,6)**** | HRCU-A-CB, Split System: Heat | Heat Pump | 575 | 3 |  | False |  |  | True | Single-Speed | 174000 | 16415 | 10.6 | 10.4 |  |  | 160000 | 13791 | 3.4 | 3.2 | 100000 | 13025 | 2.25 | Federally-Regulated Commercial & Industrial Equipment | 01/28/2019 |  | 05/01/2019
York International | York | PD180C00*(2,4,5)***** | ND180C00*(2,4,5,6)**** | HRCU-A-CB, Split System: Heat | Heat Pump | 460 | 3 |  | False |  |  | True | Single-Speed | 174000 | 16415 | 10.6 | 10.4 |  |  | 160000 | 13791 | 3.4 | 3.2 | 100000 | 13025 | 2.25 | Federally-Regulated Commercial & Industrial Equipment | 01/28/2019 |  | 05/01/2019
York International | York | PD180C00*(2,4,5)***** | ND180C00*(2,4,5,6)**** | HRCU-A-CB, Split System: Heat | Heat Pump | 230 | 3 |  | False |  |  | True | Single-Speed | 174000 | 16415 | 10.6 | 10.4 |  |  | 160000 | 13791 | 3.4 | 3.2 | 100000 | 13025 | 2.25 | Federally-Regulated Commercial & Industrial Equipment | 01/28/2019 |  | 05/01/2019
York International | York | PD180C00*(2,4,5)***** | ND180C00*(2,4,5,6)**** | HRCU-A-CB, Split System: Heat | Heat Pump | 208 | 3 |  | False |  |  | True | Single-Speed | 174000 | 16415 | 10.6 | 10.4 |  |  | 160000 | 13791 | 3.4 | 3.2 | 100000 | 13025 | 2.25 | Federally-Regulated Commercial & Industrial Equipment | 01/28/2019 |  | 05/01/2019
York International | York | PC120C00*(2,4,5)**** | NL120C00*(2,4,5,6)**** | HRCU-A-CB, Split System: Heat | Heat Pump | 575 | 3 |  | False |  |  | True | Single-Speed | 120000 | 11111 | 10.8 | 10.8 |  |  | 109000 | 9680 | 3.3 | 3.3 | 63000 | 8206 | 2.25 | Federally-Regulated Commercial & Industrial Equipment | 01/28/2019 |  | 05/01/2019
York International | York | PC120C00*(2,4,5)**** | NL120C00*(2,4,5,6)**** | HRCU-A-CB, Split System: Heat | Heat Pump | 460 | 3 |  | False |  |  | True | Single-Speed | 120000 | 11111 | 10.8 | 10.8 |  |  | 109000 | 9680 | 3.3 | 3.3 | 63000 | 8206 | 2.25 | Federally-Regulated Commercial & Industrial Equipment | 01/28/2019 |  | 05/01/2019
York International | York | PC120C00*(2,4,5)**** | NL120C00*(2,4,5,6)**** | HRCU-A-CB, Split System: Heat | Heat Pump | 230 | 3 |  | False |  |  | True | Single-Speed | 120000 | 11111 | 10.8 | 10.8 |  |  | 109000 | 9680 | 3.3 | 3.3 | 63000 | 8206 | 2.25 | Federally-Regulated Commercial & Industrial Equipment | 01/28/2019 |  | 05/01/2019
York International | York | PC120C00*(2,4,5)**** | NL120C00*(2,4,5,6)**** | HRCU-A-CB, Split System: Heat | Heat Pump | 208 | 3 |  | False |  |  | True | Single-Speed | 120000 | 11111 | 10.8 | 10.8 |  |  | 109000 | 9680 | 3.3 | 3.3 | 63000 | 8206 | 2.25 | Federally-Regulated Commercial & Industrial Equipment | 01/28/2019 |  | 05/01/2019
York International | York | XP150[C,E]**(P,R,S,U,V,X)(2,4,5)*******2 |  | HSP-A, Single-Package Heat Pum | Both Heat Pump and Electric Re | 575 | 3 | False |  |  |  | True | Single-Speed | 144000 | 13584 | 10.6 | 10.6 |  |  | 135000 | 12364 | 3.2 | 3.2 | 90000 | 12866 | 2.05 | Federally-Regulated Commercial & Industrial Equipment | 01/28/2019 |  | 05/01/2019
York International | York | XP150[C,E]**(P,R,S,U,V,X)(2,4,5)*******2 |  | HSP-A, Single-Package Heat Pum | Both Heat Pump and Electric Re | 460 | 3 | False |  |  |  | True | Single-Speed | 144000 | 13584 | 10.6 | 10.6 |  |  | 135000 | 12364 | 3.2 | 3.2 | 90000 | 12866 | 2.05 | Federally-Regulated Commercial & Industrial Equipment | 01/28/2019 |  | 05/01/2019
York International | York | XP150[C,E]**(P,R,S,U,V,X)(2,4,5)*******2 |  | HSP-A, Single-Package Heat Pum | Both Heat Pump and Electric Re | 230 | 3 | False |  |  |  | True | Single-Speed | 144000 | 13584 | 10.6 | 10.6 |  |  | 135000 | 12364 | 3.2 | 3.2 | 90000 | 12866 | 2.05 | Federally-Regulated Commercial & Industrial Equipment | 01/28/2019 |  | 05/01/2019
York International | York | XP150[C,E]**(P,R,S,U,V,X)(2,4,5)*******2 |  | HSP-A, Single-Package Heat Pum | Both Heat Pump and Electric Re | 208 | 3 | False |  |  |  | True | Single-Speed | 144000 | 13584 | 10.6 | 10.6 |  |  | 135000 | 12364 | 3.2 | 3.2 | 90000 | 12866 | 2.05 | Federally-Regulated Commercial & Industrial Equipment | 01/28/2019 |  | 05/01/2019
York International | York | XXE12A(2,4,5)*3********* |  | HSP-A, Single-Package Heat Pum | Heat Pump | 575 | 3 | False |  |  |  | True | Single-Speed | 116000 | 10545 | 11 | 10.8 |  |  | 108000 | 9591 | 3.3 | 3.3 | 62000 | 8075 | 2.25 | Federally-Regulated Commercial & Industrial Equipment | 01/28/2019 |  | 05/01/2019
York International | York | XXE12A(2,4,5)*3********* |  | HSP-A, Single-Package Heat Pum | Heat Pump | 460 | 3 | False |  |  |  | True | Single-Speed | 116000 | 10545 | 11 | 10.8 |  |  | 108000 | 9591 | 3.3 | 3.3 | 62000 | 8075 | 2.25 | Federally-Regulated Commercial & Industrial Equipment | 01/28/2019 |  | 05/01/2019
York International | York | XXE12A(2,4,5)*3********* |  | HSP-A, Single-Package Heat Pum | Heat Pump | 230 | 3 | False |  |  |  | True | Single-Speed | 116000 | 10545 | 11 | 10.8 |  |  | 108000 | 9591 | 3.3 | 3.3 | 62000 | 8075 | 2.25 | Federally-Regulated Commercial & Industrial Equipment | 01/28/2019 |  | 05/01/2019
York International | York | XXE12A(2,4,5)*3********* |  | HSP-A, Single-Package Heat Pum | Heat Pump | 208 | 3 | False |  |  |  | True | Single-Speed | 116000 | 10545 | 11 | 10.8 |  |  | 108000 | 9591 | 3.3 | 3.3 | 62000 | 8075 | 2.25 | Federally-Regulated Commercial & Industrial Equipment | 01/28/2019 |  | 05/01/2019
York International | York | XYE09A(2,4,5)*3******* |  | HSP-A, Single-Package Heat Pum | Heat Pump | 575 | 3 | False |  |  |  | True | Single-Speed | 98000 | 8166 | 12 | 10.8 |  |  | 96000 | 8275 | 3.4 | 3.3 | 54000 | 7002 | 2.26 | Federally-Regulated Commercial & Industrial Equipment | 01/28/2019 |  | 05/01/2019
York International | York | XYE09A(2,4,5)*3******* |  | HSP-A, Single-Package Heat Pum | Heat Pump | 460 | 3 | False |  |  |  | True | Single-Speed | 98000 | 8166 | 12 | 10.8 |  |  | 96000 | 8275 | 3.4 | 3.3 | 54000 | 7002 | 2.26 | Federally-Regulated Commercial & Industrial Equipment | 01/28/2019 |  | 05/01/2019
York International | York | XYE09A(2,4,5)*3******* |  | HSP-A, Single-Package Heat Pum | Heat Pump | 230 | 3 | False |  |  |  | True | Single-Speed | 98000 | 8166 | 12 | 10.8 |  |  | 96000 | 8275 | 3.4 | 3.3 | 54000 | 7002 | 2.26 | Federally-Regulated Commercial & Industrial Equipment | 01/28/2019 |  | 05/01/2019
York International | York | XYE09A(2,4,5)*3******* |  | HSP-A, Single-Package Heat Pum | Heat Pump | 208 | 3 | False |  |  |  | True | Single-Speed | 98000 | 8166 | 12 | 10.8 |  |  | 96000 | 8275 | 3.4 | 3.3 | 54000 | 7002 | 2.26 | Federally-Regulated Commercial & Industrial Equipment | 01/28/2019 |  | 05/01/2019
York International | York | XYE09A(2,4,5)*1******* |  | HSP-A, Single-Package Heat Pum | Heat Pump | 575 | 3 | False |  |  |  | True | Single-Speed | 98000 | 8166 | 12 | 10.8 |  |  | 96000 | 8275 | 3.4 | 3.3 | 54000 | 7002 | 2.26 | Federally-Regulated Commercial & Industrial Equipment | 01/28/2019 |  | 05/01/2019
York International | York | XYE09A(2,4,5)*1******* |  | HSP-A, Single-Package Heat Pum | Heat Pump | 460 | 3 | False |  |  |  | True | Single-Speed | 98000 | 8166 | 12 | 10.8 |  |  | 96000 | 8275 | 3.4 | 3.3 | 54000 | 7002 | 2.26 | Federally-Regulated Commercial & Industrial Equipment | 01/28/2019 |  | 05/01/2019
York International | York | XYE09A(2,4,5)*1******* |  | HSP-A, Single-Package Heat Pum | Heat Pump | 230 | 3 | False |  |  |  | True | Single-Speed | 98000 | 8166 | 12 | 10.8 |  |  | 96000 | 8275 | 3.4 | 3.3 | 54000 | 7002 | 2.26 | Federally-Regulated Commercial & Industrial Equipment | 01/28/2019 |  | 05/01/2019
York International | York | XYE09A(2,4,5)*1******* |  | HSP-A, Single-Package Heat Pum | Heat Pump | 208 | 3 | False |  |  |  | True | Single-Speed | 98000 | 8166 | 12 | 10.8 |  |  | 96000 | 8275 | 3.4 | 3.3 | 54000 | 7002 | 2.26 | Federally-Regulated Commercial & Industrial Equipment | 01/28/2019 |  | 05/01/2019
Trane U.S. Inc. | Trane | TWA120E(3,4,W)0RA** | TWE120E(3,4,W)R*B* | HRCU-A-CB, Split System: Heat | Heat Pump | 575 | 3 |  | False |  |  | True | Single-Speed | 118000 | 10535 | 11.2 | 10.8 |  |  | 112000 | 9946 | 3.3 | 3.3 | 71000 | 9248 | 2.25 | Federally-Regulated Commercial & Industrial Equipment | 01/28/2019 |  | 05/01/2019
Trane U.S. Inc. | Trane | TWA120E(3,4,W)0RA** | TWE120E(3,4,W)R*B* | HRCU-A-CB, Split System: Heat | Heat Pump | 460 | 3 |  | False |  |  | True | Single-Speed | 118000 | 10535 | 11.2 | 10.8 |  |  | 112000 | 9946 | 3.3 | 3.3 | 71000 | 9248 | 2.25 | Federally-Regulated Commercial & Industrial Equipment | 01/28/2019 |  | 05/01/2019
Trane U.S. Inc. | Trane | TWA120E(3,4,W)0RA** | TWE120E(3,4,W)R*B* | HRCU-A-CB, Split System: Heat | Heat Pump | 230 | 3 |  | False |  |  | True | Single-Speed | 118000 | 10535 | 11.2 | 10.8 |  |  | 112000 | 9946 | 3.3 | 3.3 | 71000 | 9248 | 2.25 | Federally-Regulated Commercial & Industrial Equipment | 01/28/2019 |  | 05/01/2019
Trane U.S. Inc. | Trane | TWA120E(3,4,W)0RA** | TWE120E(3,4,W)R*B* | HRCU-A-CB, Split System: Heat | Heat Pump | 208 | 3 |  | False |  |  | True | Single-Speed | 118000 | 10535 | 11.2 | 10.8 |  |  | 112000 | 9946 | 3.3 | 3.3 | 71000 | 9248 | 2.25 | Federally-Regulated Commercial & Industrial Equipment | 01/28/2019 |  | 05/01/2019
Trane U.S. Inc. | Trane | TWA180E(3,4)0RA* | TWE180E(3,4)R*B* | HRCU-A-CB, Split System: Heat | Heat Pump | 460 | 3 |  | False |  |  | True | Single-Speed | 188000 | 17407 | 10.8 | 10.4 |  |  | 178000 | 16302 | 3.2 | 3.2 | 117000 | 16726 | 2.05 | Federally-Regulated Commercial & Industrial Equipment | 01/28/2019 |  | 05/01/2019
Trane U.S. Inc. | Trane | TWA180E(3,4)0RA* | TWE180E(3,4)R*B* | HRCU-A-CB, Split System: Heat | Heat Pump | 230 | 3 |  | False |  |  | True | Single-Speed | 188000 | 17407 | 10.8 | 10.4 |  |  | 178000 | 16302 | 3.2 | 3.2 | 117000 | 16726 | 2.05 | Federally-Regulated Commercial & Industrial Equipment | 01/28/2019 |  | 05/01/2019
Trane U.S. Inc. | Trane | TWA180E(3,4)0RA* | TWE180E(3,4)R*B* | HRCU-A-CB, Split System: Heat | Heat Pump | 208 | 3 |  | False |  |  | True | Single-Speed | 188000 | 17407 | 10.8 | 10.4 |  |  | 178000 | 16302 | 3.2 | 3.2 | 117000 | 16726 | 2.05 | Federally-Regulated Commercial & Industrial Equipment | 01/28/2019 |  | 05/01/2019
Trane U.S. Inc. | Trane | WSC120H(3,4,W)*0A |  | HSP-A, Single-Package Heat Pum | Heat Pump | 575 | 3 | False |  |  |  | True | Dual-Speed | 115000 | 10454 | 11 | 10.8 |  |  | 106000 | 9137 | 3.4 | 3.3 | 58500 | 7619 | 2.25 | Federally-Regulated Commercial & Industrial Equipment | 01/28/2019 |  | 05/01/2019
Trane U.S. Inc. | Trane | WSC120H(3,4,W)*0A |  | HSP-A, Single-Package Heat Pum | Heat Pump | 460 | 3 | False |  |  |  | True | Dual-Speed | 115000 | 10454 | 11 | 10.8 |  |  | 106000 | 9137 | 3.4 | 3.3 | 58500 | 7619 | 2.25 | Federally-Regulated Commercial & Industrial Equipment | 01/28/2019 |  | 05/01/2019
Trane U.S. Inc. | Trane | WSC120H(3,4,W)*0A |  | HSP-A, Single-Package Heat Pum | Heat Pump | 230 | 3 | False |  |  |  | True | Dual-Speed | 115000 | 10454 | 11 | 10.8 |  |  | 106000 | 9137 | 3.4 | 3.3 | 58500 | 7619 | 2.25 | Federally-Regulated Commercial & Industrial Equipment | 01/28/2019 |  | 05/01/2019
Trane U.S. Inc. | Trane | WSC120H(3,4,W)*0A |  | HSP-A, Single-Package Heat Pum | Heat Pump | 208 | 3 | False |  |  |  | True | Dual-Speed | 115000 | 10454 | 11 | 10.8 |  |  | 106000 | 9137 | 3.4 | 3.3 | 58500 | 7619 | 2.25 | Federally-Regulated Commercial & Industrial Equipment | 01/28/2019 |  | 05/01/2019
Trane U.S. Inc. | Trane | TWA090DW**A* | TWE090DW0*A* | HRCU-A-CB, Split System: Heat | Heat Pump | 575 | 3 |  | False |  |  | True | Single-Speed | 86000 | 7610 | 11.3 | 10.8 |  |  | 79000 | 7016 | 3.3 | 3.3 | 50500 | 6577 | 2.25 | Federally-Regulated Commercial & Industrial Equipment | 01/28/2019 |  | 05/01/2019
Trane U.S. Inc. | Trane | TWA090D4**A* | TWE090D30*A* | HRCU-A-CB, Split System: Heat | Heat Pump | 460 | 3 |  | False |  |  | True | Single-Speed | 86000 | 7610 | 11.3 | 10.8 |  |  | 79000 | 7016 | 3.3 | 3.3 | 50500 | 6577 | 2.25 | Federally-Regulated Commercial & Industrial Equipment | 01/28/2019 |  | 05/01/2019
Trane U.S. Inc. | Trane | TWA090D4**A* | TWE090D10*A* | HRCU-A-CB, Split System: Heat | Heat Pump | 460 | 3 |  | False |  |  | True | Single-Speed | 86000 | 7610 | 11.3 | 10.8 |  |  | 79000 | 7016 | 3.3 | 3.3 | 50500 | 6577 | 2.25 | Federally-Regulated Commercial & Industrial Equipment | 01/28/2019 |  | 05/01/2019
Trane U.S. Inc. | Trane | TWA090D3**A* | TWE090D30*A* | HRCU-A-CB, Split System: Heat | Heat Pump | 230 | 3 |  | False |  |  | True | Single-Speed | 86000 | 7610 | 11.3 | 10.8 |  |  | 79000 | 7016 | 3.3 | 3.3 | 50500 | 6577 | 2.25 | Federally-Regulated Commercial & Industrial Equipment | 01/28/2019 |  | 05/01/2019
Trane U.S. Inc. | Trane | TWA090D3**A* | TWE090D30*A* | HRCU-A-CB, Split System: Heat | Heat Pump | 208 | 3 |  | False |  |  | True | Single-Speed | 86000 | 7610 | 11.3 | 10.8 |  |  | 79000 | 7016 | 3.3 | 3.3 | 50500 | 6577 | 2.25 | Federally-Regulated Commercial & Industrial Equipment | 01/28/2019 |  | 05/01/2019
Trane U.S. Inc. | Trane | TWA180EW0RA** | TWE180EWR*B* | HRCU-A-CB, Split System: Heat | Heat Pump | 575 | 3 |  | False |  |  | True | Single-Speed | 188000 | 17407 | 10.8 | 10.4 |  |  | 178000 | 16302 | 3.2 | 3.2 | 117000 | 16726 | 2.05 | Federally-Regulated Commercial & Industrial Equipment | 01/28/2019 |  | 05/01/2019
Trane U.S. Inc. | Trane | TWA180E(3,4)0RA** | TWE180E(3,4)R*B* | HRCU-A-CB, Split System: Heat | Heat Pump | 460 | 3 |  | False |  |  | True | Single-Speed | 188000 | 17407 | 10.8 | 10.4 |  |  | 178000 | 16302 | 3.2 | 3.2 | 117000 | 16726 | 2.05 | Federally-Regulated Commercial & Industrial Equipment | 01/28/2019 |  | 05/01/2019
Trane U.S. Inc. | Trane | TWA180E(3,4)0RA** | TWE180E(3,4)R*B* | HRCU-A-CB, Split System: Heat | Heat Pump | 230 | 3 |  | False |  |  | True | Single-Speed | 188000 | 17407 | 10.8 | 10.4 |  |  | 178000 | 16302 | 3.2 | 3.2 | 117000 | 16726 | 2.05 | Federally-Regulated Commercial & Industrial Equipment | 01/28/2019 |  | 05/01/2019
Trane U.S. Inc. | Trane | TWA180E(3,4)0RA** | TWE180E(3,4)R*B* | HRCU-A-CB, Split System: Heat | Heat Pump | 208 | 3 |  | False |  |  | True | Single-Speed | 188000 | 17407 | 10.8 | 10.4 |  |  | 178000 | 16302 | 3.2 | 3.2 | 117000 | 16726 | 2.05 | Federally-Regulated Commercial & Industrial Equipment | 01/28/2019 |  | 05/01/2019
Trane U.S. Inc. | Trane | TWA090D3**A* | TWE090D10*A* | HRCU-A-CB, Split System: Heat | Heat Pump | 230 | 3 |  | False |  |  | True | Single-Speed | 86000 | 7610 | 11.3 | 10.8 |  |  | 79000 | 7016 | 3.3 | 3.3 | 50500 | 6577 | 2.25 | Federally-Regulated Commercial & Industrial Equipment | 01/28/2019 |  | 05/01/2019
Trane U.S. Inc. | Trane | TWA090D3**A* | TWE090D10*A* | HRCU-A-CB, Split System: Heat | Heat Pump | 208 | 3 |  | False |  |  | True | Single-Speed | 86000 | 7610 | 11.3 | 10.8 |  |  | 79000 | 7016 | 3.3 | 3.3 | 50500 | 6577 | 2.25 | Federally-Regulated Commercial & Industrial Equipment | 01/28/2019 |  | 05/01/2019
Trane U.S. Inc. | Trane | TWA120E(3,4,W)0RA* | TWE120E(3,4,W)R3A* | HRCU-A-CB, Split System: Heat | Heat Pump | 575 | 3 |  | False |  |  | True | Single-Speed | 120000 | 10909 | 11 | 10.8 | 13.2 |  | 105000 | 9325 | 3.3 | 3.3 | 62000 | 8259 | 2.2 | Federally-Regulated Commercial & Industrial Equipment | 04/16/2019 |  | 05/01/2019
Trane U.S. Inc. | Trane | TWA120E(3,4,W)0RA* | TWE120E(3,4,W)R3A* | HRCU-A-CB, Split System: Heat | Heat Pump | 460 | 3 |  | False |  |  | True | Single-Speed | 120000 | 10909 | 11 | 10.8 | 13.2 |  | 105000 | 9325 | 3.3 | 3.3 | 62000 | 8259 | 2.2 | Federally-Regulated Commercial & Industrial Equipment | 04/16/2019 |  | 05/01/2019
Trane U.S. Inc. | Trane | TWA120E(3,4,W)0RA* | TWE120E(3,4,W)R3A* | HRCU-A-CB, Split System: Heat | Heat Pump | 230 | 3 |  | False |  |  | True | Single-Speed | 120000 | 10909 | 11 | 10.8 | 13.2 |  | 105000 | 9325 | 3.3 | 3.3 | 62000 | 8259 | 2.2 | Federally-Regulated Commercial & Industrial Equipment | 04/16/2019 |  | 05/01/2019
Trane U.S. Inc. | Trane | TWA120E(3,4,W)0RA* | TWE120E(3,4,W)R3A* | HRCU-A-CB, Split System: Heat | Heat Pump | 208 | 3 |  | False |  |  | True | Single-Speed | 120000 | 10909 | 11 | 10.8 | 13.2 |  | 105000 | 9325 | 3.3 | 3.3 | 62000 | 8259 | 2.2 | Federally-Regulated Commercial & Industrial Equipment | 04/16/2019 |  | 05/01/2019
Trane U.S. Inc. | Trane | TWA120E(3,4)**A* | TWE120E100A* | HRCU-A-CB, Split System: Heat | Heat Pump | 460 | 3 |  | False |  |  | True | Single-Speed | 118000 | 10535 | 11.2 | 10.8 |  |  | 112000 | 9946 | 3.3 | 3.3 | 71000 | 9248 | 2.25 | Federally-Regulated Commercial & Industrial Equipment | 01/28/2019 |  | 05/01/2019
Trane U.S. Inc. | Trane | TWA120E(3,4)**A* | TWE120E100A* | HRCU-A-CB, Split System: Heat | Heat Pump | 230 | 3 |  | False |  |  | True | Single-Speed | 118000 | 10535 | 11.2 | 10.8 |  |  | 112000 | 9946 | 3.3 | 3.3 | 71000 | 9248 | 2.25 | Federally-Regulated Commercial & Industrial Equipment | 01/28/2019 |  | 05/01/2019
Trane U.S. Inc. | Trane | TWA120E(3,4)**A* | TWE120E100A* | HRCU-A-CB, Split System: Heat | Heat Pump | 208 | 3 |  | False |  |  | True | Single-Speed | 118000 | 10535 | 11.2 | 10.8 |  |  | 112000 | 9946 | 3.3 | 3.3 | 71000 | 9248 | 2.25 | Federally-Regulated Commercial & Industrial Equipment | 01/28/2019 |  | 05/01/2019
Trane U.S. Inc. | Trane | TWA090E(3,4,W)0RA* | TWE090E(3,4,W)R3A* | HRCU-A-CB, Split System: Heat | Heat Pump | 575 | 3 |  | False |  |  | True | Single-Speed | 93000 | 8303 | 11.2 | 10.8 |  |  | 82000 | 7282 | 3.3 | 3.3 | 51500 | 6708 | 2.25 | Federally-Regulated Commercial & Industrial Equipment | 01/28/2019 |  | 05/01/2019
Trane U.S. Inc. | Trane | TWA090E(3,4,W)0RA* | TWE090E(3,4,W)R3A* | HRCU-A-CB, Split System: Heat | Heat Pump | 460 | 3 |  | False |  |  | True | Single-Speed | 93000 | 8303 | 11.2 | 10.8 |  |  | 82000 | 7282 | 3.3 | 3.3 | 51500 | 6708 | 2.25 | Federally-Regulated Commercial & Industrial Equipment | 01/28/2019 |  | 05/01/2019
Trane U.S. Inc. | Trane | TWA090E(3,4,W)0RA* | TWE090E(3,4,W)R3A* | HRCU-A-CB, Split System: Heat | Heat Pump | 230 | 3 |  | False |  |  | True | Single-Speed | 93000 | 8303 | 11.2 | 10.8 |  |  | 82000 | 7282 | 3.3 | 3.3 | 51500 | 6708 | 2.25 | Federally-Regulated Commercial & Industrial Equipment | 01/28/2019 |  | 05/01/2019
Trane U.S. Inc. | Trane | TWA090E(3,4,W)0RA* | TWE090E(3,4,W)R3A* | HRCU-A-CB, Split System: Heat | Heat Pump | 208 | 3 |  | False |  |  | True | Single-Speed | 93000 | 8303 | 11.2 | 10.8 |  |  | 82000 | 7282 | 3.3 | 3.3 | 51500 | 6708 | 2.25 | Federally-Regulated Commercial & Industrial Equipment | 01/28/2019 |  | 05/01/2019
Trane U.S. Inc. | Trane | TWA090E(3,4)**A* | TWE090E100A* | HRCU-A-CB, Split System: Heat | Heat Pump | 460 | 3 |  | False |  |  | True | Single-Speed | 93000 | 8303 | 11.2 | 10.8 |  |  | 82000 | 7282 | 3.3 | 3.3 | 51500 | 6708 | 2.25 | Federally-Regulated Commercial & Industrial Equipment | 01/28/2019 |  | 05/01/2019
Trane U.S. Inc. | Trane | TWA090E(3,4)**A* | TWE090E100A* | HRCU-A-CB, Split System: Heat | Heat Pump | 230 | 3 |  | False |  |  | True | Single-Speed | 93000 | 8303 | 11.2 | 10.8 |  |  | 82000 | 7282 | 3.3 | 3.3 | 51500 | 6708 | 2.25 | Federally-Regulated Commercial & Industrial Equipment | 01/28/2019 |  | 05/01/2019
Trane U.S. Inc. | Trane | TWA090E(3,4)**A* | TWE090E100A* | HRCU-A-CB, Split System: Heat | Heat Pump | 208 | 3 |  | False |  |  | True | Single-Speed | 93000 | 8303 | 11.2 | 10.8 |  |  | 82000 | 7282 | 3.3 | 3.3 | 51500 | 6708 | 2.25 | Federally-Regulated Commercial & Industrial Equipment | 01/28/2019 |  | 05/01/2019
Trane U.S. Inc. | Trane | TWA073E(3,4,W)0RA* | TWE073E(3,4,W)R3A* | HRCU-A-CB, Split System: Heat | Heat Pump | 575 | 3 |  | False |  |  | True | Single-Speed | 77000 | 6875 | 11.2 | 10.8 |  |  | 64000 | 5683 | 3.3 | 3.3 | 38000 | 4949 | 2.25 | Federally-Regulated Commercial & Industrial Equipment | 01/28/2019 |  | 05/01/2019
Trane U.S. Inc. | Trane | TWA073E(3,4,W)0RA* | TWE073E(3,4,W)R3A* | HRCU-A-CB, Split System: Heat | Heat Pump | 460 | 3 |  | False |  |  | True | Single-Speed | 77000 | 6875 | 11.2 | 10.8 |  |  | 64000 | 5683 | 3.3 | 3.3 | 38000 | 4949 | 2.25 | Federally-Regulated Commercial & Industrial Equipment | 01/28/2019 |  | 05/01/2019
Trane U.S. Inc. | Trane | TWA073E(3,4,W)0RA* | TWE073E(3,4,W)R3A* | HRCU-A-CB, Split System: Heat | Heat Pump | 230 | 3 |  | False |  |  | True | Single-Speed | 77000 | 6875 | 11.2 | 10.8 |  |  | 64000 | 5683 | 3.3 | 3.3 | 38000 | 4949 | 2.25 | Federally-Regulated Commercial & Industrial Equipment | 01/28/2019 |  | 05/01/2019
Trane U.S. Inc. | Trane | TWA073E(3,4,W)0RA* | TWE073E(3,4,W)R3A* | HRCU-A-CB, Split System: Heat | Heat Pump | 208 | 3 |  | False |  |  | True | Single-Speed | 77000 | 6875 | 11.2 | 10.8 |  |  | 64000 | 5683 | 3.3 | 3.3 | 38000 | 4949 | 2.25 | Federally-Regulated Commercial & Industrial Equipment | 01/28/2019 |  | 05/01/2019
Trane U.S. Inc. | Trane | TWA120E(3,4,W)**A* | TWE120E(3,W)00A* | HRCU-A-CB, Split System: Heat | Heat Pump | 575 | 3 |  | False |  |  | True | Single-Speed | 118000 | 10535 | 11.2 | 10.8 |  |  | 112000 | 9946 | 3.3 | 3.3 | 71000 | 9248 | 2.25 | Federally-Regulated Commercial & Industrial Equipment | 01/28/2019 |  | 05/01/2019
Trane U.S. Inc. | Trane | TWA120E(3,4,W)**A* | TWE120E(3,W)00A* | HRCU-A-CB, Split System: Heat | Heat Pump | 460 | 3 |  | False |  |  | True | Single-Speed | 118000 | 10535 | 11.2 | 10.8 |  |  | 112000 | 9946 | 3.3 | 3.3 | 71000 | 9248 | 2.25 | Federally-Regulated Commercial & Industrial Equipment | 01/28/2019 |  | 05/01/2019
Trane U.S. Inc. | Trane | TWA120E(3,4,W)**A* | TWE120E(3,W)00A* | HRCU-A-CB, Split System: Heat | Heat Pump | 230 | 3 |  | False |  |  | True | Single-Speed | 118000 | 10535 | 11.2 | 10.8 |  |  | 112000 | 9946 | 3.3 | 3.3 | 71000 | 9248 | 2.25 | Federally-Regulated Commercial & Industrial Equipment | 01/28/2019 |  | 05/01/2019
Trane U.S. Inc. | Trane | TWA120E(3,4,W)**A* | TWE120E(3,W)00A* | HRCU-A-CB, Split System: Heat | Heat Pump | 208 | 3 |  | False |  |  | True | Single-Speed | 118000 | 10535 | 11.2 | 10.8 |  |  | 112000 | 9946 | 3.3 | 3.3 | 71000 | 9248 | 2.25 | Federally-Regulated Commercial & Industrial Equipment | 01/28/2019 |  | 05/01/2019
Trane U.S. Inc. | Trane | TWA090E(3,4,W)**A* | TWE090E(3,W)00A* | HRCU-A-CB, Split System: Heat | Heat Pump | 575 | 3 |  | False |  |  | True | Single-Speed | 93000 | 8303 | 11.2 | 10.8 |  |  | 82000 | 7282 | 3.3 | 3.3 | 51500 | 6708 | 2.25 | Federally-Regulated Commercial & Industrial Equipment | 01/28/2019 |  | 05/01/2019
Trane U.S. Inc. | Trane | TWA090E(3,4,W)**A* | TWE090E(3,W)00A* | HRCU-A-CB, Split System: Heat | Heat Pump | 460 | 3 |  | False |  |  | True | Single-Speed | 93000 | 8303 | 11.2 | 10.8 |  |  | 82000 | 7282 | 3.3 | 3.3 | 51500 | 6708 | 2.25 | Federally-Regulated Commercial & Industrial Equipment | 01/28/2019 |  | 05/01/2019
Trane U.S. Inc. | Trane | TWA090E(3,4,W)**A* | TWE090E(3,W)00A* | HRCU-A-CB, Split System: Heat | Heat Pump | 230 | 3 |  | False |  |  | True | Single-Speed | 93000 | 8303 | 11.2 | 10.8 |  |  | 82000 | 7282 | 3.3 | 3.3 | 51500 | 6708 | 2.25 | Federally-Regulated Commercial & Industrial Equipment | 01/28/2019 |  | 05/01/2019
Trane U.S. Inc. | Trane | TWA090E(3,4,W)**A* | TWE090E(3,W)00A* | HRCU-A-CB, Split System: Heat | Heat Pump | 208 | 3 |  | False |  |  | True | Single-Speed | 93000 | 8303 | 11.2 | 10.8 |  |  | 82000 | 7282 | 3.3 | 3.3 | 51500 | 6708 | 2.25 | Federally-Regulated Commercial & Industrial Equipment | 01/28/2019 |  | 05/01/2019
Trane U.S. Inc. | Trane | TWA073E(3,4,W)**A* | TWE073E(3,W)00A* | HRCU-A-CB, Split System: Heat | Heat Pump | 575 | 3 |  | False |  |  | True | Single-Speed | 77000 | 6875 | 11.2 | 10.8 |  |  | 64000 | 5683 | 3.3 | 3.3 | 38000 | 4949 | 2.25 | Federally-Regulated Commercial & Industrial Equipment | 01/28/2019 |  | 05/01/2019
Trane U.S. Inc. | Trane | TWA073E(3,4,W)**A* | TWE073E(3,W)00A* | HRCU-A-CB, Split System: Heat | Heat Pump | 460 | 3 |  | False |  |  | True | Single-Speed | 77000 | 6875 | 11.2 | 10.8 |  |  | 64000 | 5683 | 3.3 | 3.3 | 38000 | 4949 | 2.25 | Federally-Regulated Commercial & Industrial Equipment | 01/28/2019 |  | 05/01/2019
Trane U.S. Inc. | Trane | TWA073E(3,4,W)**A* | TWE073E(3,W)00A* | HRCU-A-CB, Split System: Heat | Heat Pump | 230 | 3 |  | False |  |  | True | Single-Speed | 77000 | 6875 | 11.2 | 10.8 |  |  | 64000 | 5683 | 3.3 | 3.3 | 38000 | 4949 | 2.25 | Federally-Regulated Commercial & Industrial Equipment | 01/28/2019 |  | 05/01/2019
Trane U.S. Inc. | Trane | TWA073E(3,4,W)**A* | TWE073E(3,W)00A* | HRCU-A-CB, Split System: Heat | Heat Pump | 208 | 3 |  | False |  |  | True | Single-Speed | 77000 | 6875 | 11.2 | 10.8 |  |  | 64000 | 5683 | 3.3 | 3.3 | 38000 | 4949 | 2.25 | Federally-Regulated Commercial & Industrial Equipment | 01/28/2019 |  | 05/01/2019
Trane U.S. Inc. | Trane | TWA120D(3,4,W)**B* | TWE120D(3,W)00A* | HRCU-A-CB, Split System: Heat | Heat Pump | 575 | 3 |  | False |  |  | True | Single-Speed | 123000 | 10884 | 11.3 | 10.8 |  |  | 120000 | 10657 | 3.3 | 3.3 | 76000 | 9899 | 2.25 | Federally-Regulated Commercial & Industrial Equipment | 01/28/2019 |  | 05/01/2019
Trane U.S. Inc. | Trane | TWA120D(3,4,W)**B* | TWE120D(3,W)00A* | HRCU-A-CB, Split System: Heat | Heat Pump | 460 | 3 |  | False |  |  | True | Single-Speed | 123000 | 10884 | 11.3 | 10.8 |  |  | 120000 | 10657 | 3.3 | 3.3 | 76000 | 9899 | 2.25 | Federally-Regulated Commercial & Industrial Equipment | 01/28/2019 |  | 05/01/2019
Trane U.S. Inc. | Trane | TWA120D(3,4,W)**B* | TWE120D(3,W)00A* | HRCU-A-CB, Split System: Heat | Heat Pump | 230 | 3 |  | False |  |  | True | Single-Speed | 123000 | 10884 | 11.3 | 10.8 |  |  | 120000 | 10657 | 3.3 | 3.3 | 76000 | 9899 | 2.25 | Federally-Regulated Commercial & Industrial Equipment | 01/28/2019 |  | 05/01/2019
Trane U.S. Inc. | Trane | TWA120D(3,4,W)**B* | TWE120D(3,W)00A* | HRCU-A-CB, Split System: Heat | Heat Pump | 208 | 3 |  | False |  |  | True | Single-Speed | 123000 | 10884 | 11.3 | 10.8 |  |  | 120000 | 10657 | 3.3 | 3.3 | 76000 | 9899 | 2.25 | Federally-Regulated Commercial & Industrial Equipment | 01/28/2019 |  | 05/01/2019
Trane U.S. Inc. | Trane | TWA120D(3,4)**B* | TWE120D100A* | HRCU-A-CB, Split System: Heat | Heat Pump | 460 | 3 |  | False |  |  | True | Single-Speed | 123000 | 10884 | 11.3 | 10.8 |  |  | 120000 | 10657 | 3.3 | 3.3 | 76000 | 9899 | 2.25 | Federally-Regulated Commercial & Industrial Equipment | 01/28/2019 |  | 05/01/2019
Trane U.S. Inc. | Trane | TWA120D(3,4)**B* | TWE120D100A* | HRCU-A-CB, Split System: Heat | Heat Pump | 230 | 3 |  | False |  |  | True | Single-Speed | 123000 | 10884 | 11.3 | 10.8 |  |  | 120000 | 10657 | 3.3 | 3.3 | 76000 | 9899 | 2.25 | Federally-Regulated Commercial & Industrial Equipment | 01/28/2019 |  | 05/01/2019
Trane U.S. Inc. | Trane | TWA120D(3,4)**B* | TWE120D100A* | HRCU-A-CB, Split System: Heat | Heat Pump | 208 | 3 |  | False |  |  | True | Single-Speed | 123000 | 10884 | 11.3 | 10.8 |  |  | 120000 | 10657 | 3.3 | 3.3 | 76000 | 9899 | 2.25 | Federally-Regulated Commercial & Industrial Equipment | 01/28/2019 |  | 05/01/2019
Trane U.S. Inc. | Trane | TWA240E(3,4)**A* | TWE240E(3,4)00B* | HRCU-A-CB, Split System: Heat | Heat Pump | 460 | 3 |  | False |  |  | True | Single-Speed | 248000 | 24800 | 10 | 9.3 |  |  | 238000 | 21797 | 3.2 | 3.2 | 154000 | 22016 | 2.05 | Federally-Regulated Commercial & Industrial Equipment | 01/28/2019 |  | 05/01/2019
Trane U.S. Inc. | Trane | TWA240E(3,4)**A* | TWE240E(3,4)00B* | HRCU-A-CB, Split System: Heat | Heat Pump | 230 | 3 |  | False |  |  | True | Single-Speed | 248000 | 24800 | 10 | 9.3 |  |  | 238000 | 21797 | 3.2 | 3.2 | 154000 | 22016 | 2.05 | Federally-Regulated Commercial & Industrial Equipment | 01/28/2019 |  | 05/01/2019
Trane U.S. Inc. | Trane | TWA240E(3,4)**A* | TWE240E(3,4)00B* | HRCU-A-CB, Split System: Heat | Heat Pump | 208 | 3 |  | False |  |  | True | Single-Speed | 248000 | 24800 | 10 | 9.3 |  |  | 238000 | 21797 | 3.2 | 3.2 | 154000 | 22016 | 2.05 | Federally-Regulated Commercial & Industrial Equipment | 01/28/2019 |  | 05/01/2019
Trane U.S. Inc. | Trane | TWA240E(3,4)0RA* | TWE240E(3,4)R3B* | HRCU-A-CB, Split System: Heat | Heat Pump | 460 | 3 |  | False |  |  | True | Single-Speed | 248000 | 24800 | 10 | 9.3 |  |  | 238000 | 21797 | 3.2 | 3.2 | 154000 | 22016 | 2.05 | Federally-Regulated Commercial & Industrial Equipment | 01/28/2019 |  | 05/01/2019
Trane U.S. Inc. | Trane | TWA240E(3,4)0RA* | TWE240E(3,4)R3B* | HRCU-A-CB, Split System: Heat | Heat Pump | 230 | 3 |  | False |  |  | True | Single-Speed | 248000 | 24800 | 10 | 9.3 |  |  | 238000 | 21797 | 3.2 | 3.2 | 154000 | 22016 | 2.05 | Federally-Regulated Commercial & Industrial Equipment | 01/28/2019 |  | 05/01/2019
Trane U.S. Inc. | Trane | TWA240E(3,4)0RA* | TWE240E(3,4)R3B* | HRCU-A-CB, Split System: Heat | Heat Pump | 208 | 3 |  | False |  |  | True | Single-Speed | 248000 | 24800 | 10 | 9.3 |  |  | 238000 | 21797 | 3.2 | 3.2 | 154000 | 22016 | 2.05 | Federally-Regulated Commercial & Industrial Equipment | 01/28/2019 |  | 05/01/2019
Trane U.S. Inc. | Trane | TWA180E(3,4)0RA* | TWE180E(3,4)R3A* | HRCU-A-CB, Split System: Heat | Heat Pump | 460 | 3 |  | False |  |  | True | Single-Speed | 180000 | 16981 | 10.6 | 10.4 | 12.3 |  | 174000 | 15935 | 3.2 | 3.2 | 109000 | 13889 | 2.3 | Federally-Regulated Commercial & Industrial Equipment | 04/16/2019 |  | 05/01/2019
Trane U.S. Inc. | Trane | TWA180E(3,4)0RA* | TWE180E(3,4)R3A* | HRCU-A-CB, Split System: Heat | Heat Pump | 230 | 3 |  | False |  |  | True | Single-Speed | 180000 | 16981 | 10.6 | 10.4 | 12.3 |  | 174000 | 15935 | 3.2 | 3.2 | 109000 | 13889 | 2.3 | Federally-Regulated Commercial & Industrial Equipment | 04/16/2019 |  | 05/01/2019
Trane U.S. Inc. | Trane | TWA180E(3,4)0RA* | TWE180E(3,4)R3A* | HRCU-A-CB, Split System: Heat | Heat Pump | 208 | 3 |  | False |  |  | True | Single-Speed | 180000 | 16981 | 10.6 | 10.4 | 12.3 |  | 174000 | 15935 | 3.2 | 3.2 | 109000 | 13889 | 2.3 | Federally-Regulated Commercial & Industrial Equipment | 04/16/2019 |  | 05/01/2019
Trane U.S. Inc. | Trane | TWA180E(3,4)**A* | TWE180E300A* | HRCU-A-CB, Split System: Heat | Heat Pump | 460 | 3 |  | False |  |  | True | Single-Speed | 188000 | 17407 | 10.8 | 10.4 |  |  | 178000 | 16302 | 3.2 | 3.2 | 117000 | 16726 | 2.05 | Federally-Regulated Commercial & Industrial Equipment | 01/28/2019 |  | 05/01/2019
Trane U.S. Inc. | Trane | TWA180E(3,4)**A* | TWE180E300A* | HRCU-A-CB, Split System: Heat | Heat Pump | 230 | 3 |  | False |  |  | True | Single-Speed | 188000 | 17407 | 10.8 | 10.4 |  |  | 178000 | 16302 | 3.2 | 3.2 | 117000 | 16726 | 2.05 | Federally-Regulated Commercial & Industrial Equipment | 01/28/2019 |  | 05/01/2019
Trane U.S. Inc. | Trane | TWA180E(3,4)**A* | TWE180E300A* | HRCU-A-CB, Split System: Heat | Heat Pump | 208 | 3 |  | False |  |  | True | Single-Speed | 188000 | 17407 | 10.8 | 10.4 |  |  | 178000 | 16302 | 3.2 | 3.2 | 117000 | 16726 | 2.05 | Federally-Regulated Commercial & Industrial Equipment | 01/28/2019 |  | 05/01/2019
Trane U.S. Inc. | Trane | 4TWA3048B4(2) | TWE120E300** | HRCU-A-CB, Split System: Heat | Heat Pump | 460 | 3 |  | False |  |  | True | Single-Speed | 94000 | 8545 | 11 | 10.8 |  |  | 86000 | 7637 | 3.3 | 3.3 | 54000 | 6880 | 2.3 | Federally-Regulated Commercial & Industrial Equipment | 10/28/2016 |  | 05/01/2019
Trane U.S. Inc. | Trane | 4TWA3048B3(2) | TWE120E300** | HRCU-A-CB, Split System: Heat | Heat Pump | 230 | 3 |  | False |  |  | True | Single-Speed | 94000 | 8545 | 11 | 10.8 |  |  | 86000 | 7637 | 3.3 | 3.3 | 54000 | 6880 | 2.3 | Federally-Regulated Commercial & Industrial Equipment | 10/28/2016 |  | 05/01/2019
Trane U.S. Inc. | Trane | 4TWA3048B3(2) | TWE120E300** | HRCU-A-CB, Split System: Heat | Heat Pump | 208 | 3 |  | False |  |  | True | Single-Speed | 94000 | 8545 | 11 | 10.8 |  |  | 86000 | 7637 | 3.3 | 3.3 | 54000 | 6880 | 2.3 | Federally-Regulated Commercial & Industrial Equipment | 10/28/2016 |  | 05/01/2019
Trane U.S. Inc. | Trane | TWA240EW0RA* | TWE240EWR3B* | HRCU-A-CB, Split System: Heat | Heat Pump | 575 | 3 |  | False |  |  | True | Single-Speed | 248000 | 24800 | 10 | 9.3 |  |  | 238000 | 21797 | 3.2 | 3.2 | 154000 | 22016 | 2.05 | Federally-Regulated Commercial & Industrial Equipment | 01/28/2019 |  | 05/01/2019
Trane U.S. Inc. | Trane | TWA240EW**A* | TWE240EW00B* | HRCU-A-CB, Split System: Heat | Heat Pump | 575 | 3 |  | False |  |  | False | Single-Speed | 248000 | 24800 | 10 | 9.3 | 10.6 |  | 238000 | 21797 | 3.2 | 3.2 | 154000 | 22566 | 2 | Federally-Regulated Commercial & Industrial Equipment | 04/16/2019 |  | 05/01/2019
Trane U.S. Inc. | Trane | TWA180EW0RA* | TWE180EWR3A* | HRCU-A-CB, Split System: Heat | Heat Pump | 575 | 3 |  | False |  |  | True | Single-Speed | 180000 | 16981 | 10.6 | 10.4 | 12.3 |  | 174000 | 15935 | 3.2 | 3.2 | 109000 | 13889 | 2.3 | Federally-Regulated Commercial & Industrial Equipment | 04/16/2019 |  | 05/01/2019
Trane U.S. Inc. | Trane | TWA180EW**A* | TWE180EW00A* | HRCU-A-CB, Split System: Heat | Heat Pump | 575 | 3 |  | False |  |  | True | Single-Speed | 188000 | 17407 | 10.8 | 10.4 |  |  | 178000 | 16302 | 3.2 | 3.2 | 117000 | 16726 | 2.05 | Federally-Regulated Commercial & Industrial Equipment | 01/28/2019 |  | 05/01/2019
Trane U.S. Inc. | Trane | TWA090DW**A* | TWE090DW00A* | HRCU-A-CB, Split System: Heat | Heat Pump | 575 | 3 |  | False |  |  | True | Single-Speed | 86000 | 7610 | 11.3 | 10.8 |  |  | 79000 | 7016 | 3.3 | 3.3 | 50500 | 6577 | 2.25 | Federally-Regulated Commercial & Industrial Equipment | 01/28/2019 |  | 05/01/2019
Trane U.S. Inc. | Trane | TWA090D4**A* | TWE090D100A* | HRCU-A-CB, Split System: Heat | Heat Pump | 460 | 3 |  | False |  |  | True | Single-Speed | 86000 | 7610 | 11.3 | 10.8 |  |  | 79000 | 7016 | 3.3 | 3.3 | 50500 | 6577 | 2.25 | Federally-Regulated Commercial & Industrial Equipment | 01/28/2019 |  | 05/01/2019
Trane U.S. Inc. | Trane | TWA090D3**A* | TWE090D300A* | HRCU-A-CB, Split System: Heat | Heat Pump | 230 | 3 |  | False |  |  | True | Single-Speed | 86000 | 7610 | 11.3 | 10.8 |  |  | 79000 | 7016 | 3.3 | 3.3 | 50500 | 6577 | 2.25 | Federally-Regulated Commercial & Industrial Equipment | 01/28/2019 |  | 05/01/2019
Trane U.S. Inc. | Trane | TWA090D3**A* | TWE090D300A* | HRCU-A-CB, Split System: Heat | Heat Pump | 208 | 3 |  | False |  |  | True | Single-Speed | 86000 | 7610 | 11.3 | 10.8 |  |  | 79000 | 7016 | 3.3 | 3.3 | 50500 | 6577 | 2.25 | Federally-Regulated Commercial & Industrial Equipment | 01/28/2019 |  | 05/01/2019
Trane U.S. Inc. | Trane | TWA090D3**A* | TWE090D100A* | HRCU-A-CB, Split System: Heat | Heat Pump | 230 | 3 |  | False |  |  | True | Single-Speed | 86000 | 7610 | 11.3 | 10.8 |  |  | 79000 | 7016 | 3.3 | 3.3 | 50000 | 6512 | 2.25 | Federally-Regulated Commercial & Industrial Equipment | 01/28/2019 |  | 05/01/2019
Trane U.S. Inc. | Trane | TWA090D3**A* | TWE090D100A* | HRCU-A-CB, Split System: Heat | Heat Pump | 208 | 3 |  | False |  |  | True | Single-Speed | 86000 | 7610 | 11.3 | 10.8 |  |  | 79000 | 7016 | 3.3 | 3.3 | 50000 | 6512 | 2.25 | Federally-Regulated Commercial & Industrial Equipment | 01/28/2019 |  | 05/01/2019
Trane U.S. Inc. | Trane | TWA073DW**A* | TWE090DW00A* | HRCU-A-CB, Split System: Heat | Heat Pump | 575 | 3 |  | False |  |  | True | Single-Speed | 80000 | 7079 | 11.3 | 10.8 |  |  | 72000 | 6394 | 3.3 | 3.3 | 46000 | 5991 | 2.25 | Federally-Regulated Commercial & Industrial Equipment | 01/28/2019 |  | 05/01/2019
Trane U.S. Inc. | Trane | TWA073D4**A* | TWE090D300A* | HRCU-A-CB, Split System: Heat | Heat Pump | 460 | 3 |  | False |  |  | True | Single-Speed | 80000 | 7079 | 11.3 | 10.8 |  |  | 72000 | 6394 | 3.3 | 3.3 | 46000 | 5991 | 2.25 | Federally-Regulated Commercial & Industrial Equipment | 01/28/2019 |  | 05/01/2019
Trane U.S. Inc. | Trane | TWA073D4**A* | TWE090D100A* | HRCU-A-CB, Split System: Heat | Heat Pump | 460 | 3 |  | False |  |  | True | Single-Speed | 80000 | 7079 | 11.3 | 10.8 |  |  | 72000 | 6394 | 3.3 | 3.3 | 46000 | 5991 | 2.25 | Federally-Regulated Commercial & Industrial Equipment | 01/28/2019 |  | 05/01/2019
Trane U.S. Inc. | Trane | TWA073D3**A* | TWE090D300A* | HRCU-A-CB, Split System: Heat | Heat Pump | 230 | 3 |  | False |  |  | True | Single-Speed | 80000 | 7079 | 11.3 | 10.8 |  |  | 72000 | 6394 | 3.3 | 3.3 | 46000 | 5991 | 2.25 | Federally-Regulated Commercial & Industrial Equipment | 01/28/2019 |  | 05/01/2019
Trane U.S. Inc. | Trane | TWA073D3**A* | TWE090D300A* | HRCU-A-CB, Split System: Heat | Heat Pump | 208 | 3 |  | False |  |  | True | Single-Speed | 80000 | 7079 | 11.3 | 10.8 |  |  | 72000 | 6394 | 3.3 | 3.3 | 46000 | 5991 | 2.25 | Federally-Regulated Commercial & Industrial Equipment | 01/28/2019 |  | 05/01/2019
Trane U.S. Inc. | Trane | TWA073D3**A* | TWE090D100A* | HRCU-A-CB, Split System: Heat | Heat Pump | 230 | 3 |  | False |  |  | True | Single-Speed | 80000 | 7079 | 11.3 | 10.8 |  |  | 72000 | 6394 | 3.3 | 3.3 | 46000 | 5991 | 2.25 | Federally-Regulated Commercial & Industrial Equipment | 01/28/2019 |  | 05/01/2019
Trane U.S. Inc. | Trane | TWA073D3**A* | TWE090D100A* | HRCU-A-CB, Split System: Heat | Heat Pump | 208 | 3 |  | False |  |  | True | Single-Speed | 80000 | 7079 | 11.3 | 10.8 |  |  | 72000 | 6394 | 3.3 | 3.3 | 46000 | 5991 | 2.25 | Federally-Regulated Commercial & Industrial Equipment | 01/28/2019 |  | 05/01/2019
Trane U.S. Inc. | Trane | WS(D,H)240E(3,4,W)R(G,N,P,R)****7 |  | HSP-A, Single-Package Heat Pum | Both Heat Pump and Electric Re | 575 | 3 | False |  |  |  | False | Single-Speed | 240000 | 24742 | 9.7 | 9.5 | 12 |  | 210000 | 19233 | 3.2 | 3.2 | 120000 | 16747 | 2.1 | Federally-Regulated Commercial & Industrial Equipment | 04/16/2019 |  | 05/01/2019
Trane U.S. Inc. | Trane | WS(D,H)240E(3,4,W)R(G,N,P,R)****7 |  | HSP-A, Single-Package Heat Pum | Both Heat Pump and Electric Re | 460 | 3 | False |  |  |  | False | Single-Speed | 240000 | 24742 | 9.7 | 9.5 | 12 |  | 210000 | 19233 | 3.2 | 3.2 | 120000 | 16747 | 2.1 | Federally-Regulated Commercial & Industrial Equipment | 04/16/2019 |  | 05/01/2019
Trane U.S. Inc. | Trane | WS(D,H)240E(3,4,W)R(G,N,P,R)****7 |  | HSP-A, Single-Package Heat Pum | Both Heat Pump and Electric Re | 230 | 3 | False |  |  |  | False | Single-Speed | 240000 | 24742 | 9.7 | 9.5 | 12 |  | 210000 | 19233 | 3.2 | 3.2 | 120000 | 16747 | 2.1 | Federally-Regulated Commercial & Industrial Equipment | 04/16/2019 |  | 05/01/2019
Trane U.S. Inc. | Trane | WS(D,H)240E(3,4,W)R(G,N,P,R)****7 |  | HSP-A, Single-Package Heat Pum | Both Heat Pump and Electric Re | 208 | 3 | False |  |  |  | False | Single-Speed | 240000 | 24742 | 9.7 | 9.5 | 12 |  | 210000 | 19233 | 3.2 | 3.2 | 120000 | 16747 | 2.1 | Federally-Regulated Commercial & Industrial Equipment | 04/16/2019 |  | 05/01/2019
Trane U.S. Inc. | Trane | WS(D,H)240E(3,4,W)R0****7 |  | HSP-A, Single-Package Heat Pum | Heat Pump | 575 | 3 | False |  |  |  | False | Single-Speed | 240000 | 24742 | 9.7 | 9.3 | 12 |  | 210000 | 19233 | 3.2 | 3.2 | 120000 | 16747 | 2.1 | Federally-Regulated Commercial & Industrial Equipment | 04/16/2019 |  | 05/01/2019
Trane U.S. Inc. | Trane | WS(D,H)240E(3,4,W)R0****7 |  | HSP-A, Single-Package Heat Pum | Heat Pump | 460 | 3 | False |  |  |  | False | Single-Speed | 240000 | 24742 | 9.7 | 9.3 | 12 |  | 210000 | 19233 | 3.2 | 3.2 | 120000 | 16747 | 2.1 | Federally-Regulated Commercial & Industrial Equipment | 04/16/2019 |  | 05/01/2019
Trane U.S. Inc. | Trane | WS(D,H)240E(3,4,W)R0****7 |  | HSP-A, Single-Package Heat Pum | Heat Pump | 230 | 3 | False |  |  |  | False | Single-Speed | 240000 | 24742 | 9.7 | 9.3 | 12 |  | 210000 | 19233 | 3.2 | 3.2 | 120000 | 16747 | 2.1 | Federally-Regulated Commercial & Industrial Equipment | 04/16/2019 |  | 05/01/2019
Trane U.S. Inc. | Trane | WS(D,H)240E(3,4,W)R0****7 |  | HSP-A, Single-Package Heat Pum | Heat Pump | 208 | 3 | False |  |  |  | False | Single-Speed | 240000 | 24742 | 9.7 | 9.3 | 12 |  | 210000 | 19233 | 3.2 | 3.2 | 120000 | 16747 | 2.1 | Federally-Regulated Commercial & Industrial Equipment | 04/16/2019 |  | 05/01/2019
Trane U.S. Inc. | Trane | WS(D,H)180E(3,4,W)R(G,N,P,R)****7 |  | HSP-A, Single-Package Heat Pum | Both Heat Pump and Electric Re | 575 | 3 | False |  |  |  | False | Single-Speed | 170000 | 16037 | 10.6 | 10.6 | 13.5 |  | 170000 | 15569 | 3.2 | 3.2 | 90000 | 12560 | 2.1 | Federally-Regulated Commercial & Industrial Equipment | 04/16/2019 |  | 05/01/2019
Trane U.S. Inc. | Trane | WS(D,H)180E(3,4,W)R(G,N,P,R)****7 |  | HSP-A, Single-Package Heat Pum | Both Heat Pump and Electric Re | 460 | 3 | False |  |  |  | False | Single-Speed | 170000 | 16037 | 10.6 | 10.6 | 13.5 |  | 170000 | 15569 | 3.2 | 3.2 | 90000 | 12560 | 2.1 | Federally-Regulated Commercial & Industrial Equipment | 04/16/2019 |  | 05/01/2019
Trane U.S. Inc. | Trane | WS(D,H)180E(3,4,W)R(G,N,P,R)****7 |  | HSP-A, Single-Package Heat Pum | Both Heat Pump and Electric Re | 230 | 3 | False |  |  |  | False | Single-Speed | 170000 | 16037 | 10.6 | 10.6 | 13.5 |  | 170000 | 15569 | 3.2 | 3.2 | 90000 | 12560 | 2.1 | Federally-Regulated Commercial & Industrial Equipment | 04/16/2019 |  | 05/01/2019
Trane U.S. Inc. | Trane | WS(D,H)180E(3,4,W)R(G,N,P,R)****7 |  | HSP-A, Single-Package Heat Pum | Both Heat Pump and Electric Re | 208 | 3 | False |  |  |  | False | Single-Speed | 170000 | 16037 | 10.6 | 10.6 | 13.5 |  | 170000 | 15569 | 3.2 | 3.2 | 90000 | 12560 | 2.1 | Federally-Regulated Commercial & Industrial Equipment | 04/16/2019 |  | 05/01/2019
Trane U.S. Inc. | Trane | WS(D,H)180E(3,4,W)R0****7 |  | HSP-A, Single-Package Heat Pum | Heat Pump | 575 | 3 | False |  |  |  | False | Single-Speed | 170000 | 16037 | 10.6 | 10.4 | 13.5 |  | 170000 | 15569 | 3.2 | 3.2 | 90000 | 12560 | 2.1 | Federally-Regulated Commercial & Industrial Equipment | 04/16/2019 |  | 05/01/2019
Trane U.S. Inc. | Trane | WS(D,H)180E(3,4,W)R0****7 |  | HSP-A, Single-Package Heat Pum | Heat Pump | 460 | 3 | False |  |  |  | False | Single-Speed | 170000 | 16037 | 10.6 | 10.4 | 13.5 |  | 170000 | 15569 | 3.2 | 3.2 | 90000 | 12560 | 2.1 | Federally-Regulated Commercial & Industrial Equipment | 04/16/2019 |  | 05/01/2019
Trane U.S. Inc. | Trane | WS(D,H)180E(3,4,W)R0****7 |  | HSP-A, Single-Package Heat Pum | Heat Pump | 230 | 3 | False |  |  |  | False | Single-Speed | 170000 | 16037 | 10.6 | 10.4 | 13.5 |  | 170000 | 15569 | 3.2 | 3.2 | 90000 | 12560 | 2.1 | Federally-Regulated Commercial & Industrial Equipment | 04/16/2019 |  | 05/01/2019
Trane U.S. Inc. | Trane | WS(D,H)180E(3,4,W)R0****7 |  | HSP-A, Single-Package Heat Pum | Heat Pump | 208 | 3 | False |  |  |  | False | Single-Speed | 170000 | 16037 | 10.6 | 10.4 | 13.5 |  | 170000 | 15569 | 3.2 | 3.2 | 90000 | 12560 | 2.1 | Federally-Regulated Commercial & Industrial Equipment | 04/16/2019 |  | 05/01/2019
Trane U.S. Inc. | Trane | WS(D,H)150E(3,4,W)R(G,N,P,R)****7 |  | HSP-A, Single-Package Heat Pum | Both Heat Pump and Electric Re | 575 | 3 | False |  |  |  | False | Single-Speed | 146000 | 13773 | 10.6 | 10.6 | 13.5 |  | 136000 | 12455 | 3.2 | 3.2 | 75000 | 10466 | 2.1 | Federally-Regulated Commercial & Industrial Equipment | 04/16/2019 |  | 05/01/2019
Trane U.S. Inc. | Trane | WS(D,H)150E(3,4,W)R(G,N,P,R)****7 |  | HSP-A, Single-Package Heat Pum | Both Heat Pump and Electric Re | 460 | 3 | False |  |  |  | False | Single-Speed | 146000 | 13773 | 10.6 | 10.6 | 13.5 |  | 136000 | 12455 | 3.2 | 3.2 | 75000 | 10466 | 2.1 | Federally-Regulated Commercial & Industrial Equipment | 04/16/2019 |  | 05/01/2019
Trane U.S. Inc. | Trane | WS(D,H)150E(3,4,W)R(G,N,P,R)****7 |  | HSP-A, Single-Package Heat Pum | Both Heat Pump and Electric Re | 230 | 3 | False |  |  |  | False | Single-Speed | 146000 | 13773 | 10.6 | 10.6 | 13.5 |  | 136000 | 12455 | 3.2 | 3.2 | 75000 | 10466 | 2.1 | Federally-Regulated Commercial & Industrial Equipment | 04/16/2019 |  | 05/01/2019
Trane U.S. Inc. | Trane | WS(D,H)150E(3,4,W)R(G,N,P,R)****7 |  | HSP-A, Single-Package Heat Pum | Both Heat Pump and Electric Re | 208 | 3 | False |  |  |  | False | Single-Speed | 146000 | 13773 | 10.6 | 10.6 | 13.5 |  | 136000 | 12455 | 3.2 | 3.2 | 75000 | 10466 | 2.1 | Federally-Regulated Commercial & Industrial Equipment | 04/16/2019 |  | 05/01/2019
Trane U.S. Inc. | Trane | WS(D,H)150E(3,4,W)R0****7 |  | HSP-A, Single-Package Heat Pum | Heat Pump | 575 | 3 | False |  |  |  | False | Single-Speed | 146000 | 13773 | 10.6 | 10.4 | 13.5 |  | 136000 | 12455 | 3.2 | 3.2 | 75000 | 10466 | 2.1 | Federally-Regulated Commercial & Industrial Equipment | 04/16/2019 |  | 05/01/2019
Trane U.S. Inc. | Trane | WS(D,H)150E(3,4,W)R0****7 |  | HSP-A, Single-Package Heat Pum | Heat Pump | 460 | 3 | False |  |  |  | False | Single-Speed | 146000 | 13773 | 10.6 | 10.4 | 13.5 |  | 136000 | 12455 | 3.2 | 3.2 | 75000 | 10466 | 2.1 | Federally-Regulated Commercial & Industrial Equipment | 04/16/2019 |  | 05/01/2019
Trane U.S. Inc. | Trane | WS(D,H)150E(3,4,W)R0****7 |  | HSP-A, Single-Package Heat Pum | Heat Pump | 230 | 3 | False |  |  |  | False | Single-Speed | 146000 | 13773 | 10.6 | 10.4 | 13.5 |  | 136000 | 12455 | 3.2 | 3.2 | 75000 | 10466 | 2.1 | Federally-Regulated Commercial & Industrial Equipment | 04/16/2019 |  | 05/01/2019
Trane U.S. Inc. | Trane | WS(D,H)150E(3,4,W)R0****7 |  | HSP-A, Single-Package Heat Pum | Heat Pump | 208 | 3 | False |  |  |  | False | Single-Speed | 146000 | 13773 | 10.6 | 10.4 | 13.5 |  | 136000 | 12455 | 3.2 | 3.2 | 75000 | 10466 | 2.1 | Federally-Regulated Commercial & Industrial Equipment | 04/16/2019 |  | 05/01/2019
Trane U.S. Inc. | Trane | WS(D,H)240E(3,4,W)R(G,N,P,R)****6 |  | HSP-A, Single-Package Heat Pum | Both Heat Pump and Electric Re | 575 | 3 | False |  |  |  | False | Single-Speed | 240000 | 24742 | 9.7 | 9.5 | 12 |  | 210000 | 19233 | 3.2 | 3.2 | 120000 | 16747 | 2.1 | Federally-Regulated Commercial & Industrial Equipment | 04/16/2019 |  | 05/01/2019
Trane U.S. Inc. | Trane | WS(D,H)240E(3,4,W)R(G,N,P,R)****6 |  | HSP-A, Single-Package Heat Pum | Both Heat Pump and Electric Re | 460 | 3 | False |  |  |  | False | Single-Speed | 240000 | 24742 | 9.7 | 9.5 | 12 |  | 210000 | 19233 | 3.2 | 3.2 | 120000 | 16747 | 2.1 | Federally-Regulated Commercial & Industrial Equipment | 04/16/2019 |  | 05/01/2019
Trane U.S. Inc. | Trane | WS(D,H)240E(3,4,W)R(G,N,P,R)****6 |  | HSP-A, Single-Package Heat Pum | Both Heat Pump and Electric Re | 230 | 3 | False |  |  |  | False | Single-Speed | 240000 | 24742 | 9.7 | 9.5 | 12 |  | 210000 | 19233 | 3.2 | 3.2 | 120000 | 16747 | 2.1 | Federally-Regulated Commercial & Industrial Equipment | 04/16/2019 |  | 05/01/2019
Trane U.S. Inc. | Trane | WS(D,H)240E(3,4,W)R(G,N,P,R)****6 |  | HSP-A, Single-Package Heat Pum | Both Heat Pump and Electric Re | 208 | 3 | False |  |  |  | False | Single-Speed | 240000 | 24742 | 9.7 | 9.5 | 12 |  | 210000 | 19233 | 3.2 | 3.2 | 120000 | 16747 | 2.1 | Federally-Regulated Commercial & Industrial Equipment | 04/16/2019 |  | 05/01/2019
Trane U.S. Inc. | Trane | WS(D,H)240E(3,4,W)R0****6 |  | HSP-A, Single-Package Heat Pum | Heat Pump | 575 | 3 | False |  |  |  | False | Single-Speed | 240000 | 24742 | 9.7 | 9.3 | 12 |  | 210000 | 19233 | 3.2 | 3.2 | 120000 | 16747 | 2.1 | Federally-Regulated Commercial & Industrial Equipment | 04/16/2019 |  | 05/01/2019
Trane U.S. Inc. | Trane | WS(D,H)240E(3,4,W)R0****6 |  | HSP-A, Single-Package Heat Pum | Heat Pump | 460 | 3 | False |  |  |  | False | Single-Speed | 240000 | 24742 | 9.7 | 9.3 | 12 |  | 210000 | 19233 | 3.2 | 3.2 | 120000 | 16747 | 2.1 | Federally-Regulated Commercial & Industrial Equipment | 04/16/2019 |  | 05/01/2019
Trane U.S. Inc. | Trane | WS(D,H)240E(3,4,W)R0****6 |  | HSP-A, Single-Package Heat Pum | Heat Pump | 230 | 3 | False |  |  |  | False | Single-Speed | 240000 | 24742 | 9.7 | 9.3 | 12 |  | 210000 | 19233 | 3.2 | 3.2 | 120000 | 16747 | 2.1 | Federally-Regulated Commercial & Industrial Equipment | 04/16/2019 |  | 05/01/2019
Trane U.S. Inc. | Trane | WS(D,H)240E(3,4,W)R0****6 |  | HSP-A, Single-Package Heat Pum | Heat Pump | 208 | 3 | False |  |  |  | False | Single-Speed | 240000 | 24742 | 9.7 | 9.3 | 12 |  | 210000 | 19233 | 3.2 | 3.2 | 120000 | 16747 | 2.1 | Federally-Regulated Commercial & Industrial Equipment | 04/16/2019 |  | 05/01/2019
Trane U.S. Inc. | Trane | WS(D,H)180E(3,4,W)R(G,N,P,R)****6 |  | HSP-A, Single-Package Heat Pum | Both Heat Pump and Electric Re | 575 | 3 | False |  |  |  | False | Single-Speed | 170000 | 16037 | 10.6 | 10.6 | 13.5 |  | 170000 | 15569 | 3.2 | 3.2 | 90000 | 12560 | 2.1 | Federally-Regulated Commercial & Industrial Equipment | 04/16/2019 |  | 05/01/2019
Trane U.S. Inc. | Trane | WS(D,H)180E(3,4,W)R(G,N,P,R)****6 |  | HSP-A, Single-Package Heat Pum | Both Heat Pump and Electric Re | 460 | 3 | False |  |  |  | False | Single-Speed | 170000 | 16037 | 10.6 | 10.6 | 13.5 |  | 170000 | 15569 | 3.2 | 3.2 | 90000 | 12560 | 2.1 | Federally-Regulated Commercial & Industrial Equipment | 04/16/2019 |  | 05/01/2019
Trane U.S. Inc. | Trane | WS(D,H)180E(3,4,W)R(G,N,P,R)****6 |  | HSP-A, Single-Package Heat Pum | Both Heat Pump and Electric Re | 230 | 3 | False |  |  |  | False | Single-Speed | 170000 | 16037 | 10.6 | 10.6 | 13.5 |  | 170000 | 15569 | 3.2 | 3.2 | 90000 | 12560 | 2.1 | Federally-Regulated Commercial & Industrial Equipment | 04/16/2019 |  | 05/01/2019
Trane U.S. Inc. | Trane | WS(D,H)180E(3,4,W)R(G,N,P,R)****6 |  | HSP-A, Single-Package Heat Pum | Both Heat Pump and Electric Re | 208 | 3 | False |  |  |  | False | Single-Speed | 170000 | 16037 | 10.6 | 10.6 | 13.5 |  | 170000 | 15569 | 3.2 | 3.2 | 90000 | 12560 | 2.1 | Federally-Regulated Commercial & Industrial Equipment | 04/16/2019 |  | 05/01/2019
Trane U.S. Inc. | Trane | WS(D,H)180E(3,4,W)R0****6 |  | HSP-A, Single-Package Heat Pum | Heat Pump | 575 | 3 | False |  |  |  | False | Single-Speed | 170000 | 16037 | 10.6 | 10.4 | 13.5 |  | 170000 | 15569 | 3.2 | 3.2 | 90000 | 12560 | 2.1 | Federally-Regulated Commercial & Industrial Equipment | 04/16/2019 |  | 05/01/2019
Trane U.S. Inc. | Trane | WS(D,H)180E(3,4,W)R0****6 |  | HSP-A, Single-Package Heat Pum | Heat Pump | 460 | 3 | False |  |  |  | False | Single-Speed | 170000 | 16037 | 10.6 | 10.4 | 13.5 |  | 170000 | 15569 | 3.2 | 3.2 | 90000 | 12560 | 2.1 | Federally-Regulated Commercial & Industrial Equipment | 04/16/2019 |  | 05/01/2019
Trane U.S. Inc. | Trane | WS(D,H)180E(3,4,W)R0****6 |  | HSP-A, Single-Package Heat Pum | Heat Pump | 230 | 3 | False |  |  |  | False | Single-Speed | 170000 | 16037 | 10.6 | 10.4 | 13.5 |  | 170000 | 15569 | 3.2 | 3.2 | 90000 | 12560 | 2.1 | Federally-Regulated Commercial & Industrial Equipment | 04/16/2019 |  | 05/01/2019
Trane U.S. Inc. | Trane | WS(D,H)180E(3,4,W)R0****6 |  | HSP-A, Single-Package Heat Pum | Heat Pump | 208 | 3 | False |  |  |  | False | Single-Speed | 170000 | 16037 | 10.6 | 10.4 | 13.5 |  | 170000 | 15569 | 3.2 | 3.2 | 90000 | 12560 | 2.1 | Federally-Regulated Commercial & Industrial Equipment | 04/16/2019 |  | 05/01/2019
Trane U.S. Inc. | Trane | WS(D,H)150E(3,4,W)R(G,N,P,R)****6 |  | HSP-A, Single-Package Heat Pum | Both Heat Pump and Electric Re | 575 | 3 | False |  |  |  | False | Single-Speed | 146000 | 13773 | 10.6 | 10.6 | 13.5 |  | 136000 | 12455 | 3.2 | 3.2 | 75000 | 10466 | 2.1 | Federally-Regulated Commercial & Industrial Equipment | 04/16/2019 |  | 05/01/2019
Trane U.S. Inc. | Trane | WS(D,H)150E(3,4,W)R(G,N,P,R)****6 |  | HSP-A, Single-Package Heat Pum | Both Heat Pump and Electric Re | 460 | 3 | False |  |  |  | False | Single-Speed | 146000 | 13773 | 10.6 | 10.6 | 13.5 |  | 136000 | 12455 | 3.2 | 3.2 | 75000 | 10466 | 2.1 | Federally-Regulated Commercial & Industrial Equipment | 04/16/2019 |  | 05/01/2019
Trane U.S. Inc. | Trane | WS(D,H)150E(3,4,W)R(G,N,P,R)****6 |  | HSP-A, Single-Package Heat Pum | Both Heat Pump and Electric Re | 230 | 3 | False |  |  |  | False | Single-Speed | 146000 | 13773 | 10.6 | 10.6 | 13.5 |  | 136000 | 12455 | 3.2 | 3.2 | 75000 | 10466 | 2.1 | Federally-Regulated Commercial & Industrial Equipment | 04/16/2019 |  | 05/01/2019
Trane U.S. Inc. | Trane | WS(D,H)150E(3,4,W)R(G,N,P,R)****6 |  | HSP-A, Single-Package Heat Pum | Both Heat Pump and Electric Re | 208 | 3 | False |  |  |  | False | Single-Speed | 146000 | 13773 | 10.6 | 10.6 | 13.5 |  | 136000 | 12455 | 3.2 | 3.2 | 75000 | 10466 | 2.1 | Federally-Regulated Commercial & Industrial Equipment | 04/16/2019 |  | 05/01/2019
Trane U.S. Inc. | Trane | WS(D,H)150E(3,4,W)R0****6 |  | HSP-A, Single-Package Heat Pum | Heat Pump | 575 | 3 | False |  |  |  | False | Single-Speed | 146000 | 13773 | 10.6 | 10.4 | 13.5 |  | 136000 | 12455 | 3.2 | 3.2 | 75000 | 10466 | 2.1 | Federally-Regulated Commercial & Industrial Equipment | 04/16/2019 |  | 05/01/2019
Trane U.S. Inc. | Trane | WS(D,H)150E(3,4,W)R0****6 |  | HSP-A, Single-Package Heat Pum | Heat Pump | 460 | 3 | False |  |  |  | False | Single-Speed | 146000 | 13773 | 10.6 | 10.4 | 13.5 |  | 136000 | 12455 | 3.2 | 3.2 | 75000 | 10466 | 2.1 | Federally-Regulated Commercial & Industrial Equipment | 04/16/2019 |  | 05/01/2019
Trane U.S. Inc. | Trane | WS(D,H)150E(3,4,W)R0****6 |  | HSP-A, Single-Package Heat Pum | Heat Pump | 230 | 3 | False |  |  |  | False | Single-Speed | 146000 | 13773 | 10.6 | 10.4 | 13.5 |  | 136000 | 12455 | 3.2 | 3.2 | 75000 | 10466 | 2.1 | Federally-Regulated Commercial & Industrial Equipment | 04/16/2019 |  | 05/01/2019
Trane U.S. Inc. | Trane | WS(D,H)150E(3,4,W)R0****6 |  | HSP-A, Single-Package Heat Pum | Heat Pump | 208 | 3 | False |  |  |  | False | Single-Speed | 146000 | 13773 | 10.6 | 10.4 | 13.5 |  | 136000 | 12455 | 3.2 | 3.2 | 75000 | 10466 | 2.1 | Federally-Regulated Commercial & Industrial Equipment | 04/16/2019 |  | 05/01/2019
Trane U.S. Inc. | Trane | WS(D,H)240E(3,4,W)R(G,N,P,R)****0 |  | HSP-A, Single-Package Heat Pum | Both Heat Pump and Electric Re | 575 | 3 | False |  |  |  | False | Single-Speed | 240000 | 24742 | 9.7 | 9.5 | 11.5 |  | 210000 | 19233 | 3.2 | 3.2 | 120000 | 16747 | 2.1 | Federally-Regulated Commercial & Industrial Equipment | 04/16/2019 |  | 05/01/2019
Trane U.S. Inc. | Trane | WS(D,H)240E(3,4,W)R(G,N,P,R)****0 |  | HSP-A, Single-Package Heat Pum | Both Heat Pump and Electric Re | 460 | 3 | False |  |  |  | False | Single-Speed | 240000 | 24742 | 9.7 | 9.5 | 11.5 |  | 210000 | 19233 | 3.2 | 3.2 | 120000 | 16747 | 2.1 | Federally-Regulated Commercial & Industrial Equipment | 04/16/2019 |  | 05/01/2019
Trane U.S. Inc. | Trane | WS(D,H)240E(3,4,W)R(G,N,P,R)****0 |  | HSP-A, Single-Package Heat Pum | Both Heat Pump and Electric Re | 230 | 3 | False |  |  |  | False | Single-Speed | 240000 | 24742 | 9.7 | 9.5 | 11.5 |  | 210000 | 19233 | 3.2 | 3.2 | 120000 | 16747 | 2.1 | Federally-Regulated Commercial & Industrial Equipment | 04/16/2019 |  | 05/01/2019
Trane U.S. Inc. | Trane | WS(D,H)240E(3,4,W)R(G,N,P,R)****0 |  | HSP-A, Single-Package Heat Pum | Both Heat Pump and Electric Re | 208 | 3 | False |  |  |  | False | Single-Speed | 240000 | 24742 | 9.7 | 9.5 | 11.5 |  | 210000 | 19233 | 3.2 | 3.2 | 120000 | 16747 | 2.1 | Federally-Regulated Commercial & Industrial Equipment | 04/16/2019 |  | 05/01/2019
Trane U.S. Inc. | Trane | WS(D,H)240E(3,4,W)R0****0 |  | HSP-A, Single-Package Heat Pum | Heat Pump | 575 | 3 | False |  |  |  | False | Single-Speed | 240000 | 24742 | 9.7 | 9.3 | 11.5 |  | 210000 | 19233 | 3.2 | 3.2 | 120000 | 16747 | 2.1 | Federally-Regulated Commercial & Industrial Equipment | 04/16/2019 |  | 05/01/2019
Trane U.S. Inc. | Trane | WS(D,H)240E(3,4,W)R0****0 |  | HSP-A, Single-Package Heat Pum | Heat Pump | 460 | 3 | False |  |  |  | False | Single-Speed | 240000 | 24742 | 9.7 | 9.3 | 11.5 |  | 210000 | 19233 | 3.2 | 3.2 | 120000 | 16747 | 2.1 | Federally-Regulated Commercial & Industrial Equipment | 04/16/2019 |  | 05/01/2019
Trane U.S. Inc. | Trane | WS(D,H)240E(3,4,W)R0****0 |  | HSP-A, Single-Package Heat Pum | Heat Pump | 230 | 3 | False |  |  |  | False | Single-Speed | 240000 | 24742 | 9.7 | 9.3 | 11.5 |  | 210000 | 19233 | 3.2 | 3.2 | 120000 | 16747 | 2.1 | Federally-Regulated Commercial & Industrial Equipment | 04/16/2019 |  | 05/01/2019
Trane U.S. Inc. | Trane | WS(D,H)240E(3,4,W)R0****0 |  | HSP-A, Single-Package Heat Pum | Heat Pump | 208 | 3 | False |  |  |  | False | Single-Speed | 240000 | 24742 | 9.7 | 9.3 | 11.5 |  | 210000 | 19233 | 3.2 | 3.2 | 120000 | 16747 | 2.1 | Federally-Regulated Commercial & Industrial Equipment | 04/16/2019 |  | 05/01/2019
Trane U.S. Inc. | Trane | WS(D,H)180E(3,4,W)R(G,N,P,R)****0 |  | HSP-A, Single-Package Heat Pum | Both Heat Pump and Electric Re | 575 | 3 | False |  |  |  | False | Single-Speed | 170000 | 16037 | 10.6 | 10.6 | 12 |  | 170000 | 15569 | 3.2 | 3.2 | 90000 | 12560 | 2.1 | Federally-Regulated Commercial & Industrial Equipment | 04/16/2019 |  | 05/01/2019
Trane U.S. Inc. | Trane | WS(D,H)180E(3,4,W)R(G,N,P,R)****0 |  | HSP-A, Single-Package Heat Pum | Both Heat Pump and Electric Re | 460 | 3 | False |  |  |  | False | Single-Speed | 170000 | 16037 | 10.6 | 10.6 | 12 |  | 170000 | 15569 | 3.2 | 3.2 | 90000 | 12560 | 2.1 | Federally-Regulated Commercial & Industrial Equipment | 04/16/2019 |  | 05/01/2019
Trane U.S. Inc. | Trane | WS(D,H)180E(3,4,W)R(G,N,P,R)****0 |  | HSP-A, Single-Package Heat Pum | Both Heat Pump and Electric Re | 230 | 3 | False |  |  |  | False | Single-Speed | 170000 | 16037 | 10.6 | 10.6 | 12 |  | 170000 | 15569 | 3.2 | 3.2 | 90000 | 12560 | 2.1 | Federally-Regulated Commercial & Industrial Equipment | 04/16/2019 |  | 05/01/2019
Trane U.S. Inc. | Trane | WS(D,H)180E(3,4,W)R(G,N,P,R)****0 |  | HSP-A, Single-Package Heat Pum | Both Heat Pump and Electric Re | 208 | 3 | False |  |  |  | False | Single-Speed | 170000 | 16037 | 10.6 | 10.6 | 12 |  | 170000 | 15569 | 3.2 | 3.2 | 90000 | 12560 | 2.1 | Federally-Regulated Commercial & Industrial Equipment | 04/16/2019 |  | 05/01/2019
Trane U.S. Inc. | Trane | WS(D,H)180E(3,4,W)R0****0 |  | HSP-A, Single-Package Heat Pum | Heat Pump | 575 | 3 | False |  |  |  | False | Single-Speed | 170000 | 16037 | 10.6 | 10.4 | 12 |  | 170000 | 15569 | 3.2 | 3.2 | 90000 | 12560 | 2.1 | Federally-Regulated Commercial & Industrial Equipment | 04/16/2019 |  | 05/01/2019
Trane U.S. Inc. | Trane | WS(D,H)180E(3,4,W)R0****0 |  | HSP-A, Single-Package Heat Pum | Heat Pump | 460 | 3 | False |  |  |  | False | Single-Speed | 170000 | 16037 | 10.6 | 10.4 | 12 |  | 170000 | 15569 | 3.2 | 3.2 | 90000 | 12560 | 2.1 | Federally-Regulated Commercial & Industrial Equipment | 04/16/2019 |  | 05/01/2019
Trane U.S. Inc. | Trane | WS(D,H)180E(3,4,W)R0****0 |  | HSP-A, Single-Package Heat Pum | Heat Pump | 230 | 3 | False |  |  |  | False | Single-Speed | 170000 | 16037 | 10.6 | 10.4 | 12 |  | 170000 | 15569 | 3.2 | 3.2 | 90000 | 12560 | 2.1 | Federally-Regulated Commercial & Industrial Equipment | 04/16/2019 |  | 05/01/2019
Trane U.S. Inc. | Trane | WS(D,H)180E(3,4,W)R0****0 |  | HSP-A, Single-Package Heat Pum | Heat Pump | 208 | 3 | False |  |  |  | False | Single-Speed | 170000 | 16037 | 10.6 | 10.4 | 12 |  | 170000 | 15569 | 3.2 | 3.2 | 90000 | 12560 | 2.1 | Federally-Regulated Commercial & Industrial Equipment | 04/16/2019 |  | 05/01/2019
Trane U.S. Inc. | Trane | WS(D,H)150E(3,4,W)R(G,N,P,R)****0 |  | HSP-A, Single-Package Heat Pum | Both Heat Pump and Electric Re | 575 | 3 | False |  |  |  | False | Single-Speed | 146000 | 13773 | 10.6 | 10.6 | 12 |  | 136000 | 12455 | 3.2 | 3.2 | 75000 | 10466 | 2.1 | Federally-Regulated Commercial & Industrial Equipment | 04/16/2019 |  | 05/01/2019
Trane U.S. Inc. | Trane | WS(D,H)150E(3,4,W)R(G,N,P,R)****0 |  | HSP-A, Single-Package Heat Pum | Both Heat Pump and Electric Re | 460 | 3 | False |  |  |  | False | Single-Speed | 146000 | 13773 | 10.6 | 10.6 | 12 |  | 136000 | 12455 | 3.2 | 3.2 | 75000 | 10466 | 2.1 | Federally-Regulated Commercial & Industrial Equipment | 04/16/2019 |  | 05/01/2019
Trane U.S. Inc. | Trane | WS(D,H)150E(3,4,W)R(G,N,P,R)****0 |  | HSP-A, Single-Package Heat Pum | Both Heat Pump and Electric Re | 230 | 3 | False |  |  |  | False | Single-Speed | 146000 | 13773 | 10.6 | 10.6 | 12 |  | 136000 | 12455 | 3.2 | 3.2 | 75000 | 10466 | 2.1 | Federally-Regulated Commercial & Industrial Equipment | 04/16/2019 |  | 05/01/2019
Trane U.S. Inc. | Trane | WS(D,H)150E(3,4,W)R(G,N,P,R)****0 |  | HSP-A, Single-Package Heat Pum | Both Heat Pump and Electric Re | 208 | 3 | False |  |  |  | False | Single-Speed | 146000 | 13773 | 10.6 | 10.6 | 12 |  | 136000 | 12455 | 3.2 | 3.2 | 75000 | 10466 | 2.1 | Federally-Regulated Commercial & Industrial Equipment | 04/16/2019 |  | 05/01/2019
Trane U.S. Inc. | Trane | WS(D,H)150E(3,4,W)R0****0 |  | HSP-A, Single-Package Heat Pum | Heat Pump | 575 | 3 | False |  |  |  | False | Single-Speed | 146000 | 13773 | 10.6 | 10.4 | 12 |  | 136000 | 12455 | 3.2 | 3.2 | 75000 | 10466 | 2.1 | Federally-Regulated Commercial & Industrial Equipment | 04/16/2019 |  | 05/01/2019
Trane U.S. Inc. | Trane | WS(D,H)150E(3,4,W)R0****0 |  | HSP-A, Single-Package Heat Pum | Heat Pump | 460 | 3 | False |  |  |  | False | Single-Speed | 146000 | 13773 | 10.6 | 10.4 | 12 |  | 136000 | 12455 | 3.2 | 3.2 | 75000 | 10466 | 2.1 | Federally-Regulated Commercial & Industrial Equipment | 04/16/2019 |  | 05/01/2019
Trane U.S. Inc. | Trane | WS(D,H)150E(3,4,W)R0****0 |  | HSP-A, Single-Package Heat Pum | Heat Pump | 230 | 3 | False |  |  |  | False | Single-Speed | 146000 | 13773 | 10.6 | 10.4 | 12 |  | 136000 | 12455 | 3.2 | 3.2 | 75000 | 10466 | 2.1 | Federally-Regulated Commercial & Industrial Equipment | 04/16/2019 |  | 05/01/2019
Trane U.S. Inc. | Trane | WS(D,H)150E(3,4,W)R0****0 |  | HSP-A, Single-Package Heat Pum | Heat Pump | 208 | 3 | False |  |  |  | False | Single-Speed | 146000 | 13773 | 10.6 | 10.4 | 12 |  | 136000 | 12455 | 3.2 | 3.2 | 75000 | 10466 | 2.1 | Federally-Regulated Commercial & Industrial Equipment | 04/16/2019 |  | 05/01/2019
Carrier Corp. - Syracuse | Airquest | RHS072(H,L,S)******TA |  | HSP-A, Single-Package Heat Pum | Heat Pump | 575 | 3 | False |  |  |  | False | Single-Speed | 69000 | 6216 | 11.1 | 10.8 |  |  | 66000 | 5526 | 3.5 | 3.3 | 29000 | 3777 | 2.25 | Federally-Regulated Commercial & Industrial Equipment | 01/28/2019 |  | 05/02/2019
Carrier Corp. - Syracuse | Airquest | RHS072(H,L,S)******TA |  | HSP-A, Single-Package Heat Pum | Heat Pump | 460 | 3 | False |  |  |  | False | Single-Speed | 69000 | 6216 | 11.1 | 10.8 |  |  | 66000 | 5526 | 3.5 | 3.3 | 29000 | 3777 | 2.25 | Federally-Regulated Commercial & Industrial Equipment | 01/28/2019 |  | 05/02/2019
Carrier Corp. - Syracuse | Airquest | RHS072(H,L,S)******TA |  | HSP-A, Single-Package Heat Pum | Heat Pump | 230 | 3 | False |  |  |  | False | Single-Speed | 69000 | 6216 | 11.1 | 10.8 |  |  | 66000 | 5526 | 3.5 | 3.3 | 31500 | 4103 | 2.25 | Federally-Regulated Commercial & Industrial Equipment | 01/28/2019 |  | 05/02/2019
Carrier Corp. - Syracuse | Airquest | RHS072(H,L,S)******TA |  | HSP-A, Single-Package Heat Pum | Heat Pump | 208 | 3 | False |  |  |  | False | Single-Speed | 69000 | 6216 | 11.1 | 10.8 |  |  | 66000 | 5526 | 3.5 | 3.3 | 29000 | 3777 | 2.25 | Federally-Regulated Commercial & Industrial Equipment | 01/28/2019 |  | 05/02/2019
Trane U.S. Inc. | AMERICAN STANDARD | TWA073D3**A* | TWE090D100A* | HRCU-A-CB, Split System: Heat | Heat Pump | 230 | 3 |  | False |  |  | True | Single-Speed | 80000 | 7079 | 11.3 | 10.8 |  |  | 72000 | 6394 | 3.3 | 3.3 | 46000 | 5991 | 2.25 | Federally-Regulated Commercial & Industrial Equipment | 01/28/2019 |  | 05/02/2019
Trane U.S. Inc. | AMERICAN STANDARD | TWA073D3**A* | TWE090D100A* | HRCU-A-CB, Split System: Heat | Heat Pump | 208 | 3 |  | False |  |  | True | Single-Speed | 80000 | 7079 | 11.3 | 10.8 |  |  | 72000 | 6394 | 3.3 | 3.3 | 46000 | 5991 | 2.25 | Federally-Regulated Commercial & Industrial Equipment | 01/28/2019 |  | 05/02/2019
Trane U.S. Inc. | AMERICAN STANDARD | TWA073D3**A* | TWE090D300A* | HRCU-A-CB, Split System: Heat | Heat Pump | 230 | 3 |  | False |  |  | True | Single-Speed | 80000 | 7079 | 11.3 | 10.8 |  |  | 72000 | 6394 | 3.3 | 3.3 | 46000 | 5991 | 2.25 | Federally-Regulated Commercial & Industrial Equipment | 01/28/2019 |  | 05/02/2019
Trane U.S. Inc. | AMERICAN STANDARD | TWA073D3**A* | TWE090D300A* | HRCU-A-CB, Split System: Heat | Heat Pump | 208 | 3 |  | False |  |  | True | Single-Speed | 80000 | 7079 | 11.3 | 10.8 |  |  | 72000 | 6394 | 3.3 | 3.3 | 46000 | 5991 | 2.25 | Federally-Regulated Commercial & Industrial Equipment | 01/28/2019 |  | 05/02/2019
Trane U.S. Inc. | AMERICAN STANDARD | TWA073D4**A* | TWE090D100A* | HRCU-A-CB, Split System: Heat | Heat Pump | 460 | 3 |  | False |  |  | True | Single-Speed | 80000 | 7079 | 11.3 | 10.8 |  |  | 72000 | 6394 | 3.3 | 3.3 | 46000 | 5991 | 2.25 | Federally-Regulated Commercial & Industrial Equipment | 01/28/2019 |  | 05/02/2019
Trane U.S. Inc. | AMERICAN STANDARD | TWA073D4**A* | TWE090D300A* | HRCU-A-CB, Split System: Heat | Heat Pump | 460 | 3 |  | False |  |  | True | Single-Speed | 80000 | 7079 | 11.3 | 10.8 |  |  | 72000 | 6394 | 3.3 | 3.3 | 46000 | 5991 | 2.25 | Federally-Regulated Commercial & Industrial Equipment | 01/28/2019 |  | 05/02/2019
Trane U.S. Inc. | AMERICAN STANDARD | TWA073DW**A* | TWE090DW00A* | HRCU-A-CB, Split System: Heat | Heat Pump | 575 | 3 |  | False |  |  | True | Single-Speed | 80000 | 7079 | 11.3 | 10.8 |  |  | 72000 | 6394 | 3.3 | 3.3 | 46000 | 5991 | 2.25 | Federally-Regulated Commercial & Industrial Equipment | 01/28/2019 |  | 05/02/2019
Trane U.S. Inc. | AMERICAN STANDARD | TWA090D3**A* | TWE090D100A* | HRCU-A-CB, Split System: Heat | Heat Pump | 230 | 3 |  | False |  |  | True | Single-Speed | 86000 | 7610 | 11.3 | 10.8 |  |  | 79000 | 7016 | 3.3 | 3.3 | 50000 | 6512 | 2.25 | Federally-Regulated Commercial & Industrial Equipment | 01/28/2019 |  | 05/02/2019
Trane U.S. Inc. | AMERICAN STANDARD | TWA090D3**A* | TWE090D100A* | HRCU-A-CB, Split System: Heat | Heat Pump | 208 | 3 |  | False |  |  | True | Single-Speed | 86000 | 7610 | 11.3 | 10.8 |  |  | 79000 | 7016 | 3.3 | 3.3 | 50000 | 6512 | 2.25 | Federally-Regulated Commercial & Industrial Equipment | 01/28/2019 |  | 05/02/2019
Trane U.S. Inc. | AMERICAN STANDARD | TWA090D3**A* | TWE090D300A* | HRCU-A-CB, Split System: Heat | Heat Pump | 230 | 3 |  | False |  |  | True | Single-Speed | 86000 | 7610 | 11.3 | 10.8 |  |  | 79000 | 7016 | 3.3 | 3.3 | 50500 | 6577 | 2.25 | Federally-Regulated Commercial & Industrial Equipment | 01/28/2019 |  | 05/02/2019
Trane U.S. Inc. | AMERICAN STANDARD | TWA090D3**A* | TWE090D300A* | HRCU-A-CB, Split System: Heat | Heat Pump | 208 | 3 |  | False |  |  | True | Single-Speed | 86000 | 7610 | 11.3 | 10.8 |  |  | 79000 | 7016 | 3.3 | 3.3 | 50500 | 6577 | 2.25 | Federally-Regulated Commercial & Industrial Equipment | 01/28/2019 |  | 05/02/2019
Trane U.S. Inc. | AMERICAN STANDARD | TWA090D4**A* | TWE090D100A* | HRCU-A-CB, Split System: Heat | Heat Pump | 460 | 3 |  | False |  |  | True | Single-Speed | 86000 | 7610 | 11.3 | 10.8 |  |  | 79000 | 7016 | 3.3 | 3.3 | 50500 | 6577 | 2.25 | Federally-Regulated Commercial & Industrial Equipment | 01/28/2019 |  | 05/02/2019
Trane U.S. Inc. | AMERICAN STANDARD | TWA090DW**A* | TWE090DW00A* | HRCU-A-CB, Split System: Heat | Heat Pump | 575 | 3 |  | False |  |  | True | Single-Speed | 86000 | 7610 | 11.3 | 10.8 |  |  | 79000 | 7016 | 3.3 | 3.3 | 50500 | 6577 | 2.25 | Federally-Regulated Commercial & Industrial Equipment | 01/28/2019 |  | 05/02/2019
Trane U.S. Inc. | AMERICAN STANDARD | TWA180EW**A* | TWE180EW00A* | HRCU-A-CB, Split System: Heat | Heat Pump | 575 | 3 |  | False |  |  | True | Single-Speed | 188000 | 17407 | 10.8 | 10.4 |  |  | 178000 | 16302 | 3.2 | 3.2 | 117000 | 16726 | 2.05 | Federally-Regulated Commercial & Industrial Equipment | 01/28/2019 |  | 05/02/2019
Trane U.S. Inc. | AMERICAN STANDARD | TWA240EW0RA* | TWE240EWR3B* | HRCU-A-CB, Split System: Heat | Heat Pump | 575 | 3 |  | False |  |  | True | Single-Speed | 248000 | 24800 | 10 | 9.3 |  |  | 238000 | 21797 | 3.2 | 3.2 | 154000 | 22016 | 2.05 | Federally-Regulated Commercial & Industrial Equipment | 01/28/2019 |  | 05/02/2019
Trane U.S. Inc. | AMERICAN STANDARD | TWA180E(3,4)**A* | TWE180E300A* | HRCU-A-CB, Split System: Heat | Heat Pump | 460 | 3 |  | False |  |  | True | Single-Speed | 188000 | 17407 | 10.8 | 10.4 |  |  | 178000 | 16302 | 3.2 | 3.2 | 117000 | 16726 | 2.05 | Federally-Regulated Commercial & Industrial Equipment | 01/28/2019 |  | 05/02/2019
Trane U.S. Inc. | AMERICAN STANDARD | TWA180E(3,4)**A* | TWE180E300A* | HRCU-A-CB, Split System: Heat | Heat Pump | 230 | 3 |  | False |  |  | True | Single-Speed | 188000 | 17407 | 10.8 | 10.4 |  |  | 178000 | 16302 | 3.2 | 3.2 | 117000 | 16726 | 2.05 | Federally-Regulated Commercial & Industrial Equipment | 01/28/2019 |  | 05/02/2019
Trane U.S. Inc. | AMERICAN STANDARD | TWA180E(3,4)**A* | TWE180E300A* | HRCU-A-CB, Split System: Heat | Heat Pump | 208 | 3 |  | False |  |  | True | Single-Speed | 188000 | 17407 | 10.8 | 10.4 |  |  | 178000 | 16302 | 3.2 | 3.2 | 117000 | 16726 | 2.05 | Federally-Regulated Commercial & Industrial Equipment | 01/28/2019 |  | 05/02/2019
Trane U.S. Inc. | AMERICAN STANDARD | TWA240E(3,4)0RA* | TWE240E(3,4)R3B* | HRCU-A-CB, Split System: Heat | Heat Pump | 460 | 3 |  | False |  |  | True | Single-Speed | 248000 | 24800 | 10 | 9.3 |  |  | 238000 | 21797 | 3.2 | 3.2 | 154000 | 22016 | 2.05 | Federally-Regulated Commercial & Industrial Equipment | 01/28/2019 |  | 05/02/2019
Trane U.S. Inc. | AMERICAN STANDARD | TWA240E(3,4)0RA* | TWE240E(3,4)R3B* | HRCU-A-CB, Split System: Heat | Heat Pump | 230 | 3 |  | False |  |  | True | Single-Speed | 248000 | 24800 | 10 | 9.3 |  |  | 238000 | 21797 | 3.2 | 3.2 | 154000 | 22016 | 2.05 | Federally-Regulated Commercial & Industrial Equipment | 01/28/2019 |  | 05/02/2019
Trane U.S. Inc. | AMERICAN STANDARD | TWA240E(3,4)0RA* | TWE240E(3,4)R3B* | HRCU-A-CB, Split System: Heat | Heat Pump | 208 | 3 |  | False |  |  | True | Single-Speed | 248000 | 24800 | 10 | 9.3 |  |  | 238000 | 21797 | 3.2 | 3.2 | 154000 | 22016 | 2.05 | Federally-Regulated Commercial & Industrial Equipment | 01/28/2019 |  | 05/02/2019
Trane U.S. Inc. | AMERICAN STANDARD | TWA240E(3,4)**A* | TWE240E(3,4)00B* | HRCU-A-CB, Split System: Heat | Heat Pump | 460 | 3 |  | False |  |  | True | Single-Speed | 248000 | 24800 | 10 | 9.3 |  |  | 238000 | 21797 | 3.2 | 3.2 | 154000 | 22016 | 2.05 | Federally-Regulated Commercial & Industrial Equipment | 01/28/2019 |  | 05/02/2019
Trane U.S. Inc. | AMERICAN STANDARD | TWA240E(3,4)**A* | TWE240E(3,4)00B* | HRCU-A-CB, Split System: Heat | Heat Pump | 230 | 3 |  | False |  |  | True | Single-Speed | 248000 | 24800 | 10 | 9.3 |  |  | 238000 | 21797 | 3.2 | 3.2 | 154000 | 22016 | 2.05 | Federally-Regulated Commercial & Industrial Equipment | 01/28/2019 |  | 05/02/2019
Trane U.S. Inc. | AMERICAN STANDARD | TWA240E(3,4)**A* | TWE240E(3,4)00B* | HRCU-A-CB, Split System: Heat | Heat Pump | 208 | 3 |  | False |  |  | True | Single-Speed | 248000 | 24800 | 10 | 9.3 |  |  | 238000 | 21797 | 3.2 | 3.2 | 154000 | 22016 | 2.05 | Federally-Regulated Commercial & Industrial Equipment | 01/28/2019 |  | 05/02/2019
Trane U.S. Inc. | AMERICAN STANDARD | TWA120D(3,4)**B* | TWE120D100A* | HRCU-A-CB, Split System: Heat | Heat Pump | 460 | 3 |  | False |  |  | True | Single-Speed | 123000 | 10884 | 11.3 | 10.8 |  |  | 120000 | 10657 | 3.3 | 3.3 | 76000 | 9899 | 2.25 | Federally-Regulated Commercial & Industrial Equipment | 01/28/2019 |  | 05/02/2019
Trane U.S. Inc. | AMERICAN STANDARD | TWA120D(3,4)**B* | TWE120D100A* | HRCU-A-CB, Split System: Heat | Heat Pump | 230 | 3 |  | False |  |  | True | Single-Speed | 123000 | 10884 | 11.3 | 10.8 |  |  | 120000 | 10657 | 3.3 | 3.3 | 76000 | 9899 | 2.25 | Federally-Regulated Commercial & Industrial Equipment | 01/28/2019 |  | 05/02/2019
Trane U.S. Inc. | AMERICAN STANDARD | TWA120D(3,4)**B* | TWE120D100A* | HRCU-A-CB, Split System: Heat | Heat Pump | 208 | 3 |  | False |  |  | True | Single-Speed | 123000 | 10884 | 11.3 | 10.8 |  |  | 120000 | 10657 | 3.3 | 3.3 | 76000 | 9899 | 2.25 | Federally-Regulated Commercial & Industrial Equipment | 01/28/2019 |  | 05/02/2019
Trane U.S. Inc. | AMERICAN STANDARD | TWA120D(3,4,W)**B* | TWE120D(3,W)00A* | HRCU-A-CB, Split System: Heat | Heat Pump | 575 | 3 |  | False |  |  | True | Single-Speed | 123000 | 10884 | 11.3 | 10.8 |  |  | 120000 | 10657 | 3.3 | 3.3 | 76000 | 9899 | 2.25 | Federally-Regulated Commercial & Industrial Equipment | 01/28/2019 |  | 05/02/2019
Trane U.S. Inc. | AMERICAN STANDARD | TWA120D(3,4,W)**B* | TWE120D(3,W)00A* | HRCU-A-CB, Split System: Heat | Heat Pump | 460 | 3 |  | False |  |  | True | Single-Speed | 123000 | 10884 | 11.3 | 10.8 |  |  | 120000 | 10657 | 3.3 | 3.3 | 76000 | 9899 | 2.25 | Federally-Regulated Commercial & Industrial Equipment | 01/28/2019 |  | 05/02/2019
Trane U.S. Inc. | AMERICAN STANDARD | TWA120D(3,4,W)**B* | TWE120D(3,W)00A* | HRCU-A-CB, Split System: Heat | Heat Pump | 230 | 3 |  | False |  |  | True | Single-Speed | 123000 | 10884 | 11.3 | 10.8 |  |  | 120000 | 10657 | 3.3 | 3.3 | 76000 | 9899 | 2.25 | Federally-Regulated Commercial & Industrial Equipment | 01/28/2019 |  | 05/02/2019
Trane U.S. Inc. | AMERICAN STANDARD | TWA120D(3,4,W)**B* | TWE120D(3,W)00A* | HRCU-A-CB, Split System: Heat | Heat Pump | 208 | 3 |  | False |  |  | True | Single-Speed | 123000 | 10884 | 11.3 | 10.8 |  |  | 120000 | 10657 | 3.3 | 3.3 | 76000 | 9899 | 2.25 | Federally-Regulated Commercial & Industrial Equipment | 01/28/2019 |  | 05/02/2019
Trane U.S. Inc. | AMERICAN STANDARD | TWA090E(3,4,W)**A* | TWE090E(3,W)00A* | HRCU-A-CB, Split System: Heat | Heat Pump | 575 | 3 |  | False |  |  | True | Single-Speed | 93000 | 8303 | 11.2 | 10.8 |  |  | 82000 | 7282 | 3.3 | 3.3 | 51500 | 6708 | 2.25 | Federally-Regulated Commercial & Industrial Equipment | 01/28/2019 |  | 05/02/2019
Trane U.S. Inc. | AMERICAN STANDARD | TWA090E(3,4,W)**A* | TWE090E(3,W)00A* | HRCU-A-CB, Split System: Heat | Heat Pump | 460 | 3 |  | False |  |  | True | Single-Speed | 93000 | 8303 | 11.2 | 10.8 |  |  | 82000 | 7282 | 3.3 | 3.3 | 51500 | 6708 | 2.25 | Federally-Regulated Commercial & Industrial Equipment | 01/28/2019 |  | 05/02/2019
Trane U.S. Inc. | AMERICAN STANDARD | TWA090E(3,4,W)**A* | TWE090E(3,W)00A* | HRCU-A-CB, Split System: Heat | Heat Pump | 230 | 3 |  | False |  |  | True | Single-Speed | 93000 | 8303 | 11.2 | 10.8 |  |  | 82000 | 7282 | 3.3 | 3.3 | 51500 | 6708 | 2.25 | Federally-Regulated Commercial & Industrial Equipment | 01/28/2019 |  | 05/02/2019
Trane U.S. Inc. | AMERICAN STANDARD | TWA090E(3,4,W)**A* | TWE090E(3,W)00A* | HRCU-A-CB, Split System: Heat | Heat Pump | 208 | 3 |  | False |  |  | True | Single-Speed | 93000 | 8303 | 11.2 | 10.8 |  |  | 82000 | 7282 | 3.3 | 3.3 | 51500 | 6708 | 2.25 | Federally-Regulated Commercial & Industrial Equipment | 01/28/2019 |  | 05/02/2019
Trane U.S. Inc. | AMERICAN STANDARD | TWA120E(3,4,W)**A* | TWE120E(3,W)00A* | HRCU-A-CB, Split System: Heat | Heat Pump | 575 | 3 |  | False |  |  | True | Single-Speed | 118000 | 10535 | 11.2 | 10.8 |  |  | 112000 | 9946 | 3.3 | 3.3 | 71000 | 9248 | 2.25 | Federally-Regulated Commercial & Industrial Equipment | 01/28/2019 |  | 05/02/2019
Trane U.S. Inc. | AMERICAN STANDARD | TWA120E(3,4,W)**A* | TWE120E(3,W)00A* | HRCU-A-CB, Split System: Heat | Heat Pump | 460 | 3 |  | False |  |  | True | Single-Speed | 118000 | 10535 | 11.2 | 10.8 |  |  | 112000 | 9946 | 3.3 | 3.3 | 71000 | 9248 | 2.25 | Federally-Regulated Commercial & Industrial Equipment | 01/28/2019 |  | 05/02/2019
Trane U.S. Inc. | AMERICAN STANDARD | TWA120E(3,4,W)**A* | TWE120E(3,W)00A* | HRCU-A-CB, Split System: Heat | Heat Pump | 230 | 3 |  | False |  |  | True | Single-Speed | 118000 | 10535 | 11.2 | 10.8 |  |  | 112000 | 9946 | 3.3 | 3.3 | 71000 | 9248 | 2.25 | Federally-Regulated Commercial & Industrial Equipment | 01/28/2019 |  | 05/02/2019
Trane U.S. Inc. | AMERICAN STANDARD | TWA120E(3,4,W)**A* | TWE120E(3,W)00A* | HRCU-A-CB, Split System: Heat | Heat Pump | 208 | 3 |  | False |  |  | True | Single-Speed | 118000 | 10535 | 11.2 | 10.8 |  |  | 112000 | 9946 | 3.3 | 3.3 | 71000 | 9248 | 2.25 | Federally-Regulated Commercial & Industrial Equipment | 01/28/2019 |  | 05/02/2019
Trane U.S. Inc. | AMERICAN STANDARD | TWA073E(3,4,W)0RA* | TWE073E(3,4,W)R3A* | HRCU-A-CB, Split System: Heat | Heat Pump | 575 | 3 |  | False |  |  | True | Single-Speed | 77000 | 6875 | 11.2 | 10.8 |  |  | 64000 | 5683 | 3.3 | 3.3 | 38000 | 4949 | 2.25 | Federally-Regulated Commercial & Industrial Equipment | 01/28/2019 |  | 05/02/2019
Trane U.S. Inc. | AMERICAN STANDARD | TWA073E(3,4,W)0RA* | TWE073E(3,4,W)R3A* | HRCU-A-CB, Split System: Heat | Heat Pump | 460 | 3 |  | False |  |  | True | Single-Speed | 77000 | 6875 | 11.2 | 10.8 |  |  | 64000 | 5683 | 3.3 | 3.3 | 38000 | 4949 | 2.25 | Federally-Regulated Commercial & Industrial Equipment | 01/28/2019 |  | 05/02/2019
Trane U.S. Inc. | AMERICAN STANDARD | TWA073E(3,4,W)0RA* | TWE073E(3,4,W)R3A* | HRCU-A-CB, Split System: Heat | Heat Pump | 230 | 3 |  | False |  |  | True | Single-Speed | 77000 | 6875 | 11.2 | 10.8 |  |  | 64000 | 5683 | 3.3 | 3.3 | 38000 | 4949 | 2.25 | Federally-Regulated Commercial & Industrial Equipment | 01/28/2019 |  | 05/02/2019
Trane U.S. Inc. | AMERICAN STANDARD | TWA073E(3,4,W)0RA* | TWE073E(3,4,W)R3A* | HRCU-A-CB, Split System: Heat | Heat Pump | 208 | 3 |  | False |  |  | True | Single-Speed | 77000 | 6875 | 11.2 | 10.8 |  |  | 64000 | 5683 | 3.3 | 3.3 | 38000 | 4949 | 2.25 | Federally-Regulated Commercial & Industrial Equipment | 01/28/2019 |  | 05/02/2019
Trane U.S. Inc. | AMERICAN STANDARD | TWA073E(3,4,W)**A* | TWE073E(3,W)00A* | HRCU-A-CB, Split System: Heat | Heat Pump | 575 | 3 |  | False |  |  | True | Single-Speed | 77000 | 6875 | 11.2 | 10.8 |  |  | 64000 | 5683 | 3.3 | 3.3 | 38000 | 4949 | 2.25 | Federally-Regulated Commercial & Industrial Equipment | 01/28/2019 |  | 05/02/2019
Trane U.S. Inc. | AMERICAN STANDARD | TWA073E(3,4,W)**A* | TWE073E(3,W)00A* | HRCU-A-CB, Split System: Heat | Heat Pump | 460 | 3 |  | False |  |  | True | Single-Speed | 77000 | 6875 | 11.2 | 10.8 |  |  | 64000 | 5683 | 3.3 | 3.3 | 38000 | 4949 | 2.25 | Federally-Regulated Commercial & Industrial Equipment | 01/28/2019 |  | 05/02/2019
Trane U.S. Inc. | AMERICAN STANDARD | TWA073E(3,4,W)**A* | TWE073E(3,W)00A* | HRCU-A-CB, Split System: Heat | Heat Pump | 230 | 3 |  | False |  |  | True | Single-Speed | 77000 | 6875 | 11.2 | 10.8 |  |  | 64000 | 5683 | 3.3 | 3.3 | 38000 | 4949 | 2.25 | Federally-Regulated Commercial & Industrial Equipment | 01/28/2019 |  | 05/02/2019
Trane U.S. Inc. | AMERICAN STANDARD | TWA073E(3,4,W)**A* | TWE073E(3,W)00A* | HRCU-A-CB, Split System: Heat | Heat Pump | 208 | 3 |  | False |  |  | True | Single-Speed | 77000 | 6875 | 11.2 | 10.8 |  |  | 64000 | 5683 | 3.3 | 3.3 | 38000 | 4949 | 2.25 | Federally-Regulated Commercial & Industrial Equipment | 01/28/2019 |  | 05/02/2019
Trane U.S. Inc. | AMERICAN STANDARD | TWA090E(3,4)**A* | TWE090E100A* | HRCU-A-CB, Split System: Heat | Heat Pump | 460 | 3 |  | False |  |  | True | Single-Speed | 93000 | 8303 | 11.2 | 10.8 |  |  | 82000 | 7282 | 3.3 | 3.3 | 51500 | 6708 | 2.25 | Federally-Regulated Commercial & Industrial Equipment | 01/28/2019 |  | 05/02/2019
Trane U.S. Inc. | AMERICAN STANDARD | TWA090E(3,4)**A* | TWE090E100A* | HRCU-A-CB, Split System: Heat | Heat Pump | 230 | 3 |  | False |  |  | True | Single-Speed | 93000 | 8303 | 11.2 | 10.8 |  |  | 82000 | 7282 | 3.3 | 3.3 | 51500 | 6708 | 2.25 | Federally-Regulated Commercial & Industrial Equipment | 01/28/2019 |  | 05/02/2019
Trane U.S. Inc. | AMERICAN STANDARD | TWA090E(3,4)**A* | TWE090E100A* | HRCU-A-CB, Split System: Heat | Heat Pump | 208 | 3 |  | False |  |  | True | Single-Speed | 93000 | 8303 | 11.2 | 10.8 |  |  | 82000 | 7282 | 3.3 | 3.3 | 51500 | 6708 | 2.25 | Federally-Regulated Commercial & Industrial Equipment | 01/28/2019 |  | 05/02/2019
Trane U.S. Inc. | AMERICAN STANDARD | TWA090E(3,4,W)0RA* | TWE090E(3,4,W)R3A* | HRCU-A-CB, Split System: Heat | Heat Pump | 575 | 3 |  | False |  |  | True | Single-Speed | 93000 | 8303 | 11.2 | 10.8 |  |  | 82000 | 7282 | 3.3 | 3.3 | 51500 | 6708 | 2.25 | Federally-Regulated Commercial & Industrial Equipment | 01/28/2019 |  | 05/02/2019
Trane U.S. Inc. | AMERICAN STANDARD | TWA090E(3,4,W)0RA* | TWE090E(3,4,W)R3A* | HRCU-A-CB, Split System: Heat | Heat Pump | 460 | 3 |  | False |  |  | True | Single-Speed | 93000 | 8303 | 11.2 | 10.8 |  |  | 82000 | 7282 | 3.3 | 3.3 | 51500 | 6708 | 2.25 | Federally-Regulated Commercial & Industrial Equipment | 01/28/2019 |  | 05/02/2019
Trane U.S. Inc. | AMERICAN STANDARD | TWA090E(3,4,W)0RA* | TWE090E(3,4,W)R3A* | HRCU-A-CB, Split System: Heat | Heat Pump | 230 | 3 |  | False |  |  | True | Single-Speed | 93000 | 8303 | 11.2 | 10.8 |  |  | 82000 | 7282 | 3.3 | 3.3 | 51500 | 6708 | 2.25 | Federally-Regulated Commercial & Industrial Equipment | 01/28/2019 |  | 05/02/2019
Trane U.S. Inc. | AMERICAN STANDARD | TWA090E(3,4,W)0RA* | TWE090E(3,4,W)R3A* | HRCU-A-CB, Split System: Heat | Heat Pump | 208 | 3 |  | False |  |  | True | Single-Speed | 93000 | 8303 | 11.2 | 10.8 |  |  | 82000 | 7282 | 3.3 | 3.3 | 51500 | 6708 | 2.25 | Federally-Regulated Commercial & Industrial Equipment | 01/28/2019 |  | 05/02/2019
Trane U.S. Inc. | AMERICAN STANDARD | TWA120E(3,4)**A* | TWE120E100A* | HRCU-A-CB, Split System: Heat | Heat Pump | 460 | 3 |  | False |  |  | True | Single-Speed | 118000 | 10535 | 11.2 | 10.8 |  |  | 112000 | 9946 | 3.3 | 3.3 | 71000 | 9248 | 2.25 | Federally-Regulated Commercial & Industrial Equipment | 01/28/2019 |  | 05/02/2019
Trane U.S. Inc. | AMERICAN STANDARD | TWA120E(3,4)**A* | TWE120E100A* | HRCU-A-CB, Split System: Heat | Heat Pump | 230 | 3 |  | False |  |  | True | Single-Speed | 118000 | 10535 | 11.2 | 10.8 |  |  | 112000 | 9946 | 3.3 | 3.3 | 71000 | 9248 | 2.25 | Federally-Regulated Commercial & Industrial Equipment | 01/28/2019 |  | 05/02/2019
Trane U.S. Inc. | AMERICAN STANDARD | TWA120E(3,4)**A* | TWE120E100A* | HRCU-A-CB, Split System: Heat | Heat Pump | 208 | 3 |  | False |  |  | True | Single-Speed | 118000 | 10535 | 11.2 | 10.8 |  |  | 112000 | 9946 | 3.3 | 3.3 | 71000 | 9248 | 2.25 | Federally-Regulated Commercial & Industrial Equipment | 01/28/2019 |  | 05/02/2019
Trane U.S. Inc. | AMERICAN STANDARD | TWA180E(3,4)0RA* | TWE180E(3,4)R*B* | HRCU-A-CB, Split System: Heat | Heat Pump | 460 | 3 |  | False |  |  | True | Single-Speed | 188000 | 17407 | 10.8 | 10.4 |  |  | 178000 | 16302 | 3.2 | 3.2 | 117000 | 16726 | 2.05 | Federally-Regulated Commercial & Industrial Equipment | 01/28/2019 |  | 05/02/2019
Trane U.S. Inc. | AMERICAN STANDARD | TWA180E(3,4)0RA* | TWE180E(3,4)R*B* | HRCU-A-CB, Split System: Heat | Heat Pump | 230 | 3 |  | False |  |  | True | Single-Speed | 188000 | 17407 | 10.8 | 10.4 |  |  | 178000 | 16302 | 3.2 | 3.2 | 117000 | 16726 | 2.05 | Federally-Regulated Commercial & Industrial Equipment | 01/28/2019 |  | 05/02/2019
Trane U.S. Inc. | AMERICAN STANDARD | TWA180E(3,4)0RA* | TWE180E(3,4)R*B* | HRCU-A-CB, Split System: Heat | Heat Pump | 208 | 3 |  | False |  |  | True | Single-Speed | 188000 | 17407 | 10.8 | 10.4 |  |  | 178000 | 16302 | 3.2 | 3.2 | 117000 | 16726 | 2.05 | Federally-Regulated Commercial & Industrial Equipment | 01/28/2019 |  | 05/02/2019
Trane U.S. Inc. | AMERICAN STANDARD | TWA120E(3,4,W)0RA** | TWE120E(3,4,W)R*B* | HRCU-A-CB, Split System: Heat | Heat Pump | 575 | 3 |  | False |  |  | True | Single-Speed | 118000 | 10535 | 11.2 | 10.8 |  |  | 112000 | 9946 | 3.3 | 3.3 | 71000 | 9248 | 2.25 | Federally-Regulated Commercial & Industrial Equipment | 01/28/2019 |  | 05/02/2019
Trane U.S. Inc. | AMERICAN STANDARD | TWA120E(3,4,W)0RA** | TWE120E(3,4,W)R*B* | HRCU-A-CB, Split System: Heat | Heat Pump | 460 | 3 |  | False |  |  | True | Single-Speed | 118000 | 10535 | 11.2 | 10.8 |  |  | 112000 | 9946 | 3.3 | 3.3 | 71000 | 9248 | 2.25 | Federally-Regulated Commercial & Industrial Equipment | 01/28/2019 |  | 05/02/2019
Trane U.S. Inc. | AMERICAN STANDARD | TWA120E(3,4,W)0RA** | TWE120E(3,4,W)R*B* | HRCU-A-CB, Split System: Heat | Heat Pump | 230 | 3 |  | False |  |  | True | Single-Speed | 118000 | 10535 | 11.2 | 10.8 |  |  | 112000 | 9946 | 3.3 | 3.3 | 71000 | 9248 | 2.25 | Federally-Regulated Commercial & Industrial Equipment | 01/28/2019 |  | 05/02/2019
Trane U.S. Inc. | AMERICAN STANDARD | TWA120E(3,4,W)0RA** | TWE120E(3,4,W)R*B* | HRCU-A-CB, Split System: Heat | Heat Pump | 208 | 3 |  | False |  |  | True | Single-Speed | 118000 | 10535 | 11.2 | 10.8 |  |  | 112000 | 9946 | 3.3 | 3.3 | 71000 | 9248 | 2.25 | Federally-Regulated Commercial & Industrial Equipment | 01/28/2019 |  | 05/02/2019
Trane U.S. Inc. | AMERICAN STANDARD | TWA180EW0RA** | TWE180EWR*B* | HRCU-A-CB, Split System: Heat | Heat Pump | 575 | 3 |  | False |  |  | True | Single-Speed | 188000 | 17407 | 10.8 | 10.4 |  |  | 178000 | 16302 | 3.2 | 3.2 | 117000 | 16726 | 2.05 | Federally-Regulated Commercial & Industrial Equipment | 01/28/2019 |  | 05/02/2019
Trane U.S. Inc. | AMERICAN STANDARD | TWA180E(3,4)0RA** | TWE180E(3,4)R*B* | HRCU-A-CB, Split System: Heat | Heat Pump | 460 | 3 |  | False |  |  | True | Single-Speed | 188000 | 17407 | 10.8 | 10.4 |  |  | 178000 | 16302 | 3.2 | 3.2 | 117000 | 16726 | 2.05 | Federally-Regulated Commercial & Industrial Equipment | 01/28/2019 |  | 05/02/2019
Trane U.S. Inc. | AMERICAN STANDARD | TWA180E(3,4)0RA** | TWE180E(3,4)R*B* | HRCU-A-CB, Split System: Heat | Heat Pump | 230 | 3 |  | False |  |  | True | Single-Speed | 188000 | 17407 | 10.8 | 10.4 |  |  | 178000 | 16302 | 3.2 | 3.2 | 117000 | 16726 | 2.05 | Federally-Regulated Commercial & Industrial Equipment | 01/28/2019 |  | 05/02/2019
Trane U.S. Inc. | AMERICAN STANDARD | TWA180E(3,4)0RA** | TWE180E(3,4)R*B* | HRCU-A-CB, Split System: Heat | Heat Pump | 208 | 3 |  | False |  |  | True | Single-Speed | 188000 | 17407 | 10.8 | 10.4 |  |  | 178000 | 16302 | 3.2 | 3.2 | 117000 | 16726 | 2.05 | Federally-Regulated Commercial & Industrial Equipment | 01/28/2019 |  | 05/02/2019
Trane U.S. Inc. | AMERICAN STANDARD | TWA090D3**A* | TWE090D30*A* | HRCU-A-CB, Split System: Heat | Heat Pump | 230 | 3 |  | False |  |  | True | Single-Speed | 86000 | 7610 | 11.3 | 10.8 |  |  | 79000 | 7016 | 3.3 | 3.3 | 50500 | 6577 | 2.25 | Federally-Regulated Commercial & Industrial Equipment | 01/28/2019 |  | 05/02/2019
Trane U.S. Inc. | AMERICAN STANDARD | TWA090D3**A* | TWE090D30*A* | HRCU-A-CB, Split System: Heat | Heat Pump | 208 | 3 |  | False |  |  | True | Single-Speed | 86000 | 7610 | 11.3 | 10.8 |  |  | 79000 | 7016 | 3.3 | 3.3 | 50500 | 6577 | 2.25 | Federally-Regulated Commercial & Industrial Equipment | 01/28/2019 |  | 05/02/2019
Trane U.S. Inc. | AMERICAN STANDARD | TWA090D3**A* | TWE090D10*A* | HRCU-A-CB, Split System: Heat | Heat Pump | 230 | 3 |  | False |  |  | True | Single-Speed | 86000 | 7610 | 11.3 | 10.8 |  |  | 79000 | 7016 | 3.3 | 3.3 | 50500 | 6577 | 2.25 | Federally-Regulated Commercial & Industrial Equipment | 01/28/2019 |  | 05/02/2019
Trane U.S. Inc. | AMERICAN STANDARD | TWA090D3**A* | TWE090D10*A* | HRCU-A-CB, Split System: Heat | Heat Pump | 208 | 3 |  | False |  |  | True | Single-Speed | 86000 | 7610 | 11.3 | 10.8 |  |  | 79000 | 7016 | 3.3 | 3.3 | 50500 | 6577 | 2.25 | Federally-Regulated Commercial & Industrial Equipment | 01/28/2019 |  | 05/02/2019
Trane U.S. Inc. | AMERICAN STANDARD | TWA090D4**A* | TWE090D10*A* | HRCU-A-CB, Split System: Heat | Heat Pump | 460 | 3 |  | False |  |  | True | Single-Speed | 86000 | 7610 | 11.3 | 10.8 |  |  | 79000 | 7016 | 3.3 | 3.3 | 50500 | 6577 | 2.25 | Federally-Regulated Commercial & Industrial Equipment | 01/28/2019 |  | 05/02/2019
Trane U.S. Inc. | AMERICAN STANDARD | TWA090D4**A* | TWE090D30*A* | HRCU-A-CB, Split System: Heat | Heat Pump | 460 | 3 |  | False |  |  | True | Single-Speed | 86000 | 7610 | 11.3 | 10.8 |  |  | 79000 | 7016 | 3.3 | 3.3 | 50500 | 6577 | 2.25 | Federally-Regulated Commercial & Industrial Equipment | 01/28/2019 |  | 05/02/2019
Trane U.S. Inc. | AMERICAN STANDARD | TWA090DW**A* | TWE090DW0*A* | HRCU-A-CB, Split System: Heat | Heat Pump | 575 | 3 |  | False |  |  | True | Single-Speed | 86000 | 7610 | 11.3 | 10.8 |  |  | 79000 | 7016 | 3.3 | 3.3 | 50500 | 6577 | 2.25 | Federally-Regulated Commercial & Industrial Equipment | 01/28/2019 |  | 05/02/2019
Trane U.S. Inc. | AMERICAN STANDARD | WSC120H(3,4,W)*0A |  | HSP-A, Single-Package Heat Pum | Heat Pump | 575 | 3 | False |  |  |  | True | Dual-Speed | 115000 | 10454 | 11 | 10.8 |  |  | 106000 | 9137 | 3.4 | 3.3 | 58500 | 7619 | 2.25 | Federally-Regulated Commercial & Industrial Equipment | 01/28/2019 |  | 05/02/2019
Trane U.S. Inc. | AMERICAN STANDARD | WSC120H(3,4,W)*0A |  | HSP-A, Single-Package Heat Pum | Heat Pump | 460 | 3 | False |  |  |  | True | Dual-Speed | 115000 | 10454 | 11 | 10.8 |  |  | 106000 | 9137 | 3.4 | 3.3 | 58500 | 7619 | 2.25 | Federally-Regulated Commercial & Industrial Equipment | 01/28/2019 |  | 05/02/2019
Trane U.S. Inc. | AMERICAN STANDARD | WSC120H(3,4,W)*0A |  | HSP-A, Single-Package Heat Pum | Heat Pump | 230 | 3 | False |  |  |  | True | Dual-Speed | 115000 | 10454 | 11 | 10.8 |  |  | 106000 | 9137 | 3.4 | 3.3 | 58500 | 7619 | 2.25 | Federally-Regulated Commercial & Industrial Equipment | 01/28/2019 |  | 05/02/2019
Trane U.S. Inc. | AMERICAN STANDARD | WSC120H(3,4,W)*0A |  | HSP-A, Single-Package Heat Pum | Heat Pump | 208 | 3 | False |  |  |  | True | Dual-Speed | 115000 | 10454 | 11 | 10.8 |  |  | 106000 | 9137 | 3.4 | 3.3 | 58500 | 7619 | 2.25 | Federally-Regulated Commercial & Industrial Equipment | 01/28/2019 |  | 05/02/2019
Trane U.S. Inc. | AMERICAN STANDARD | WSC120H(3,4,W)*0A***6 |  | HSP-A, Single-Package Heat Pum | Heat Pump | 575 | 3 | False |  |  |  | True | Dual-Speed | 115000 | 10454 | 11 | 10.8 |  |  | 106000 | 9137 | 3.4 | 3.3 | 58500 | 7619 | 2.25 | Federally-Regulated Commercial & Industrial Equipment | 01/28/2019 |  | 05/02/2019
Trane U.S. Inc. | AMERICAN STANDARD | WSC120H(3,4,W)*0A***6 |  | HSP-A, Single-Package Heat Pum | Heat Pump | 460 | 3 | False |  |  |  | True | Dual-Speed | 115000 | 10454 | 11 | 10.8 |  |  | 106000 | 9137 | 3.4 | 3.3 | 58500 | 7619 | 2.25 | Federally-Regulated Commercial & Industrial Equipment | 01/28/2019 |  | 05/02/2019
Trane U.S. Inc. | AMERICAN STANDARD | WSC120H(3,4,W)*0A***6 |  | HSP-A, Single-Package Heat Pum | Heat Pump | 230 | 3 | False |  |  |  | True | Dual-Speed | 115000 | 10454 | 11 | 10.8 |  |  | 106000 | 9137 | 3.4 | 3.3 | 58500 | 7619 | 2.25 | Federally-Regulated Commercial & Industrial Equipment | 01/28/2019 |  | 05/02/2019
Trane U.S. Inc. | AMERICAN STANDARD | WSC120H(3,4,W)*0A***6 |  | HSP-A, Single-Package Heat Pum | Heat Pump | 208 | 3 | False |  |  |  | True | Dual-Speed | 115000 | 10454 | 11 | 10.8 |  |  | 106000 | 9137 | 3.4 | 3.3 | 58500 | 7619 | 2.25 | Federally-Regulated Commercial & Industrial Equipment | 01/28/2019 |  | 05/02/2019
Trane U.S. Inc. | AMERICAN STANDARD | WSC120H(3,4,W)*0A***7 |  | HSP-A, Single-Package Heat Pum | Heat Pump | 575 | 3 | False |  |  |  | True | Dual-Speed | 115000 | 10454 | 11 | 10.8 |  |  | 106000 | 9137 | 3.4 | 3.3 | 58500 | 7619 | 2.25 | Federally-Regulated Commercial & Industrial Equipment | 01/28/2019 |  | 05/02/2019
Trane U.S. Inc. | AMERICAN STANDARD | WSC120H(3,4,W)*0A***7 |  | HSP-A, Single-Package Heat Pum | Heat Pump | 460 | 3 | False |  |  |  | True | Dual-Speed | 115000 | 10454 | 11 | 10.8 |  |  | 106000 | 9137 | 3.4 | 3.3 | 58500 | 7619 | 2.25 | Federally-Regulated Commercial & Industrial Equipment | 01/28/2019 |  | 05/02/2019
Trane U.S. Inc. | AMERICAN STANDARD | WSC120H(3,4,W)*0A***7 |  | HSP-A, Single-Package Heat Pum | Heat Pump | 230 | 3 | False |  |  |  | True | Dual-Speed | 115000 | 10454 | 11 | 10.8 |  |  | 106000 | 9137 | 3.4 | 3.3 | 58500 | 7619 | 2.25 | Federally-Regulated Commercial & Industrial Equipment | 01/28/2019 |  | 05/02/2019
Trane U.S. Inc. | AMERICAN STANDARD | WSC120H(3,4,W)*0A***7 |  | HSP-A, Single-Package Heat Pum | Heat Pump | 208 | 3 | False |  |  |  | True | Dual-Speed | 115000 | 10454 | 11 | 10.8 |  |  | 106000 | 9137 | 3.4 | 3.3 | 58500 | 7619 | 2.25 | Federally-Regulated Commercial & Industrial Equipment | 01/28/2019 |  | 05/02/2019
Trane U.S. Inc. | AMERICAN STANDARD | TWA0724(3,4,W)AA*00A* | TWE0904(3,W)A*A***00 | HRCU-A-CB, Split System: Heat | Heat Pump | 575 | 3 |  | False |  |  | True | Single-Speed | 80000 | 7079 | 11.3 | 10.8 |  |  | 72000 | 6394 | 3.3 | 3.3 | 46000 | 5991 | 2.25 | Federally-Regulated Commercial & Industrial Equipment | 01/28/2019 |  | 05/02/2019
Trane U.S. Inc. | AMERICAN STANDARD | TWA0724(3,4,W)AA*00A* | TWE0904(3,W)A*A***00 | HRCU-A-CB, Split System: Heat | Heat Pump | 460 | 3 |  | False |  |  | True | Single-Speed | 80000 | 7079 | 11.3 | 10.8 |  |  | 72000 | 6394 | 3.3 | 3.3 | 46000 | 5991 | 2.25 | Federally-Regulated Commercial & Industrial Equipment | 01/28/2019 |  | 05/02/2019
Trane U.S. Inc. | AMERICAN STANDARD | TWA0724(3,4,W)AA*00A* | TWE0904(3,W)A*A***00 | HRCU-A-CB, Split System: Heat | Heat Pump | 230 | 3 |  | False |  |  | True | Single-Speed | 80000 | 7079 | 11.3 | 10.8 |  |  | 72000 | 6394 | 3.3 | 3.3 | 46000 | 5991 | 2.25 | Federally-Regulated Commercial & Industrial Equipment | 01/28/2019 |  | 05/02/2019
Trane U.S. Inc. | AMERICAN STANDARD | TWA0724(3,4,W)AA*00A* | TWE0904(3,W)A*A***00 | HRCU-A-CB, Split System: Heat | Heat Pump | 208 | 3 |  | False |  |  | True | Single-Speed | 80000 | 7079 | 11.3 | 10.8 |  |  | 72000 | 6394 | 3.3 | 3.3 | 46000 | 5991 | 2.25 | Federally-Regulated Commercial & Industrial Equipment | 01/28/2019 |  | 05/02/2019
Trane U.S. Inc. | AMERICAN STANDARD | TWA0724(3,4,W)DA*00A* | TWE0724(3,W)B*A***00 | HRCU-A-CB, Split System: Heat | Heat Pump | 575 | 3 |  | False |  |  | True | Single-Speed | 77000 | 6875 | 11.2 | 10.8 |  |  | 64000 | 5683 | 3.3 | 3.3 | 38000 | 4949 | 2.25 | Federally-Regulated Commercial & Industrial Equipment | 01/28/2019 |  | 05/02/2019
Trane U.S. Inc. | AMERICAN STANDARD | TWA0724(3,4,W)DA*00A* | TWE0724(3,W)B*A***00 | HRCU-A-CB, Split System: Heat | Heat Pump | 460 | 3 |  | False |  |  | True | Single-Speed | 77000 | 6875 | 11.2 | 10.8 |  |  | 64000 | 5683 | 3.3 | 3.3 | 38000 | 4949 | 2.25 | Federally-Regulated Commercial & Industrial Equipment | 01/28/2019 |  | 05/02/2019
Trane U.S. Inc. | AMERICAN STANDARD | TWA0724(3,4,W)DA*00A* | TWE0724(3,W)B*A***00 | HRCU-A-CB, Split System: Heat | Heat Pump | 230 | 3 |  | False |  |  | True | Single-Speed | 77000 | 6875 | 11.2 | 10.8 |  |  | 64000 | 5683 | 3.3 | 3.3 | 38000 | 4949 | 2.25 | Federally-Regulated Commercial & Industrial Equipment | 01/28/2019 |  | 05/02/2019
Trane U.S. Inc. | AMERICAN STANDARD | TWA0724(3,4,W)DA*00A* | TWE0724(3,W)B*A***00 | HRCU-A-CB, Split System: Heat | Heat Pump | 208 | 3 |  | False |  |  | True | Single-Speed | 77000 | 6875 | 11.2 | 10.8 |  |  | 64000 | 5683 | 3.3 | 3.3 | 38000 | 4949 | 2.25 | Federally-Regulated Commercial & Industrial Equipment | 01/28/2019 |  | 05/02/2019
Trane U.S. Inc. | AMERICAN STANDARD | TWA0724(3,4)AA*00A* | TWE09041A*A***00 | HRCU-A-CB, Split System: Heat | Heat Pump | 460 | 3 |  | False |  |  | True | Single-Speed | 80000 | 7079 | 11.3 | 10.8 |  |  | 72000 | 6394 | 3.3 | 3.3 | 46000 | 5991 | 2.25 | Federally-Regulated Commercial & Industrial Equipment | 01/28/2019 |  | 05/02/2019
Trane U.S. Inc. | AMERICAN STANDARD | TWA0724(3,4)AA*00A* | TWE09041A*A***00 | HRCU-A-CB, Split System: Heat | Heat Pump | 230 | 3 |  | False |  |  | True | Single-Speed | 80000 | 7079 | 11.3 | 10.8 |  |  | 72000 | 6394 | 3.3 | 3.3 | 46000 | 5991 | 2.25 | Federally-Regulated Commercial & Industrial Equipment | 01/28/2019 |  | 05/02/2019
Trane U.S. Inc. | AMERICAN STANDARD | TWA0724(3,4)AA*00A* | TWE09041A*A***00 | HRCU-A-CB, Split System: Heat | Heat Pump | 208 | 3 |  | False |  |  | True | Single-Speed | 80000 | 7079 | 11.3 | 10.8 |  |  | 72000 | 6394 | 3.3 | 3.3 | 46000 | 5991 | 2.25 | Federally-Regulated Commercial & Industrial Equipment | 01/28/2019 |  | 05/02/2019
Trane U.S. Inc. | AMERICAN STANDARD | TWA0904(3,4,W)AA*00A* | TWE0904(3,W)A*A***00 | HRCU-A-CB, Split System: Heat | Heat Pump | 575 | 3 |  | False |  |  | True | Single-Speed | 86000 | 7610 | 11.3 | 10.8 |  |  | 79000 | 7016 | 3.3 | 3.3 | 50000 | 6512 | 2.25 | Federally-Regulated Commercial & Industrial Equipment | 01/28/2019 |  | 05/02/2019
Trane U.S. Inc. | AMERICAN STANDARD | TWA0904(3,4,W)AA*00A* | TWE0904(3,W)A*A***00 | HRCU-A-CB, Split System: Heat | Heat Pump | 460 | 3 |  | False |  |  | True | Single-Speed | 86000 | 7610 | 11.3 | 10.8 |  |  | 79000 | 7016 | 3.3 | 3.3 | 50000 | 6512 | 2.25 | Federally-Regulated Commercial & Industrial Equipment | 01/28/2019 |  | 05/02/2019
Trane U.S. Inc. | AMERICAN STANDARD | TWA0904(3,4,W)AA*00A* | TWE0904(3,W)A*A***00 | HRCU-A-CB, Split System: Heat | Heat Pump | 230 | 3 |  | False |  |  | True | Single-Speed | 86000 | 7610 | 11.3 | 10.8 |  |  | 79000 | 7016 | 3.3 | 3.3 | 50000 | 6512 | 2.25 | Federally-Regulated Commercial & Industrial Equipment | 01/28/2019 |  | 05/02/2019
Trane U.S. Inc. | AMERICAN STANDARD | TWA0904(3,4,W)AA*00A* | TWE0904(3,W)A*A***00 | HRCU-A-CB, Split System: Heat | Heat Pump | 208 | 3 |  | False |  |  | True | Single-Speed | 86000 | 7610 | 11.3 | 10.8 |  |  | 79000 | 7016 | 3.3 | 3.3 | 50000 | 6512 | 2.25 | Federally-Regulated Commercial & Industrial Equipment | 01/28/2019 |  | 05/02/2019
Trane U.S. Inc. | AMERICAN STANDARD | TWA0724(3,4,W)DA*00AR* | TWE0724(3,4,W)B*A***B0 | HRCU-A-CB, Split System: Heat | Heat Pump | 575 | 3 |  | False |  |  | True | Single-Speed | 77000 | 6875 | 11.2 | 10.8 |  |  | 64000 | 5683 | 3.3 | 3.3 | 38000 | 4949 | 2.25 | Federally-Regulated Commercial & Industrial Equipment | 01/28/2019 |  | 05/02/2019
Trane U.S. Inc. | AMERICAN STANDARD | TWA0724(3,4,W)DA*00AR* | TWE0724(3,4,W)B*A***B0 | HRCU-A-CB, Split System: Heat | Heat Pump | 460 | 3 |  | False |  |  | True | Single-Speed | 77000 | 6875 | 11.2 | 10.8 |  |  | 64000 | 5683 | 3.3 | 3.3 | 38000 | 4949 | 2.25 | Federally-Regulated Commercial & Industrial Equipment | 01/28/2019 |  | 05/02/2019
Trane U.S. Inc. | AMERICAN STANDARD | TWA0724(3,4,W)DA*00AR* | TWE0724(3,4,W)B*A***B0 | HRCU-A-CB, Split System: Heat | Heat Pump | 230 | 3 |  | False |  |  | True | Single-Speed | 77000 | 6875 | 11.2 | 10.8 |  |  | 64000 | 5683 | 3.3 | 3.3 | 38000 | 4949 | 2.25 | Federally-Regulated Commercial & Industrial Equipment | 01/28/2019 |  | 05/02/2019
Trane U.S. Inc. | AMERICAN STANDARD | TWA0724(3,4,W)DA*00AR* | TWE0724(3,4,W)B*A***B0 | HRCU-A-CB, Split System: Heat | Heat Pump | 208 | 3 |  | False |  |  | True | Single-Speed | 77000 | 6875 | 11.2 | 10.8 |  |  | 64000 | 5683 | 3.3 | 3.3 | 38000 | 4949 | 2.25 | Federally-Regulated Commercial & Industrial Equipment | 01/28/2019 |  | 05/02/2019
Trane U.S. Inc. | AMERICAN STANDARD | TWA0904(3,4,W)DA*00A* | TWE0904(3,W)B*A***00 | HRCU-A-CB, Split System: Heat | Heat Pump | 575 | 3 |  | False |  |  | True | Single-Speed | 93000 | 8303 | 11.2 | 10.8 |  |  | 82000 | 7282 | 3.3 | 3.3 | 51500 | 6708 | 2.25 | Federally-Regulated Commercial & Industrial Equipment | 01/28/2019 |  | 05/02/2019
Trane U.S. Inc. | AMERICAN STANDARD | TWA0904(3,4,W)DA*00A* | TWE0904(3,W)B*A***00 | HRCU-A-CB, Split System: Heat | Heat Pump | 460 | 3 |  | False |  |  | True | Single-Speed | 93000 | 8303 | 11.2 | 10.8 |  |  | 82000 | 7282 | 3.3 | 3.3 | 51500 | 6708 | 2.25 | Federally-Regulated Commercial & Industrial Equipment | 01/28/2019 |  | 05/02/2019
Trane U.S. Inc. | AMERICAN STANDARD | TWA0904(3,4,W)DA*00A* | TWE0904(3,W)B*A***00 | HRCU-A-CB, Split System: Heat | Heat Pump | 230 | 3 |  | False |  |  | True | Single-Speed | 93000 | 8303 | 11.2 | 10.8 |  |  | 82000 | 7282 | 3.3 | 3.3 | 51500 | 6708 | 2.25 | Federally-Regulated Commercial & Industrial Equipment | 01/28/2019 |  | 05/02/2019
Trane U.S. Inc. | AMERICAN STANDARD | TWA0904(3,4,W)DA*00A* | TWE0904(3,W)B*A***00 | HRCU-A-CB, Split System: Heat | Heat Pump | 208 | 3 |  | False |  |  | True | Single-Speed | 93000 | 8303 | 11.2 | 10.8 |  |  | 82000 | 7282 | 3.3 | 3.3 | 51500 | 6708 | 2.25 | Federally-Regulated Commercial & Industrial Equipment | 01/28/2019 |  | 05/02/2019
Trane U.S. Inc. | AMERICAN STANDARD | TWA0904(3,4)AA*00A* | TWE09041A*A***00 | HRCU-A-CB, Split System: Heat | Heat Pump | 460 | 3 |  | False |  |  | True | Single-Speed | 86000 | 7610 | 11.3 | 10.8 |  |  | 79000 | 7016 | 3.3 | 3.3 | 50000 | 6512 | 2.25 | Federally-Regulated Commercial & Industrial Equipment | 01/28/2019 |  | 05/02/2019
Trane U.S. Inc. | AMERICAN STANDARD | TWA0904(3,4)AA*00A* | TWE09041A*A***00 | HRCU-A-CB, Split System: Heat | Heat Pump | 230 | 3 |  | False |  |  | True | Single-Speed | 86000 | 7610 | 11.3 | 10.8 |  |  | 79000 | 7016 | 3.3 | 3.3 | 50000 | 6512 | 2.25 | Federally-Regulated Commercial & Industrial Equipment | 01/28/2019 |  | 05/02/2019
Trane U.S. Inc. | AMERICAN STANDARD | TWA0904(3,4)AA*00A* | TWE09041A*A***00 | HRCU-A-CB, Split System: Heat | Heat Pump | 208 | 3 |  | False |  |  | True | Single-Speed | 86000 | 7610 | 11.3 | 10.8 |  |  | 79000 | 7016 | 3.3 | 3.3 | 50000 | 6512 | 2.25 | Federally-Regulated Commercial & Industrial Equipment | 01/28/2019 |  | 05/02/2019
Trane U.S. Inc. | AMERICAN STANDARD | TWA1204(3,4)AA*00A* | TWE12041A*A***00 | HRCU-A-CB, Split System: Heat | Heat Pump | 460 | 3 |  | False |  |  | True | Single-Speed | 123000 | 10884 | 11.3 | 10.8 |  |  | 120000 | 10657 | 3.3 | 3.3 | 76000 | 9899 | 2.25 | Federally-Regulated Commercial & Industrial Equipment | 01/28/2019 |  | 05/02/2019
Trane U.S. Inc. | AMERICAN STANDARD | TWA1204(3,4)AA*00A* | TWE12041A*A***00 | HRCU-A-CB, Split System: Heat | Heat Pump | 230 | 3 |  | False |  |  | True | Single-Speed | 123000 | 10884 | 11.3 | 10.8 |  |  | 120000 | 10657 | 3.3 | 3.3 | 76000 | 9899 | 2.25 | Federally-Regulated Commercial & Industrial Equipment | 01/28/2019 |  | 05/02/2019
Trane U.S. Inc. | AMERICAN STANDARD | TWA1204(3,4)AA*00A* | TWE12041A*A***00 | HRCU-A-CB, Split System: Heat | Heat Pump | 208 | 3 |  | False |  |  | True | Single-Speed | 123000 | 10884 | 11.3 | 10.8 |  |  | 120000 | 10657 | 3.3 | 3.3 | 76000 | 9899 | 2.25 | Federally-Regulated Commercial & Industrial Equipment | 01/28/2019 |  | 05/02/2019
Trane U.S. Inc. | AMERICAN STANDARD | TWA0904(3,4,W)DA*00AR* | TWE0904(3,4,W)B*A***B0 | HRCU-A-CB, Split System: Heat | Heat Pump | 575 | 3 |  | False |  |  | True | Single-Speed | 93000 | 8303 | 11.2 | 10.8 |  |  | 82000 | 7282 | 3.3 | 3.3 | 51500 | 6708 | 2.25 | Federally-Regulated Commercial & Industrial Equipment | 01/28/2019 |  | 05/02/2019
Trane U.S. Inc. | AMERICAN STANDARD | TWA0904(3,4,W)DA*00AR* | TWE0904(3,4,W)B*A***B0 | HRCU-A-CB, Split System: Heat | Heat Pump | 460 | 3 |  | False |  |  | True | Single-Speed | 93000 | 8303 | 11.2 | 10.8 |  |  | 82000 | 7282 | 3.3 | 3.3 | 51500 | 6708 | 2.25 | Federally-Regulated Commercial & Industrial Equipment | 01/28/2019 |  | 05/02/2019
Trane U.S. Inc. | AMERICAN STANDARD | TWA0904(3,4,W)DA*00AR* | TWE0904(3,4,W)B*A***B0 | HRCU-A-CB, Split System: Heat | Heat Pump | 230 | 3 |  | False |  |  | True | Single-Speed | 93000 | 8303 | 11.2 | 10.8 |  |  | 82000 | 7282 | 3.3 | 3.3 | 51500 | 6708 | 2.25 | Federally-Regulated Commercial & Industrial Equipment | 01/28/2019 |  | 05/02/2019
Trane U.S. Inc. | AMERICAN STANDARD | TWA0904(3,4,W)DA*00AR* | TWE0904(3,4,W)B*A***B0 | HRCU-A-CB, Split System: Heat | Heat Pump | 208 | 3 |  | False |  |  | True | Single-Speed | 93000 | 8303 | 11.2 | 10.8 |  |  | 82000 | 7282 | 3.3 | 3.3 | 51500 | 6708 | 2.25 | Federally-Regulated Commercial & Industrial Equipment | 01/28/2019 |  | 05/02/2019
Trane U.S. Inc. | AMERICAN STANDARD | TWA1204(3,4,W)DA*00A* | TWE1204(3,W)B*A***00 | HRCU-A-CB, Split System: Heat | Heat Pump | 575 | 3 |  | False |  |  | True | Single-Speed | 118000 | 10535 | 11.2 | 10.8 |  |  | 112000 | 9946 | 3.3 | 3.3 | 71000 | 9248 | 2.25 | Federally-Regulated Commercial & Industrial Equipment | 01/28/2019 |  | 05/02/2019
Trane U.S. Inc. | AMERICAN STANDARD | TWA1204(3,4,W)DA*00A* | TWE1204(3,W)B*A***00 | HRCU-A-CB, Split System: Heat | Heat Pump | 460 | 3 |  | False |  |  | True | Single-Speed | 118000 | 10535 | 11.2 | 10.8 |  |  | 112000 | 9946 | 3.3 | 3.3 | 71000 | 9248 | 2.25 | Federally-Regulated Commercial & Industrial Equipment | 01/28/2019 |  | 05/02/2019
Trane U.S. Inc. | AMERICAN STANDARD | TWA1204(3,4,W)DA*00A* | TWE1204(3,W)B*A***00 | HRCU-A-CB, Split System: Heat | Heat Pump | 230 | 3 |  | False |  |  | True | Single-Speed | 118000 | 10535 | 11.2 | 10.8 |  |  | 112000 | 9946 | 3.3 | 3.3 | 71000 | 9248 | 2.25 | Federally-Regulated Commercial & Industrial Equipment | 01/28/2019 |  | 05/02/2019
Trane U.S. Inc. | AMERICAN STANDARD | TWA1204(3,4,W)DA*00A* | TWE1204(3,W)B*A***00 | HRCU-A-CB, Split System: Heat | Heat Pump | 208 | 3 |  | False |  |  | True | Single-Speed | 118000 | 10535 | 11.2 | 10.8 |  |  | 112000 | 9946 | 3.3 | 3.3 | 71000 | 9248 | 2.25 | Federally-Regulated Commercial & Industrial Equipment | 01/28/2019 |  | 05/02/2019
Trane U.S. Inc. | AMERICAN STANDARD | TWA1204(3,4,W)AA*00A* | TWE1204(3,W)A*A***00 | HRCU-A-CB, Split System: Heat | Heat Pump | 575 | 3 |  | False |  |  | True | Single-Speed | 123000 | 10884 | 11.3 | 10.8 |  |  | 120000 | 10657 | 3.3 | 3.3 | 76000 | 9899 | 2.25 | Federally-Regulated Commercial & Industrial Equipment | 01/28/2019 |  | 05/02/2019
Trane U.S. Inc. | AMERICAN STANDARD | TWA1204(3,4,W)AA*00A* | TWE1204(3,W)A*A***00 | HRCU-A-CB, Split System: Heat | Heat Pump | 460 | 3 |  | False |  |  | True | Single-Speed | 123000 | 10884 | 11.3 | 10.8 |  |  | 120000 | 10657 | 3.3 | 3.3 | 76000 | 9899 | 2.25 | Federally-Regulated Commercial & Industrial Equipment | 01/28/2019 |  | 05/02/2019
Trane U.S. Inc. | AMERICAN STANDARD | TWA1204(3,4,W)AA*00A* | TWE1204(3,W)A*A***00 | HRCU-A-CB, Split System: Heat | Heat Pump | 230 | 3 |  | False |  |  | True | Single-Speed | 123000 | 10884 | 11.3 | 10.8 |  |  | 120000 | 10657 | 3.3 | 3.3 | 76000 | 9899 | 2.25 | Federally-Regulated Commercial & Industrial Equipment | 01/28/2019 |  | 05/02/2019
Trane U.S. Inc. | AMERICAN STANDARD | TWA1204(3,4,W)AA*00A* | TWE1204(3,W)A*A***00 | HRCU-A-CB, Split System: Heat | Heat Pump | 208 | 3 |  | False |  |  | True | Single-Speed | 123000 | 10884 | 11.3 | 10.8 |  |  | 120000 | 10657 | 3.3 | 3.3 | 76000 | 9899 | 2.25 | Federally-Regulated Commercial & Industrial Equipment | 01/28/2019 |  | 05/02/2019
Trane U.S. Inc. | AMERICAN STANDARD | TWA0904(3,4)DA*00A* | TWE09041B*A***00 | HRCU-A-CB, Split System: Heat | Heat Pump | 460 | 3 |  | False |  |  | True | Single-Speed | 93000 | 8303 | 11.2 | 10.8 |  |  | 82000 | 7282 | 3.3 | 3.3 | 51500 | 6708 | 2.25 | Federally-Regulated Commercial & Industrial Equipment | 01/28/2019 |  | 05/02/2019
Trane U.S. Inc. | AMERICAN STANDARD | TWA0904(3,4)DA*00A* | TWE09041B*A***00 | HRCU-A-CB, Split System: Heat | Heat Pump | 230 | 3 |  | False |  |  | True | Single-Speed | 93000 | 8303 | 11.2 | 10.8 |  |  | 82000 | 7282 | 3.3 | 3.3 | 51500 | 6708 | 2.25 | Federally-Regulated Commercial & Industrial Equipment | 01/28/2019 |  | 05/02/2019
Trane U.S. Inc. | AMERICAN STANDARD | TWA0904(3,4)DA*00A* | TWE09041B*A***00 | HRCU-A-CB, Split System: Heat | Heat Pump | 208 | 3 |  | False |  |  | True | Single-Speed | 93000 | 8303 | 11.2 | 10.8 |  |  | 82000 | 7282 | 3.3 | 3.3 | 51500 | 6708 | 2.25 | Federally-Regulated Commercial & Industrial Equipment | 01/28/2019 |  | 05/02/2019
Trane U.S. Inc. | AMERICAN STANDARD | TWA1204(3,4)DA*00A* | TWE12041B*A***00 | HRCU-A-CB, Split System: Heat | Heat Pump | 460 | 3 |  | False |  |  | True | Single-Speed | 118000 | 10535 | 11.2 | 10.8 |  |  | 112000 | 9946 | 3.3 | 3.3 | 71000 | 9248 | 2.25 | Federally-Regulated Commercial & Industrial Equipment | 01/28/2019 |  | 05/02/2019
Trane U.S. Inc. | AMERICAN STANDARD | TWA1204(3,4)DA*00A* | TWE12041B*A***00 | HRCU-A-CB, Split System: Heat | Heat Pump | 230 | 3 |  | False |  |  | True | Single-Speed | 118000 | 10535 | 11.2 | 10.8 |  |  | 112000 | 9946 | 3.3 | 3.3 | 71000 | 9248 | 2.25 | Federally-Regulated Commercial & Industrial Equipment | 01/28/2019 |  | 05/02/2019
Trane U.S. Inc. | AMERICAN STANDARD | TWA1204(3,4)DA*00A* | TWE12041B*A***00 | HRCU-A-CB, Split System: Heat | Heat Pump | 208 | 3 |  | False |  |  | True | Single-Speed | 118000 | 10535 | 11.2 | 10.8 |  |  | 112000 | 9946 | 3.3 | 3.3 | 71000 | 9248 | 2.25 | Federally-Regulated Commercial & Industrial Equipment | 01/28/2019 |  | 05/02/2019
Trane U.S. Inc. | AMERICAN STANDARD | TWA1804(3,4,W)DA*00A* | TWE1804(3,W)B*A***00 | HRCU-A-CB, Split System: Heat | Heat Pump | 575 | 3 |  | False |  |  | True | Single-Speed | 188000 | 17407 | 10.8 | 10.4 |  |  | 178000 | 16302 | 3.2 | 3.2 | 117000 | 16726 | 2.05 | Federally-Regulated Commercial & Industrial Equipment | 01/28/2019 |  | 05/02/2019
Trane U.S. Inc. | AMERICAN STANDARD | TWA1804(3,4,W)DA*00A* | TWE1804(3,W)B*A***00 | HRCU-A-CB, Split System: Heat | Heat Pump | 460 | 3 |  | False |  |  | True | Single-Speed | 188000 | 17407 | 10.8 | 10.4 |  |  | 178000 | 16302 | 3.2 | 3.2 | 117000 | 16726 | 2.05 | Federally-Regulated Commercial & Industrial Equipment | 01/28/2019 |  | 05/02/2019
Trane U.S. Inc. | AMERICAN STANDARD | TWA1804(3,4,W)DA*00A* | TWE1804(3,W)B*A***00 | HRCU-A-CB, Split System: Heat | Heat Pump | 230 | 3 |  | False |  |  | True | Single-Speed | 188000 | 17407 | 10.8 | 10.4 |  |  | 178000 | 16302 | 3.2 | 3.2 | 117000 | 16726 | 2.05 | Federally-Regulated Commercial & Industrial Equipment | 01/28/2019 |  | 05/02/2019
Trane U.S. Inc. | AMERICAN STANDARD | TWA1804(3,4,W)DA*00A* | TWE1804(3,W)B*A***00 | HRCU-A-CB, Split System: Heat | Heat Pump | 208 | 3 |  | False |  |  | True | Single-Speed | 188000 | 17407 | 10.8 | 10.4 |  |  | 178000 | 16302 | 3.2 | 3.2 | 117000 | 16726 | 2.05 | Federally-Regulated Commercial & Industrial Equipment | 01/28/2019 |  | 05/02/2019
Trane U.S. Inc. | AMERICAN STANDARD | TWA1204(3,4,W)DA*00AR* | TWE1204(3,4,W)B*A***B0 | HRCU-A-CB, Split System: Heat | Heat Pump | 575 | 3 |  | False |  |  | True | Single-Speed | 118000 | 10535 | 11.2 | 10.8 |  |  | 112000 | 9946 | 3.3 | 3.3 | 71000 | 9248 | 2.25 | Federally-Regulated Commercial & Industrial Equipment | 01/28/2019 |  | 05/02/2019
Trane U.S. Inc. | AMERICAN STANDARD | TWA1204(3,4,W)DA*00AR* | TWE1204(3,4,W)B*A***B0 | HRCU-A-CB, Split System: Heat | Heat Pump | 460 | 3 |  | False |  |  | True | Single-Speed | 118000 | 10535 | 11.2 | 10.8 |  |  | 112000 | 9946 | 3.3 | 3.3 | 71000 | 9248 | 2.25 | Federally-Regulated Commercial & Industrial Equipment | 01/28/2019 |  | 05/02/2019
Trane U.S. Inc. | AMERICAN STANDARD | TWA1204(3,4,W)DA*00AR* | TWE1204(3,4,W)B*A***B0 | HRCU-A-CB, Split System: Heat | Heat Pump | 230 | 3 |  | False |  |  | True | Single-Speed | 118000 | 10535 | 11.2 | 10.8 |  |  | 112000 | 9946 | 3.3 | 3.3 | 71000 | 9248 | 2.25 | Federally-Regulated Commercial & Industrial Equipment | 01/28/2019 |  | 05/02/2019
Trane U.S. Inc. | AMERICAN STANDARD | TWA1204(3,4,W)DA*00AR* | TWE1204(3,4,W)B*A***B0 | HRCU-A-CB, Split System: Heat | Heat Pump | 208 | 3 |  | False |  |  | True | Single-Speed | 118000 | 10535 | 11.2 | 10.8 |  |  | 112000 | 9946 | 3.3 | 3.3 | 71000 | 9248 | 2.25 | Federally-Regulated Commercial & Industrial Equipment | 01/28/2019 |  | 05/02/2019
Trane U.S. Inc. | AMERICAN STANDARD | TWA2404WDA*00A* | TWE2404WB*A***00 | HRCU-A-CB, Split System: Heat | Heat Pump | 575 | 3 |  | False |  |  | True | Single-Speed | 248000 | 24800 | 10 | 9.3 |  |  | 238000 | 21797 | 3.2 | 3.2 | 148000 | 21158 | 2.05 | Federally-Regulated Commercial & Industrial Equipment | 01/28/2019 |  | 05/02/2019
Trane U.S. Inc. | AMERICAN STANDARD | TWA1804(3,4,W)DA*00AR* | TWE1804(3,4,W)B*A***B0 | HRCU-A-CB, Split System: Heat | Heat Pump | 575 | 3 |  | False |  |  | True | Single-Speed | 188000 | 17407 | 10.8 | 10.4 |  |  | 178000 | 16302 | 3.2 | 3.2 | 117000 | 16726 | 2.05 | Federally-Regulated Commercial & Industrial Equipment | 01/28/2019 |  | 05/02/2019
Trane U.S. Inc. | AMERICAN STANDARD | TWA1804(3,4,W)DA*00AR* | TWE1804(3,4,W)B*A***B0 | HRCU-A-CB, Split System: Heat | Heat Pump | 460 | 3 |  | False |  |  | True | Single-Speed | 188000 | 17407 | 10.8 | 10.4 |  |  | 178000 | 16302 | 3.2 | 3.2 | 117000 | 16726 | 2.05 | Federally-Regulated Commercial & Industrial Equipment | 01/28/2019 |  | 05/02/2019
Trane U.S. Inc. | AMERICAN STANDARD | TWA1804(3,4,W)DA*00AR* | TWE1804(3,4,W)B*A***B0 | HRCU-A-CB, Split System: Heat | Heat Pump | 230 | 3 |  | False |  |  | True | Single-Speed | 188000 | 17407 | 10.8 | 10.4 |  |  | 178000 | 16302 | 3.2 | 3.2 | 117000 | 16726 | 2.05 | Federally-Regulated Commercial & Industrial Equipment | 01/28/2019 |  | 05/02/2019
Trane U.S. Inc. | AMERICAN STANDARD | TWA1804(3,4,W)DA*00AR* | TWE1804(3,4,W)B*A***B0 | HRCU-A-CB, Split System: Heat | Heat Pump | 208 | 3 |  | False |  |  | True | Single-Speed | 188000 | 17407 | 10.8 | 10.4 |  |  | 178000 | 16302 | 3.2 | 3.2 | 117000 | 16726 | 2.05 | Federally-Regulated Commercial & Industrial Equipment | 01/28/2019 |  | 05/02/2019
Trane U.S. Inc. | AMERICAN STANDARD | TWA2404(3,4,W)DA*00AR* | TWE2404(3,4,W)B*A***00 | HRCU-A-CB, Split System: Heat | Heat Pump | 575 | 3 |  | False |  |  | True | Single-Speed | 248000 | 24800 | 10 | 9.3 |  |  | 238000 | 21797 | 3.2 | 3.2 | 148000 | 21158 | 2.05 | Federally-Regulated Commercial & Industrial Equipment | 01/28/2019 |  | 05/02/2019
Trane U.S. Inc. | AMERICAN STANDARD | TWA2404(3,4,W)DA*00AR* | TWE2404(3,4,W)B*A***00 | HRCU-A-CB, Split System: Heat | Heat Pump | 460 | 3 |  | False |  |  | True | Single-Speed | 248000 | 24800 | 10 | 9.3 |  |  | 238000 | 21797 | 3.2 | 3.2 | 148000 | 21158 | 2.05 | Federally-Regulated Commercial & Industrial Equipment | 01/28/2019 |  | 05/02/2019
Trane U.S. Inc. | AMERICAN STANDARD | TWA2404(3,4,W)DA*00AR* | TWE2404(3,4,W)B*A***00 | HRCU-A-CB, Split System: Heat | Heat Pump | 230 | 3 |  | False |  |  | True | Single-Speed | 248000 | 24800 | 10 | 9.3 |  |  | 238000 | 21797 | 3.2 | 3.2 | 148000 | 21158 | 2.05 | Federally-Regulated Commercial & Industrial Equipment | 01/28/2019 |  | 05/02/2019
Trane U.S. Inc. | AMERICAN STANDARD | TWA2404(3,4,W)DA*00AR* | TWE2404(3,4,W)B*A***00 | HRCU-A-CB, Split System: Heat | Heat Pump | 208 | 3 |  | False |  |  | True | Single-Speed | 248000 | 24800 | 10 | 9.3 |  |  | 238000 | 21797 | 3.2 | 3.2 | 148000 | 21158 | 2.05 | Federally-Regulated Commercial & Industrial Equipment | 01/28/2019 |  | 05/02/2019
Carrier Corp. - Syracuse | Bryant Heating & Cooling Systems | 548J(P,E,T)07*********(D,E)A |  | HSP-A, Single-Package Heat Pum | Heat Pump | 575 | 3 | False |  |  |  | False | Single-Speed | 69000 | 6216 | 11.1 | 10.8 |  |  | 66000 | 5526 | 3.5 | 3.3 | 29000 | 3777 | 2.25 | Federally-Regulated Commercial & Industrial Equipment | 01/28/2019 |  | 05/02/2019
Carrier Corp. - Syracuse | Bryant Heating & Cooling Systems | 548J(P,E,T)07*********(D,E)A |  | HSP-A, Single-Package Heat Pum | Heat Pump | 460 | 3 | False |  |  |  | False | Single-Speed | 69000 | 6216 | 11.1 | 10.8 |  |  | 66000 | 5526 | 3.5 | 3.3 | 29000 | 3777 | 2.25 | Federally-Regulated Commercial & Industrial Equipment | 01/28/2019 |  | 05/02/2019
Carrier Corp. - Syracuse | Bryant Heating & Cooling Systems | 548J(P,E,T)07*********(D,E)A |  | HSP-A, Single-Package Heat Pum | Heat Pump | 230 | 3 | False |  |  |  | False | Single-Speed | 69000 | 6216 | 11.1 | 10.8 |  |  | 66000 | 5526 | 3.5 | 3.3 | 31500 | 4103 | 2.25 | Federally-Regulated Commercial & Industrial Equipment | 01/28/2019 |  | 05/02/2019
Carrier Corp. - Syracuse | Bryant Heating & Cooling Systems | 548J(P,E,T)07*********(D,E)A |  | HSP-A, Single-Package Heat Pum | Heat Pump | 208 | 3 | False |  |  |  | False | Single-Speed | 69000 | 6216 | 11.1 | 10.8 |  |  | 66000 | 5526 | 3.5 | 3.3 | 29000 | 3777 | 2.25 | Federally-Regulated Commercial & Industrial Equipment | 01/28/2019 |  | 05/02/2019
Trane U.S. Inc. | AMERICAN STANDARD | WHC102H(3,4)*0A |  | HSP-A, Single-Package Heat Pum | Heat Pump | 460 | 3 | False |  |  |  | True | Multiple-Speed | 104000 | 8666 | 12 | 10.8 |  |  | 93000 | 7508 | 3.63 | 3.3 | 57000 | 7424 | 2.25 | Federally-Regulated Commercial & Industrial Equipment | 01/28/2019 |  | 05/02/2019
Trane U.S. Inc. | AMERICAN STANDARD | WHC102H(3,4)*0A |  | HSP-A, Single-Package Heat Pum | Heat Pump | 230 | 3 | False |  |  |  | True | Multiple-Speed | 104000 | 8666 | 12 | 10.8 |  |  | 93000 | 7508 | 3.63 | 3.3 | 57000 | 7424 | 2.25 | Federally-Regulated Commercial & Industrial Equipment | 01/28/2019 |  | 05/02/2019
Trane U.S. Inc. | AMERICAN STANDARD | WHC102H(3,4)*0A |  | HSP-A, Single-Package Heat Pum | Heat Pump | 208 | 3 | False |  |  |  | True | Multiple-Speed | 104000 | 8666 | 12 | 10.8 |  |  | 93000 | 7508 | 3.63 | 3.3 | 57000 | 7424 | 2.25 | Federally-Regulated Commercial & Industrial Equipment | 01/28/2019 |  | 05/02/2019
Trane U.S. Inc. | AMERICAN STANDARD | DHC102HW*(L,M,H,X,Y,Z)A |  | HSP-A, Single-Package Heat Pum | Both Heat Pump and Electric Re | 575 | 3 | False |  |  |  | True | Multiple-Speed | 104000 | 8813 | 11.8 | 11 |  |  | 93000 | 7550 | 3.61 | 3.3 | 57000 | 7424 | 2.25 | Federally-Regulated Commercial & Industrial Equipment | 01/28/2019 |  | 05/02/2019
Trane U.S. Inc. | AMERICAN STANDARD | WHC102HW(C,G,K,N)A |  | HSP-A, Single-Package Heat Pum | Both Heat Pump and Electric Re | 575 | 3 | False |  |  |  | True | Multiple-Speed | 104000 | 8813 | 11.8 | 11 |  |  | 93000 | 7550 | 3.61 | 3.3 | 57000 | 7424 | 2.25 | Federally-Regulated Commercial & Industrial Equipment | 01/28/2019 |  | 05/02/2019
Trane U.S. Inc. | AMERICAN STANDARD | WHC102HW*0A |  | HSP-A, Single-Package Heat Pum | Heat Pump | 575 | 3 | False |  |  |  | True | Multiple-Speed | 104000 | 8813 | 11.8 | 10.8 |  |  | 93000 | 7550 | 3.61 | 3.3 | 57000 | 7424 | 2.25 | Federally-Regulated Commercial & Industrial Equipment | 01/28/2019 |  | 05/02/2019
Trane U.S. Inc. | AMERICAN STANDARD | DHC102HW*(L,M,H,X,Y,Z)A***6 |  | HSP-A, Single-Package Heat Pum | Both Heat Pump and Electric Re | 575 | 3 | False |  |  |  | True | Multiple-Speed | 104000 | 8813 | 11.8 | 11 |  |  | 93000 | 7550 | 3.61 | 3.3 | 57000 | 7424 | 2.25 | Federally-Regulated Commercial & Industrial Equipment | 01/28/2019 |  | 05/02/2019
Trane U.S. Inc. | AMERICAN STANDARD | WHC102HW*(C,G,K,N)A***6 |  | HSP-A, Single-Package Heat Pum | Both Heat Pump and Electric Re | 575 | 3 | False |  |  |  | True | Multiple-Speed | 104000 | 8813 | 11.8 | 11 |  |  | 93000 | 7550 | 3.61 | 3.3 | 57000 | 7424 | 2.25 | Federally-Regulated Commercial & Industrial Equipment | 01/28/2019 |  | 05/02/2019
Trane U.S. Inc. | AMERICAN STANDARD | WHC102HW*0A***6 |  | HSP-A, Single-Package Heat Pum | Heat Pump | 575 | 3 | False |  |  |  | True | Multiple-Speed | 104000 | 8813 | 11.8 | 10.8 |  |  | 93000 | 7550 | 3.61 | 3.3 | 57000 | 7424 | 2.25 | Federally-Regulated Commercial & Industrial Equipment | 01/28/2019 |  | 05/02/2019
Trane U.S. Inc. | AMERICAN STANDARD | DHC120H(3,4)*(L,M,H,X,Y,Z)A***6 |  | HSP-A, Single-Package Heat Pum | Both Heat Pump and Electric Re | 460 | 3 | False |  |  |  | True | Multiple-Speed | 121000 | 10521 | 11.5 | 11 |  |  | 118000 | 9526 | 3.63 | 3.3 | 61000 | 7945 | 2.25 | Federally-Regulated Commercial & Industrial Equipment | 01/28/2019 |  | 05/02/2019
Trane U.S. Inc. | AMERICAN STANDARD | DHC120H(3,4)*(L,M,H,X,Y,Z)A***6 |  | HSP-A, Single-Package Heat Pum | Both Heat Pump and Electric Re | 230 | 3 | False |  |  |  | True | Multiple-Speed | 121000 | 10521 | 11.5 | 11 |  |  | 118000 | 9526 | 3.63 | 3.3 | 61000 | 7945 | 2.25 | Federally-Regulated Commercial & Industrial Equipment | 01/28/2019 |  | 05/02/2019
Trane U.S. Inc. | AMERICAN STANDARD | DHC120H(3,4)*(L,M,H,X,Y,Z)A***6 |  | HSP-A, Single-Package Heat Pum | Both Heat Pump and Electric Re | 208 | 3 | False |  |  |  | True | Multiple-Speed | 121000 | 10521 | 11.5 | 11 |  |  | 118000 | 9526 | 3.63 | 3.3 | 61000 | 7945 | 2.25 | Federally-Regulated Commercial & Industrial Equipment | 01/28/2019 |  | 05/02/2019
Trane U.S. Inc. | AMERICAN STANDARD | WHC120H(3,4)*(G,K,N,P)A***6 |  | HSP-A, Single-Package Heat Pum | Both Heat Pump and Electric Re | 460 | 3 | False |  |  |  | True | Multiple-Speed | 121000 | 10521 | 11.5 | 11 |  |  | 118000 | 9526 | 3.63 | 3.3 | 61000 | 7945 | 2.25 | Federally-Regulated Commercial & Industrial Equipment | 01/28/2019 |  | 05/02/2019
Trane U.S. Inc. | AMERICAN STANDARD | WHC120H(3,4)*(G,K,N,P)A***6 |  | HSP-A, Single-Package Heat Pum | Both Heat Pump and Electric Re | 230 | 3 | False |  |  |  | True | Multiple-Speed | 121000 | 10521 | 11.5 | 11 |  |  | 118000 | 9526 | 3.63 | 3.3 | 61000 | 7945 | 2.25 | Federally-Regulated Commercial & Industrial Equipment | 01/28/2019 |  | 05/02/2019
Trane U.S. Inc. | AMERICAN STANDARD | WHC120H(3,4)*(G,K,N,P)A***6 |  | HSP-A, Single-Package Heat Pum | Both Heat Pump and Electric Re | 208 | 3 | False |  |  |  | True | Multiple-Speed | 121000 | 10521 | 11.5 | 11 |  |  | 118000 | 9526 | 3.63 | 3.3 | 61000 | 7945 | 2.25 | Federally-Regulated Commercial & Industrial Equipment | 01/28/2019 |  | 05/02/2019
Trane U.S. Inc. | AMERICAN STANDARD | WHC120H(3,4)*0A***6 |  | HSP-A, Single-Package Heat Pum | Heat Pump | 460 | 3 | False |  |  |  | True | Multiple-Speed | 121000 | 10521 | 11.5 | 10.8 |  |  | 118000 | 9526 | 3.63 | 3.3 | 61000 | 7945 | 2.25 | Federally-Regulated Commercial & Industrial Equipment | 01/28/2019 |  | 05/02/2019
Trane U.S. Inc. | AMERICAN STANDARD | WHC120H(3,4)*0A***6 |  | HSP-A, Single-Package Heat Pum | Heat Pump | 230 | 3 | False |  |  |  | True | Multiple-Speed | 121000 | 10521 | 11.5 | 10.8 |  |  | 118000 | 9526 | 3.63 | 3.3 | 61000 | 7945 | 2.25 | Federally-Regulated Commercial & Industrial Equipment | 01/28/2019 |  | 05/02/2019
Trane U.S. Inc. | AMERICAN STANDARD | WHC120H(3,4)*0A***6 |  | HSP-A, Single-Package Heat Pum | Heat Pump | 208 | 3 | False |  |  |  | True | Multiple-Speed | 121000 | 10521 | 11.5 | 10.8 |  |  | 118000 | 9526 | 3.63 | 3.3 | 61000 | 7945 | 2.25 | Federally-Regulated Commercial & Industrial Equipment | 01/28/2019 |  | 05/02/2019
Trane U.S. Inc. | AMERICAN STANDARD | DHC120H(3,4)*(L,M,H,X,Y,Z)A |  | HSP-A, Single-Package Heat Pum | Both Heat Pump and Electric Re | 460 | 3 | False |  |  |  | True | Multiple-Speed | 121000 | 10521 | 11.5 | 11 |  |  | 118000 | 9526 | 3.63 | 3.3 | 61000 | 7945 | 2.25 | Federally-Regulated Commercial & Industrial Equipment | 01/28/2019 |  | 05/02/2019
Trane U.S. Inc. | AMERICAN STANDARD | DHC120H(3,4)*(L,M,H,X,Y,Z)A |  | HSP-A, Single-Package Heat Pum | Both Heat Pump and Electric Re | 230 | 3 | False |  |  |  | True | Multiple-Speed | 121000 | 10521 | 11.5 | 11 |  |  | 118000 | 9526 | 3.63 | 3.3 | 61000 | 7945 | 2.25 | Federally-Regulated Commercial & Industrial Equipment | 01/28/2019 |  | 05/02/2019
Trane U.S. Inc. | AMERICAN STANDARD | DHC120H(3,4)*(L,M,H,X,Y,Z)A |  | HSP-A, Single-Package Heat Pum | Both Heat Pump and Electric Re | 208 | 3 | False |  |  |  | True | Multiple-Speed | 121000 | 10521 | 11.5 | 11 |  |  | 118000 | 9526 | 3.63 | 3.3 | 61000 | 7945 | 2.25 | Federally-Regulated Commercial & Industrial Equipment | 01/28/2019 |  | 05/02/2019
Trane U.S. Inc. | AMERICAN STANDARD | WHC120H(3,4)(G,K,N,P)A |  | HSP-A, Single-Package Heat Pum | Both Heat Pump and Electric Re | 460 | 3 | False |  |  |  | True | Multiple-Speed | 121000 | 10521 | 11.5 | 11 |  |  | 118000 | 9526 | 3.63 | 3.3 | 61000 | 7945 | 2.25 | Federally-Regulated Commercial & Industrial Equipment | 01/28/2019 |  | 05/02/2019
Trane U.S. Inc. | AMERICAN STANDARD | WHC120H(3,4)(G,K,N,P)A |  | HSP-A, Single-Package Heat Pum | Both Heat Pump and Electric Re | 230 | 3 | False |  |  |  | True | Multiple-Speed | 121000 | 10521 | 11.5 | 11 |  |  | 118000 | 9526 | 3.63 | 3.3 | 61000 | 7945 | 2.25 | Federally-Regulated Commercial & Industrial Equipment | 01/28/2019 |  | 05/02/2019
Trane U.S. Inc. | AMERICAN STANDARD | WHC120H(3,4)(G,K,N,P)A |  | HSP-A, Single-Package Heat Pum | Both Heat Pump and Electric Re | 208 | 3 | False |  |  |  | True | Multiple-Speed | 121000 | 10521 | 11.5 | 11 |  |  | 118000 | 9526 | 3.63 | 3.3 | 61000 | 7945 | 2.25 | Federally-Regulated Commercial & Industrial Equipment | 01/28/2019 |  | 05/02/2019
Trane U.S. Inc. | AMERICAN STANDARD | WHC120H(3,4)*0A |  | HSP-A, Single-Package Heat Pum | Heat Pump | 460 | 3 | False |  |  |  | True | Multiple-Speed | 121000 | 10521 | 11.5 | 10.8 |  |  | 118000 | 9526 | 3.63 | 3.3 | 61000 | 7945 | 2.25 | Federally-Regulated Commercial & Industrial Equipment | 01/28/2019 |  | 05/02/2019
Trane U.S. Inc. | AMERICAN STANDARD | WHC120H(3,4)*0A |  | HSP-A, Single-Package Heat Pum | Heat Pump | 230 | 3 | False |  |  |  | True | Multiple-Speed | 121000 | 10521 | 11.5 | 10.8 |  |  | 118000 | 9526 | 3.63 | 3.3 | 61000 | 7945 | 2.25 | Federally-Regulated Commercial & Industrial Equipment | 01/28/2019 |  | 05/02/2019
Trane U.S. Inc. | AMERICAN STANDARD | WHC120H(3,4)*0A |  | HSP-A, Single-Package Heat Pum | Heat Pump | 208 | 3 | False |  |  |  | True | Multiple-Speed | 121000 | 10521 | 11.5 | 10.8 |  |  | 118000 | 9526 | 3.63 | 3.3 | 61000 | 7945 | 2.25 | Federally-Regulated Commercial & Industrial Equipment | 01/28/2019 |  | 05/02/2019
Trane U.S. Inc. | AMERICAN STANDARD | DHC120HW*(L,M,H,X,Y,Z)A |  | HSP-A, Single-Package Heat Pum | Both Heat Pump and Electric Re | 575 | 3 | False |  |  |  | True | Multiple-Speed | 121000 | 10521 | 11.5 | 11 |  |  | 118000 | 9579 | 3.61 | 3.3 | 61000 | 7945 | 2.25 | Federally-Regulated Commercial & Industrial Equipment | 01/28/2019 |  | 05/02/2019
Trane U.S. Inc. | AMERICAN STANDARD | WHC120HW(G,K,N,P)A |  | HSP-A, Single-Package Heat Pum | Both Heat Pump and Electric Re | 575 | 3 | False |  |  |  | True | Multiple-Speed | 121000 | 10521 | 11.5 | 11 |  |  | 118000 | 9579 | 3.61 | 3.3 | 61000 | 7945 | 2.25 | Federally-Regulated Commercial & Industrial Equipment | 01/28/2019 |  | 05/02/2019
Trane U.S. Inc. | AMERICAN STANDARD | WHC120HW*0A |  | HSP-A, Single-Package Heat Pum | Heat Pump | 575 | 3 | False |  |  |  | True | Multiple-Speed | 121000 | 10521 | 11.5 | 10.8 |  |  | 118000 | 9579 | 3.61 | 3.3 | 61000 | 7945 | 2.25 | Federally-Regulated Commercial & Industrial Equipment | 01/28/2019 |  | 05/02/2019
Trane U.S. Inc. | AMERICAN STANDARD | DHC120HW*(L,M,H,X,Y,Z)A***6 |  | HSP-A, Single-Package Heat Pum | Both Heat Pump and Electric Re | 575 | 3 | False |  |  |  | True | Multiple-Speed | 121000 | 10521 | 11.5 | 11 |  |  | 118000 | 9579 | 3.61 | 3.3 | 61000 | 7945 | 2.25 | Federally-Regulated Commercial & Industrial Equipment | 01/28/2019 |  | 05/02/2019
Trane U.S. Inc. | AMERICAN STANDARD | WHC120HW*(G,K,N,P)A***6 |  | HSP-A, Single-Package Heat Pum | Both Heat Pump and Electric Re | 575 | 3 | False |  |  |  | True | Multiple-Speed | 121000 | 10521 | 11.5 | 11 |  |  | 118000 | 9579 | 3.61 | 3.3 | 61000 | 7945 | 2.25 | Federally-Regulated Commercial & Industrial Equipment | 01/28/2019 |  | 05/02/2019
Trane U.S. Inc. | AMERICAN STANDARD | WHC120HW*0A***6 |  | HSP-A, Single-Package Heat Pum | Heat Pump | 575 | 3 | False |  |  |  | True | Multiple-Speed | 121000 | 10521 | 11.5 | 10.8 |  |  | 118000 | 9579 | 3.61 | 3.3 | 61000 | 7945 | 2.25 | Federally-Regulated Commercial & Industrial Equipment | 01/28/2019 |  | 05/02/2019
Trane U.S. Inc. | AMERICAN STANDARD | DHC074H(3,4)*(L,M,H,X,Y,Z)A***7 |  | HSP-A, Single-Package Heat Pum | Both Heat Pump and Electric Re | 460 | 3 | False |  |  |  | True | Multiple-Speed | 78000 | 6446 | 12.1 | 11 |  |  | 75000 | 6280 | 3.5 | 3.3 | 40000 | 5210 | 2.25 | Federally-Regulated Commercial & Industrial Equipment | 01/28/2019 |  | 05/02/2019
Trane U.S. Inc. | AMERICAN STANDARD | DHC074H(3,4)*(L,M,H,X,Y,Z)A***7 |  | HSP-A, Single-Package Heat Pum | Both Heat Pump and Electric Re | 230 | 3 | False |  |  |  | True | Multiple-Speed | 78000 | 6446 | 12.1 | 11 |  |  | 75000 | 6280 | 3.5 | 3.3 | 40000 | 5210 | 2.25 | Federally-Regulated Commercial & Industrial Equipment | 01/28/2019 |  | 05/02/2019
Trane U.S. Inc. | AMERICAN STANDARD | DHC074H(3,4)*(L,M,H,X,Y,Z)A***7 |  | HSP-A, Single-Package Heat Pum | Both Heat Pump and Electric Re | 208 | 3 | False |  |  |  | True | Multiple-Speed | 78000 | 6446 | 12.1 | 11 |  |  | 75000 | 6280 | 3.5 | 3.3 | 40000 | 5210 | 2.25 | Federally-Regulated Commercial & Industrial Equipment | 01/28/2019 |  | 05/02/2019
Trane U.S. Inc. | AMERICAN STANDARD | WHC074H(3,4)*(C,G,K,N)A***7 |  | HSP-A, Single-Package Heat Pum | Both Heat Pump and Electric Re | 460 | 3 | False |  |  |  | True | Multiple-Speed | 78000 | 6446 | 12.1 | 11 |  |  | 75000 | 6280 | 3.5 | 3.3 | 40000 | 5210 | 2.25 | Federally-Regulated Commercial & Industrial Equipment | 01/28/2019 |  | 05/02/2019
Trane U.S. Inc. | AMERICAN STANDARD | WHC074H(3,4)*(C,G,K,N)A***7 |  | HSP-A, Single-Package Heat Pum | Both Heat Pump and Electric Re | 230 | 3 | False |  |  |  | True | Multiple-Speed | 78000 | 6446 | 12.1 | 11 |  |  | 75000 | 6280 | 3.5 | 3.3 | 40000 | 5210 | 2.25 | Federally-Regulated Commercial & Industrial Equipment | 01/28/2019 |  | 05/02/2019
Trane U.S. Inc. | AMERICAN STANDARD | WHC074H(3,4)*(C,G,K,N)A***7 |  | HSP-A, Single-Package Heat Pum | Both Heat Pump and Electric Re | 208 | 3 | False |  |  |  | True | Multiple-Speed | 78000 | 6446 | 12.1 | 11 |  |  | 75000 | 6280 | 3.5 | 3.3 | 40000 | 5210 | 2.25 | Federally-Regulated Commercial & Industrial Equipment | 01/28/2019 |  | 05/02/2019
Trane U.S. Inc. | AMERICAN STANDARD | WHC074H(3,4)*0A***7 |  | HSP-A, Single-Package Heat Pum | Heat Pump | 460 | 3 | False |  |  |  | True | Multiple-Speed | 78000 | 6446 | 12.1 | 10.8 |  |  | 75000 | 6280 | 3.5 | 3.3 | 40000 | 5210 | 2.25 | Federally-Regulated Commercial & Industrial Equipment | 01/28/2019 |  | 05/02/2019
Trane U.S. Inc. | AMERICAN STANDARD | WHC074H(3,4)*0A***7 |  | HSP-A, Single-Package Heat Pum | Heat Pump | 230 | 3 | False |  |  |  | True | Multiple-Speed | 78000 | 6446 | 12.1 | 10.8 |  |  | 75000 | 6280 | 3.5 | 3.3 | 40000 | 5210 | 2.25 | Federally-Regulated Commercial & Industrial Equipment | 01/28/2019 |  | 05/02/2019
Trane U.S. Inc. | AMERICAN STANDARD | WHC074H(3,4)*0A***7 |  | HSP-A, Single-Package Heat Pum | Heat Pump | 208 | 3 | False |  |  |  | True | Multiple-Speed | 78000 | 6446 | 12.1 | 10.8 |  |  | 75000 | 6280 | 3.5 | 3.3 | 40000 | 5210 | 2.25 | Federally-Regulated Commercial & Industrial Equipment | 01/28/2019 |  | 05/02/2019
Trane U.S. Inc. | AMERICAN STANDARD | DHC092H(3,4)*(L,M,H,X,Y,Z)A***7 |  | HSP-A, Single-Package Heat Pum | Both Heat Pump and Electric Re | 460 | 3 | False |  |  |  | True | Multiple-Speed | 95000 | 8050 | 11.8 | 11 |  |  | 87000 | 7284 | 3.5 | 3.3 | 49000 | 6382 | 2.25 | Federally-Regulated Commercial & Industrial Equipment | 01/28/2019 |  | 05/02/2019
Trane U.S. Inc. | AMERICAN STANDARD | DHC092H(3,4)*(L,M,H,X,Y,Z)A***7 |  | HSP-A, Single-Package Heat Pum | Both Heat Pump and Electric Re | 230 | 3 | False |  |  |  | True | Multiple-Speed | 95000 | 8050 | 11.8 | 11 |  |  | 87000 | 7284 | 3.5 | 3.3 | 49000 | 6382 | 2.25 | Federally-Regulated Commercial & Industrial Equipment | 01/28/2019 |  | 05/02/2019
Trane U.S. Inc. | AMERICAN STANDARD | DHC092H(3,4)*(L,M,H,X,Y,Z)A***7 |  | HSP-A, Single-Package Heat Pum | Both Heat Pump and Electric Re | 208 | 3 | False |  |  |  | True | Multiple-Speed | 95000 | 8050 | 11.8 | 11 |  |  | 87000 | 7284 | 3.5 | 3.3 | 49000 | 6382 | 2.25 | Federally-Regulated Commercial & Industrial Equipment | 01/28/2019 |  | 05/02/2019
Trane U.S. Inc. | AMERICAN STANDARD | WHC092H(3,4)*(C,G,K,N)A***7 |  | HSP-A, Single-Package Heat Pum | Both Heat Pump and Electric Re | 460 | 3 | False |  |  |  | True | Multiple-Speed | 95000 | 8050 | 11.8 | 11 |  |  | 87000 | 7284 | 3.5 | 3.3 | 49000 | 6382 | 2.25 | Federally-Regulated Commercial & Industrial Equipment | 01/28/2019 |  | 05/02/2019
Trane U.S. Inc. | AMERICAN STANDARD | WHC092H(3,4)*(C,G,K,N)A***7 |  | HSP-A, Single-Package Heat Pum | Both Heat Pump and Electric Re | 230 | 3 | False |  |  |  | True | Multiple-Speed | 95000 | 8050 | 11.8 | 11 |  |  | 87000 | 7284 | 3.5 | 3.3 | 49000 | 6382 | 2.25 | Federally-Regulated Commercial & Industrial Equipment | 01/28/2019 |  | 05/02/2019
Trane U.S. Inc. | AMERICAN STANDARD | WHC092H(3,4)*(C,G,K,N)A***7 |  | HSP-A, Single-Package Heat Pum | Both Heat Pump and Electric Re | 208 | 3 | False |  |  |  | True | Multiple-Speed | 95000 | 8050 | 11.8 | 11 |  |  | 87000 | 7284 | 3.5 | 3.3 | 49000 | 6382 | 2.25 | Federally-Regulated Commercial & Industrial Equipment | 01/28/2019 |  | 05/02/2019
Trane U.S. Inc. | AMERICAN STANDARD | WHC092H(3,4)*0A***7 |  | HSP-A, Single-Package Heat Pum | Heat Pump | 460 | 3 | False |  |  |  | True | Multiple-Speed | 95000 | 8050 | 11.8 | 10.8 |  |  | 87000 | 7284 | 3.5 | 3.3 | 49000 | 6382 | 2.25 | Federally-Regulated Commercial & Industrial Equipment | 01/28/2019 |  | 05/02/2019
Trane U.S. Inc. | AMERICAN STANDARD | WHC092H(3,4)*0A***7 |  | HSP-A, Single-Package Heat Pum | Heat Pump | 230 | 3 | False |  |  |  | True | Multiple-Speed | 95000 | 8050 | 11.8 | 10.8 |  |  | 87000 | 7284 | 3.5 | 3.3 | 49000 | 6382 | 2.25 | Federally-Regulated Commercial & Industrial Equipment | 01/28/2019 |  | 05/02/2019
Trane U.S. Inc. | AMERICAN STANDARD | WHC092H(3,4)*0A***7 |  | HSP-A, Single-Package Heat Pum | Heat Pump | 208 | 3 | False |  |  |  | True | Multiple-Speed | 95000 | 8050 | 11.8 | 10.8 |  |  | 87000 | 7284 | 3.5 | 3.3 | 49000 | 6382 | 2.25 | Federally-Regulated Commercial & Industrial Equipment | 01/28/2019 |  | 05/02/2019
Trane U.S. Inc. | AMERICAN STANDARD | DHC102H(3,4)*(L,M,H,X,Y,Z)A***7 |  | HSP-A, Single-Package Heat Pum | Both Heat Pump and Electric Re | 460 | 3 | False |  |  |  | True | Multiple-Speed | 104000 | 8666 | 12 | 11 |  |  | 93000 | 7508 | 3.63 | 3.3 | 57000 | 7424 | 2.25 | Federally-Regulated Commercial & Industrial Equipment | 01/28/2019 |  | 05/02/2019
Trane U.S. Inc. | AMERICAN STANDARD | DHC102H(3,4)*(L,M,H,X,Y,Z)A***7 |  | HSP-A, Single-Package Heat Pum | Both Heat Pump and Electric Re | 230 | 3 | False |  |  |  | True | Multiple-Speed | 104000 | 8666 | 12 | 11 |  |  | 93000 | 7508 | 3.63 | 3.3 | 57000 | 7424 | 2.25 | Federally-Regulated Commercial & Industrial Equipment | 01/28/2019 |  | 05/02/2019
Trane U.S. Inc. | AMERICAN STANDARD | DHC102H(3,4)*(L,M,H,X,Y,Z)A***7 |  | HSP-A, Single-Package Heat Pum | Both Heat Pump and Electric Re | 208 | 3 | False |  |  |  | True | Multiple-Speed | 104000 | 8666 | 12 | 11 |  |  | 93000 | 7508 | 3.63 | 3.3 | 57000 | 7424 | 2.25 | Federally-Regulated Commercial & Industrial Equipment | 01/28/2019 |  | 05/02/2019
Trane U.S. Inc. | AMERICAN STANDARD | WHC102H(3,4)*(C,G,K,N)A***7 |  | HSP-A, Single-Package Heat Pum | Both Heat Pump and Electric Re | 460 | 3 | False |  |  |  | True | Multiple-Speed | 104000 | 8666 | 12 | 11 |  |  | 93000 | 7508 | 3.63 | 3.3 | 57000 | 7424 | 2.25 | Federally-Regulated Commercial & Industrial Equipment | 01/28/2019 |  | 05/02/2019
Trane U.S. Inc. | AMERICAN STANDARD | WHC102H(3,4)*(C,G,K,N)A***7 |  | HSP-A, Single-Package Heat Pum | Both Heat Pump and Electric Re | 230 | 3 | False |  |  |  | True | Multiple-Speed | 104000 | 8666 | 12 | 11 |  |  | 93000 | 7508 | 3.63 | 3.3 | 57000 | 7424 | 2.25 | Federally-Regulated Commercial & Industrial Equipment | 01/28/2019 |  | 05/02/2019
Trane U.S. Inc. | AMERICAN STANDARD | WHC102H(3,4)*(C,G,K,N)A***7 |  | HSP-A, Single-Package Heat Pum | Both Heat Pump and Electric Re | 208 | 3 | False |  |  |  | True | Multiple-Speed | 104000 | 8666 | 12 | 11 |  |  | 93000 | 7508 | 3.63 | 3.3 | 57000 | 7424 | 2.25 | Federally-Regulated Commercial & Industrial Equipment | 01/28/2019 |  | 05/02/2019
Trane U.S. Inc. | AMERICAN STANDARD | WHC102H(3,4)*0A***7 |  | HSP-A, Single-Package Heat Pum | Heat Pump | 460 | 3 | False |  |  |  | True | Multiple-Speed | 104000 | 8666 | 12 | 10.8 |  |  | 93000 | 7508 | 3.63 | 3.3 | 57000 | 7424 | 2.25 | Federally-Regulated Commercial & Industrial Equipment | 01/28/2019 |  | 05/02/2019
Trane U.S. Inc. | AMERICAN STANDARD | WHC102H(3,4)*0A***7 |  | HSP-A, Single-Package Heat Pum | Heat Pump | 230 | 3 | False |  |  |  | True | Multiple-Speed | 104000 | 8666 | 12 | 10.8 |  |  | 93000 | 7508 | 3.63 | 3.3 | 57000 | 7424 | 2.25 | Federally-Regulated Commercial & Industrial Equipment | 01/28/2019 |  | 05/02/2019
Trane U.S. Inc. | AMERICAN STANDARD | WHC102H(3,4)*0A***7 |  | HSP-A, Single-Package Heat Pum | Heat Pump | 208 | 3 | False |  |  |  | True | Multiple-Speed | 104000 | 8666 | 12 | 10.8 |  |  | 93000 | 7508 | 3.63 | 3.3 | 57000 | 7424 | 2.25 | Federally-Regulated Commercial & Industrial Equipment | 01/28/2019 |  | 05/02/2019
Trane U.S. Inc. | AMERICAN STANDARD | DHC120H(3,4)*(L,M,H,X,Y,Z)A***7 |  | HSP-A, Single-Package Heat Pum | Both Heat Pump and Electric Re | 460 | 3 | False |  |  |  | True | Multiple-Speed | 121000 | 10521 | 11.5 | 11 |  |  | 118000 | 9526 | 3.63 | 3.3 | 61000 | 7945 | 2.25 | Federally-Regulated Commercial & Industrial Equipment | 01/28/2019 |  | 05/02/2019
Trane U.S. Inc. | AMERICAN STANDARD | DHC120H(3,4)*(L,M,H,X,Y,Z)A***7 |  | HSP-A, Single-Package Heat Pum | Both Heat Pump and Electric Re | 230 | 3 | False |  |  |  | True | Multiple-Speed | 121000 | 10521 | 11.5 | 11 |  |  | 118000 | 9526 | 3.63 | 3.3 | 61000 | 7945 | 2.25 | Federally-Regulated Commercial & Industrial Equipment | 01/28/2019 |  | 05/02/2019
Trane U.S. Inc. | AMERICAN STANDARD | DHC120H(3,4)*(L,M,H,X,Y,Z)A***7 |  | HSP-A, Single-Package Heat Pum | Both Heat Pump and Electric Re | 208 | 3 | False |  |  |  | True | Multiple-Speed | 121000 | 10521 | 11.5 | 11 |  |  | 118000 | 9526 | 3.63 | 3.3 | 61000 | 7945 | 2.25 | Federally-Regulated Commercial & Industrial Equipment | 01/28/2019 |  | 05/02/2019
Trane U.S. Inc. | AMERICAN STANDARD | WHC120H(3,4)*(G,K,N,P)A***7 |  | HSP-A, Single-Package Heat Pum | Both Heat Pump and Electric Re | 460 | 3 | False |  |  |  | True | Multiple-Speed | 121000 | 10521 | 11.5 | 11 |  |  | 118000 | 9526 | 3.63 | 3.3 | 61000 | 7945 | 2.25 | Federally-Regulated Commercial & Industrial Equipment | 01/28/2019 |  | 05/02/2019
Trane U.S. Inc. | AMERICAN STANDARD | WHC120H(3,4)*(G,K,N,P)A***7 |  | HSP-A, Single-Package Heat Pum | Both Heat Pump and Electric Re | 230 | 3 | False |  |  |  | True | Multiple-Speed | 121000 | 10521 | 11.5 | 11 |  |  | 118000 | 9526 | 3.63 | 3.3 | 61000 | 7945 | 2.25 | Federally-Regulated Commercial & Industrial Equipment | 01/28/2019 |  | 05/02/2019
Trane U.S. Inc. | AMERICAN STANDARD | WHC120H(3,4)*(G,K,N,P)A***7 |  | HSP-A, Single-Package Heat Pum | Both Heat Pump and Electric Re | 208 | 3 | False |  |  |  | True | Multiple-Speed | 121000 | 10521 | 11.5 | 11 |  |  | 118000 | 9526 | 3.63 | 3.3 | 61000 | 7945 | 2.25 | Federally-Regulated Commercial & Industrial Equipment | 01/28/2019 |  | 05/02/2019
Trane U.S. Inc. | AMERICAN STANDARD | WHC120H(3,4)*0A***7 |  | HSP-A, Single-Package Heat Pum | Heat Pump | 460 | 3 | False |  |  |  | True | Multiple-Speed | 121000 | 10521 | 11.5 | 10.8 |  |  | 118000 | 9526 | 3.63 | 3.3 | 61000 | 7945 | 2.25 | Federally-Regulated Commercial & Industrial Equipment | 01/28/2019 |  | 05/02/2019
Trane U.S. Inc. | AMERICAN STANDARD | WHC120H(3,4)*0A***7 |  | HSP-A, Single-Package Heat Pum | Heat Pump | 230 | 3 | False |  |  |  | True | Multiple-Speed | 121000 | 10521 | 11.5 | 10.8 |  |  | 118000 | 9526 | 3.63 | 3.3 | 61000 | 7945 | 2.25 | Federally-Regulated Commercial & Industrial Equipment | 01/28/2019 |  | 05/02/2019
Trane U.S. Inc. | AMERICAN STANDARD | WHC120H(3,4)*0A***7 |  | HSP-A, Single-Package Heat Pum | Heat Pump | 208 | 3 | False |  |  |  | True | Multiple-Speed | 121000 | 10521 | 11.5 | 10.8 |  |  | 118000 | 9526 | 3.63 | 3.3 | 61000 | 7945 | 2.25 | Federally-Regulated Commercial & Industrial Equipment | 01/28/2019 |  | 05/02/2019
Trane U.S. Inc. | AMERICAN STANDARD | DHC074HW*(L,M,H,X,Y,Z)A***7 |  | HSP-A, Single-Package Heat Pum | Both Heat Pump and Electric Re | 575 | 3 | False |  |  |  | True | Multiple-Speed | 78000 | 6446 | 12.1 | 11 |  |  | 75000 | 6316 | 3.48 | 3.3 | 40000 | 5210 | 2.25 | Federally-Regulated Commercial & Industrial Equipment | 01/28/2019 |  | 05/02/2019
Trane U.S. Inc. | AMERICAN STANDARD | WHC074HW*(C,G,K,N)A***7 |  | HSP-A, Single-Package Heat Pum | Both Heat Pump and Electric Re | 575 | 3 | False |  |  |  | True | Multiple-Speed | 78000 | 6446 | 12.1 | 11 |  |  | 75000 | 6316 | 3.48 | 3.3 | 40000 | 5210 | 2.25 | Federally-Regulated Commercial & Industrial Equipment | 01/28/2019 |  | 05/02/2019
Trane U.S. Inc. | AMERICAN STANDARD | WHC074HW*0A***7 |  | HSP-A, Single-Package Heat Pum | Heat Pump | 575 | 3 | False |  |  |  | True | Multiple-Speed | 78000 | 6446 | 12.1 | 10.8 |  |  | 75000 | 6316 | 3.48 | 3.3 | 40000 | 5210 | 2.25 | Federally-Regulated Commercial & Industrial Equipment | 01/28/2019 |  | 05/02/2019
Trane U.S. Inc. | AMERICAN STANDARD | DHC092HW*(L,M,H,X,Y,Z)A***7 |  | HSP-A, Single-Package Heat Pum | Both Heat Pump and Electric Re | 575 | 3 | False |  |  |  | True | Multiple-Speed | 95000 | 8050 | 11.8 | 11 |  |  | 87000 | 7326 | 3.48 | 3.3 | 49000 | 6382 | 2.25 | Federally-Regulated Commercial & Industrial Equipment | 01/28/2019 |  | 05/02/2019
Trane U.S. Inc. | AMERICAN STANDARD | WHC092HW*(C,G,K,N)A***7 |  | HSP-A, Single-Package Heat Pum | Both Heat Pump and Electric Re | 575 | 3 | False |  |  |  | True | Multiple-Speed | 95000 | 8050 | 11.8 | 11 |  |  | 87000 | 7326 | 3.48 | 3.3 | 49000 | 6382 | 2.25 | Federally-Regulated Commercial & Industrial Equipment | 01/28/2019 |  | 05/02/2019
Trane U.S. Inc. | AMERICAN STANDARD | WHC092HW*0A***7 |  | HSP-A, Single-Package Heat Pum | Heat Pump | 575 | 3 | False |  |  |  | True | Multiple-Speed | 95000 | 8050 | 11.8 | 10.8 |  |  | 87000 | 7326 | 3.48 | 3.3 | 49000 | 6382 | 2.25 | Federally-Regulated Commercial & Industrial Equipment | 01/28/2019 |  | 05/02/2019
Trane U.S. Inc. | AMERICAN STANDARD | DHC102HW*(L,M,H,X,Y,Z)A***7 |  | HSP-A, Single-Package Heat Pum | Both Heat Pump and Electric Re | 575 | 3 | False |  |  |  | True | Multiple-Speed | 104000 | 8813 | 11.8 | 11 |  |  | 93000 | 7550 | 3.61 | 3.3 | 57000 | 7424 | 2.25 | Federally-Regulated Commercial & Industrial Equipment | 01/28/2019 |  | 05/02/2019
Trane U.S. Inc. | AMERICAN STANDARD | WHC102HW*(C,G,K,N)A***7 |  | HSP-A, Single-Package Heat Pum | Both Heat Pump and Electric Re | 575 | 3 | False |  |  |  | True | Multiple-Speed | 104000 | 8813 | 11.8 | 11 |  |  | 93000 | 7550 | 3.61 | 3.3 | 57000 | 7424 | 2.25 | Federally-Regulated Commercial & Industrial Equipment | 01/28/2019 |  | 05/02/2019
Trane U.S. Inc. | AMERICAN STANDARD | WHC102HW*0A***7 |  | HSP-A, Single-Package Heat Pum | Heat Pump | 575 | 3 | False |  |  |  | True | Multiple-Speed | 104000 | 8813 | 11.8 | 10.8 |  |  | 93000 | 7550 | 3.61 | 3.3 | 57000 | 7424 | 2.25 | Federally-Regulated Commercial & Industrial Equipment | 01/28/2019 |  | 05/02/2019
Trane U.S. Inc. | AMERICAN STANDARD | DHC120HW*(L,M,H,X,Y,Z)A***7 |  | HSP-A, Single-Package Heat Pum | Both Heat Pump and Electric Re | 575 | 3 | False |  |  |  | True | Multiple-Speed | 121000 | 10521 | 11.5 | 11 |  |  | 118000 | 9579 | 3.61 | 3.3 | 61000 | 7945 | 2.25 | Federally-Regulated Commercial & Industrial Equipment | 01/28/2019 |  | 05/02/2019
Trane U.S. Inc. | AMERICAN STANDARD | WHC120HW*(G,K,N,P)A***7 |  | HSP-A, Single-Package Heat Pum | Both Heat Pump and Electric Re | 575 | 3 | False |  |  |  | True | Multiple-Speed | 121000 | 10521 | 11.5 | 11 |  |  | 118000 | 9579 | 3.61 | 3.3 | 61000 | 7945 | 2.25 | Federally-Regulated Commercial & Industrial Equipment | 01/28/2019 |  | 05/02/2019
Trane U.S. Inc. | AMERICAN STANDARD | WHC120HW*0A***7 |  | HSP-A, Single-Package Heat Pum | Heat Pump | 575 | 3 | False |  |  |  | True | Multiple-Speed | 121000 | 10521 | 11.5 | 10.8 |  |  | 118000 | 9579 | 3.61 | 3.3 | 61000 | 7945 | 2.25 | Federally-Regulated Commercial & Industrial Equipment | 01/28/2019 |  | 05/02/2019
Lennox Industries Inc. | T-CLASS | (2)TPA060H4N*G | TAA120S4D-1G | HRCU-A-CB, Split System: Heat | Both Heat Pump and Electric Re | 460 | 3 |  | False |  |  | True | Single-Speed | 115000 | 9913 | 11.6 | 11 |  |  | 113000 | 10035 | 3.3 | 3.3 | 73000 | 9508 | 2.25 | Federally-Regulated Commercial & Industrial Equipment | 01/28/2019 |  | 05/02/2019
Lennox Industries Inc. | T-CLASS | (2)TPA060H4N*Y | TAA120S4D-1Y | HRCU-A-CB, Split System: Heat | Both Heat Pump and Electric Re | 230 | 3 |  | False |  |  | True | Single-Speed | 115000 | 9913 | 11.6 | 11 |  |  | 113000 | 10035 | 3.3 | 3.3 | 73000 | 9508 | 2.25 | Federally-Regulated Commercial & Industrial Equipment | 01/28/2019 |  | 05/02/2019
Lennox Industries Inc. | T-CLASS | (2)TPA060H4N*Y | TAA120S4D-1Y | HRCU-A-CB, Split System: Heat | Both Heat Pump and Electric Re | 208 | 3 |  | False |  |  | True | Single-Speed | 115000 | 9913 | 11.6 | 11 |  |  | 113000 | 10035 | 3.3 | 3.3 | 73000 | 9508 | 2.25 | Federally-Regulated Commercial & Industrial Equipment | 01/28/2019 |  | 05/02/2019
Lennox Industries Inc. | T-CLASS | TPA090S4S*1* | TAA090S4D*1* | HRCU-A-CB, Split System: Heat | Heat Pump | 575 | 3 |  | False |  |  | True | Single-Speed | 89000 | 8090 | 11 | 10.8 |  |  | 88000 | 7815 | 3.3 | 3.3 | 50000 | 6512 | 2.25 | Federally-Regulated Commercial & Industrial Equipment | 01/28/2019 |  | 05/02/2019
Lennox Industries Inc. | T-CLASS | TPA090S4S*1* | TAA090S4D*1* | HRCU-A-CB, Split System: Heat | Heat Pump | 460 | 3 |  | False |  |  | True | Single-Speed | 89000 | 8090 | 11 | 10.8 |  |  | 88000 | 7815 | 3.3 | 3.3 | 50000 | 6512 | 2.25 | Federally-Regulated Commercial & Industrial Equipment | 01/28/2019 |  | 05/02/2019
Lennox Industries Inc. | T-CLASS | TPA090S4S*1* | TAA090S4D*1* | HRCU-A-CB, Split System: Heat | Heat Pump | 230 | 3 |  | False |  |  | True | Single-Speed | 89000 | 8090 | 11 | 10.8 |  |  | 88000 | 7815 | 3.3 | 3.3 | 50000 | 6512 | 2.25 | Federally-Regulated Commercial & Industrial Equipment | 01/28/2019 |  | 05/02/2019
Lennox Industries Inc. | T-CLASS | TPA090S4S*1* | TAA090S4D*1* | HRCU-A-CB, Split System: Heat | Heat Pump | 208 | 3 |  | False |  |  | True | Single-Speed | 89000 | 8090 | 11 | 10.8 |  |  | 88000 | 7815 | 3.3 | 3.3 | 50000 | 6512 | 2.25 | Federally-Regulated Commercial & Industrial Equipment | 01/28/2019 |  | 05/02/2019
Lennox Industries Inc. | LANDMARK | KHA180S4B*1Y,G,J |  | HSP-A, Single-Package Heat Pum | Heat Pump | 575 | 3 | False |  |  |  | True | Single-Speed | 174000 | 16415 | 10.6 | 10.4 |  |  | 178000 | 16302 | 3.2 | 3.2 | 100000 | 14296 | 2.05 | Federally-Regulated Commercial & Industrial Equipment | 01/28/2019 |  | 05/02/2019
Lennox Industries Inc. | LANDMARK | KHA180S4B*1Y,G,J |  | HSP-A, Single-Package Heat Pum | Heat Pump | 460 | 3 | False |  |  |  | True | Single-Speed | 174000 | 16415 | 10.6 | 10.4 |  |  | 178000 | 16302 | 3.2 | 3.2 | 100000 | 14296 | 2.05 | Federally-Regulated Commercial & Industrial Equipment | 01/28/2019 |  | 05/02/2019
Lennox Industries Inc. | LANDMARK | KHA180S4B*1Y,G,J |  | HSP-A, Single-Package Heat Pum | Heat Pump | 230 | 3 | False |  |  |  | True | Single-Speed | 174000 | 16415 | 10.6 | 10.4 |  |  | 178000 | 16302 | 3.2 | 3.2 | 100000 | 14296 | 2.05 | Federally-Regulated Commercial & Industrial Equipment | 01/28/2019 |  | 05/02/2019
Lennox Industries Inc. | LANDMARK | KHA180S4B*1Y,G,J |  | HSP-A, Single-Package Heat Pum | Heat Pump | 208 | 3 | False |  |  |  | True | Single-Speed | 174000 | 16415 | 10.6 | 10.4 |  |  | 178000 | 16302 | 3.2 | 3.2 | 100000 | 14296 | 2.05 | Federally-Regulated Commercial & Industrial Equipment | 01/28/2019 |  | 05/02/2019
Lennox Industries Inc. | LANDMARK | KHA092S4B**Y,G,J |  | HSP-A, Single-Package Heat Pum | Both Heat Pump and Electric Re | 575 | 3 | False |  |  |  | True | Single-Speed | 89000 | 8090 | 11 | 11 |  |  | 89000 | 7904 | 3.3 | 3.3 | 53000 | 6903 | 2.25 | Federally-Regulated Commercial & Industrial Equipment | 01/28/2019 |  | 05/02/2019
Lennox Industries Inc. | LANDMARK | KHA092S4B**Y,G,J |  | HSP-A, Single-Package Heat Pum | Both Heat Pump and Electric Re | 460 | 3 | False |  |  |  | True | Single-Speed | 89000 | 8090 | 11 | 11 |  |  | 89000 | 7904 | 3.3 | 3.3 | 53000 | 6903 | 2.25 | Federally-Regulated Commercial & Industrial Equipment | 01/28/2019 |  | 05/02/2019
Lennox Industries Inc. | LANDMARK | KHA092S4B**Y,G,J |  | HSP-A, Single-Package Heat Pum | Both Heat Pump and Electric Re | 230 | 3 | False |  |  |  | True | Single-Speed | 89000 | 8090 | 11 | 11 |  |  | 89000 | 7904 | 3.3 | 3.3 | 53000 | 6903 | 2.25 | Federally-Regulated Commercial & Industrial Equipment | 01/28/2019 |  | 05/02/2019
Lennox Industries Inc. | LANDMARK | KHA092S4B**Y,G,J |  | HSP-A, Single-Package Heat Pum | Both Heat Pump and Electric Re | 208 | 3 | False |  |  |  | True | Single-Speed | 89000 | 8090 | 11 | 11 |  |  | 89000 | 7904 | 3.3 | 3.3 | 53000 | 6903 | 2.25 | Federally-Regulated Commercial & Industrial Equipment | 01/28/2019 |  | 05/02/2019
Lennox Industries Inc. | LANDMARK | KHA102S4B**Y,G,J |  | HSP-A, Single-Package Heat Pum | Both Heat Pump and Electric Re | 575 | 3 | False |  |  |  | True | Single-Speed | 100000 | 9090 | 11 | 11 |  |  | 100000 | 8881 | 3.3 | 3.3 | 55000 | 7164 | 2.25 | Federally-Regulated Commercial & Industrial Equipment | 01/28/2019 |  | 05/02/2019
Lennox Industries Inc. | LANDMARK | KHA102S4B**Y,G,J |  | HSP-A, Single-Package Heat Pum | Both Heat Pump and Electric Re | 460 | 3 | False |  |  |  | True | Single-Speed | 100000 | 9090 | 11 | 11 |  |  | 100000 | 8881 | 3.3 | 3.3 | 55000 | 7164 | 2.25 | Federally-Regulated Commercial & Industrial Equipment | 01/28/2019 |  | 05/02/2019
Lennox Industries Inc. | LANDMARK | KHA102S4B**Y,G,J |  | HSP-A, Single-Package Heat Pum | Both Heat Pump and Electric Re | 230 | 3 | False |  |  |  | True | Single-Speed | 100000 | 9090 | 11 | 11 |  |  | 100000 | 8881 | 3.3 | 3.3 | 55000 | 7164 | 2.25 | Federally-Regulated Commercial & Industrial Equipment | 01/28/2019 |  | 05/02/2019
Lennox Industries Inc. | LANDMARK | KHA102S4B**Y,G,J |  | HSP-A, Single-Package Heat Pum | Both Heat Pump and Electric Re | 208 | 3 | False |  |  |  | True | Single-Speed | 100000 | 9090 | 11 | 11 |  |  | 100000 | 8881 | 3.3 | 3.3 | 55000 | 7164 | 2.25 | Federally-Regulated Commercial & Industrial Equipment | 01/28/2019 |  | 05/02/2019
Lennox Industries Inc. | K-SERIES | KDB102H4M*1Y,G,J |  | HSP-A, Single-Package Heat Pum | Heat Pump | 575 | 3 | False |  |  |  | True | Single-Speed | 100000 | 8333 | 12 | 10.8 | 14.3 |  | 100000 | 8140 | 3.6 | 3.3 | 56000 | 7135 | 2.3 | Federally-Regulated Commercial & Industrial Equipment | 04/16/2019 |  | 05/02/2019
Lennox Industries Inc. | K-SERIES | KDB102H4M*1Y,G,J |  | HSP-A, Single-Package Heat Pum | Heat Pump | 460 | 3 | False |  |  |  | True | Single-Speed | 100000 | 8333 | 12 | 10.8 | 14.3 |  | 100000 | 8140 | 3.6 | 3.3 | 56000 | 7135 | 2.3 | Federally-Regulated Commercial & Industrial Equipment | 04/16/2019 |  | 05/02/2019
Lennox Industries Inc. | K-SERIES | KDB102H4M*1Y,G,J |  | HSP-A, Single-Package Heat Pum | Heat Pump | 230 | 3 | False |  |  |  | True | Single-Speed | 100000 | 8333 | 12 | 10.8 | 14.3 |  | 100000 | 8140 | 3.6 | 3.3 | 56000 | 7135 | 2.3 | Federally-Regulated Commercial & Industrial Equipment | 04/16/2019 |  | 05/02/2019
Lennox Industries Inc. | K-SERIES | KDB102H4M*1Y,G,J |  | HSP-A, Single-Package Heat Pum | Heat Pump | 208 | 3 | False |  |  |  | True | Single-Speed | 100000 | 8333 | 12 | 10.8 | 14.3 |  | 100000 | 8140 | 3.6 | 3.3 | 56000 | 7135 | 2.3 | Federally-Regulated Commercial & Industrial Equipment | 04/16/2019 |  | 05/02/2019
Lennox Industries Inc. | K-SERIES | KDB102H4B*1Y,G,J |  | HSP-A, Single-Package Heat Pum | Heat Pump | 575 | 3 | False |  |  |  | True | Single-Speed | 100000 | 8333 | 12 | 10.8 | 12.5 |  | 100000 | 8140 | 3.6 | 3.3 | 55000 | 7008 | 2.3 | Federally-Regulated Commercial & Industrial Equipment | 04/16/2019 |  | 05/02/2019
Lennox Industries Inc. | K-SERIES | KDB102H4B*1Y,G,J |  | HSP-A, Single-Package Heat Pum | Heat Pump | 460 | 3 | False |  |  |  | True | Single-Speed | 100000 | 8333 | 12 | 10.8 | 12.5 |  | 100000 | 8140 | 3.6 | 3.3 | 55000 | 7008 | 2.3 | Federally-Regulated Commercial & Industrial Equipment | 04/16/2019 |  | 05/02/2019
Lennox Industries Inc. | K-SERIES | KDB102H4B*1Y,G,J |  | HSP-A, Single-Package Heat Pum | Heat Pump | 230 | 3 | False |  |  |  | True | Single-Speed | 100000 | 8333 | 12 | 10.8 | 12.5 |  | 100000 | 8140 | 3.6 | 3.3 | 55000 | 7008 | 2.3 | Federally-Regulated Commercial & Industrial Equipment | 04/16/2019 |  | 05/02/2019
Lennox Industries Inc. | K-SERIES | KDB102H4B*1Y,G,J |  | HSP-A, Single-Package Heat Pum | Heat Pump | 208 | 3 | False |  |  |  | True | Single-Speed | 100000 | 8333 | 12 | 10.8 | 12.5 |  | 100000 | 8140 | 3.6 | 3.3 | 55000 | 7008 | 2.3 | Federally-Regulated Commercial & Industrial Equipment | 04/16/2019 |  | 05/02/2019
Lennox Industries Inc. | K-SERIES | KDB092H4M*1Y,G,J |  | HSP-A, Single-Package Heat Pum | Heat Pump | 575 | 3 | False |  |  |  | True | Single-Speed | 89000 | 7355 | 12.1 | 10.8 | 14.2 |  | 86000 | 7001 | 3.6 | 3.3 | 51000 | 6227 | 2.4 | Federally-Regulated Commercial & Industrial Equipment | 04/16/2019 |  | 05/02/2019
Lennox Industries Inc. | K-SERIES | KDB092H4M*1Y,G,J |  | HSP-A, Single-Package Heat Pum | Heat Pump | 460 | 3 | False |  |  |  | True | Single-Speed | 89000 | 7355 | 12.1 | 10.8 | 14.2 |  | 86000 | 7001 | 3.6 | 3.3 | 51000 | 6227 | 2.4 | Federally-Regulated Commercial & Industrial Equipment | 04/16/2019 |  | 05/02/2019
Lennox Industries Inc. | K-SERIES | KDB092H4M*1Y,G,J |  | HSP-A, Single-Package Heat Pum | Heat Pump | 230 | 3 | False |  |  |  | True | Single-Speed | 89000 | 7355 | 12.1 | 10.8 | 14.2 |  | 86000 | 7001 | 3.6 | 3.3 | 51000 | 6227 | 2.4 | Federally-Regulated Commercial & Industrial Equipment | 04/16/2019 |  | 05/02/2019
Lennox Industries Inc. | K-SERIES | KDB092H4M*1Y,G,J |  | HSP-A, Single-Package Heat Pum | Heat Pump | 208 | 3 | False |  |  |  | True | Single-Speed | 89000 | 7355 | 12.1 | 10.8 | 14.2 |  | 86000 | 7001 | 3.6 | 3.3 | 51000 | 6227 | 2.4 | Federally-Regulated Commercial & Industrial Equipment | 04/16/2019 |  | 05/02/2019
Lennox Industries Inc. | K-SERIES | KDB092H4B*1Y,G,J |  | HSP-A, Single-Package Heat Pum | Heat Pump | 575 | 3 | False |  |  |  | True | Single-Speed | 89000 | 7355 | 12.1 | 10.8 | 12.9 |  | 86000 | 7001 | 3.6 | 3.3 | 51000 | 6227 | 2.4 | Federally-Regulated Commercial & Industrial Equipment | 04/16/2019 |  | 05/02/2019
Lennox Industries Inc. | K-SERIES | KDB092H4B*1Y,G,J |  | HSP-A, Single-Package Heat Pum | Heat Pump | 460 | 3 | False |  |  |  | True | Single-Speed | 89000 | 7355 | 12.1 | 10.8 | 12.9 |  | 86000 | 7001 | 3.6 | 3.3 | 51000 | 6227 | 2.4 | Federally-Regulated Commercial & Industrial Equipment | 04/16/2019 |  | 05/02/2019
Lennox Industries Inc. | K-SERIES | KDB092H4B*1Y,G,J |  | HSP-A, Single-Package Heat Pum | Heat Pump | 230 | 3 | False |  |  |  | True | Single-Speed | 89000 | 7355 | 12.1 | 10.8 | 12.9 |  | 86000 | 7001 | 3.6 | 3.3 | 51000 | 6227 | 2.4 | Federally-Regulated Commercial & Industrial Equipment | 04/16/2019 |  | 05/02/2019
Lennox Industries Inc. | K-SERIES | KDB092H4B*1Y,G,J |  | HSP-A, Single-Package Heat Pum | Heat Pump | 208 | 3 | False |  |  |  | True | Single-Speed | 89000 | 7355 | 12.1 | 10.8 | 12.9 |  | 86000 | 7001 | 3.6 | 3.3 | 51000 | 6227 | 2.4 | Federally-Regulated Commercial & Industrial Equipment | 04/16/2019 |  | 05/02/2019
Lennox Industries Inc. | K-SERIES | KHB102H4M*1Y,G,J |  | HSP-A, Single-Package Heat Pum | Heat Pump | 575 | 3 | False |  |  |  | True | Single-Speed | 100000 | 8333 | 12 | 10.8 | 14.3 |  | 100000 | 8140 | 3.6 | 3.3 | 56000 | 6838 | 2.4 | Federally-Regulated Commercial & Industrial Equipment | 04/16/2019 |  | 05/02/2019
Lennox Industries Inc. | K-SERIES | KHB102H4M*1Y,G,J |  | HSP-A, Single-Package Heat Pum | Heat Pump | 460 | 3 | False |  |  |  | True | Single-Speed | 100000 | 8333 | 12 | 10.8 | 14.3 |  | 100000 | 8140 | 3.6 | 3.3 | 56000 | 6838 | 2.4 | Federally-Regulated Commercial & Industrial Equipment | 04/16/2019 |  | 05/02/2019
Lennox Industries Inc. | K-SERIES | KHB102H4M*1Y,G,J |  | HSP-A, Single-Package Heat Pum | Heat Pump | 230 | 3 | False |  |  |  | True | Single-Speed | 100000 | 8333 | 12 | 10.8 | 14.3 |  | 100000 | 8140 | 3.6 | 3.3 | 56000 | 6838 | 2.4 | Federally-Regulated Commercial & Industrial Equipment | 04/16/2019 |  | 05/02/2019
Lennox Industries Inc. | K-SERIES | KHB102H4M*1Y,G,J |  | HSP-A, Single-Package Heat Pum | Heat Pump | 208 | 3 | False |  |  |  | True | Single-Speed | 100000 | 8333 | 12 | 10.8 | 14.3 |  | 100000 | 8140 | 3.6 | 3.3 | 56000 | 6838 | 2.4 | Federally-Regulated Commercial & Industrial Equipment | 04/16/2019 |  | 05/02/2019
Lennox Industries Inc. | K-SERIES | KHB102H4B*1Y,G,J |  | HSP-A, Single-Package Heat Pum | Heat Pump | 575 | 3 | False |  |  |  | True | Single-Speed | 100000 | 8333 | 12 | 10.8 | 12.5 |  | 100000 | 8140 | 3.6 | 3.3 | 58000 | 7082 | 2.4 | Federally-Regulated Commercial & Industrial Equipment | 04/16/2019 |  | 05/02/2019
Lennox Industries Inc. | K-SERIES | KHB102H4B*1Y,G,J |  | HSP-A, Single-Package Heat Pum | Heat Pump | 460 | 3 | False |  |  |  | True | Single-Speed | 100000 | 8333 | 12 | 10.8 | 12.5 |  | 100000 | 8140 | 3.6 | 3.3 | 58000 | 7082 | 2.4 | Federally-Regulated Commercial & Industrial Equipment | 04/16/2019 |  | 05/02/2019
Lennox Industries Inc. | K-SERIES | KHB102H4B*1Y,G,J |  | HSP-A, Single-Package Heat Pum | Heat Pump | 230 | 3 | False |  |  |  | True | Single-Speed | 100000 | 8333 | 12 | 10.8 | 12.5 |  | 100000 | 8140 | 3.6 | 3.3 | 58000 | 7082 | 2.4 | Federally-Regulated Commercial & Industrial Equipment | 04/16/2019 |  | 05/02/2019
Lennox Industries Inc. | K-SERIES | KHB102H4B*1Y,G,J |  | HSP-A, Single-Package Heat Pum | Heat Pump | 208 | 3 | False |  |  |  | True | Single-Speed | 100000 | 8333 | 12 | 10.8 | 12.5 |  | 100000 | 8140 | 3.6 | 3.3 | 58000 | 7082 | 2.4 | Federally-Regulated Commercial & Industrial Equipment | 04/16/2019 |  | 05/02/2019
Lennox Industries Inc. | K-SERIES | KHB092H4M*1Y,G,J |  | HSP-A, Single-Package Heat Pum | Heat Pump | 575 | 3 | False |  |  |  | True | Single-Speed | 89000 | 7355 | 12.1 | 10.8 | 14.2 |  | 86000 | 7001 | 3.6 | 3.3 | 51000 | 6227 | 2.4 | Federally-Regulated Commercial & Industrial Equipment | 04/16/2019 |  | 05/02/2019
Lennox Industries Inc. | K-SERIES | KHB092H4M*1Y,G,J |  | HSP-A, Single-Package Heat Pum | Heat Pump | 460 | 3 | False |  |  |  | True | Single-Speed | 89000 | 7355 | 12.1 | 10.8 | 14.2 |  | 86000 | 7001 | 3.6 | 3.3 | 51000 | 6227 | 2.4 | Federally-Regulated Commercial & Industrial Equipment | 04/16/2019 |  | 05/02/2019
Lennox Industries Inc. | K-SERIES | KHB092H4M*1Y,G,J |  | HSP-A, Single-Package Heat Pum | Heat Pump | 230 | 3 | False |  |  |  | True | Single-Speed | 89000 | 7355 | 12.1 | 10.8 | 14.2 |  | 86000 | 7001 | 3.6 | 3.3 | 51000 | 6227 | 2.4 | Federally-Regulated Commercial & Industrial Equipment | 04/16/2019 |  | 05/02/2019
Lennox Industries Inc. | K-SERIES | KHB092H4M*1Y,G,J |  | HSP-A, Single-Package Heat Pum | Heat Pump | 208 | 3 | False |  |  |  | True | Single-Speed | 89000 | 7355 | 12.1 | 10.8 | 14.2 |  | 86000 | 7001 | 3.6 | 3.3 | 51000 | 6227 | 2.4 | Federally-Regulated Commercial & Industrial Equipment | 04/16/2019 |  | 05/02/2019
Lennox Industries Inc. | K-SERIES | KHB092H4B*1Y,G,J |  | HSP-A, Single-Package Heat Pum | Heat Pump | 575 | 3 | False |  |  |  | True | Single-Speed | 89000 | 7355 | 12.1 | 10.8 | 12.9 |  | 86000 | 7001 | 3.6 | 3.3 | 51000 | 6227 | 2.4 | Federally-Regulated Commercial & Industrial Equipment | 04/16/2019 |  | 05/02/2019
Lennox Industries Inc. | K-SERIES | KHB092H4B*1Y,G,J |  | HSP-A, Single-Package Heat Pum | Heat Pump | 460 | 3 | False |  |  |  | True | Single-Speed | 89000 | 7355 | 12.1 | 10.8 | 12.9 |  | 86000 | 7001 | 3.6 | 3.3 | 51000 | 6227 | 2.4 | Federally-Regulated Commercial & Industrial Equipment | 04/16/2019 |  | 05/02/2019
Lennox Industries Inc. | K-SERIES | KHB092H4B*1Y,G,J |  | HSP-A, Single-Package Heat Pum | Heat Pump | 230 | 3 | False |  |  |  | True | Single-Speed | 89000 | 7355 | 12.1 | 10.8 | 12.9 |  | 86000 | 7001 | 3.6 | 3.3 | 51000 | 6227 | 2.4 | Federally-Regulated Commercial & Industrial Equipment | 04/16/2019 |  | 05/02/2019
Lennox Industries Inc. | K-SERIES | KHB092H4B*1Y,G,J |  | HSP-A, Single-Package Heat Pum | Heat Pump | 208 | 3 | False |  |  |  | True | Single-Speed | 89000 | 7355 | 12.1 | 10.8 | 12.9 |  | 86000 | 7001 | 3.6 | 3.3 | 51000 | 6227 | 2.4 | Federally-Regulated Commercial & Industrial Equipment | 04/16/2019 |  | 05/02/2019
Lennox Industries Inc. | Lennox | ELP090S4ST*Y,G,J | ELA240S4D-*Y,G,J | HRCU-A-CB, Split System: Heat | Heat Pump | 575 | 3 |  | False |  |  | True | Dual-Speed | 178000 | 16181 | 11 | 10.4 |  |  | 170000 | 15569 | 3.2 | 3.2 | 98000 | 14010 | 2.05 | Federally-Regulated Commercial & Industrial Equipment | 01/28/2019 |  | 05/02/2019
Lennox Industries Inc. | Lennox | ELP090S4ST*Y,G,J | ELA240S4D-*Y,G,J | HRCU-A-CB, Split System: Heat | Heat Pump | 460 | 3 |  | False |  |  | True | Dual-Speed | 178000 | 16181 | 11 | 10.4 |  |  | 170000 | 15569 | 3.2 | 3.2 | 98000 | 14010 | 2.05 | Federally-Regulated Commercial & Industrial Equipment | 01/28/2019 |  | 05/02/2019
Lennox Industries Inc. | Lennox | ELP090S4ST*Y,G,J | ELA240S4D-*Y,G,J | HRCU-A-CB, Split System: Heat | Heat Pump | 230 | 3 |  | False |  |  | True | Dual-Speed | 178000 | 16181 | 11 | 10.4 |  |  | 170000 | 15569 | 3.2 | 3.2 | 98000 | 14010 | 2.05 | Federally-Regulated Commercial & Industrial Equipment | 01/28/2019 |  | 05/02/2019
Lennox Industries Inc. | Lennox | ELP090S4ST*Y,G,J | ELA240S4D-*Y,G,J | HRCU-A-CB, Split System: Heat | Heat Pump | 208 | 3 |  | False |  |  | True | Dual-Speed | 178000 | 16181 | 11 | 10.4 |  |  | 170000 | 15569 | 3.2 | 3.2 | 98000 | 14010 | 2.05 | Federally-Regulated Commercial & Industrial Equipment | 01/28/2019 |  | 05/02/2019
Lennox Industries Inc. | Lennox | KDB102H4M*1Y,G,J |  | HSP-A, Single-Package Heat Pum | Heat Pump | 575 | 3 | False |  |  |  | True | Single-Speed | 100000 | 8333 | 12 | 10.8 | 14.3 |  | 100000 | 8140 | 3.6 | 3.3 | 56000 | 7135 | 2.3 | Federally-Regulated Commercial & Industrial Equipment | 04/16/2019 |  | 05/02/2019
Lennox Industries Inc. | Lennox | KDB102H4M*1Y,G,J |  | HSP-A, Single-Package Heat Pum | Heat Pump | 460 | 3 | False |  |  |  | True | Single-Speed | 100000 | 8333 | 12 | 10.8 | 14.3 |  | 100000 | 8140 | 3.6 | 3.3 | 56000 | 7135 | 2.3 | Federally-Regulated Commercial & Industrial Equipment | 04/16/2019 |  | 05/02/2019
Lennox Industries Inc. | Lennox | KDB102H4M*1Y,G,J |  | HSP-A, Single-Package Heat Pum | Heat Pump | 230 | 3 | False |  |  |  | True | Single-Speed | 100000 | 8333 | 12 | 10.8 | 14.3 |  | 100000 | 8140 | 3.6 | 3.3 | 56000 | 7135 | 2.3 | Federally-Regulated Commercial & Industrial Equipment | 04/16/2019 |  | 05/02/2019
Lennox Industries Inc. | Lennox | KDB102H4M*1Y,G,J |  | HSP-A, Single-Package Heat Pum | Heat Pump | 208 | 3 | False |  |  |  | True | Single-Speed | 100000 | 8333 | 12 | 10.8 | 14.3 |  | 100000 | 8140 | 3.6 | 3.3 | 56000 | 7135 | 2.3 | Federally-Regulated Commercial & Industrial Equipment | 04/16/2019 |  | 05/02/2019
Lennox Industries Inc. | Lennox | KDB102H4B*1Y,G,J |  | HSP-A, Single-Package Heat Pum | Heat Pump | 575 | 3 | False |  |  |  | True | Single-Speed | 100000 | 8333 | 12 | 10.8 | 12.5 |  | 100000 | 8140 | 3.6 | 3.3 | 55000 | 7008 | 2.3 | Federally-Regulated Commercial & Industrial Equipment | 04/16/2019 |  | 05/02/2019
Lennox Industries Inc. | Lennox | KDB102H4B*1Y,G,J |  | HSP-A, Single-Package Heat Pum | Heat Pump | 460 | 3 | False |  |  |  | True | Single-Speed | 100000 | 8333 | 12 | 10.8 | 12.5 |  | 100000 | 8140 | 3.6 | 3.3 | 55000 | 7008 | 2.3 | Federally-Regulated Commercial & Industrial Equipment | 04/16/2019 |  | 05/02/2019
Lennox Industries Inc. | Lennox | KDB102H4B*1Y,G,J |  | HSP-A, Single-Package Heat Pum | Heat Pump | 230 | 3 | False |  |  |  | True | Single-Speed | 100000 | 8333 | 12 | 10.8 | 12.5 |  | 100000 | 8140 | 3.6 | 3.3 | 55000 | 7008 | 2.3 | Federally-Regulated Commercial & Industrial Equipment | 04/16/2019 |  | 05/02/2019
Lennox Industries Inc. | Lennox | KDB102H4B*1Y,G,J |  | HSP-A, Single-Package Heat Pum | Heat Pump | 208 | 3 | False |  |  |  | True | Single-Speed | 100000 | 8333 | 12 | 10.8 | 12.5 |  | 100000 | 8140 | 3.6 | 3.3 | 55000 | 7008 | 2.3 | Federally-Regulated Commercial & Industrial Equipment | 04/16/2019 |  | 05/02/2019
Lennox Industries Inc. | Lennox | KDB092H4M*1Y,G,J |  | HSP-A, Single-Package Heat Pum | Heat Pump | 575 | 3 | False |  |  |  | True | Single-Speed | 89000 | 7355 | 12.1 | 10.8 | 14.2 |  | 86000 | 7001 | 3.6 | 3.3 | 51000 | 6227 | 2.4 | Federally-Regulated Commercial & Industrial Equipment | 04/16/2019 |  | 05/02/2019
Lennox Industries Inc. | Lennox | KDB092H4M*1Y,G,J |  | HSP-A, Single-Package Heat Pum | Heat Pump | 460 | 3 | False |  |  |  | True | Single-Speed | 89000 | 7355 | 12.1 | 10.8 | 14.2 |  | 86000 | 7001 | 3.6 | 3.3 | 51000 | 6227 | 2.4 | Federally-Regulated Commercial & Industrial Equipment | 04/16/2019 |  | 05/02/2019
Lennox Industries Inc. | Lennox | KDB092H4M*1Y,G,J |  | HSP-A, Single-Package Heat Pum | Heat Pump | 230 | 3 | False |  |  |  | True | Single-Speed | 89000 | 7355 | 12.1 | 10.8 | 14.2 |  | 86000 | 7001 | 3.6 | 3.3 | 51000 | 6227 | 2.4 | Federally-Regulated Commercial & Industrial Equipment | 04/16/2019 |  | 05/02/2019
Lennox Industries Inc. | Lennox | KDB092H4M*1Y,G,J |  | HSP-A, Single-Package Heat Pum | Heat Pump | 208 | 3 | False |  |  |  | True | Single-Speed | 89000 | 7355 | 12.1 | 10.8 | 14.2 |  | 86000 | 7001 | 3.6 | 3.3 | 51000 | 6227 | 2.4 | Federally-Regulated Commercial & Industrial Equipment | 04/16/2019 |  | 05/02/2019
Lennox Industries Inc. | Lennox | KDB092H4B*1Y,G,J |  | HSP-A, Single-Package Heat Pum | Heat Pump | 575 | 3 | False |  |  |  | True | Single-Speed | 89000 | 7355 | 12.1 | 10.8 | 12.9 |  | 86000 | 7001 | 3.6 | 3.3 | 51000 | 6227 | 2.4 | Federally-Regulated Commercial & Industrial Equipment | 04/16/2019 |  | 05/02/2019
Lennox Industries Inc. | Lennox | KDB092H4B*1Y,G,J |  | HSP-A, Single-Package Heat Pum | Heat Pump | 460 | 3 | False |  |  |  | True | Single-Speed | 89000 | 7355 | 12.1 | 10.8 | 12.9 |  | 86000 | 7001 | 3.6 | 3.3 | 51000 | 6227 | 2.4 | Federally-Regulated Commercial & Industrial Equipment | 04/16/2019 |  | 05/02/2019
Lennox Industries Inc. | Lennox | KDB092H4B*1Y,G,J |  | HSP-A, Single-Package Heat Pum | Heat Pump | 230 | 3 | False |  |  |  | True | Single-Speed | 89000 | 7355 | 12.1 | 10.8 | 12.9 |  | 86000 | 7001 | 3.6 | 3.3 | 51000 | 6227 | 2.4 | Federally-Regulated Commercial & Industrial Equipment | 04/16/2019 |  | 05/02/2019
Lennox Industries Inc. | Lennox | KDB092H4B*1Y,G,J |  | HSP-A, Single-Package Heat Pum | Heat Pump | 208 | 3 | False |  |  |  | True | Single-Speed | 89000 | 7355 | 12.1 | 10.8 | 12.9 |  | 86000 | 7001 | 3.6 | 3.3 | 51000 | 6227 | 2.4 | Federally-Regulated Commercial & Industrial Equipment | 04/16/2019 |  | 05/02/2019
Lennox Industries Inc. | Lennox | KHB102H4M*1Y,G,J |  | HSP-A, Single-Package Heat Pum | Heat Pump | 575 | 3 | False |  |  |  | True | Single-Speed | 100000 | 8333 | 12 | 10.8 | 14.3 |  | 100000 | 8140 | 3.6 | 3.3 | 56000 | 6838 | 2.4 | Federally-Regulated Commercial & Industrial Equipment | 04/16/2019 |  | 05/02/2019
Lennox Industries Inc. | Lennox | KHB102H4M*1Y,G,J |  | HSP-A, Single-Package Heat Pum | Heat Pump | 460 | 3 | False |  |  |  | True | Single-Speed | 100000 | 8333 | 12 | 10.8 | 14.3 |  | 100000 | 8140 | 3.6 | 3.3 | 56000 | 6838 | 2.4 | Federally-Regulated Commercial & Industrial Equipment | 04/16/2019 |  | 05/02/2019
Lennox Industries Inc. | Lennox | KHB102H4M*1Y,G,J |  | HSP-A, Single-Package Heat Pum | Heat Pump | 230 | 3 | False |  |  |  | True | Single-Speed | 100000 | 8333 | 12 | 10.8 | 14.3 |  | 100000 | 8140 | 3.6 | 3.3 | 56000 | 6838 | 2.4 | Federally-Regulated Commercial & Industrial Equipment | 04/16/2019 |  | 05/02/2019
Lennox Industries Inc. | Lennox | KHB102H4M*1Y,G,J |  | HSP-A, Single-Package Heat Pum | Heat Pump | 208 | 3 | False |  |  |  | True | Single-Speed | 100000 | 8333 | 12 | 10.8 | 14.3 |  | 100000 | 8140 | 3.6 | 3.3 | 56000 | 6838 | 2.4 | Federally-Regulated Commercial & Industrial Equipment | 04/16/2019 |  | 05/02/2019
Lennox Industries Inc. | Lennox | KHB102H4B*1Y,G,J |  | HSP-A, Single-Package Heat Pum | Heat Pump | 575 | 3 | False |  |  |  | True | Single-Speed | 100000 | 8333 | 12 | 10.8 | 12.5 |  | 100000 | 8140 | 3.6 | 3.3 | 58000 | 7082 | 2.4 | Federally-Regulated Commercial & Industrial Equipment | 04/16/2019 |  | 05/02/2019
Lennox Industries Inc. | Lennox | KHB102H4B*1Y,G,J |  | HSP-A, Single-Package Heat Pum | Heat Pump | 460 | 3 | False |  |  |  | True | Single-Speed | 100000 | 8333 | 12 | 10.8 | 12.5 |  | 100000 | 8140 | 3.6 | 3.3 | 58000 | 7082 | 2.4 | Federally-Regulated Commercial & Industrial Equipment | 04/16/2019 |  | 05/02/2019
Lennox Industries Inc. | Lennox | KHB102H4B*1Y,G,J |  | HSP-A, Single-Package Heat Pum | Heat Pump | 230 | 3 | False |  |  |  | True | Single-Speed | 100000 | 8333 | 12 | 10.8 | 12.5 |  | 100000 | 8140 | 3.6 | 3.3 | 58000 | 7082 | 2.4 | Federally-Regulated Commercial & Industrial Equipment | 04/16/2019 |  | 05/02/2019
Lennox Industries Inc. | Lennox | KHB102H4B*1Y,G,J |  | HSP-A, Single-Package Heat Pum | Heat Pump | 208 | 3 | False |  |  |  | True | Single-Speed | 100000 | 8333 | 12 | 10.8 | 12.5 |  | 100000 | 8140 | 3.6 | 3.3 | 58000 | 7082 | 2.4 | Federally-Regulated Commercial & Industrial Equipment | 04/16/2019 |  | 05/02/2019
Lennox Industries Inc. | Lennox | KHB092H4M*1Y,G,J |  | HSP-A, Single-Package Heat Pum | Heat Pump | 575 | 3 | False |  |  |  | True | Single-Speed | 89000 | 7355 | 12.1 | 10.8 | 14.2 |  | 86000 | 7001 | 3.6 | 3.3 | 51000 | 6227 | 2.4 | Federally-Regulated Commercial & Industrial Equipment | 04/16/2019 |  | 05/02/2019
Lennox Industries Inc. | Lennox | KHB092H4M*1Y,G,J |  | HSP-A, Single-Package Heat Pum | Heat Pump | 460 | 3 | False |  |  |  | True | Single-Speed | 89000 | 7355 | 12.1 | 10.8 | 14.2 |  | 86000 | 7001 | 3.6 | 3.3 | 51000 | 6227 | 2.4 | Federally-Regulated Commercial & Industrial Equipment | 04/16/2019 |  | 05/02/2019
Lennox Industries Inc. | Lennox | KHB092H4M*1Y,G,J |  | HSP-A, Single-Package Heat Pum | Heat Pump | 230 | 3 | False |  |  |  | True | Single-Speed | 89000 | 7355 | 12.1 | 10.8 | 14.2 |  | 86000 | 7001 | 3.6 | 3.3 | 51000 | 6227 | 2.4 | Federally-Regulated Commercial & Industrial Equipment | 04/16/2019 |  | 05/02/2019
Lennox Industries Inc. | Lennox | KHB092H4M*1Y,G,J |  | HSP-A, Single-Package Heat Pum | Heat Pump | 208 | 3 | False |  |  |  | True | Single-Speed | 89000 | 7355 | 12.1 | 10.8 | 14.2 |  | 86000 | 7001 | 3.6 | 3.3 | 51000 | 6227 | 2.4 | Federally-Regulated Commercial & Industrial Equipment | 04/16/2019 |  | 05/02/2019
Lennox Industries Inc. | Lennox | KHB092H4B*1Y,G,J |  | HSP-A, Single-Package Heat Pum | Heat Pump | 575 | 3 | False |  |  |  | True | Single-Speed | 89000 | 7355 | 12.1 | 10.8 | 12.9 |  | 86000 | 7001 | 3.6 | 3.3 | 51000 | 6227 | 2.4 | Federally-Regulated Commercial & Industrial Equipment | 04/16/2019 |  | 05/02/2019
Lennox Industries Inc. | Lennox | KHB092H4B*1Y,G,J |  | HSP-A, Single-Package Heat Pum | Heat Pump | 460 | 3 | False |  |  |  | True | Single-Speed | 89000 | 7355 | 12.1 | 10.8 | 12.9 |  | 86000 | 7001 | 3.6 | 3.3 | 51000 | 6227 | 2.4 | Federally-Regulated Commercial & Industrial Equipment | 04/16/2019 |  | 05/02/2019
Lennox Industries Inc. | Lennox | KHB092H4B*1Y,G,J |  | HSP-A, Single-Package Heat Pum | Heat Pump | 230 | 3 | False |  |  |  | True | Single-Speed | 89000 | 7355 | 12.1 | 10.8 | 12.9 |  | 86000 | 7001 | 3.6 | 3.3 | 51000 | 6227 | 2.4 | Federally-Regulated Commercial & Industrial Equipment | 04/16/2019 |  | 05/02/2019
Lennox Industries Inc. | Lennox | KHB092H4B*1Y,G,J |  | HSP-A, Single-Package Heat Pum | Heat Pump | 208 | 3 | False |  |  |  | True | Single-Speed | 89000 | 7355 | 12.1 | 10.8 | 12.9 |  | 86000 | 7001 | 3.6 | 3.3 | 51000 | 6227 | 2.4 | Federally-Regulated Commercial & Industrial Equipment | 04/16/2019 |  | 05/02/2019
Lennox Industries Inc. | Lennox | KHB074S4T**Y,G,J |  | HSP-A, Single-Package Heat Pum | Heat Pump | 575 | 3 | False |  |  |  | True | Dual-Speed | 68000 | 6181 | 11 | 10.8 |  |  | 70000 | 6216 | 3.3 | 3.3 | 40000 | 5210 | 2.25 | Federally-Regulated Commercial & Industrial Equipment | 01/28/2019 |  | 05/02/2019
Lennox Industries Inc. | Lennox | KHB074S4T**Y,G,J |  | HSP-A, Single-Package Heat Pum | Heat Pump | 460 | 3 | False |  |  |  | True | Dual-Speed | 68000 | 6181 | 11 | 10.8 |  |  | 70000 | 6216 | 3.3 | 3.3 | 40000 | 5210 | 2.25 | Federally-Regulated Commercial & Industrial Equipment | 01/28/2019 |  | 05/02/2019
Lennox Industries Inc. | Lennox | KHB074S4T**Y,G,J |  | HSP-A, Single-Package Heat Pum | Heat Pump | 230 | 3 | False |  |  |  | True | Dual-Speed | 68000 | 6181 | 11 | 10.8 |  |  | 70000 | 6216 | 3.3 | 3.3 | 40000 | 5210 | 2.25 | Federally-Regulated Commercial & Industrial Equipment | 01/28/2019 |  | 05/02/2019
Lennox Industries Inc. | Lennox | KHB074S4T**Y,G,J |  | HSP-A, Single-Package Heat Pum | Heat Pump | 208 | 3 | False |  |  |  | True | Dual-Speed | 68000 | 6181 | 11 | 10.8 |  |  | 70000 | 6216 | 3.3 | 3.3 | 40000 | 5210 | 2.25 | Federally-Regulated Commercial & Industrial Equipment | 01/28/2019 |  | 05/02/2019
Lennox Industries Inc. | Lennox | ZHA102S4B**Y,G,J |  | HSP-A, Single-Package Heat Pum | Heat Pump | 575 | 3 | False |  |  |  | False | Single-Speed | 100000 | 9090 | 11 | 10.8 |  |  | 100000 | 8881 | 3.3 | 3.3 | 55000 | 7164 | 2.25 | Federally-Regulated Commercial & Industrial Equipment | 01/28/2019 |  | 05/02/2019
Lennox Industries Inc. | Lennox | ZHA102S4B**Y,G,J |  | HSP-A, Single-Package Heat Pum | Heat Pump | 460 | 3 | False |  |  |  | False | Single-Speed | 100000 | 9090 | 11 | 10.8 |  |  | 100000 | 8881 | 3.3 | 3.3 | 55000 | 7164 | 2.25 | Federally-Regulated Commercial & Industrial Equipment | 01/28/2019 |  | 05/02/2019
Lennox Industries Inc. | Lennox | ZHA102S4B**Y,G,J |  | HSP-A, Single-Package Heat Pum | Heat Pump | 230 | 3 | False |  |  |  | False | Single-Speed | 100000 | 9090 | 11 | 10.8 |  |  | 100000 | 8881 | 3.3 | 3.3 | 55000 | 7164 | 2.25 | Federally-Regulated Commercial & Industrial Equipment | 01/28/2019 |  | 05/02/2019
Lennox Industries Inc. | Lennox | ZHA102S4B**Y,G,J |  | HSP-A, Single-Package Heat Pum | Heat Pump | 208 | 3 | False |  |  |  | False | Single-Speed | 100000 | 9090 | 11 | 10.8 |  |  | 100000 | 8881 | 3.3 | 3.3 | 55000 | 7164 | 2.25 | Federally-Regulated Commercial & Industrial Equipment | 01/28/2019 |  | 05/02/2019
Lennox Industries Inc. | Lennox | ZHA092S4B**Y,G,J |  | HSP-A, Single-Package Heat Pum | Heat Pump | 575 | 3 | False |  |  |  | False | Single-Speed | 87000 | 7909 | 11 | 10.8 |  |  | 89000 | 7904 | 3.3 | 3.3 | 53000 | 6903 | 2.25 | Federally-Regulated Commercial & Industrial Equipment | 01/28/2019 |  | 05/02/2019
Lennox Industries Inc. | Lennox | ZHA092S4B**Y,G,J |  | HSP-A, Single-Package Heat Pum | Heat Pump | 460 | 3 | False |  |  |  | False | Single-Speed | 87000 | 7909 | 11 | 10.8 |  |  | 89000 | 7904 | 3.3 | 3.3 | 53000 | 6903 | 2.25 | Federally-Regulated Commercial & Industrial Equipment | 01/28/2019 |  | 05/02/2019
Lennox Industries Inc. | Lennox | ZHA092S4B**Y,G,J |  | HSP-A, Single-Package Heat Pum | Heat Pump | 230 | 3 | False |  |  |  | False | Single-Speed | 87000 | 7909 | 11 | 10.8 |  |  | 89000 | 7904 | 3.3 | 3.3 | 53000 | 6903 | 2.25 | Federally-Regulated Commercial & Industrial Equipment | 01/28/2019 |  | 05/02/2019
Lennox Industries Inc. | Lennox | ZHA092S4B**Y,G,J |  | HSP-A, Single-Package Heat Pum | Heat Pump | 208 | 3 | False |  |  |  | False | Single-Speed | 87000 | 7909 | 11 | 10.8 |  |  | 89000 | 7904 | 3.3 | 3.3 | 53000 | 6903 | 2.25 | Federally-Regulated Commercial & Industrial Equipment | 01/28/2019 |  | 05/02/2019
Lennox Industries Inc. | Lennox | KHA240S4M*1Y,G,J |  | HSP-A, Single-Package Heat Pum | Heat Pump | 575 | 3 | False |  |  |  | True | Single-Speed | 214000 | 20188 | 10.6 | 10.4 |  |  | 220000 | 20148 | 3.2 | 3.2 | 124000 | 17727 | 2.05 | Federally-Regulated Commercial & Industrial Equipment | 01/28/2019 |  | 05/02/2019
Lennox Industries Inc. | Lennox | KHA240S4M*1Y,G,J |  | HSP-A, Single-Package Heat Pum | Heat Pump | 460 | 3 | False |  |  |  | True | Single-Speed | 214000 | 20188 | 10.6 | 10.4 |  |  | 220000 | 20148 | 3.2 | 3.2 | 124000 | 17727 | 2.05 | Federally-Regulated Commercial & Industrial Equipment | 01/28/2019 |  | 05/02/2019
Lennox Industries Inc. | Lennox | KHA240S4M*1Y,G,J |  | HSP-A, Single-Package Heat Pum | Heat Pump | 230 | 3 | False |  |  |  | True | Single-Speed | 214000 | 20188 | 10.6 | 10.4 |  |  | 220000 | 20148 | 3.2 | 3.2 | 124000 | 17727 | 2.05 | Federally-Regulated Commercial & Industrial Equipment | 01/28/2019 |  | 05/02/2019
Lennox Industries Inc. | Lennox | KHA240S4M*1Y,G,J |  | HSP-A, Single-Package Heat Pum | Heat Pump | 208 | 3 | False |  |  |  | True | Single-Speed | 214000 | 20188 | 10.6 | 10.4 |  |  | 220000 | 20148 | 3.2 | 3.2 | 124000 | 17727 | 2.05 | Federally-Regulated Commercial & Industrial Equipment | 01/28/2019 |  | 05/02/2019
Lennox Industries Inc. | Lennox | KHA180S4M*1Y,G,J |  | HSP-A, Single-Package Heat Pum | Heat Pump | 575 | 3 | False |  |  |  | True | Single-Speed | 174000 | 16415 | 10.6 | 10.4 |  |  | 178000 | 16302 | 3.2 | 3.2 | 100000 | 14296 | 2.05 | Federally-Regulated Commercial & Industrial Equipment | 01/28/2019 |  | 05/02/2019
Lennox Industries Inc. | Lennox | KHA180S4M*1Y,G,J |  | HSP-A, Single-Package Heat Pum | Heat Pump | 460 | 3 | False |  |  |  | True | Single-Speed | 174000 | 16415 | 10.6 | 10.4 |  |  | 178000 | 16302 | 3.2 | 3.2 | 100000 | 14296 | 2.05 | Federally-Regulated Commercial & Industrial Equipment | 01/28/2019 |  | 05/02/2019
Lennox Industries Inc. | Lennox | KHA180S4M*1Y,G,J |  | HSP-A, Single-Package Heat Pum | Heat Pump | 230 | 3 | False |  |  |  | True | Single-Speed | 174000 | 16415 | 10.6 | 10.4 |  |  | 178000 | 16302 | 3.2 | 3.2 | 100000 | 14296 | 2.05 | Federally-Regulated Commercial & Industrial Equipment | 01/28/2019 |  | 05/02/2019
Lennox Industries Inc. | Lennox | KHA180S4M*1Y,G,J |  | HSP-A, Single-Package Heat Pum | Heat Pump | 208 | 3 | False |  |  |  | True | Single-Speed | 174000 | 16415 | 10.6 | 10.4 |  |  | 178000 | 16302 | 3.2 | 3.2 | 100000 | 14296 | 2.05 | Federally-Regulated Commercial & Industrial Equipment | 01/28/2019 |  | 05/02/2019
Lennox Industries Inc. | Lennox | KHA150S4M*1Y,G,J |  | HSP-A, Single-Package Heat Pum | Both Heat Pump and Electric Re | 575 | 3 | False |  |  |  | True | Single-Speed | 138000 | 13018 | 10.6 | 10.6 |  |  | 138000 | 12638 | 3.2 | 3.2 | 82000 | 11722 | 2.05 | Federally-Regulated Commercial & Industrial Equipment | 01/28/2019 |  | 05/02/2019
Lennox Industries Inc. | Lennox | KHA150S4M*1Y,G,J |  | HSP-A, Single-Package Heat Pum | Both Heat Pump and Electric Re | 460 | 3 | False |  |  |  | True | Single-Speed | 138000 | 13018 | 10.6 | 10.6 |  |  | 138000 | 12638 | 3.2 | 3.2 | 82000 | 11722 | 2.05 | Federally-Regulated Commercial & Industrial Equipment | 01/28/2019 |  | 05/02/2019
Lennox Industries Inc. | Lennox | KHA150S4M*1Y,G,J |  | HSP-A, Single-Package Heat Pum | Both Heat Pump and Electric Re | 230 | 3 | False |  |  |  | True | Single-Speed | 138000 | 13018 | 10.6 | 10.6 |  |  | 138000 | 12638 | 3.2 | 3.2 | 82000 | 11722 | 2.05 | Federally-Regulated Commercial & Industrial Equipment | 01/28/2019 |  | 05/02/2019
Lennox Industries Inc. | Lennox | KHA150S4M*1Y,G,J |  | HSP-A, Single-Package Heat Pum | Both Heat Pump and Electric Re | 208 | 3 | False |  |  |  | True | Single-Speed | 138000 | 13018 | 10.6 | 10.6 |  |  | 138000 | 12638 | 3.2 | 3.2 | 82000 | 11722 | 2.05 | Federally-Regulated Commercial & Industrial Equipment | 01/28/2019 |  | 05/02/2019
Lennox Industries Inc. | Lennox | KHA102S4M*1Y,G,J |  | HSP-A, Single-Package Heat Pum | Both Heat Pump and Electric Re | 575 | 3 | False |  |  |  | True | Single-Speed | 100000 | 9090 | 11 | 11 |  |  | 100000 | 8881 | 3.3 | 3.3 | 55000 | 7164 | 2.25 | Federally-Regulated Commercial & Industrial Equipment | 01/28/2019 |  | 05/02/2019
Lennox Industries Inc. | Lennox | KHA102S4M*1Y,G,J |  | HSP-A, Single-Package Heat Pum | Both Heat Pump and Electric Re | 460 | 3 | False |  |  |  | True | Single-Speed | 100000 | 9090 | 11 | 11 |  |  | 100000 | 8881 | 3.3 | 3.3 | 55000 | 7164 | 2.25 | Federally-Regulated Commercial & Industrial Equipment | 01/28/2019 |  | 05/02/2019
Lennox Industries Inc. | Lennox | KHA102S4M*1Y,G,J |  | HSP-A, Single-Package Heat Pum | Both Heat Pump and Electric Re | 230 | 3 | False |  |  |  | True | Single-Speed | 100000 | 9090 | 11 | 11 |  |  | 100000 | 8881 | 3.3 | 3.3 | 55000 | 7164 | 2.25 | Federally-Regulated Commercial & Industrial Equipment | 01/28/2019 |  | 05/02/2019
Lennox Industries Inc. | Lennox | KHA102S4M*1Y,G,J |  | HSP-A, Single-Package Heat Pum | Both Heat Pump and Electric Re | 208 | 3 | False |  |  |  | True | Single-Speed | 100000 | 9090 | 11 | 11 |  |  | 100000 | 8881 | 3.3 | 3.3 | 55000 | 7164 | 2.25 | Federally-Regulated Commercial & Industrial Equipment | 01/28/2019 |  | 05/02/2019
Lennox Industries Inc. | Lennox | KHA092S4M*1Y,G,J |  | HSP-A, Single-Package Heat Pum | Both Heat Pump and Electric Re | 575 | 3 | False |  |  |  | True | Single-Speed | 89000 | 8090 | 11 | 11 |  |  | 89000 | 7904 | 3.3 | 3.3 | 53000 | 6903 | 2.25 | Federally-Regulated Commercial & Industrial Equipment | 01/28/2019 |  | 05/02/2019
Lennox Industries Inc. | Lennox | KHA092S4M*1Y,G,J |  | HSP-A, Single-Package Heat Pum | Both Heat Pump and Electric Re | 460 | 3 | False |  |  |  | True | Single-Speed | 89000 | 8090 | 11 | 11 |  |  | 89000 | 7904 | 3.3 | 3.3 | 53000 | 6903 | 2.25 | Federally-Regulated Commercial & Industrial Equipment | 01/28/2019 |  | 05/02/2019
Lennox Industries Inc. | Lennox | KHA092S4M*1Y,G,J |  | HSP-A, Single-Package Heat Pum | Both Heat Pump and Electric Re | 230 | 3 | False |  |  |  | True | Single-Speed | 89000 | 8090 | 11 | 11 |  |  | 89000 | 7904 | 3.3 | 3.3 | 53000 | 6903 | 2.25 | Federally-Regulated Commercial & Industrial Equipment | 01/28/2019 |  | 05/02/2019
Lennox Industries Inc. | Lennox | KHA092S4M*1Y,G,J |  | HSP-A, Single-Package Heat Pum | Both Heat Pump and Electric Re | 208 | 3 | False |  |  |  | True | Single-Speed | 89000 | 8090 | 11 | 11 |  |  | 89000 | 7904 | 3.3 | 3.3 | 53000 | 6903 | 2.25 | Federally-Regulated Commercial & Industrial Equipment | 01/28/2019 |  | 05/02/2019
Lennox Industries Inc. | Lennox | KHA072S4B**Y,G,J |  | HSP-A, Single-Package Heat Pum | Both Heat Pump and Electric Re | 575 | 3 | False |  |  |  | True | Single-Speed | 69000 | 6272 | 11 | 11 |  |  | 70000 | 6216 | 3.3 | 3.3 | 40000 | 5210 | 2.25 | Federally-Regulated Commercial & Industrial Equipment | 01/28/2019 |  | 05/02/2019
Lennox Industries Inc. | Lennox | KHA072S4B**Y,G,J |  | HSP-A, Single-Package Heat Pum | Both Heat Pump and Electric Re | 460 | 3 | False |  |  |  | True | Single-Speed | 69000 | 6272 | 11 | 11 |  |  | 70000 | 6216 | 3.3 | 3.3 | 40000 | 5210 | 2.25 | Federally-Regulated Commercial & Industrial Equipment | 01/28/2019 |  | 05/02/2019
Lennox Industries Inc. | Lennox | KHA072S4B**Y,G,J |  | HSP-A, Single-Package Heat Pum | Both Heat Pump and Electric Re | 230 | 3 | False |  |  |  | True | Single-Speed | 69000 | 6272 | 11 | 11 |  |  | 70000 | 6216 | 3.3 | 3.3 | 40000 | 5210 | 2.25 | Federally-Regulated Commercial & Industrial Equipment | 01/28/2019 |  | 05/02/2019
Lennox Industries Inc. | Lennox | KHA072S4B**Y,G,J |  | HSP-A, Single-Package Heat Pum | Both Heat Pump and Electric Re | 208 | 3 | False |  |  |  | True | Single-Speed | 69000 | 6272 | 11 | 11 |  |  | 70000 | 6216 | 3.3 | 3.3 | 40000 | 5210 | 2.25 | Federally-Regulated Commercial & Industrial Equipment | 01/28/2019 |  | 05/02/2019
Lennox Industries Inc. | Lennox | ELP120S4ST*Y,G,J | ELA120S4D-*Y,G,J | HRCU-A-CB, Split System: Heat | Heat Pump | 575 | 3 |  | False |  |  | True | Dual-Speed | 115000 | 10454 | 11 | 10.8 |  |  | 114000 | 10124 | 3.3 | 3.3 | 70000 | 9117 | 2.25 | Federally-Regulated Commercial & Industrial Equipment | 01/28/2019 |  | 05/02/2019
Lennox Industries Inc. | Lennox | ELP120S4ST*Y,G,J | ELA120S4D-*Y,G,J | HRCU-A-CB, Split System: Heat | Heat Pump | 460 | 3 |  | False |  |  | True | Dual-Speed | 115000 | 10454 | 11 | 10.8 |  |  | 114000 | 10124 | 3.3 | 3.3 | 70000 | 9117 | 2.25 | Federally-Regulated Commercial & Industrial Equipment | 01/28/2019 |  | 05/02/2019
Lennox Industries Inc. | Lennox | ELP120S4ST*Y,G,J | ELA120S4D-*Y,G,J | HRCU-A-CB, Split System: Heat | Heat Pump | 230 | 3 |  | False |  |  | True | Dual-Speed | 115000 | 10454 | 11 | 10.8 |  |  | 114000 | 10124 | 3.3 | 3.3 | 70000 | 9117 | 2.25 | Federally-Regulated Commercial & Industrial Equipment | 01/28/2019 |  | 05/02/2019
Lennox Industries Inc. | Lennox | ELP120S4ST*Y,G,J | ELA120S4D-*Y,G,J | HRCU-A-CB, Split System: Heat | Heat Pump | 208 | 3 |  | False |  |  | True | Dual-Speed | 115000 | 10454 | 11 | 10.8 |  |  | 114000 | 10124 | 3.3 | 3.3 | 70000 | 9117 | 2.25 | Federally-Regulated Commercial & Industrial Equipment | 01/28/2019 |  | 05/02/2019
Lennox Industries Inc. | Lennox | ELP090S4ST*Y,G,J | ELA090S4D-*Y,G,J | HRCU-A-CB, Split System: Heat | Heat Pump | 575 | 3 |  | False |  |  | True | Dual-Speed | 89000 | 8090 | 11 | 10.8 |  |  | 88000 | 7815 | 3.3 | 3.3 | 50000 | 6512 | 2.25 | Federally-Regulated Commercial & Industrial Equipment | 01/28/2019 |  | 05/02/2019
Lennox Industries Inc. | Lennox | ELP090S4ST*Y,G,J | ELA090S4D-*Y,G,J | HRCU-A-CB, Split System: Heat | Heat Pump | 460 | 3 |  | False |  |  | True | Dual-Speed | 89000 | 8090 | 11 | 10.8 |  |  | 88000 | 7815 | 3.3 | 3.3 | 50000 | 6512 | 2.25 | Federally-Regulated Commercial & Industrial Equipment | 01/28/2019 |  | 05/02/2019
Lennox Industries Inc. | Lennox | ELP090S4ST*Y,G,J | ELA090S4D-*Y,G,J | HRCU-A-CB, Split System: Heat | Heat Pump | 230 | 3 |  | False |  |  | True | Dual-Speed | 89000 | 8090 | 11 | 10.8 |  |  | 88000 | 7815 | 3.3 | 3.3 | 50000 | 6512 | 2.25 | Federally-Regulated Commercial & Industrial Equipment | 01/28/2019 |  | 05/02/2019
Lennox Industries Inc. | Lennox | ELP090S4ST*Y,G,J | ELA090S4D-*Y,G,J | HRCU-A-CB, Split System: Heat | Heat Pump | 208 | 3 |  | False |  |  | True | Dual-Speed | 89000 | 8090 | 11 | 10.8 |  |  | 88000 | 7815 | 3.3 | 3.3 | 50000 | 6512 | 2.25 | Federally-Regulated Commercial & Industrial Equipment | 01/28/2019 |  | 05/02/2019
Lennox Industries Inc. | Lennox | ZHB072S4B**Y,G,J |  | HSP-A, Single-Package Heat Pum | Heat Pump | 575 | 3 | False |  |  |  | True | Single-Speed | 69000 | 6272 | 11 | 10.8 |  |  | 70000 | 6216 | 3.3 | 3.3 | 40000 | 5210 | 2.25 | Federally-Regulated Commercial & Industrial Equipment | 01/28/2019 |  | 05/02/2019
Lennox Industries Inc. | Lennox | ZHB072S4B**Y,G,J |  | HSP-A, Single-Package Heat Pum | Heat Pump | 460 | 3 | False |  |  |  | True | Single-Speed | 69000 | 6272 | 11 | 10.8 |  |  | 70000 | 6216 | 3.3 | 3.3 | 40000 | 5210 | 2.25 | Federally-Regulated Commercial & Industrial Equipment | 01/28/2019 |  | 05/02/2019
Lennox Industries Inc. | Lennox | ZHB072S4B**Y,G,J |  | HSP-A, Single-Package Heat Pum | Heat Pump | 230 | 3 | False |  |  |  | True | Single-Speed | 69000 | 6272 | 11 | 10.8 |  |  | 70000 | 6216 | 3.3 | 3.3 | 40000 | 5210 | 2.25 | Federally-Regulated Commercial & Industrial Equipment | 01/28/2019 |  | 05/02/2019
Lennox Industries Inc. | Lennox | ZHB072S4B**Y,G,J |  | HSP-A, Single-Package Heat Pum | Heat Pump | 208 | 3 | False |  |  |  | True | Single-Speed | 69000 | 6272 | 11 | 10.8 |  |  | 70000 | 6216 | 3.3 | 3.3 | 40000 | 5210 | 2.25 | Federally-Regulated Commercial & Industrial Equipment | 01/28/2019 |  | 05/02/2019
Trane U.S. Inc. | Trane | DHC120HW*(L,M,H,X,Y,Z)A***7 |  | HSP-A, Single-Package Heat Pum | Both Heat Pump and Electric Re | 575 | 3 | False |  |  |  | True | Multiple-Speed | 121000 | 10521 | 11.5 | 11 |  |  | 118000 | 9579 | 3.61 | 3.3 | 61000 | 7945 | 2.25 | Federally-Regulated Commercial & Industrial Equipment | 01/28/2019 |  | 05/02/2019
Trane U.S. Inc. | Trane | WHC120HW*(G,K,N,P)A***7 |  | HSP-A, Single-Package Heat Pum | Both Heat Pump and Electric Re | 575 | 3 | False |  |  |  | True | Multiple-Speed | 121000 | 10521 | 11.5 | 11 |  |  | 118000 | 9579 | 3.61 | 3.3 | 61000 | 7945 | 2.25 | Federally-Regulated Commercial & Industrial Equipment | 01/28/2019 |  | 05/02/2019
Trane U.S. Inc. | Trane | WHC120HW*0A***7 |  | HSP-A, Single-Package Heat Pum | Heat Pump | 575 | 3 | False |  |  |  | True | Multiple-Speed | 121000 | 10521 | 11.5 | 10.8 |  |  | 118000 | 9579 | 3.61 | 3.3 | 61000 | 7945 | 2.25 | Federally-Regulated Commercial & Industrial Equipment | 01/28/2019 |  | 05/02/2019
Trane U.S. Inc. | Trane | DHC102HW*(L,M,H,X,Y,Z)A***7 |  | HSP-A, Single-Package Heat Pum | Both Heat Pump and Electric Re | 575 | 3 | False |  |  |  | True | Multiple-Speed | 104000 | 8813 | 11.8 | 11 |  |  | 93000 | 7550 | 3.61 | 3.3 | 57000 | 7424 | 2.25 | Federally-Regulated Commercial & Industrial Equipment | 01/28/2019 |  | 05/02/2019
Trane U.S. Inc. | Trane | WHC102HW*(C,G,K,N)A***7 |  | HSP-A, Single-Package Heat Pum | Both Heat Pump and Electric Re | 575 | 3 | False |  |  |  | True | Multiple-Speed | 104000 | 8813 | 11.8 | 11 |  |  | 93000 | 7550 | 3.61 | 3.3 | 57000 | 7424 | 2.25 | Federally-Regulated Commercial & Industrial Equipment | 01/28/2019 |  | 05/02/2019
Trane U.S. Inc. | Trane | WHC102HW*0A***7 |  | HSP-A, Single-Package Heat Pum | Heat Pump | 575 | 3 | False |  |  |  | True | Multiple-Speed | 104000 | 8813 | 11.8 | 10.8 |  |  | 93000 | 7550 | 3.61 | 3.3 | 57000 | 7424 | 2.25 | Federally-Regulated Commercial & Industrial Equipment | 01/28/2019 |  | 05/02/2019
Trane U.S. Inc. | Trane | DHC092HW*(L,M,H,X,Y,Z)A***7 |  | HSP-A, Single-Package Heat Pum | Both Heat Pump and Electric Re | 575 | 3 | False |  |  |  | True | Multiple-Speed | 95000 | 8050 | 11.8 | 11 |  |  | 87000 | 7326 | 3.48 | 3.3 | 49000 | 6382 | 2.25 | Federally-Regulated Commercial & Industrial Equipment | 01/28/2019 |  | 05/02/2019
Trane U.S. Inc. | Trane | WHC092HW*(C,G,K,N)A***7 |  | HSP-A, Single-Package Heat Pum | Both Heat Pump and Electric Re | 575 | 3 | False |  |  |  | True | Multiple-Speed | 95000 | 8050 | 11.8 | 11 |  |  | 87000 | 7326 | 3.48 | 3.3 | 49000 | 6382 | 2.25 | Federally-Regulated Commercial & Industrial Equipment | 01/28/2019 |  | 05/02/2019
Trane U.S. Inc. | Trane | WHC092HW*0A***7 |  | HSP-A, Single-Package Heat Pum | Heat Pump | 575 | 3 | False |  |  |  | True | Multiple-Speed | 95000 | 8050 | 11.8 | 10.8 |  |  | 87000 | 7326 | 3.48 | 3.3 | 49000 | 6382 | 2.25 | Federally-Regulated Commercial & Industrial Equipment | 01/28/2019 |  | 05/02/2019
Trane U.S. Inc. | Trane | DHC074HW*(L,M,H,X,Y,Z)A***7 |  | HSP-A, Single-Package Heat Pum | Both Heat Pump and Electric Re | 575 | 3 | False |  |  |  | True | Multiple-Speed | 78000 | 6446 | 12.1 | 11 |  |  | 75000 | 6316 | 3.48 | 3.3 | 40000 | 5210 | 2.25 | Federally-Regulated Commercial & Industrial Equipment | 01/28/2019 |  | 05/02/2019
Trane U.S. Inc. | Trane | WHC074HW*(C,G,K,N)A***7 |  | HSP-A, Single-Package Heat Pum | Both Heat Pump and Electric Re | 575 | 3 | False |  |  |  | True | Multiple-Speed | 78000 | 6446 | 12.1 | 11 |  |  | 75000 | 6316 | 3.48 | 3.3 | 40000 | 5210 | 2.25 | Federally-Regulated Commercial & Industrial Equipment | 01/28/2019 |  | 05/02/2019
Trane U.S. Inc. | Trane | WHC074HW*0A***7 |  | HSP-A, Single-Package Heat Pum | Heat Pump | 575 | 3 | False |  |  |  | True | Multiple-Speed | 78000 | 6446 | 12.1 | 10.8 |  |  | 75000 | 6316 | 3.48 | 3.3 | 40000 | 5210 | 2.25 | Federally-Regulated Commercial & Industrial Equipment | 01/28/2019 |  | 05/02/2019
Trane U.S. Inc. | Trane | DHC120H(3,4)*(L,M,H,X,Y,Z)A***7 |  | HSP-A, Single-Package Heat Pum | Both Heat Pump and Electric Re | 460 | 3 | False |  |  |  | True | Multiple-Speed | 121000 | 10521 | 11.5 | 11 |  |  | 118000 | 9526 | 3.63 | 3.3 | 61000 | 7945 | 2.25 | Federally-Regulated Commercial & Industrial Equipment | 01/28/2019 |  | 05/02/2019
Trane U.S. Inc. | Trane | DHC120H(3,4)*(L,M,H,X,Y,Z)A***7 |  | HSP-A, Single-Package Heat Pum | Both Heat Pump and Electric Re | 230 | 3 | False |  |  |  | True | Multiple-Speed | 121000 | 10521 | 11.5 | 11 |  |  | 118000 | 9526 | 3.63 | 3.3 | 61000 | 7945 | 2.25 | Federally-Regulated Commercial & Industrial Equipment | 01/28/2019 |  | 05/02/2019
Trane U.S. Inc. | Trane | DHC120H(3,4)*(L,M,H,X,Y,Z)A***7 |  | HSP-A, Single-Package Heat Pum | Both Heat Pump and Electric Re | 208 | 3 | False |  |  |  | True | Multiple-Speed | 121000 | 10521 | 11.5 | 11 |  |  | 118000 | 9526 | 3.63 | 3.3 | 61000 | 7945 | 2.25 | Federally-Regulated Commercial & Industrial Equipment | 01/28/2019 |  | 05/02/2019
Trane U.S. Inc. | Trane | WHC120H(3,4)*(G,K,N,P)A***7 |  | HSP-A, Single-Package Heat Pum | Both Heat Pump and Electric Re | 460 | 3 | False |  |  |  | True | Multiple-Speed | 121000 | 10521 | 11.5 | 11 |  |  | 118000 | 9526 | 3.63 | 3.3 | 61000 | 7945 | 2.25 | Federally-Regulated Commercial & Industrial Equipment | 01/28/2019 |  | 05/02/2019
Trane U.S. Inc. | Trane | WHC120H(3,4)*(G,K,N,P)A***7 |  | HSP-A, Single-Package Heat Pum | Both Heat Pump and Electric Re | 230 | 3 | False |  |  |  | True | Multiple-Speed | 121000 | 10521 | 11.5 | 11 |  |  | 118000 | 9526 | 3.63 | 3.3 | 61000 | 7945 | 2.25 | Federally-Regulated Commercial & Industrial Equipment | 01/28/2019 |  | 05/02/2019
Trane U.S. Inc. | Trane | WHC120H(3,4)*(G,K,N,P)A***7 |  | HSP-A, Single-Package Heat Pum | Both Heat Pump and Electric Re | 208 | 3 | False |  |  |  | True | Multiple-Speed | 121000 | 10521 | 11.5 | 11 |  |  | 118000 | 9526 | 3.63 | 3.3 | 61000 | 7945 | 2.25 | Federally-Regulated Commercial & Industrial Equipment | 01/28/2019 |  | 05/02/2019
Trane U.S. Inc. | Trane | WHC120H(3,4)*0A***7 |  | HSP-A, Single-Package Heat Pum | Heat Pump | 460 | 3 | False |  |  |  | True | Multiple-Speed | 121000 | 10521 | 11.5 | 10.8 |  |  | 118000 | 9526 | 3.63 | 3.3 | 61000 | 7945 | 2.25 | Federally-Regulated Commercial & Industrial Equipment | 01/28/2019 |  | 05/02/2019
Trane U.S. Inc. | Trane | WHC120H(3,4)*0A***7 |  | HSP-A, Single-Package Heat Pum | Heat Pump | 230 | 3 | False |  |  |  | True | Multiple-Speed | 121000 | 10521 | 11.5 | 10.8 |  |  | 118000 | 9526 | 3.63 | 3.3 | 61000 | 7945 | 2.25 | Federally-Regulated Commercial & Industrial Equipment | 01/28/2019 |  | 05/02/2019
Trane U.S. Inc. | Trane | WHC120H(3,4)*0A***7 |  | HSP-A, Single-Package Heat Pum | Heat Pump | 208 | 3 | False |  |  |  | True | Multiple-Speed | 121000 | 10521 | 11.5 | 10.8 |  |  | 118000 | 9526 | 3.63 | 3.3 | 61000 | 7945 | 2.25 | Federally-Regulated Commercial & Industrial Equipment | 01/28/2019 |  | 05/02/2019
Trane U.S. Inc. | Trane | DHC102H(3,4)*(L,M,H,X,Y,Z)A***7 |  | HSP-A, Single-Package Heat Pum | Both Heat Pump and Electric Re | 460 | 3 | False |  |  |  | True | Multiple-Speed | 104000 | 8666 | 12 | 11 |  |  | 93000 | 7508 | 3.63 | 3.3 | 57000 | 7424 | 2.25 | Federally-Regulated Commercial & Industrial Equipment | 01/28/2019 |  | 05/02/2019
Trane U.S. Inc. | Trane | DHC102H(3,4)*(L,M,H,X,Y,Z)A***7 |  | HSP-A, Single-Package Heat Pum | Both Heat Pump and Electric Re | 230 | 3 | False |  |  |  | True | Multiple-Speed | 104000 | 8666 | 12 | 11 |  |  | 93000 | 7508 | 3.63 | 3.3 | 57000 | 7424 | 2.25 | Federally-Regulated Commercial & Industrial Equipment | 01/28/2019 |  | 05/02/2019
Trane U.S. Inc. | Trane | DHC102H(3,4)*(L,M,H,X,Y,Z)A***7 |  | HSP-A, Single-Package Heat Pum | Both Heat Pump and Electric Re | 208 | 3 | False |  |  |  | True | Multiple-Speed | 104000 | 8666 | 12 | 11 |  |  | 93000 | 7508 | 3.63 | 3.3 | 57000 | 7424 | 2.25 | Federally-Regulated Commercial & Industrial Equipment | 01/28/2019 |  | 05/02/2019
Trane U.S. Inc. | Trane | WHC102H(3,4)*(C,G,K,N)A***7 |  | HSP-A, Single-Package Heat Pum | Both Heat Pump and Electric Re | 460 | 3 | False |  |  |  | True | Multiple-Speed | 104000 | 8666 | 12 | 11 |  |  | 93000 | 7508 | 3.63 | 3.3 | 57000 | 7424 | 2.25 | Federally-Regulated Commercial & Industrial Equipment | 01/28/2019 |  | 05/02/2019
Trane U.S. Inc. | Trane | WHC102H(3,4)*(C,G,K,N)A***7 |  | HSP-A, Single-Package Heat Pum | Both Heat Pump and Electric Re | 230 | 3 | False |  |  |  | True | Multiple-Speed | 104000 | 8666 | 12 | 11 |  |  | 93000 | 7508 | 3.63 | 3.3 | 57000 | 7424 | 2.25 | Federally-Regulated Commercial & Industrial Equipment | 01/28/2019 |  | 05/02/2019
Trane U.S. Inc. | Trane | WHC102H(3,4)*(C,G,K,N)A***7 |  | HSP-A, Single-Package Heat Pum | Both Heat Pump and Electric Re | 208 | 3 | False |  |  |  | True | Multiple-Speed | 104000 | 8666 | 12 | 11 |  |  | 93000 | 7508 | 3.63 | 3.3 | 57000 | 7424 | 2.25 | Federally-Regulated Commercial & Industrial Equipment | 01/28/2019 |  | 05/02/2019
Trane U.S. Inc. | Trane | WHC102H(3,4)*0A***7 |  | HSP-A, Single-Package Heat Pum | Heat Pump | 460 | 3 | False |  |  |  | True | Multiple-Speed | 104000 | 8666 | 12 | 10.8 |  |  | 93000 | 7508 | 3.63 | 3.3 | 57000 | 7424 | 2.25 | Federally-Regulated Commercial & Industrial Equipment | 01/28/2019 |  | 05/02/2019
Trane U.S. Inc. | Trane | WHC102H(3,4)*0A***7 |  | HSP-A, Single-Package Heat Pum | Heat Pump | 230 | 3 | False |  |  |  | True | Multiple-Speed | 104000 | 8666 | 12 | 10.8 |  |  | 93000 | 7508 | 3.63 | 3.3 | 57000 | 7424 | 2.25 | Federally-Regulated Commercial & Industrial Equipment | 01/28/2019 |  | 05/02/2019
Trane U.S. Inc. | Trane | WHC102H(3,4)*0A***7 |  | HSP-A, Single-Package Heat Pum | Heat Pump | 208 | 3 | False |  |  |  | True | Multiple-Speed | 104000 | 8666 | 12 | 10.8 |  |  | 93000 | 7508 | 3.63 | 3.3 | 57000 | 7424 | 2.25 | Federally-Regulated Commercial & Industrial Equipment | 01/28/2019 |  | 05/02/2019
Trane U.S. Inc. | Trane | DHC092H(3,4)*(L,M,H,X,Y,Z)A***7 |  | HSP-A, Single-Package Heat Pum | Both Heat Pump and Electric Re | 460 | 3 | False |  |  |  | True | Multiple-Speed | 95000 | 8050 | 11.8 | 11 |  |  | 87000 | 7284 | 3.5 | 3.3 | 49000 | 6382 | 2.25 | Federally-Regulated Commercial & Industrial Equipment | 01/28/2019 |  | 05/02/2019
Trane U.S. Inc. | Trane | DHC092H(3,4)*(L,M,H,X,Y,Z)A***7 |  | HSP-A, Single-Package Heat Pum | Both Heat Pump and Electric Re | 230 | 3 | False |  |  |  | True | Multiple-Speed | 95000 | 8050 | 11.8 | 11 |  |  | 87000 | 7284 | 3.5 | 3.3 | 49000 | 6382 | 2.25 | Federally-Regulated Commercial & Industrial Equipment | 01/28/2019 |  | 05/02/2019
Trane U.S. Inc. | Trane | DHC092H(3,4)*(L,M,H,X,Y,Z)A***7 |  | HSP-A, Single-Package Heat Pum | Both Heat Pump and Electric Re | 208 | 3 | False |  |  |  | True | Multiple-Speed | 95000 | 8050 | 11.8 | 11 |  |  | 87000 | 7284 | 3.5 | 3.3 | 49000 | 6382 | 2.25 | Federally-Regulated Commercial & Industrial Equipment | 01/28/2019 |  | 05/02/2019
Trane U.S. Inc. | Trane | WHC092H(3,4)*(C,G,K,N)A***7 |  | HSP-A, Single-Package Heat Pum | Both Heat Pump and Electric Re | 460 | 3 | False |  |  |  | True | Multiple-Speed | 95000 | 8050 | 11.8 | 11 |  |  | 87000 | 7284 | 3.5 | 3.3 | 49000 | 6382 | 2.25 | Federally-Regulated Commercial & Industrial Equipment | 01/28/2019 |  | 05/02/2019
Trane U.S. Inc. | Trane | WHC092H(3,4)*(C,G,K,N)A***7 |  | HSP-A, Single-Package Heat Pum | Both Heat Pump and Electric Re | 230 | 3 | False |  |  |  | True | Multiple-Speed | 95000 | 8050 | 11.8 | 11 |  |  | 87000 | 7284 | 3.5 | 3.3 | 49000 | 6382 | 2.25 | Federally-Regulated Commercial & Industrial Equipment | 01/28/2019 |  | 05/02/2019
Trane U.S. Inc. | Trane | WHC092H(3,4)*(C,G,K,N)A***7 |  | HSP-A, Single-Package Heat Pum | Both Heat Pump and Electric Re | 208 | 3 | False |  |  |  | True | Multiple-Speed | 95000 | 8050 | 11.8 | 11 |  |  | 87000 | 7284 | 3.5 | 3.3 | 49000 | 6382 | 2.25 | Federally-Regulated Commercial & Industrial Equipment | 01/28/2019 |  | 05/02/2019
Trane U.S. Inc. | Trane | WHC092H(3,4)*0A***7 |  | HSP-A, Single-Package Heat Pum | Heat Pump | 460 | 3 | False |  |  |  | True | Multiple-Speed | 95000 | 8050 | 11.8 | 10.8 |  |  | 87000 | 7284 | 3.5 | 3.3 | 49000 | 6382 | 2.25 | Federally-Regulated Commercial & Industrial Equipment | 01/28/2019 |  | 05/02/2019
Trane U.S. Inc. | Trane | WHC092H(3,4)*0A***7 |  | HSP-A, Single-Package Heat Pum | Heat Pump | 230 | 3 | False |  |  |  | True | Multiple-Speed | 95000 | 8050 | 11.8 | 10.8 |  |  | 87000 | 7284 | 3.5 | 3.3 | 49000 | 6382 | 2.25 | Federally-Regulated Commercial & Industrial Equipment | 01/28/2019 |  | 05/02/2019
Trane U.S. Inc. | Trane | WHC092H(3,4)*0A***7 |  | HSP-A, Single-Package Heat Pum | Heat Pump | 208 | 3 | False |  |  |  | True | Multiple-Speed | 95000 | 8050 | 11.8 | 10.8 |  |  | 87000 | 7284 | 3.5 | 3.3 | 49000 | 6382 | 2.25 | Federally-Regulated Commercial & Industrial Equipment | 01/28/2019 |  | 05/02/2019
Trane U.S. Inc. | Trane | DHC074H(3,4)*(L,M,H,X,Y,Z)A***7 |  | HSP-A, Single-Package Heat Pum | Both Heat Pump and Electric Re | 460 | 3 | False |  |  |  | True | Multiple-Speed | 78000 | 6446 | 12.1 | 11 |  |  | 75000 | 6280 | 3.5 | 3.3 | 40000 | 5210 | 2.25 | Federally-Regulated Commercial & Industrial Equipment | 01/28/2019 |  | 05/02/2019
Trane U.S. Inc. | Trane | DHC074H(3,4)*(L,M,H,X,Y,Z)A***7 |  | HSP-A, Single-Package Heat Pum | Both Heat Pump and Electric Re | 230 | 3 | False |  |  |  | True | Multiple-Speed | 78000 | 6446 | 12.1 | 11 |  |  | 75000 | 6280 | 3.5 | 3.3 | 40000 | 5210 | 2.25 | Federally-Regulated Commercial & Industrial Equipment | 01/28/2019 |  | 05/02/2019
Trane U.S. Inc. | Trane | DHC074H(3,4)*(L,M,H,X,Y,Z)A***7 |  | HSP-A, Single-Package Heat Pum | Both Heat Pump and Electric Re | 208 | 3 | False |  |  |  | True | Multiple-Speed | 78000 | 6446 | 12.1 | 11 |  |  | 75000 | 6280 | 3.5 | 3.3 | 40000 | 5210 | 2.25 | Federally-Regulated Commercial & Industrial Equipment | 01/28/2019 |  | 05/02/2019
Trane U.S. Inc. | Trane | WHC074H(3,4)*(C,G,K,N)A***7 |  | HSP-A, Single-Package Heat Pum | Both Heat Pump and Electric Re | 460 | 3 | False |  |  |  | True | Multiple-Speed | 78000 | 6446 | 12.1 | 11 |  |  | 75000 | 6280 | 3.5 | 3.3 | 40000 | 5210 | 2.25 | Federally-Regulated Commercial & Industrial Equipment | 01/28/2019 |  | 05/02/2019
Trane U.S. Inc. | Trane | WHC074H(3,4)*(C,G,K,N)A***7 |  | HSP-A, Single-Package Heat Pum | Both Heat Pump and Electric Re | 230 | 3 | False |  |  |  | True | Multiple-Speed | 78000 | 6446 | 12.1 | 11 |  |  | 75000 | 6280 | 3.5 | 3.3 | 40000 | 5210 | 2.25 | Federally-Regulated Commercial & Industrial Equipment | 01/28/2019 |  | 05/02/2019
Trane U.S. Inc. | Trane | WHC074H(3,4)*(C,G,K,N)A***7 |  | HSP-A, Single-Package Heat Pum | Both Heat Pump and Electric Re | 208 | 3 | False |  |  |  | True | Multiple-Speed | 78000 | 6446 | 12.1 | 11 |  |  | 75000 | 6280 | 3.5 | 3.3 | 40000 | 5210 | 2.25 | Federally-Regulated Commercial & Industrial Equipment | 01/28/2019 |  | 05/02/2019
Trane U.S. Inc. | Trane | WHC074H(3,4)*0A***7 |  | HSP-A, Single-Package Heat Pum | Heat Pump | 460 | 3 | False |  |  |  | True | Multiple-Speed | 78000 | 6446 | 12.1 | 10.8 |  |  | 75000 | 6280 | 3.5 | 3.3 | 40000 | 5210 | 2.25 | Federally-Regulated Commercial & Industrial Equipment | 01/28/2019 |  | 05/02/2019
Trane U.S. Inc. | Trane | WHC074H(3,4)*0A***7 |  | HSP-A, Single-Package Heat Pum | Heat Pump | 230 | 3 | False |  |  |  | True | Multiple-Speed | 78000 | 6446 | 12.1 | 10.8 |  |  | 75000 | 6280 | 3.5 | 3.3 | 40000 | 5210 | 2.25 | Federally-Regulated Commercial & Industrial Equipment | 01/28/2019 |  | 05/02/2019
Trane U.S. Inc. | Trane | WHC074H(3,4)*0A***7 |  | HSP-A, Single-Package Heat Pum | Heat Pump | 208 | 3 | False |  |  |  | True | Multiple-Speed | 78000 | 6446 | 12.1 | 10.8 |  |  | 75000 | 6280 | 3.5 | 3.3 | 40000 | 5210 | 2.25 | Federally-Regulated Commercial & Industrial Equipment | 01/28/2019 |  | 05/02/2019
Trane U.S. Inc. | Trane | DHC120HW*(L,M,H,X,Y,Z)A***6 |  | HSP-A, Single-Package Heat Pum | Both Heat Pump and Electric Re | 575 | 3 | False |  |  |  | True | Multiple-Speed | 121000 | 10521 | 11.5 | 11 |  |  | 118000 | 9579 | 3.61 | 3.3 | 61000 | 7945 | 2.25 | Federally-Regulated Commercial & Industrial Equipment | 01/28/2019 |  | 05/02/2019
Trane U.S. Inc. | Trane | WHC120HW*(G,K,N,P)A***6 |  | HSP-A, Single-Package Heat Pum | Both Heat Pump and Electric Re | 575 | 3 | False |  |  |  | True | Multiple-Speed | 121000 | 10521 | 11.5 | 11 |  |  | 118000 | 9579 | 3.61 | 3.3 | 61000 | 7945 | 2.25 | Federally-Regulated Commercial & Industrial Equipment | 01/28/2019 |  | 05/02/2019
Trane U.S. Inc. | Trane | WHC120HW*0A***6 |  | HSP-A, Single-Package Heat Pum | Heat Pump | 575 | 3 | False |  |  |  | True | Multiple-Speed | 121000 | 10521 | 11.5 | 10.8 |  |  | 118000 | 9579 | 3.61 | 3.3 | 61000 | 7945 | 2.25 | Federally-Regulated Commercial & Industrial Equipment | 01/28/2019 |  | 05/02/2019
Trane U.S. Inc. | Trane | DHC120HW*(L,M,H,X,Y,Z)A |  | HSP-A, Single-Package Heat Pum | Both Heat Pump and Electric Re | 575 | 3 | False |  |  |  | True | Multiple-Speed | 121000 | 10521 | 11.5 | 11 |  |  | 118000 | 9579 | 3.61 | 3.3 | 61000 | 7945 | 2.25 | Federally-Regulated Commercial & Industrial Equipment | 01/28/2019 |  | 05/02/2019
Trane U.S. Inc. | Trane | WHC120HW(G,K,N,P)A |  | HSP-A, Single-Package Heat Pum | Both Heat Pump and Electric Re | 575 | 3 | False |  |  |  | True | Multiple-Speed | 121000 | 10521 | 11.5 | 11 |  |  | 118000 | 9579 | 3.61 | 3.3 | 61000 | 7945 | 2.25 | Federally-Regulated Commercial & Industrial Equipment | 01/28/2019 |  | 05/02/2019
Trane U.S. Inc. | Trane | WHC120HW*0A |  | HSP-A, Single-Package Heat Pum | Heat Pump | 575 | 3 | False |  |  |  | True | Multiple-Speed | 121000 | 10521 | 11.5 | 10.8 |  |  | 118000 | 9579 | 3.61 | 3.3 | 61000 | 7945 | 2.25 | Federally-Regulated Commercial & Industrial Equipment | 01/28/2019 |  | 05/02/2019
Trane U.S. Inc. | Trane | DHC120H(3,4)*(L,M,H,X,Y,Z)A |  | HSP-A, Single-Package Heat Pum | Both Heat Pump and Electric Re | 460 | 3 | False |  |  |  | True | Multiple-Speed | 121000 | 10521 | 11.5 | 11 |  |  | 118000 | 9526 | 3.63 | 3.3 | 61000 | 7945 | 2.25 | Federally-Regulated Commercial & Industrial Equipment | 01/28/2019 |  | 05/02/2019
Trane U.S. Inc. | Trane | DHC120H(3,4)*(L,M,H,X,Y,Z)A |  | HSP-A, Single-Package Heat Pum | Both Heat Pump and Electric Re | 230 | 3 | False |  |  |  | True | Multiple-Speed | 121000 | 10521 | 11.5 | 11 |  |  | 118000 | 9526 | 3.63 | 3.3 | 61000 | 7945 | 2.25 | Federally-Regulated Commercial & Industrial Equipment | 01/28/2019 |  | 05/02/2019
Trane U.S. Inc. | Trane | DHC120H(3,4)*(L,M,H,X,Y,Z)A |  | HSP-A, Single-Package Heat Pum | Both Heat Pump and Electric Re | 208 | 3 | False |  |  |  | True | Multiple-Speed | 121000 | 10521 | 11.5 | 11 |  |  | 118000 | 9526 | 3.63 | 3.3 | 61000 | 7945 | 2.25 | Federally-Regulated Commercial & Industrial Equipment | 01/28/2019 |  | 05/02/2019
Trane U.S. Inc. | Trane | WHC120H(3,4)(G,K,N,P)A |  | HSP-A, Single-Package Heat Pum | Both Heat Pump and Electric Re | 460 | 3 | False |  |  |  | True | Multiple-Speed | 121000 | 10521 | 11.5 | 11 |  |  | 118000 | 9526 | 3.63 | 3.3 | 61000 | 7945 | 2.25 | Federally-Regulated Commercial & Industrial Equipment | 01/28/2019 |  | 05/02/2019
Trane U.S. Inc. | Trane | WHC120H(3,4)(G,K,N,P)A |  | HSP-A, Single-Package Heat Pum | Both Heat Pump and Electric Re | 230 | 3 | False |  |  |  | True | Multiple-Speed | 121000 | 10521 | 11.5 | 11 |  |  | 118000 | 9526 | 3.63 | 3.3 | 61000 | 7945 | 2.25 | Federally-Regulated Commercial & Industrial Equipment | 01/28/2019 |  | 05/02/2019
Trane U.S. Inc. | Trane | WHC120H(3,4)(G,K,N,P)A |  | HSP-A, Single-Package Heat Pum | Both Heat Pump and Electric Re | 208 | 3 | False |  |  |  | True | Multiple-Speed | 121000 | 10521 | 11.5 | 11 |  |  | 118000 | 9526 | 3.63 | 3.3 | 61000 | 7945 | 2.25 | Federally-Regulated Commercial & Industrial Equipment | 01/28/2019 |  | 05/02/2019
Trane U.S. Inc. | Trane | DHC120H(3,4)*(L,M,H,X,Y,Z)A***6 |  | HSP-A, Single-Package Heat Pum | Both Heat Pump and Electric Re | 460 | 3 | False |  |  |  | True | Multiple-Speed | 121000 | 10521 | 11.5 | 11 |  |  | 118000 | 9526 | 3.63 | 3.3 | 61000 | 7945 | 2.25 | Federally-Regulated Commercial & Industrial Equipment | 01/28/2019 |  | 05/02/2019
Trane U.S. Inc. | Trane | DHC120H(3,4)*(L,M,H,X,Y,Z)A***6 |  | HSP-A, Single-Package Heat Pum | Both Heat Pump and Electric Re | 230 | 3 | False |  |  |  | True | Multiple-Speed | 121000 | 10521 | 11.5 | 11 |  |  | 118000 | 9526 | 3.63 | 3.3 | 61000 | 7945 | 2.25 | Federally-Regulated Commercial & Industrial Equipment | 01/28/2019 |  | 05/02/2019
Trane U.S. Inc. | Trane | DHC120H(3,4)*(L,M,H,X,Y,Z)A***6 |  | HSP-A, Single-Package Heat Pum | Both Heat Pump and Electric Re | 208 | 3 | False |  |  |  | True | Multiple-Speed | 121000 | 10521 | 11.5 | 11 |  |  | 118000 | 9526 | 3.63 | 3.3 | 61000 | 7945 | 2.25 | Federally-Regulated Commercial & Industrial Equipment | 01/28/2019 |  | 05/02/2019
Trane U.S. Inc. | Trane | WHC120H(3,4)*(G,K,N,P)A***6 |  | HSP-A, Single-Package Heat Pum | Both Heat Pump and Electric Re | 460 | 3 | False |  |  |  | True | Multiple-Speed | 121000 | 10521 | 11.5 | 11 |  |  | 118000 | 9526 | 3.63 | 3.3 | 61000 | 7945 | 2.25 | Federally-Regulated Commercial & Industrial Equipment | 01/28/2019 |  | 05/02/2019
Trane U.S. Inc. | Trane | WHC120H(3,4)*(G,K,N,P)A***6 |  | HSP-A, Single-Package Heat Pum | Both Heat Pump and Electric Re | 230 | 3 | False |  |  |  | True | Multiple-Speed | 121000 | 10521 | 11.5 | 11 |  |  | 118000 | 9526 | 3.63 | 3.3 | 61000 | 7945 | 2.25 | Federally-Regulated Commercial & Industrial Equipment | 01/28/2019 |  | 05/02/2019
Trane U.S. Inc. | Trane | WHC120H(3,4)*(G,K,N,P)A***6 |  | HSP-A, Single-Package Heat Pum | Both Heat Pump and Electric Re | 208 | 3 | False |  |  |  | True | Multiple-Speed | 121000 | 10521 | 11.5 | 11 |  |  | 118000 | 9526 | 3.63 | 3.3 | 61000 | 7945 | 2.25 | Federally-Regulated Commercial & Industrial Equipment | 01/28/2019 |  | 05/02/2019
Trane U.S. Inc. | Trane | WHC120H(3,4)*0A***6 |  | HSP-A, Single-Package Heat Pum | Heat Pump | 460 | 3 | False |  |  |  | True | Multiple-Speed | 121000 | 10521 | 11.5 | 10.8 |  |  | 118000 | 9526 | 3.63 | 3.3 | 61000 | 7945 | 2.25 | Federally-Regulated Commercial & Industrial Equipment | 01/28/2019 |  | 05/02/2019
Trane U.S. Inc. | Trane | WHC120H(3,4)*0A***6 |  | HSP-A, Single-Package Heat Pum | Heat Pump | 230 | 3 | False |  |  |  | True | Multiple-Speed | 121000 | 10521 | 11.5 | 10.8 |  |  | 118000 | 9526 | 3.63 | 3.3 | 61000 | 7945 | 2.25 | Federally-Regulated Commercial & Industrial Equipment | 01/28/2019 |  | 05/02/2019
Trane U.S. Inc. | Trane | WHC120H(3,4)*0A***6 |  | HSP-A, Single-Package Heat Pum | Heat Pump | 208 | 3 | False |  |  |  | True | Multiple-Speed | 121000 | 10521 | 11.5 | 10.8 |  |  | 118000 | 9526 | 3.63 | 3.3 | 61000 | 7945 | 2.25 | Federally-Regulated Commercial & Industrial Equipment | 01/28/2019 |  | 05/02/2019
Trane U.S. Inc. | Trane | DHC102HW*(L,M,H,X,Y,Z)A***6 |  | HSP-A, Single-Package Heat Pum | Both Heat Pump and Electric Re | 575 | 3 | False |  |  |  | True | Multiple-Speed | 104000 | 8813 | 11.8 | 11 |  |  | 93000 | 7550 | 3.61 | 3.3 | 57000 | 7424 | 2.25 | Federally-Regulated Commercial & Industrial Equipment | 01/28/2019 |  | 05/02/2019
Trane U.S. Inc. | Trane | WHC102HW*(C,G,K,N)A***6 |  | HSP-A, Single-Package Heat Pum | Both Heat Pump and Electric Re | 575 | 3 | False |  |  |  | True | Multiple-Speed | 104000 | 8813 | 11.8 | 11 |  |  | 93000 | 7550 | 3.61 | 3.3 | 57000 | 7424 | 2.25 | Federally-Regulated Commercial & Industrial Equipment | 01/28/2019 |  | 05/02/2019
Trane U.S. Inc. | Trane | WHC102HW*0A***6 |  | HSP-A, Single-Package Heat Pum | Heat Pump | 575 | 3 | False |  |  |  | True | Multiple-Speed | 104000 | 8813 | 11.8 | 10.8 |  |  | 93000 | 7550 | 3.61 | 3.3 | 57000 | 7424 | 2.25 | Federally-Regulated Commercial & Industrial Equipment | 01/28/2019 |  | 05/02/2019
Trane U.S. Inc. | Trane | DHC102HW*(L,M,H,X,Y,Z)A |  | HSP-A, Single-Package Heat Pum | Both Heat Pump and Electric Re | 575 | 3 | False |  |  |  | True | Multiple-Speed | 104000 | 8813 | 11.8 | 11 |  |  | 93000 | 7550 | 3.61 | 3.3 | 57000 | 7424 | 2.25 | Federally-Regulated Commercial & Industrial Equipment | 01/28/2019 |  | 05/02/2019
Trane U.S. Inc. | Trane | WHC102HW(C,G,K,N)A |  | HSP-A, Single-Package Heat Pum | Both Heat Pump and Electric Re | 575 | 3 | False |  |  |  | True | Multiple-Speed | 104000 | 8813 | 11.8 | 11 |  |  | 93000 | 7550 | 3.61 | 3.3 | 57000 | 7424 | 2.25 | Federally-Regulated Commercial & Industrial Equipment | 01/28/2019 |  | 05/02/2019
Trane U.S. Inc. | Trane | WHC102HW*0A |  | HSP-A, Single-Package Heat Pum | Heat Pump | 575 | 3 | False |  |  |  | True | Multiple-Speed | 104000 | 8813 | 11.8 | 10.8 |  |  | 93000 | 7550 | 3.61 | 3.3 | 57000 | 7424 | 2.25 | Federally-Regulated Commercial & Industrial Equipment | 01/28/2019 |  | 05/02/2019
Trane U.S. Inc. | Trane | DHC102H(3,4)*(L,M,H,X,Y,Z)A |  | HSP-A, Single-Package Heat Pum | Both Heat Pump and Electric Re | 460 | 3 | False |  |  |  | True | Multiple-Speed | 104000 | 8666 | 12 | 11 |  |  | 93000 | 7508 | 3.63 | 3.3 | 57000 | 7424 | 2.25 | Federally-Regulated Commercial & Industrial Equipment | 01/28/2019 |  | 05/02/2019
Trane U.S. Inc. | Trane | DHC102H(3,4)*(L,M,H,X,Y,Z)A |  | HSP-A, Single-Package Heat Pum | Both Heat Pump and Electric Re | 230 | 3 | False |  |  |  | True | Multiple-Speed | 104000 | 8666 | 12 | 11 |  |  | 93000 | 7508 | 3.63 | 3.3 | 57000 | 7424 | 2.25 | Federally-Regulated Commercial & Industrial Equipment | 01/28/2019 |  | 05/02/2019
Trane U.S. Inc. | Trane | DHC102H(3,4)*(L,M,H,X,Y,Z)A |  | HSP-A, Single-Package Heat Pum | Both Heat Pump and Electric Re | 208 | 3 | False |  |  |  | True | Multiple-Speed | 104000 | 8666 | 12 | 11 |  |  | 93000 | 7508 | 3.63 | 3.3 | 57000 | 7424 | 2.25 | Federally-Regulated Commercial & Industrial Equipment | 01/28/2019 |  | 05/02/2019
Trane U.S. Inc. | Trane | WHC102H(3,4)(C,G,K,N)A |  | HSP-A, Single-Package Heat Pum | Both Heat Pump and Electric Re | 460 | 3 | False |  |  |  | True | Multiple-Speed | 104000 | 8666 | 12 | 11 |  |  | 93000 | 7508 | 3.63 | 3.3 | 57000 | 7424 | 2.25 | Federally-Regulated Commercial & Industrial Equipment | 01/28/2019 |  | 05/02/2019
Trane U.S. Inc. | Trane | WHC102H(3,4)(C,G,K,N)A |  | HSP-A, Single-Package Heat Pum | Both Heat Pump and Electric Re | 230 | 3 | False |  |  |  | True | Multiple-Speed | 104000 | 8666 | 12 | 11 |  |  | 93000 | 7508 | 3.63 | 3.3 | 57000 | 7424 | 2.25 | Federally-Regulated Commercial & Industrial Equipment | 01/28/2019 |  | 05/02/2019
Trane U.S. Inc. | Trane | WHC102H(3,4)(C,G,K,N)A |  | HSP-A, Single-Package Heat Pum | Both Heat Pump and Electric Re | 208 | 3 | False |  |  |  | True | Multiple-Speed | 104000 | 8666 | 12 | 11 |  |  | 93000 | 7508 | 3.63 | 3.3 | 57000 | 7424 | 2.25 | Federally-Regulated Commercial & Industrial Equipment | 01/28/2019 |  | 05/02/2019
Trane U.S. Inc. | Trane | DHC102H(3,4)*(L,M,H,X,Y,Z)A***6 |  | HSP-A, Single-Package Heat Pum | Both Heat Pump and Electric Re | 460 | 3 | False |  |  |  | True | Multiple-Speed | 104000 | 8666 | 12 | 11 |  |  | 93000 | 7508 | 3.63 | 3.3 | 57000 | 7424 | 2.25 | Federally-Regulated Commercial & Industrial Equipment | 01/28/2019 |  | 05/02/2019
Trane U.S. Inc. | Trane | DHC102H(3,4)*(L,M,H,X,Y,Z)A***6 |  | HSP-A, Single-Package Heat Pum | Both Heat Pump and Electric Re | 230 | 3 | False |  |  |  | True | Multiple-Speed | 104000 | 8666 | 12 | 11 |  |  | 93000 | 7508 | 3.63 | 3.3 | 57000 | 7424 | 2.25 | Federally-Regulated Commercial & Industrial Equipment | 01/28/2019 |  | 05/02/2019
Trane U.S. Inc. | Trane | DHC102H(3,4)*(L,M,H,X,Y,Z)A***6 |  | HSP-A, Single-Package Heat Pum | Both Heat Pump and Electric Re | 208 | 3 | False |  |  |  | True | Multiple-Speed | 104000 | 8666 | 12 | 11 |  |  | 93000 | 7508 | 3.63 | 3.3 | 57000 | 7424 | 2.25 | Federally-Regulated Commercial & Industrial Equipment | 01/28/2019 |  | 05/02/2019
Trane U.S. Inc. | Trane | WHC102H(3,4)*(C,G,K,N)A***6 |  | HSP-A, Single-Package Heat Pum | Both Heat Pump and Electric Re | 460 | 3 | False |  |  |  | True | Multiple-Speed | 104000 | 8666 | 12 | 11 |  |  | 93000 | 7508 | 3.63 | 3.3 | 57000 | 7424 | 2.25 | Federally-Regulated Commercial & Industrial Equipment | 01/28/2019 |  | 05/02/2019
Trane U.S. Inc. | Trane | WHC102H(3,4)*(C,G,K,N)A***6 |  | HSP-A, Single-Package Heat Pum | Both Heat Pump and Electric Re | 230 | 3 | False |  |  |  | True | Multiple-Speed | 104000 | 8666 | 12 | 11 |  |  | 93000 | 7508 | 3.63 | 3.3 | 57000 | 7424 | 2.25 | Federally-Regulated Commercial & Industrial Equipment | 01/28/2019 |  | 05/02/2019
Trane U.S. Inc. | Trane | WHC102H(3,4)*(C,G,K,N)A***6 |  | HSP-A, Single-Package Heat Pum | Both Heat Pump and Electric Re | 208 | 3 | False |  |  |  | True | Multiple-Speed | 104000 | 8666 | 12 | 11 |  |  | 93000 | 7508 | 3.63 | 3.3 | 57000 | 7424 | 2.25 | Federally-Regulated Commercial & Industrial Equipment | 01/28/2019 |  | 05/02/2019
Trane U.S. Inc. | Trane | WHC102H(3,4)*0A***6 |  | HSP-A, Single-Package Heat Pum | Heat Pump | 460 | 3 | False |  |  |  | True | Multiple-Speed | 104000 | 8666 | 12 | 10.8 |  |  | 93000 | 7508 | 3.63 | 3.3 | 57000 | 7424 | 2.25 | Federally-Regulated Commercial & Industrial Equipment | 01/28/2019 |  | 05/02/2019
Trane U.S. Inc. | Trane | WHC102H(3,4)*0A***6 |  | HSP-A, Single-Package Heat Pum | Heat Pump | 230 | 3 | False |  |  |  | True | Multiple-Speed | 104000 | 8666 | 12 | 10.8 |  |  | 93000 | 7508 | 3.63 | 3.3 | 57000 | 7424 | 2.25 | Federally-Regulated Commercial & Industrial Equipment | 01/28/2019 |  | 05/02/2019
Trane U.S. Inc. | Trane | WHC102H(3,4)*0A***6 |  | HSP-A, Single-Package Heat Pum | Heat Pump | 208 | 3 | False |  |  |  | True | Multiple-Speed | 104000 | 8666 | 12 | 10.8 |  |  | 93000 | 7508 | 3.63 | 3.3 | 57000 | 7424 | 2.25 | Federally-Regulated Commercial & Industrial Equipment | 01/28/2019 |  | 05/02/2019
Trane U.S. Inc. | Trane | DHC092HW*(L,M,H,X,Y,Z)A***6 |  | HSP-A, Single-Package Heat Pum | Both Heat Pump and Electric Re | 575 | 3 | False |  |  |  | True | Multiple-Speed | 95000 | 8050 | 11.8 | 11 |  |  | 87000 | 7326 | 3.48 | 3.3 | 49000 | 6382 | 2.25 | Federally-Regulated Commercial & Industrial Equipment | 01/28/2019 |  | 05/02/2019
Trane U.S. Inc. | Trane | WHC092HW*(C,G,K,N)A***6 |  | HSP-A, Single-Package Heat Pum | Both Heat Pump and Electric Re | 575 | 3 | False |  |  |  | True | Multiple-Speed | 95000 | 8050 | 11.8 | 11 |  |  | 87000 | 7326 | 3.48 | 3.3 | 49000 | 6382 | 2.25 | Federally-Regulated Commercial & Industrial Equipment | 01/28/2019 |  | 05/02/2019
Trane U.S. Inc. | Trane | WHC092HW*0A***6 |  | HSP-A, Single-Package Heat Pum | Heat Pump | 575 | 3 | False |  |  |  | True | Multiple-Speed | 95000 | 8050 | 11.8 | 10.8 |  |  | 87000 | 7326 | 3.48 | 3.3 | 49000 | 6382 | 2.25 | Federally-Regulated Commercial & Industrial Equipment | 01/28/2019 |  | 05/02/2019
Trane U.S. Inc. | Trane | DHC092HW*(L,M,H,X,Y,Z)A |  | HSP-A, Single-Package Heat Pum | Both Heat Pump and Electric Re | 575 | 3 | False |  |  |  | True | Multiple-Speed | 95000 | 8050 | 11.8 | 11 |  |  | 87000 | 7326 | 3.48 | 3.3 | 49000 | 6382 | 2.25 | Federally-Regulated Commercial & Industrial Equipment | 01/28/2019 |  | 05/02/2019
Trane U.S. Inc. | Trane | WHC092HW(C,G,K,N)A |  | HSP-A, Single-Package Heat Pum | Both Heat Pump and Electric Re | 575 | 3 | False |  |  |  | True | Multiple-Speed | 95000 | 8050 | 11.8 | 11 |  |  | 87000 | 7326 | 3.48 | 3.3 | 49000 | 6382 | 2.25 | Federally-Regulated Commercial & Industrial Equipment | 01/28/2019 |  | 05/02/2019
Trane U.S. Inc. | Trane | WHC092HW*0A |  | HSP-A, Single-Package Heat Pum | Heat Pump | 575 | 3 | False |  |  |  | True | Multiple-Speed | 95000 | 8050 | 11.8 | 10.8 |  |  | 87000 | 7326 | 3.48 | 3.3 | 49000 | 6382 | 2.25 | Federally-Regulated Commercial & Industrial Equipment | 01/28/2019 |  | 05/02/2019
Trane U.S. Inc. | Trane | DHC092H(3,4)*(L,M,H,X,Y,Z)A |  | HSP-A, Single-Package Heat Pum | Both Heat Pump and Electric Re | 460 | 3 | False |  |  |  | True | Multiple-Speed | 95000 | 8050 | 11.8 | 11 |  |  | 87000 | 7284 | 3.5 | 3.3 | 49000 | 6382 | 2.25 | Federally-Regulated Commercial & Industrial Equipment | 01/28/2019 |  | 05/02/2019
Trane U.S. Inc. | Trane | DHC092H(3,4)*(L,M,H,X,Y,Z)A |  | HSP-A, Single-Package Heat Pum | Both Heat Pump and Electric Re | 230 | 3 | False |  |  |  | True | Multiple-Speed | 95000 | 8050 | 11.8 | 11 |  |  | 87000 | 7284 | 3.5 | 3.3 | 49000 | 6382 | 2.25 | Federally-Regulated Commercial & Industrial Equipment | 01/28/2019 |  | 05/02/2019
Trane U.S. Inc. | Trane | DHC092H(3,4)*(L,M,H,X,Y,Z)A |  | HSP-A, Single-Package Heat Pum | Both Heat Pump and Electric Re | 208 | 3 | False |  |  |  | True | Multiple-Speed | 95000 | 8050 | 11.8 | 11 |  |  | 87000 | 7284 | 3.5 | 3.3 | 49000 | 6382 | 2.25 | Federally-Regulated Commercial & Industrial Equipment | 01/28/2019 |  | 05/02/2019
Trane U.S. Inc. | Trane | WHC092H(3,4)(C,G,K,N)A |  | HSP-A, Single-Package Heat Pum | Both Heat Pump and Electric Re | 460 | 3 | False |  |  |  | True | Multiple-Speed | 95000 | 8050 | 11.8 | 11 |  |  | 87000 | 7284 | 3.5 | 3.3 | 49000 | 6382 | 2.25 | Federally-Regulated Commercial & Industrial Equipment | 01/28/2019 |  | 05/02/2019
Trane U.S. Inc. | Trane | WHC092H(3,4)(C,G,K,N)A |  | HSP-A, Single-Package Heat Pum | Both Heat Pump and Electric Re | 230 | 3 | False |  |  |  | True | Multiple-Speed | 95000 | 8050 | 11.8 | 11 |  |  | 87000 | 7284 | 3.5 | 3.3 | 49000 | 6382 | 2.25 | Federally-Regulated Commercial & Industrial Equipment | 01/28/2019 |  | 05/02/2019
Trane U.S. Inc. | Trane | WHC092H(3,4)(C,G,K,N)A |  | HSP-A, Single-Package Heat Pum | Both Heat Pump and Electric Re | 208 | 3 | False |  |  |  | True | Multiple-Speed | 95000 | 8050 | 11.8 | 11 |  |  | 87000 | 7284 | 3.5 | 3.3 | 49000 | 6382 | 2.25 | Federally-Regulated Commercial & Industrial Equipment | 01/28/2019 |  | 05/02/2019
Trane U.S. Inc. | Trane | DHC092H(3,4)*(L,M,H,X,Y,Z)A***6 |  | HSP-A, Single-Package Heat Pum | Both Heat Pump and Electric Re | 460 | 3 | False |  |  |  | True | Multiple-Speed | 95000 | 8050 | 11.8 | 11 |  |  | 87000 | 7284 | 3.5 | 3.3 | 49000 | 6382 | 2.25 | Federally-Regulated Commercial & Industrial Equipment | 01/28/2019 |  | 05/02/2019
Trane U.S. Inc. | Trane | DHC092H(3,4)*(L,M,H,X,Y,Z)A***6 |  | HSP-A, Single-Package Heat Pum | Both Heat Pump and Electric Re | 230 | 3 | False |  |  |  | True | Multiple-Speed | 95000 | 8050 | 11.8 | 11 |  |  | 87000 | 7284 | 3.5 | 3.3 | 49000 | 6382 | 2.25 | Federally-Regulated Commercial & Industrial Equipment | 01/28/2019 |  | 05/02/2019
Trane U.S. Inc. | Trane | DHC092H(3,4)*(L,M,H,X,Y,Z)A***6 |  | HSP-A, Single-Package Heat Pum | Both Heat Pump and Electric Re | 208 | 3 | False |  |  |  | True | Multiple-Speed | 95000 | 8050 | 11.8 | 11 |  |  | 87000 | 7284 | 3.5 | 3.3 | 49000 | 6382 | 2.25 | Federally-Regulated Commercial & Industrial Equipment | 01/28/2019 |  | 05/02/2019
Trane U.S. Inc. | Trane | WHC092H(3,4)*(C,G,K,N)A***6 |  | HSP-A, Single-Package Heat Pum | Both Heat Pump and Electric Re | 460 | 3 | False |  |  |  | True | Multiple-Speed | 95000 | 8050 | 11.8 | 11 |  |  | 87000 | 7284 | 3.5 | 3.3 | 49000 | 6382 | 2.25 | Federally-Regulated Commercial & Industrial Equipment | 01/28/2019 |  | 05/02/2019
Trane U.S. Inc. | Trane | WHC092H(3,4)*(C,G,K,N)A***6 |  | HSP-A, Single-Package Heat Pum | Both Heat Pump and Electric Re | 230 | 3 | False |  |  |  | True | Multiple-Speed | 95000 | 8050 | 11.8 | 11 |  |  | 87000 | 7284 | 3.5 | 3.3 | 49000 | 6382 | 2.25 | Federally-Regulated Commercial & Industrial Equipment | 01/28/2019 |  | 05/02/2019
Trane U.S. Inc. | Trane | WHC092H(3,4)*(C,G,K,N)A***6 |  | HSP-A, Single-Package Heat Pum | Both Heat Pump and Electric Re | 208 | 3 | False |  |  |  | True | Multiple-Speed | 95000 | 8050 | 11.8 | 11 |  |  | 87000 | 7284 | 3.5 | 3.3 | 49000 | 6382 | 2.25 | Federally-Regulated Commercial & Industrial Equipment | 01/28/2019 |  | 05/02/2019
Trane U.S. Inc. | Trane | WHC092H(3,4)*0A***6 |  | HSP-A, Single-Package Heat Pum | Heat Pump | 460 | 3 | False |  |  |  | True | Multiple-Speed | 95000 | 8050 | 11.8 | 10.8 |  |  | 87000 | 7284 | 3.5 | 3.3 | 49000 | 6382 | 2.25 | Federally-Regulated Commercial & Industrial Equipment | 01/28/2019 |  | 05/02/2019
Trane U.S. Inc. | Trane | WHC092H(3,4)*0A***6 |  | HSP-A, Single-Package Heat Pum | Heat Pump | 230 | 3 | False |  |  |  | True | Multiple-Speed | 95000 | 8050 | 11.8 | 10.8 |  |  | 87000 | 7284 | 3.5 | 3.3 | 49000 | 6382 | 2.25 | Federally-Regulated Commercial & Industrial Equipment | 01/28/2019 |  | 05/02/2019
Trane U.S. Inc. | Trane | WHC092H(3,4)*0A***6 |  | HSP-A, Single-Package Heat Pum | Heat Pump | 208 | 3 | False |  |  |  | True | Multiple-Speed | 95000 | 8050 | 11.8 | 10.8 |  |  | 87000 | 7284 | 3.5 | 3.3 | 49000 | 6382 | 2.25 | Federally-Regulated Commercial & Industrial Equipment | 01/28/2019 |  | 05/02/2019
Trane U.S. Inc. | Trane | DHC074HW*(L,M,H,X,Y,Z)A***6 |  | HSP-A, Single-Package Heat Pum | Both Heat Pump and Electric Re | 575 | 3 | False |  |  |  | True | Multiple-Speed | 78000 | 6446 | 12.1 | 11 |  |  | 75000 | 6316 | 3.48 | 3.3 | 40000 | 5210 | 2.25 | Federally-Regulated Commercial & Industrial Equipment | 01/28/2019 |  | 05/02/2019
Trane U.S. Inc. | Trane | WHC074HW*(C,G,K,N)A***6 |  | HSP-A, Single-Package Heat Pum | Both Heat Pump and Electric Re | 575 | 3 | False |  |  |  | True | Multiple-Speed | 78000 | 6446 | 12.1 | 11 |  |  | 75000 | 6316 | 3.48 | 3.3 | 40000 | 5210 | 2.25 | Federally-Regulated Commercial & Industrial Equipment | 01/28/2019 |  | 05/02/2019
Trane U.S. Inc. | Trane | WHC074HW*0A***6 |  | HSP-A, Single-Package Heat Pum | Heat Pump | 575 | 3 | False |  |  |  | True | Multiple-Speed | 78000 | 6446 | 12.1 | 10.8 |  |  | 75000 | 6316 | 3.48 | 3.3 | 40000 | 5210 | 2.25 | Federally-Regulated Commercial & Industrial Equipment | 01/28/2019 |  | 05/02/2019
Trane U.S. Inc. | Trane | DHC074HW*(L,M,H,X,Y,Z)A |  | HSP-A, Single-Package Heat Pum | Both Heat Pump and Electric Re | 575 | 3 | False |  |  |  | True | Multiple-Speed | 78000 | 6446 | 12.1 | 11 |  |  | 75000 | 6316 | 3.48 | 3.3 | 40000 | 5210 | 2.25 | Federally-Regulated Commercial & Industrial Equipment | 01/28/2019 |  | 05/02/2019
Trane U.S. Inc. | Trane | WHC074HW(C,G,K,N)A |  | HSP-A, Single-Package Heat Pum | Both Heat Pump and Electric Re | 575 | 3 | False |  |  |  | True | Multiple-Speed | 78000 | 6446 | 12.1 | 11 |  |  | 75000 | 6316 | 3.48 | 3.3 | 40000 | 5210 | 2.25 | Federally-Regulated Commercial & Industrial Equipment | 01/28/2019 |  | 05/02/2019
Trane U.S. Inc. | Trane | WHC074HW*0A |  | HSP-A, Single-Package Heat Pum | Heat Pump | 575 | 3 | False |  |  |  | True | Multiple-Speed | 78000 | 6446 | 12.1 | 10.8 |  |  | 75000 | 6316 | 3.48 | 3.3 | 40000 | 5210 | 2.25 | Federally-Regulated Commercial & Industrial Equipment | 01/28/2019 |  | 05/02/2019
Trane U.S. Inc. | Trane | TWA090E(3,4,W)**A* | TWE0904(3,W)B*A***00 | HRCU-A-CB, Split System: Heat | Heat Pump | 575 | 3 |  | False |  |  | True | Single-Speed | 93000 | 8303 | 11.2 | 10.8 |  |  | 82000 | 7282 | 3.3 | 3.3 | 51500 | 6708 | 2.25 | Federally-Regulated Commercial & Industrial Equipment | 01/28/2019 |  | 05/02/2019
Trane U.S. Inc. | Trane | TWA090E(3,4,W)**A* | TWE0904(3,W)B*A***00 | HRCU-A-CB, Split System: Heat | Heat Pump | 460 | 3 |  | False |  |  | True | Single-Speed | 93000 | 8303 | 11.2 | 10.8 |  |  | 82000 | 7282 | 3.3 | 3.3 | 51500 | 6708 | 2.25 | Federally-Regulated Commercial & Industrial Equipment | 01/28/2019 |  | 05/02/2019
Trane U.S. Inc. | Trane | TWA090E(3,4,W)**A* | TWE0904(3,W)B*A***00 | HRCU-A-CB, Split System: Heat | Heat Pump | 230 | 3 |  | False |  |  | True | Single-Speed | 93000 | 8303 | 11.2 | 10.8 |  |  | 82000 | 7282 | 3.3 | 3.3 | 51500 | 6708 | 2.25 | Federally-Regulated Commercial & Industrial Equipment | 01/28/2019 |  | 05/02/2019
Trane U.S. Inc. | Trane | TWA090E(3,4,W)**A* | TWE0904(3,W)B*A***00 | HRCU-A-CB, Split System: Heat | Heat Pump | 208 | 3 |  | False |  |  | True | Single-Speed | 93000 | 8303 | 11.2 | 10.8 |  |  | 82000 | 7282 | 3.3 | 3.3 | 51500 | 6708 | 2.25 | Federally-Regulated Commercial & Industrial Equipment | 01/28/2019 |  | 05/02/2019
Trane U.S. Inc. | Trane | DHC074H(3,4)*(L,M,H,X,Y,Z)A***6 |  | HSP-A, Single-Package Heat Pum | Both Heat Pump and Electric Re | 460 | 3 | False |  |  |  | True | Multiple-Speed | 78000 | 6446 | 12.1 | 11 |  |  | 75000 | 6280 | 3.5 | 3.3 | 40000 | 5210 | 2.25 | Federally-Regulated Commercial & Industrial Equipment | 01/28/2019 |  | 05/02/2019
Trane U.S. Inc. | Trane | DHC074H(3,4)*(L,M,H,X,Y,Z)A***6 |  | HSP-A, Single-Package Heat Pum | Both Heat Pump and Electric Re | 230 | 3 | False |  |  |  | True | Multiple-Speed | 78000 | 6446 | 12.1 | 11 |  |  | 75000 | 6280 | 3.5 | 3.3 | 40000 | 5210 | 2.25 | Federally-Regulated Commercial & Industrial Equipment | 01/28/2019 |  | 05/02/2019
Trane U.S. Inc. | Trane | DHC074H(3,4)*(L,M,H,X,Y,Z)A***6 |  | HSP-A, Single-Package Heat Pum | Both Heat Pump and Electric Re | 208 | 3 | False |  |  |  | True | Multiple-Speed | 78000 | 6446 | 12.1 | 11 |  |  | 75000 | 6280 | 3.5 | 3.3 | 40000 | 5210 | 2.25 | Federally-Regulated Commercial & Industrial Equipment | 01/28/2019 |  | 05/02/2019
Trane U.S. Inc. | Trane | WHC074H(3,4)*(C,G,K,N)A***6 |  | HSP-A, Single-Package Heat Pum | Both Heat Pump and Electric Re | 460 | 3 | False |  |  |  | True | Multiple-Speed | 78000 | 6446 | 12.1 | 11 |  |  | 75000 | 6280 | 3.5 | 3.3 | 40000 | 5210 | 2.25 | Federally-Regulated Commercial & Industrial Equipment | 01/28/2019 |  | 05/02/2019
Trane U.S. Inc. | Trane | WHC074H(3,4)*(C,G,K,N)A***6 |  | HSP-A, Single-Package Heat Pum | Both Heat Pump and Electric Re | 230 | 3 | False |  |  |  | True | Multiple-Speed | 78000 | 6446 | 12.1 | 11 |  |  | 75000 | 6280 | 3.5 | 3.3 | 40000 | 5210 | 2.25 | Federally-Regulated Commercial & Industrial Equipment | 01/28/2019 |  | 05/02/2019
Trane U.S. Inc. | Trane | WHC074H(3,4)*(C,G,K,N)A***6 |  | HSP-A, Single-Package Heat Pum | Both Heat Pump and Electric Re | 208 | 3 | False |  |  |  | True | Multiple-Speed | 78000 | 6446 | 12.1 | 11 |  |  | 75000 | 6280 | 3.5 | 3.3 | 40000 | 5210 | 2.25 | Federally-Regulated Commercial & Industrial Equipment | 01/28/2019 |  | 05/02/2019
Trane U.S. Inc. | Trane | WHC074H(3,4)*0A***6 |  | HSP-A, Single-Package Heat Pum | Heat Pump | 460 | 3 | False |  |  |  | True | Multiple-Speed | 78000 | 6446 | 12.1 | 10.8 |  |  | 75000 | 6280 | 3.5 | 3.3 | 40000 | 5210 | 2.25 | Federally-Regulated Commercial & Industrial Equipment | 01/28/2019 |  | 05/02/2019
Trane U.S. Inc. | Trane | WHC074H(3,4)*0A***6 |  | HSP-A, Single-Package Heat Pum | Heat Pump | 230 | 3 | False |  |  |  | True | Multiple-Speed | 78000 | 6446 | 12.1 | 10.8 |  |  | 75000 | 6280 | 3.5 | 3.3 | 40000 | 5210 | 2.25 | Federally-Regulated Commercial & Industrial Equipment | 01/28/2019 |  | 05/02/2019
Trane U.S. Inc. | Trane | WHC074H(3,4)*0A***6 |  | HSP-A, Single-Package Heat Pum | Heat Pump | 208 | 3 | False |  |  |  | True | Multiple-Speed | 78000 | 6446 | 12.1 | 10.8 |  |  | 75000 | 6280 | 3.5 | 3.3 | 40000 | 5210 | 2.25 | Federally-Regulated Commercial & Industrial Equipment | 01/28/2019 |  | 05/02/2019
Trane U.S. Inc. | Trane | DHC074H(3,4)*(L,M,H,X,Y,Z)A |  | HSP-A, Single-Package Heat Pum | Both Heat Pump and Electric Re | 460 | 3 | False |  |  |  | True | Multiple-Speed | 78000 | 6446 | 12.1 | 11 |  |  | 75000 | 6280 | 3.5 | 3.3 | 40000 | 5210 | 2.25 | Federally-Regulated Commercial & Industrial Equipment | 01/28/2019 |  | 05/02/2019
Trane U.S. Inc. | Trane | DHC074H(3,4)*(L,M,H,X,Y,Z)A |  | HSP-A, Single-Package Heat Pum | Both Heat Pump and Electric Re | 230 | 3 | False |  |  |  | True | Multiple-Speed | 78000 | 6446 | 12.1 | 11 |  |  | 75000 | 6280 | 3.5 | 3.3 | 40000 | 5210 | 2.25 | Federally-Regulated Commercial & Industrial Equipment | 01/28/2019 |  | 05/02/2019
Trane U.S. Inc. | Trane | DHC074H(3,4)*(L,M,H,X,Y,Z)A |  | HSP-A, Single-Package Heat Pum | Both Heat Pump and Electric Re | 208 | 3 | False |  |  |  | True | Multiple-Speed | 78000 | 6446 | 12.1 | 11 |  |  | 75000 | 6280 | 3.5 | 3.3 | 40000 | 5210 | 2.25 | Federally-Regulated Commercial & Industrial Equipment | 01/28/2019 |  | 05/02/2019
Trane U.S. Inc. | Trane | WHC074H(3,4)(C,G,K,N)A |  | HSP-A, Single-Package Heat Pum | Both Heat Pump and Electric Re | 460 | 3 | False |  |  |  | True | Multiple-Speed | 78000 | 6446 | 12.1 | 11 |  |  | 75000 | 6280 | 3.5 | 3.3 | 40000 | 5210 | 2.25 | Federally-Regulated Commercial & Industrial Equipment | 01/28/2019 |  | 05/02/2019
Trane U.S. Inc. | Trane | WHC074H(3,4)(C,G,K,N)A |  | HSP-A, Single-Package Heat Pum | Both Heat Pump and Electric Re | 230 | 3 | False |  |  |  | True | Multiple-Speed | 78000 | 6446 | 12.1 | 11 |  |  | 75000 | 6280 | 3.5 | 3.3 | 40000 | 5210 | 2.25 | Federally-Regulated Commercial & Industrial Equipment | 01/28/2019 |  | 05/02/2019
Trane U.S. Inc. | Trane | WHC074H(3,4)(C,G,K,N)A |  | HSP-A, Single-Package Heat Pum | Both Heat Pump and Electric Re | 208 | 3 | False |  |  |  | True | Multiple-Speed | 78000 | 6446 | 12.1 | 11 |  |  | 75000 | 6280 | 3.5 | 3.3 | 40000 | 5210 | 2.25 | Federally-Regulated Commercial & Industrial Equipment | 01/28/2019 |  | 05/02/2019
Trane U.S. Inc. | Trane | WHC120H(3,4)*0A |  | HSP-A, Single-Package Heat Pum | Heat Pump | 460 | 3 | False |  |  |  | True | Multiple-Speed | 121000 | 10521 | 11.5 | 10.8 |  |  | 118000 | 9526 | 3.63 | 3.3 | 61000 | 7945 | 2.25 | Federally-Regulated Commercial & Industrial Equipment | 01/28/2019 |  | 05/02/2019
Trane U.S. Inc. | Trane | WHC120H(3,4)*0A |  | HSP-A, Single-Package Heat Pum | Heat Pump | 230 | 3 | False |  |  |  | True | Multiple-Speed | 121000 | 10521 | 11.5 | 10.8 |  |  | 118000 | 9526 | 3.63 | 3.3 | 61000 | 7945 | 2.25 | Federally-Regulated Commercial & Industrial Equipment | 01/28/2019 |  | 05/02/2019
Trane U.S. Inc. | Trane | WHC120H(3,4)*0A |  | HSP-A, Single-Package Heat Pum | Heat Pump | 208 | 3 | False |  |  |  | True | Multiple-Speed | 121000 | 10521 | 11.5 | 10.8 |  |  | 118000 | 9526 | 3.63 | 3.3 | 61000 | 7945 | 2.25 | Federally-Regulated Commercial & Industrial Equipment | 01/28/2019 |  | 05/02/2019
Trane U.S. Inc. | Trane | WHC102H(3,4)*0A |  | HSP-A, Single-Package Heat Pum | Heat Pump | 460 | 3 | False |  |  |  | True | Multiple-Speed | 104000 | 8666 | 12 | 10.8 |  |  | 93000 | 7508 | 3.63 | 3.3 | 57000 | 7424 | 2.25 | Federally-Regulated Commercial & Industrial Equipment | 01/28/2019 |  | 05/02/2019
Trane U.S. Inc. | Trane | WHC102H(3,4)*0A |  | HSP-A, Single-Package Heat Pum | Heat Pump | 230 | 3 | False |  |  |  | True | Multiple-Speed | 104000 | 8666 | 12 | 10.8 |  |  | 93000 | 7508 | 3.63 | 3.3 | 57000 | 7424 | 2.25 | Federally-Regulated Commercial & Industrial Equipment | 01/28/2019 |  | 05/02/2019
Trane U.S. Inc. | Trane | WHC102H(3,4)*0A |  | HSP-A, Single-Package Heat Pum | Heat Pump | 208 | 3 | False |  |  |  | True | Multiple-Speed | 104000 | 8666 | 12 | 10.8 |  |  | 93000 | 7508 | 3.63 | 3.3 | 57000 | 7424 | 2.25 | Federally-Regulated Commercial & Industrial Equipment | 01/28/2019 |  | 05/02/2019
Trane U.S. Inc. | Trane | WHC092H(3,4)*0A |  | HSP-A, Single-Package Heat Pum | Heat Pump | 460 | 3 | False |  |  |  | True | Multiple-Speed | 95000 | 8050 | 11.8 | 10.8 |  |  | 87000 | 7284 | 3.5 | 3.3 | 49000 | 6382 | 2.25 | Federally-Regulated Commercial & Industrial Equipment | 01/28/2019 |  | 05/02/2019
Trane U.S. Inc. | Trane | WHC092H(3,4)*0A |  | HSP-A, Single-Package Heat Pum | Heat Pump | 230 | 3 | False |  |  |  | True | Multiple-Speed | 95000 | 8050 | 11.8 | 10.8 |  |  | 87000 | 7284 | 3.5 | 3.3 | 49000 | 6382 | 2.25 | Federally-Regulated Commercial & Industrial Equipment | 01/28/2019 |  | 05/02/2019
Trane U.S. Inc. | Trane | WHC092H(3,4)*0A |  | HSP-A, Single-Package Heat Pum | Heat Pump | 208 | 3 | False |  |  |  | True | Multiple-Speed | 95000 | 8050 | 11.8 | 10.8 |  |  | 87000 | 7284 | 3.5 | 3.3 | 49000 | 6382 | 2.25 | Federally-Regulated Commercial & Industrial Equipment | 01/28/2019 |  | 05/02/2019
Trane U.S. Inc. | Trane | WHC074H(3,4)*0A |  | HSP-A, Single-Package Heat Pum | Heat Pump | 460 | 3 | False |  |  |  | True | Multiple-Speed | 78000 | 6446 | 12.1 | 10.8 |  |  | 75000 | 6280 | 3.5 | 3.3 | 40000 | 5210 | 2.25 | Federally-Regulated Commercial & Industrial Equipment | 01/28/2019 |  | 05/02/2019
Trane U.S. Inc. | Trane | WHC074H(3,4)*0A |  | HSP-A, Single-Package Heat Pum | Heat Pump | 230 | 3 | False |  |  |  | True | Multiple-Speed | 78000 | 6446 | 12.1 | 10.8 |  |  | 75000 | 6280 | 3.5 | 3.3 | 40000 | 5210 | 2.25 | Federally-Regulated Commercial & Industrial Equipment | 01/28/2019 |  | 05/02/2019
Trane U.S. Inc. | Trane | WHC074H(3,4)*0A |  | HSP-A, Single-Package Heat Pum | Heat Pump | 208 | 3 | False |  |  |  | True | Multiple-Speed | 78000 | 6446 | 12.1 | 10.8 |  |  | 75000 | 6280 | 3.5 | 3.3 | 40000 | 5210 | 2.25 | Federally-Regulated Commercial & Industrial Equipment | 01/28/2019 |  | 05/02/2019
Trane U.S. Inc. | Trane | TWA180E(3,4,W)**A* | TWE1804(3,W)B*A***00 | HRCU-A-CB, Split System: Heat | Heat Pump | 575 | 3 |  | False |  |  | True | Single-Speed | 188000 | 17407 | 10.8 | 10.4 |  |  | 178000 | 16302 | 3.2 | 3.2 | 117000 | 16726 | 2.05 | Federally-Regulated Commercial & Industrial Equipment | 01/28/2019 |  | 05/02/2019
Trane U.S. Inc. | Trane | TWA180E(3,4,W)**A* | TWE1804(3,W)B*A***00 | HRCU-A-CB, Split System: Heat | Heat Pump | 460 | 3 |  | False |  |  | True | Single-Speed | 188000 | 17407 | 10.8 | 10.4 |  |  | 178000 | 16302 | 3.2 | 3.2 | 117000 | 16726 | 2.05 | Federally-Regulated Commercial & Industrial Equipment | 01/28/2019 |  | 05/02/2019
Trane U.S. Inc. | Trane | TWA180E(3,4,W)**A* | TWE1804(3,W)B*A***00 | HRCU-A-CB, Split System: Heat | Heat Pump | 230 | 3 |  | False |  |  | True | Single-Speed | 188000 | 17407 | 10.8 | 10.4 |  |  | 178000 | 16302 | 3.2 | 3.2 | 117000 | 16726 | 2.05 | Federally-Regulated Commercial & Industrial Equipment | 01/28/2019 |  | 05/02/2019
Trane U.S. Inc. | Trane | TWA180E(3,4,W)**A* | TWE1804(3,W)B*A***00 | HRCU-A-CB, Split System: Heat | Heat Pump | 208 | 3 |  | False |  |  | True | Single-Speed | 188000 | 17407 | 10.8 | 10.4 |  |  | 178000 | 16302 | 3.2 | 3.2 | 117000 | 16726 | 2.05 | Federally-Regulated Commercial & Industrial Equipment | 01/28/2019 |  | 05/02/2019
Trane U.S. Inc. | Trane | TWA240E(3,4)**B* | TWE2404(3,4,W)B*A***00 | HRCU-A-CB, Split System: Heat | Heat Pump | 575 | 3 |  | False |  |  | True | Single-Speed | 248000 | 24800 | 10 | 9.3 |  |  | 238000 | 21797 | 3.2 | 3.2 | 148000 | 21158 | 2.05 | Federally-Regulated Commercial & Industrial Equipment | 01/28/2019 |  | 05/02/2019
Trane U.S. Inc. | Trane | TWA240E(3,4)**B* | TWE2404(3,4,W)B*A***00 | HRCU-A-CB, Split System: Heat | Heat Pump | 460 | 3 |  | False |  |  | True | Single-Speed | 248000 | 24800 | 10 | 9.3 |  |  | 238000 | 21797 | 3.2 | 3.2 | 148000 | 21158 | 2.05 | Federally-Regulated Commercial & Industrial Equipment | 01/28/2019 |  | 05/02/2019
Trane U.S. Inc. | Trane | TWA240E(3,4)**B* | TWE2404(3,4,W)B*A***00 | HRCU-A-CB, Split System: Heat | Heat Pump | 230 | 3 |  | False |  |  | True | Single-Speed | 248000 | 24800 | 10 | 9.3 |  |  | 238000 | 21797 | 3.2 | 3.2 | 148000 | 21158 | 2.05 | Federally-Regulated Commercial & Industrial Equipment | 01/28/2019 |  | 05/02/2019
Trane U.S. Inc. | Trane | TWA240E(3,4)**B* | TWE2404(3,4,W)B*A***00 | HRCU-A-CB, Split System: Heat | Heat Pump | 208 | 3 |  | False |  |  | True | Single-Speed | 248000 | 24800 | 10 | 9.3 |  |  | 238000 | 21797 | 3.2 | 3.2 | 148000 | 21158 | 2.05 | Federally-Regulated Commercial & Industrial Equipment | 01/28/2019 |  | 05/02/2019
Trane U.S. Inc. | Trane | TWA240E(3,4)**A* | TWE2404(3,4,W)B*A***00 | HRCU-A-CB, Split System: Heat | Heat Pump | 575 | 3 |  | False |  |  | True | Single-Speed | 248000 | 24800 | 10 | 9.3 |  |  | 238000 | 21797 | 3.2 | 3.2 | 148000 | 21158 | 2.05 | Federally-Regulated Commercial & Industrial Equipment | 01/28/2019 |  | 05/02/2019
Trane U.S. Inc. | Trane | TWA240E(3,4)**A* | TWE2404(3,4,W)B*A***00 | HRCU-A-CB, Split System: Heat | Heat Pump | 460 | 3 |  | False |  |  | True | Single-Speed | 248000 | 24800 | 10 | 9.3 |  |  | 238000 | 21797 | 3.2 | 3.2 | 148000 | 21158 | 2.05 | Federally-Regulated Commercial & Industrial Equipment | 01/28/2019 |  | 05/02/2019
Trane U.S. Inc. | Trane | TWA240E(3,4)**A* | TWE2404(3,4,W)B*A***00 | HRCU-A-CB, Split System: Heat | Heat Pump | 230 | 3 |  | False |  |  | True | Single-Speed | 248000 | 24800 | 10 | 9.3 |  |  | 238000 | 21797 | 3.2 | 3.2 | 148000 | 21158 | 2.05 | Federally-Regulated Commercial & Industrial Equipment | 01/28/2019 |  | 05/02/2019
Trane U.S. Inc. | Trane | TWA240E(3,4)**A* | TWE2404(3,4,W)B*A***00 | HRCU-A-CB, Split System: Heat | Heat Pump | 208 | 3 |  | False |  |  | True | Single-Speed | 248000 | 24800 | 10 | 9.3 |  |  | 238000 | 21797 | 3.2 | 3.2 | 148000 | 21158 | 2.05 | Federally-Regulated Commercial & Industrial Equipment | 01/28/2019 |  | 05/02/2019
Trane U.S. Inc. | Trane | TWA120E(3,W)**A* | TWE1204(3,W)B*A***00 | HRCU-A-CB, Split System: Heat | Heat Pump | 575 | 3 |  | False |  |  | True | Single-Speed | 118000 | 10535 | 11.2 | 10.8 |  |  | 112000 | 9946 | 3.3 | 3.3 | 71000 | 9248 | 2.25 | Federally-Regulated Commercial & Industrial Equipment | 01/28/2019 |  | 05/02/2019
Trane U.S. Inc. | Trane | TWA120E(3,W)**A* | TWE1204(3,W)B*A***00 | HRCU-A-CB, Split System: Heat | Heat Pump | 460 | 3 |  | False |  |  | True | Single-Speed | 118000 | 10535 | 11.2 | 10.8 |  |  | 112000 | 9946 | 3.3 | 3.3 | 71000 | 9248 | 2.25 | Federally-Regulated Commercial & Industrial Equipment | 01/28/2019 |  | 05/02/2019
Trane U.S. Inc. | Trane | TWA120E(3,W)**A* | TWE1204(3,W)B*A***00 | HRCU-A-CB, Split System: Heat | Heat Pump | 230 | 3 |  | False |  |  | True | Single-Speed | 118000 | 10535 | 11.2 | 10.8 |  |  | 112000 | 9946 | 3.3 | 3.3 | 71000 | 9248 | 2.25 | Federally-Regulated Commercial & Industrial Equipment | 01/28/2019 |  | 05/02/2019
Trane U.S. Inc. | Trane | TWA120E(3,W)**A* | TWE1204(3,W)B*A***00 | HRCU-A-CB, Split System: Heat | Heat Pump | 208 | 3 |  | False |  |  | True | Single-Speed | 118000 | 10535 | 11.2 | 10.8 |  |  | 112000 | 9946 | 3.3 | 3.3 | 71000 | 9248 | 2.25 | Federally-Regulated Commercial & Industrial Equipment | 01/28/2019 |  | 05/02/2019
Trane U.S. Inc. | Trane | TWA120D(3,4,W)**B* | TWE12041A*A***00 | HRCU-A-CB, Split System: Heat | Heat Pump | 460 | 3 |  | False |  |  | True | Single-Speed | 123000 | 10884 | 11.3 | 10.8 |  |  | 120000 | 10657 | 3.3 | 3.3 | 76000 | 9899 | 2.25 | Federally-Regulated Commercial & Industrial Equipment | 01/28/2019 |  | 05/02/2019
Trane U.S. Inc. | Trane | TWA120D(3,4,W)**B* | TWE12041A*A***00 | HRCU-A-CB, Split System: Heat | Heat Pump | 230 | 3 |  | False |  |  | True | Single-Speed | 123000 | 10884 | 11.3 | 10.8 |  |  | 120000 | 10657 | 3.3 | 3.3 | 76000 | 9899 | 2.25 | Federally-Regulated Commercial & Industrial Equipment | 01/28/2019 |  | 05/02/2019
Trane U.S. Inc. | Trane | TWA120D(3,4,W)**B* | TWE12041A*A***00 | HRCU-A-CB, Split System: Heat | Heat Pump | 208 | 3 |  | False |  |  | True | Single-Speed | 123000 | 10884 | 11.3 | 10.8 |  |  | 120000 | 10657 | 3.3 | 3.3 | 76000 | 9899 | 2.25 | Federally-Regulated Commercial & Industrial Equipment | 01/28/2019 |  | 05/02/2019
Trane U.S. Inc. | Trane | TWA120D(3,4,W)**A* | TWE12041A*A***00 | HRCU-A-CB, Split System: Heat | Heat Pump | 460 | 3 |  | False |  |  | True | Single-Speed | 123000 | 10884 | 11.3 | 10.8 |  |  | 120000 | 10657 | 3.3 | 3.3 | 76000 | 9899 | 2.25 | Federally-Regulated Commercial & Industrial Equipment | 01/28/2019 |  | 05/02/2019
Trane U.S. Inc. | Trane | TWA120D(3,4,W)**A* | TWE12041A*A***00 | HRCU-A-CB, Split System: Heat | Heat Pump | 230 | 3 |  | False |  |  | True | Single-Speed | 123000 | 10884 | 11.3 | 10.8 |  |  | 120000 | 10657 | 3.3 | 3.3 | 76000 | 9899 | 2.25 | Federally-Regulated Commercial & Industrial Equipment | 01/28/2019 |  | 05/02/2019
Trane U.S. Inc. | Trane | TWA120D(3,4,W)**A* | TWE12041A*A***00 | HRCU-A-CB, Split System: Heat | Heat Pump | 208 | 3 |  | False |  |  | True | Single-Speed | 123000 | 10884 | 11.3 | 10.8 |  |  | 120000 | 10657 | 3.3 | 3.3 | 76000 | 9899 | 2.25 | Federally-Regulated Commercial & Industrial Equipment | 01/28/2019 |  | 05/02/2019
Trane U.S. Inc. | Trane | TWA073E(3,4)0RA* | TWE0724(3,W)B*A***00 | HRCU-A-CB, Split System: Heat | Heat Pump | 575 | 3 |  | False |  |  | True | Single-Speed | 77000 | 6875 | 11.2 | 10.8 |  |  | 64000 | 5683 | 3.3 | 3.3 | 38000 | 4949 | 2.25 | Federally-Regulated Commercial & Industrial Equipment | 01/28/2019 |  | 05/02/2019
Trane U.S. Inc. | Trane | TWA073E(3,4)0RA* | TWE0724(3,W)B*A***00 | HRCU-A-CB, Split System: Heat | Heat Pump | 460 | 3 |  | False |  |  | True | Single-Speed | 77000 | 6875 | 11.2 | 10.8 |  |  | 64000 | 5683 | 3.3 | 3.3 | 38000 | 4949 | 2.25 | Federally-Regulated Commercial & Industrial Equipment | 01/28/2019 |  | 05/02/2019
Trane U.S. Inc. | Trane | TWA073E(3,4)0RA* | TWE0724(3,W)B*A***00 | HRCU-A-CB, Split System: Heat | Heat Pump | 230 | 3 |  | False |  |  | True | Single-Speed | 77000 | 6875 | 11.2 | 10.8 |  |  | 64000 | 5683 | 3.3 | 3.3 | 38000 | 4949 | 2.25 | Federally-Regulated Commercial & Industrial Equipment | 01/28/2019 |  | 05/02/2019
Trane U.S. Inc. | Trane | TWA073E(3,4)0RA* | TWE0724(3,W)B*A***00 | HRCU-A-CB, Split System: Heat | Heat Pump | 208 | 3 |  | False |  |  | True | Single-Speed | 77000 | 6875 | 11.2 | 10.8 |  |  | 64000 | 5683 | 3.3 | 3.3 | 38000 | 4949 | 2.25 | Federally-Regulated Commercial & Industrial Equipment | 01/28/2019 |  | 05/02/2019
Trane U.S. Inc. | Trane | TWA073D(3,4,W)**A* | TWE0904(3,W)A*A***00 | HRCU-A-CB, Split System: Heat | Heat Pump | 575 | 3 |  | False |  |  | True | Single-Speed | 80000 | 7079 | 11.3 | 10.8 |  |  | 72000 | 6394 | 3.3 | 3.3 | 46000 | 5991 | 2.25 | Federally-Regulated Commercial & Industrial Equipment | 01/28/2019 |  | 05/02/2019
Trane U.S. Inc. | Trane | TWA073D(3,4,W)**A* | TWE0904(3,W)A*A***00 | HRCU-A-CB, Split System: Heat | Heat Pump | 460 | 3 |  | False |  |  | True | Single-Speed | 80000 | 7079 | 11.3 | 10.8 |  |  | 72000 | 6394 | 3.3 | 3.3 | 46000 | 5991 | 2.25 | Federally-Regulated Commercial & Industrial Equipment | 01/28/2019 |  | 05/02/2019
Trane U.S. Inc. | Trane | TWA073D(3,4,W)**A* | TWE0904(3,W)A*A***00 | HRCU-A-CB, Split System: Heat | Heat Pump | 230 | 3 |  | False |  |  | True | Single-Speed | 80000 | 7079 | 11.3 | 10.8 |  |  | 72000 | 6394 | 3.3 | 3.3 | 46000 | 5991 | 2.25 | Federally-Regulated Commercial & Industrial Equipment | 01/28/2019 |  | 05/02/2019
Trane U.S. Inc. | Trane | TWA073D(3,4,W)**A* | TWE0904(3,W)A*A***00 | HRCU-A-CB, Split System: Heat | Heat Pump | 208 | 3 |  | False |  |  | True | Single-Speed | 80000 | 7079 | 11.3 | 10.8 |  |  | 72000 | 6394 | 3.3 | 3.3 | 46000 | 5991 | 2.25 | Federally-Regulated Commercial & Industrial Equipment | 01/28/2019 |  | 05/02/2019
Trane U.S. Inc. | Trane | WSC092H(3,4,W)*(G,K,N)A***7 |  | HSP-A, Single-Package Heat Pum | Both Heat Pump and Electric Re | 575 | 3 | False |  |  |  | True | Dual-Speed | 93000 | 8230 | 11.3 | 11 |  |  | 87000 | 7499 | 3.4 | 3.3 | 48000 | 6252 | 2.25 | Federally-Regulated Commercial & Industrial Equipment | 01/28/2019 |  | 05/02/2019
Trane U.S. Inc. | Trane | WSC092H(3,4,W)*(G,K,N)A***7 |  | HSP-A, Single-Package Heat Pum | Both Heat Pump and Electric Re | 460 | 3 | False |  |  |  | True | Dual-Speed | 93000 | 8230 | 11.3 | 11 |  |  | 87000 | 7499 | 3.4 | 3.3 | 48000 | 6252 | 2.25 | Federally-Regulated Commercial & Industrial Equipment | 01/28/2019 |  | 05/02/2019
Trane U.S. Inc. | Trane | WSC092H(3,4,W)*(G,K,N)A***7 |  | HSP-A, Single-Package Heat Pum | Both Heat Pump and Electric Re | 230 | 3 | False |  |  |  | True | Dual-Speed | 93000 | 8230 | 11.3 | 11 |  |  | 87000 | 7499 | 3.4 | 3.3 | 48000 | 6252 | 2.25 | Federally-Regulated Commercial & Industrial Equipment | 01/28/2019 |  | 05/02/2019
Trane U.S. Inc. | Trane | WSC092H(3,4,W)*(G,K,N)A***7 |  | HSP-A, Single-Package Heat Pum | Both Heat Pump and Electric Re | 208 | 3 | False |  |  |  | True | Dual-Speed | 93000 | 8230 | 11.3 | 11 |  |  | 87000 | 7499 | 3.4 | 3.3 | 48000 | 6252 | 2.25 | Federally-Regulated Commercial & Industrial Equipment | 01/28/2019 |  | 05/02/2019
Trane U.S. Inc. | Trane | WSC092H(3,4,W)*0A***7 |  | HSP-A, Single-Package Heat Pum | Heat Pump | 575 | 3 | False |  |  |  | True | Dual-Speed | 93000 | 8230 | 11.3 | 10.8 |  |  | 87000 | 7499 | 3.4 | 3.3 | 48000 | 6252 | 2.25 | Federally-Regulated Commercial & Industrial Equipment | 01/28/2019 |  | 05/02/2019
Trane U.S. Inc. | Trane | WSC092H(3,4,W)*0A***7 |  | HSP-A, Single-Package Heat Pum | Heat Pump | 460 | 3 | False |  |  |  | True | Dual-Speed | 93000 | 8230 | 11.3 | 10.8 |  |  | 87000 | 7499 | 3.4 | 3.3 | 48000 | 6252 | 2.25 | Federally-Regulated Commercial & Industrial Equipment | 01/28/2019 |  | 05/02/2019
Trane U.S. Inc. | Trane | WSC092H(3,4,W)*0A***7 |  | HSP-A, Single-Package Heat Pum | Heat Pump | 230 | 3 | False |  |  |  | True | Dual-Speed | 93000 | 8230 | 11.3 | 10.8 |  |  | 87000 | 7499 | 3.4 | 3.3 | 48000 | 6252 | 2.25 | Federally-Regulated Commercial & Industrial Equipment | 01/28/2019 |  | 05/02/2019
Trane U.S. Inc. | Trane | WSC092H(3,4,W)*0A***7 |  | HSP-A, Single-Package Heat Pum | Heat Pump | 208 | 3 | False |  |  |  | True | Dual-Speed | 93000 | 8230 | 11.3 | 10.8 |  |  | 87000 | 7499 | 3.4 | 3.3 | 48000 | 6252 | 2.25 | Federally-Regulated Commercial & Industrial Equipment | 01/28/2019 |  | 05/02/2019
Trane U.S. Inc. | Trane | WSC092H(3,4,W)*(G,K,N)A***6 |  | HSP-A, Single-Package Heat Pum | Both Heat Pump and Electric Re | 575 | 3 | False |  |  |  | True | Dual-Speed | 93000 | 8230 | 11.3 | 11 |  |  | 87000 | 7499 | 3.4 | 3.3 | 48000 | 6252 | 2.25 | Federally-Regulated Commercial & Industrial Equipment | 01/28/2019 |  | 05/02/2019
Trane U.S. Inc. | Trane | WSC092H(3,4,W)*(G,K,N)A***6 |  | HSP-A, Single-Package Heat Pum | Both Heat Pump and Electric Re | 460 | 3 | False |  |  |  | True | Dual-Speed | 93000 | 8230 | 11.3 | 11 |  |  | 87000 | 7499 | 3.4 | 3.3 | 48000 | 6252 | 2.25 | Federally-Regulated Commercial & Industrial Equipment | 01/28/2019 |  | 05/02/2019
Trane U.S. Inc. | Trane | WSC092H(3,4,W)*(G,K,N)A***6 |  | HSP-A, Single-Package Heat Pum | Both Heat Pump and Electric Re | 230 | 3 | False |  |  |  | True | Dual-Speed | 93000 | 8230 | 11.3 | 11 |  |  | 87000 | 7499 | 3.4 | 3.3 | 48000 | 6252 | 2.25 | Federally-Regulated Commercial & Industrial Equipment | 01/28/2019 |  | 05/02/2019
Trane U.S. Inc. | Trane | WSC092H(3,4,W)*(G,K,N)A***6 |  | HSP-A, Single-Package Heat Pum | Both Heat Pump and Electric Re | 208 | 3 | False |  |  |  | True | Dual-Speed | 93000 | 8230 | 11.3 | 11 |  |  | 87000 | 7499 | 3.4 | 3.3 | 48000 | 6252 | 2.25 | Federally-Regulated Commercial & Industrial Equipment | 01/28/2019 |  | 05/02/2019
Trane U.S. Inc. | Trane | WSC092H(3,4,W)*0A***6 |  | HSP-A, Single-Package Heat Pum | Heat Pump | 575 | 3 | False |  |  |  | True | Dual-Speed | 93000 | 8230 | 11.3 | 10.8 |  |  | 87000 | 7499 | 3.4 | 3.3 | 48000 | 6252 | 2.25 | Federally-Regulated Commercial & Industrial Equipment | 01/28/2019 |  | 05/02/2019
Trane U.S. Inc. | Trane | WSC092H(3,4,W)*0A***6 |  | HSP-A, Single-Package Heat Pum | Heat Pump | 460 | 3 | False |  |  |  | True | Dual-Speed | 93000 | 8230 | 11.3 | 10.8 |  |  | 87000 | 7499 | 3.4 | 3.3 | 48000 | 6252 | 2.25 | Federally-Regulated Commercial & Industrial Equipment | 01/28/2019 |  | 05/02/2019
Trane U.S. Inc. | Trane | WSC092H(3,4,W)*0A***6 |  | HSP-A, Single-Package Heat Pum | Heat Pump | 230 | 3 | False |  |  |  | True | Dual-Speed | 93000 | 8230 | 11.3 | 10.8 |  |  | 87000 | 7499 | 3.4 | 3.3 | 48000 | 6252 | 2.25 | Federally-Regulated Commercial & Industrial Equipment | 01/28/2019 |  | 05/02/2019
Trane U.S. Inc. | Trane | WSC092H(3,4,W)*0A***6 |  | HSP-A, Single-Package Heat Pum | Heat Pump | 208 | 3 | False |  |  |  | True | Dual-Speed | 93000 | 8230 | 11.3 | 10.8 |  |  | 87000 | 7499 | 3.4 | 3.3 | 48000 | 6252 | 2.25 | Federally-Regulated Commercial & Industrial Equipment | 01/28/2019 |  | 05/02/2019
Trane U.S. Inc. | Trane | WSC092H(3,4,W)(G,K,N)A |  | HSP-A, Single-Package Heat Pum | Both Heat Pump and Electric Re | 575 | 3 | False |  |  |  | True | Dual-Speed | 93000 | 8230 | 11.3 | 11 |  |  | 88000 | 7585 | 3.4 | 3.3 | 48000 | 6252 | 2.25 | Federally-Regulated Commercial & Industrial Equipment | 01/28/2019 |  | 05/02/2019
Trane U.S. Inc. | Trane | WSC092H(3,4,W)(G,K,N)A |  | HSP-A, Single-Package Heat Pum | Both Heat Pump and Electric Re | 460 | 3 | False |  |  |  | True | Dual-Speed | 93000 | 8230 | 11.3 | 11 |  |  | 88000 | 7585 | 3.4 | 3.3 | 48000 | 6252 | 2.25 | Federally-Regulated Commercial & Industrial Equipment | 01/28/2019 |  | 05/02/2019
Trane U.S. Inc. | Trane | WSC092H(3,4,W)(G,K,N)A |  | HSP-A, Single-Package Heat Pum | Both Heat Pump and Electric Re | 230 | 3 | False |  |  |  | True | Dual-Speed | 93000 | 8230 | 11.3 | 11 |  |  | 88000 | 7585 | 3.4 | 3.3 | 48000 | 6252 | 2.25 | Federally-Regulated Commercial & Industrial Equipment | 01/28/2019 |  | 05/02/2019
Trane U.S. Inc. | Trane | WSC092H(3,4,W)(G,K,N)A |  | HSP-A, Single-Package Heat Pum | Both Heat Pump and Electric Re | 208 | 3 | False |  |  |  | True | Dual-Speed | 93000 | 8230 | 11.3 | 11 |  |  | 88000 | 7585 | 3.4 | 3.3 | 48000 | 6252 | 2.25 | Federally-Regulated Commercial & Industrial Equipment | 01/28/2019 |  | 05/02/2019
Trane U.S. Inc. | Trane | TWA090DW**B* | TWE090DW0*A* | HRCU-A-CB, Split System: Heat | Heat Pump | 460 | 3 |  | False |  |  | True | Single-Speed | 86000 | 7610 | 11.3 | 10.8 |  |  | 79000 | 7016 | 3.3 | 3.3 | 50500 | 6577 | 2.25 | Federally-Regulated Commercial & Industrial Equipment | 01/28/2019 |  | 05/02/2019
Trane U.S. Inc. | Trane | TWA090D4**B* | TWE090D30*A* | HRCU-A-CB, Split System: Heat | Heat Pump | 230 | 3 |  | False |  |  | True | Single-Speed | 86000 | 7610 | 11.3 | 10.8 |  |  | 79000 | 7016 | 3.3 | 3.3 | 50500 | 6577 | 2.25 | Federally-Regulated Commercial & Industrial Equipment | 01/28/2019 |  | 05/02/2019
Trane U.S. Inc. | Trane | TWA090D4**B* | TWE090D30*A* | HRCU-A-CB, Split System: Heat | Heat Pump | 208 | 3 |  | False |  |  | True | Single-Speed | 86000 | 7610 | 11.3 | 10.8 |  |  | 79000 | 7016 | 3.3 | 3.3 | 50500 | 6577 | 2.25 | Federally-Regulated Commercial & Industrial Equipment | 01/28/2019 |  | 05/02/2019
Trane U.S. Inc. | Trane | TWA090D4**B* | TWE090D10*A* | HRCU-A-CB, Split System: Heat | Heat Pump | 575 | 3 |  | False |  |  | True | Single-Speed | 86000 | 7610 | 11.3 | 10.8 |  |  | 79000 | 7016 | 3.3 | 3.3 | 50500 | 6577 | 2.25 | Federally-Regulated Commercial & Industrial Equipment | 01/28/2019 |  | 05/02/2019
Trane U.S. Inc. | Trane | TWA090D3**B* | TWE090D30*A* | HRCU-A-CB, Split System: Heat | Heat Pump | 460 | 3 |  | False |  |  | True | Single-Speed | 86000 | 7610 | 11.3 | 10.8 |  |  | 79000 | 7016 | 3.3 | 3.3 | 50500 | 6577 | 2.25 | Federally-Regulated Commercial & Industrial Equipment | 01/28/2019 |  | 05/02/2019
Trane U.S. Inc. | Trane | WSC090H(3,4,W)*(G,K,N)A |  | HSP-A, Single-Package Heat Pum | Both Heat Pump and Electric Re | 575 | 3 | False |  |  |  | True | Single-Speed | 90000 | 8108 | 11.1 | 11 |  |  | 87000 | 7499 | 3.4 | 3.3 | 48000 | 6252 | 2.25 | Federally-Regulated Commercial & Industrial Equipment | 01/28/2019 |  | 05/02/2019
Trane U.S. Inc. | Trane | WSC090H(3,4,W)*(G,K,N)A |  | HSP-A, Single-Package Heat Pum | Both Heat Pump and Electric Re | 460 | 3 | False |  |  |  | True | Single-Speed | 90000 | 8108 | 11.1 | 11 |  |  | 87000 | 7499 | 3.4 | 3.3 | 48000 | 6252 | 2.25 | Federally-Regulated Commercial & Industrial Equipment | 01/28/2019 |  | 05/02/2019
Trane U.S. Inc. | Trane | WSC090H(3,4,W)*(G,K,N)A |  | HSP-A, Single-Package Heat Pum | Both Heat Pump and Electric Re | 230 | 3 | False |  |  |  | True | Single-Speed | 90000 | 8108 | 11.1 | 11 |  |  | 87000 | 7499 | 3.4 | 3.3 | 48000 | 6252 | 2.25 | Federally-Regulated Commercial & Industrial Equipment | 01/28/2019 |  | 05/02/2019
Trane U.S. Inc. | Trane | WSC090H(3,4,W)*(G,K,N)A |  | HSP-A, Single-Package Heat Pum | Both Heat Pump and Electric Re | 208 | 3 | False |  |  |  | True | Single-Speed | 90000 | 8108 | 11.1 | 11 |  |  | 87000 | 7499 | 3.4 | 3.3 | 48000 | 6252 | 2.25 | Federally-Regulated Commercial & Industrial Equipment | 01/28/2019 |  | 05/02/2019
Trane U.S. Inc. | Trane | WSC092H(3,4,W)*0A |  | HSP-A, Single-Package Heat Pum | Heat Pump | 575 | 3 | False |  |  |  | True | Dual-Speed | 93000 | 8230 | 11.3 | 10.8 |  |  | 88000 | 7585 | 3.4 | 3.3 | 48000 | 6252 | 2.25 | Federally-Regulated Commercial & Industrial Equipment | 01/28/2019 |  | 05/02/2019
Trane U.S. Inc. | Trane | WSC092H(3,4,W)*0A |  | HSP-A, Single-Package Heat Pum | Heat Pump | 460 | 3 | False |  |  |  | True | Dual-Speed | 93000 | 8230 | 11.3 | 10.8 |  |  | 88000 | 7585 | 3.4 | 3.3 | 48000 | 6252 | 2.25 | Federally-Regulated Commercial & Industrial Equipment | 01/28/2019 |  | 05/02/2019
Trane U.S. Inc. | Trane | WSC092H(3,4,W)*0A |  | HSP-A, Single-Package Heat Pum | Heat Pump | 230 | 3 | False |  |  |  | True | Dual-Speed | 93000 | 8230 | 11.3 | 10.8 |  |  | 88000 | 7585 | 3.4 | 3.3 | 48000 | 6252 | 2.25 | Federally-Regulated Commercial & Industrial Equipment | 01/28/2019 |  | 05/02/2019
Trane U.S. Inc. | Trane | WSC092H(3,4,W)*0A |  | HSP-A, Single-Package Heat Pum | Heat Pump | 208 | 3 | False |  |  |  | True | Dual-Speed | 93000 | 8230 | 11.3 | 10.8 |  |  | 88000 | 7585 | 3.4 | 3.3 | 48000 | 6252 | 2.25 | Federally-Regulated Commercial & Industrial Equipment | 01/28/2019 |  | 05/02/2019
Trane U.S. Inc. | Trane | WSC090H(3,4,W)*0A |  | HSP-A, Single-Package Heat Pum | Heat Pump | 575 | 3 | False |  |  |  | True | Single-Speed | 90000 | 8108 | 11.1 | 10.8 |  |  | 87000 | 7499 | 3.4 | 3.3 | 48000 | 6252 | 2.25 | Federally-Regulated Commercial & Industrial Equipment | 01/28/2019 |  | 05/02/2019
Trane U.S. Inc. | Trane | WSC090H(3,4,W)*0A |  | HSP-A, Single-Package Heat Pum | Heat Pump | 460 | 3 | False |  |  |  | True | Single-Speed | 90000 | 8108 | 11.1 | 10.8 |  |  | 87000 | 7499 | 3.4 | 3.3 | 48000 | 6252 | 2.25 | Federally-Regulated Commercial & Industrial Equipment | 01/28/2019 |  | 05/02/2019
Trane U.S. Inc. | Trane | WSC090H(3,4,W)*0A |  | HSP-A, Single-Package Heat Pum | Heat Pump | 230 | 3 | False |  |  |  | True | Single-Speed | 90000 | 8108 | 11.1 | 10.8 |  |  | 87000 | 7499 | 3.4 | 3.3 | 48000 | 6252 | 2.25 | Federally-Regulated Commercial & Industrial Equipment | 01/28/2019 |  | 05/02/2019
Trane U.S. Inc. | Trane | WSC090H(3,4,W)*0A |  | HSP-A, Single-Package Heat Pum | Heat Pump | 208 | 3 | False |  |  |  | True | Single-Speed | 90000 | 8108 | 11.1 | 10.8 |  |  | 87000 | 7499 | 3.4 | 3.3 | 48000 | 6252 | 2.25 | Federally-Regulated Commercial & Industrial Equipment | 01/28/2019 |  | 05/02/2019
Trane U.S. Inc. | Trane | TWA090D3**B* | TWE090D10*A* | HRCU-A-CB, Split System: Heat | Heat Pump | 230 | 3 |  | False |  |  | True | Single-Speed | 86000 | 7610 | 11.3 | 10.8 |  |  | 79000 | 7016 | 3.3 | 3.3 | 50500 | 6577 | 2.25 | Federally-Regulated Commercial & Industrial Equipment | 01/28/2019 |  | 05/02/2019
Trane U.S. Inc. | Trane | TWA090D3**B* | TWE090D10*A* | HRCU-A-CB, Split System: Heat | Heat Pump | 208 | 3 |  | False |  |  | True | Single-Speed | 86000 | 7610 | 11.3 | 10.8 |  |  | 79000 | 7016 | 3.3 | 3.3 | 50500 | 6577 | 2.25 | Federally-Regulated Commercial & Industrial Equipment | 01/28/2019 |  | 05/02/2019
Trane U.S. Inc. | Trane | TWA0904(3,4,W)DA*00A* | TWE090E(3,W)0*A* | HRCU-A-CB, Split System: Heat | Heat Pump | 575 | 3 |  | False |  |  | True | Single-Speed | 93000 | 8303 | 11.2 | 10.8 |  |  | 82000 | 7282 | 3.3 | 3.3 | 51500 | 6708 | 2.25 | Federally-Regulated Commercial & Industrial Equipment | 01/28/2019 |  | 05/02/2019
Trane U.S. Inc. | Trane | TWA0904(3,4,W)DA*00A* | TWE090E(3,W)0*A* | HRCU-A-CB, Split System: Heat | Heat Pump | 460 | 3 |  | False |  |  | True | Single-Speed | 93000 | 8303 | 11.2 | 10.8 |  |  | 82000 | 7282 | 3.3 | 3.3 | 51500 | 6708 | 2.25 | Federally-Regulated Commercial & Industrial Equipment | 01/28/2019 |  | 05/02/2019
Trane U.S. Inc. | Trane | TWA0904(3,4,W)DA*00A* | TWE090E(3,W)0*A* | HRCU-A-CB, Split System: Heat | Heat Pump | 230 | 3 |  | False |  |  | True | Single-Speed | 93000 | 8303 | 11.2 | 10.8 |  |  | 82000 | 7282 | 3.3 | 3.3 | 51500 | 6708 | 2.25 | Federally-Regulated Commercial & Industrial Equipment | 01/28/2019 |  | 05/02/2019
Trane U.S. Inc. | Trane | TWA0904(3,4,W)DA*00A* | TWE090E(3,W)0*A* | HRCU-A-CB, Split System: Heat | Heat Pump | 208 | 3 |  | False |  |  | True | Single-Speed | 93000 | 8303 | 11.2 | 10.8 |  |  | 82000 | 7282 | 3.3 | 3.3 | 51500 | 6708 | 2.25 | Federally-Regulated Commercial & Industrial Equipment | 01/28/2019 |  | 05/02/2019
Trane U.S. Inc. | Trane | TWA0904(3,4,W)AA*00A* | TWE090D(3,4,W)0*A* | HRCU-A-CB, Split System: Heat | Heat Pump | 575 | 3 |  | False |  |  | True | Single-Speed | 86000 | 7610 | 11.3 | 10.8 |  |  | 79000 | 7016 | 3.3 | 3.3 | 50000 | 6512 | 2.25 | Federally-Regulated Commercial & Industrial Equipment | 01/28/2019 |  | 05/02/2019
Trane U.S. Inc. | Trane | TWA0904(3,4,W)AA*00A* | TWE090D(3,4,W)0*A* | HRCU-A-CB, Split System: Heat | Heat Pump | 460 | 3 |  | False |  |  | True | Single-Speed | 86000 | 7610 | 11.3 | 10.8 |  |  | 79000 | 7016 | 3.3 | 3.3 | 50000 | 6512 | 2.25 | Federally-Regulated Commercial & Industrial Equipment | 01/28/2019 |  | 05/02/2019
Trane U.S. Inc. | Trane | TWA0904(3,4,W)AA*00A* | TWE090D(3,4,W)0*A* | HRCU-A-CB, Split System: Heat | Heat Pump | 230 | 3 |  | False |  |  | True | Single-Speed | 86000 | 7610 | 11.3 | 10.8 |  |  | 79000 | 7016 | 3.3 | 3.3 | 50000 | 6512 | 2.25 | Federally-Regulated Commercial & Industrial Equipment | 01/28/2019 |  | 05/02/2019
Trane U.S. Inc. | Trane | TWA0904(3,4,W)AA*00A* | TWE090D(3,4,W)0*A* | HRCU-A-CB, Split System: Heat | Heat Pump | 208 | 3 |  | False |  |  | True | Single-Speed | 86000 | 7610 | 11.3 | 10.8 |  |  | 79000 | 7016 | 3.3 | 3.3 | 50000 | 6512 | 2.25 | Federally-Regulated Commercial & Industrial Equipment | 01/28/2019 |  | 05/02/2019
Trane U.S. Inc. | Trane | TWA0724(3,4,W)AA*00A* | TWE090D(3,W)0*A* | HRCU-A-CB, Split System: Heat | Heat Pump | 575 | 3 |  | False |  |  | True | Single-Speed | 80000 | 7079 | 11.3 | 10.8 |  |  | 72000 | 6394 | 3.3 | 3.3 | 46000 | 5991 | 2.25 | Federally-Regulated Commercial & Industrial Equipment | 01/28/2019 |  | 05/02/2019
Trane U.S. Inc. | Trane | TWA0724(3,4,W)AA*00A* | TWE090D(3,W)0*A* | HRCU-A-CB, Split System: Heat | Heat Pump | 460 | 3 |  | False |  |  | True | Single-Speed | 80000 | 7079 | 11.3 | 10.8 |  |  | 72000 | 6394 | 3.3 | 3.3 | 46000 | 5991 | 2.25 | Federally-Regulated Commercial & Industrial Equipment | 01/28/2019 |  | 05/02/2019
Trane U.S. Inc. | Trane | TWA0724(3,4,W)AA*00A* | TWE090D(3,W)0*A* | HRCU-A-CB, Split System: Heat | Heat Pump | 230 | 3 |  | False |  |  | True | Single-Speed | 80000 | 7079 | 11.3 | 10.8 |  |  | 72000 | 6394 | 3.3 | 3.3 | 46000 | 5991 | 2.25 | Federally-Regulated Commercial & Industrial Equipment | 01/28/2019 |  | 05/02/2019
Trane U.S. Inc. | Trane | TWA0724(3,4,W)AA*00A* | TWE090D(3,W)0*A* | HRCU-A-CB, Split System: Heat | Heat Pump | 208 | 3 |  | False |  |  | True | Single-Speed | 80000 | 7079 | 11.3 | 10.8 |  |  | 72000 | 6394 | 3.3 | 3.3 | 46000 | 5991 | 2.25 | Federally-Regulated Commercial & Industrial Equipment | 01/28/2019 |  | 05/02/2019
Trane U.S. Inc. | Trane | TWA2404(3,4,W)DA*00AR* | TWE240E(3,4,W)0*B* | HRCU-A-CB, Split System: Heat | Heat Pump | 575 | 3 |  | False |  |  | True | Single-Speed | 248000 | 24800 | 10 | 9.3 |  |  | 238000 | 21797 | 3.2 | 3.2 | 148000 | 21158 | 2.05 | Federally-Regulated Commercial & Industrial Equipment | 01/28/2019 |  | 05/02/2019
Trane U.S. Inc. | Trane | TWA2404(3,4,W)DA*00AR* | TWE240E(3,4,W)0*B* | HRCU-A-CB, Split System: Heat | Heat Pump | 460 | 3 |  | False |  |  | True | Single-Speed | 248000 | 24800 | 10 | 9.3 |  |  | 238000 | 21797 | 3.2 | 3.2 | 148000 | 21158 | 2.05 | Federally-Regulated Commercial & Industrial Equipment | 01/28/2019 |  | 05/02/2019
Trane U.S. Inc. | Trane | TWA2404(3,4,W)DA*00AR* | TWE240E(3,4,W)0*B* | HRCU-A-CB, Split System: Heat | Heat Pump | 230 | 3 |  | False |  |  | True | Single-Speed | 248000 | 24800 | 10 | 9.3 |  |  | 238000 | 21797 | 3.2 | 3.2 | 148000 | 21158 | 2.05 | Federally-Regulated Commercial & Industrial Equipment | 01/28/2019 |  | 05/02/2019
Trane U.S. Inc. | Trane | TWA2404(3,4,W)DA*00AR* | TWE240E(3,4,W)0*B* | HRCU-A-CB, Split System: Heat | Heat Pump | 208 | 3 |  | False |  |  | True | Single-Speed | 248000 | 24800 | 10 | 9.3 |  |  | 238000 | 21797 | 3.2 | 3.2 | 148000 | 21158 | 2.05 | Federally-Regulated Commercial & Industrial Equipment | 01/28/2019 |  | 05/02/2019
Trane U.S. Inc. | Trane | TWA2404(3,4)DA*00AR* | TWE2404(3,4)B*A***B0 | HRCU-A-CB, Split System: Heat | Heat Pump | 460 | 3 |  | False |  |  | True | Single-Speed | 248000 | 24800 | 10 | 9.3 |  |  | 238000 | 21797 | 3.2 | 3.2 | 148000 | 21158 | 2.05 | Federally-Regulated Commercial & Industrial Equipment | 01/28/2019 |  | 05/02/2019
Trane U.S. Inc. | Trane | TWA2404(3,4)DA*00AR* | TWE2404(3,4)B*A***B0 | HRCU-A-CB, Split System: Heat | Heat Pump | 230 | 3 |  | False |  |  | True | Single-Speed | 248000 | 24800 | 10 | 9.3 |  |  | 238000 | 21797 | 3.2 | 3.2 | 148000 | 21158 | 2.05 | Federally-Regulated Commercial & Industrial Equipment | 01/28/2019 |  | 05/02/2019
Trane U.S. Inc. | Trane | TWA2404(3,4)DA*00AR* | TWE2404(3,4)B*A***B0 | HRCU-A-CB, Split System: Heat | Heat Pump | 208 | 3 |  | False |  |  | True | Single-Speed | 248000 | 24800 | 10 | 9.3 |  |  | 238000 | 21797 | 3.2 | 3.2 | 148000 | 21158 | 2.05 | Federally-Regulated Commercial & Industrial Equipment | 01/28/2019 |  | 05/02/2019
Trane U.S. Inc. | Trane | TWA0904(3,4,W)DA*00AR* | TWE090E(3,4,W)R*A* | HRCU-A-CB, Split System: Heat | Heat Pump | 575 | 3 |  | False |  |  | True | Single-Speed | 93000 | 8303 | 11.2 | 10.8 |  |  | 82000 | 7282 | 3.3 | 3.3 | 51500 | 6708 | 2.25 | Federally-Regulated Commercial & Industrial Equipment | 01/28/2019 |  | 05/02/2019
Trane U.S. Inc. | Trane | TWA0904(3,4,W)DA*00AR* | TWE090E(3,4,W)R*A* | HRCU-A-CB, Split System: Heat | Heat Pump | 460 | 3 |  | False |  |  | True | Single-Speed | 93000 | 8303 | 11.2 | 10.8 |  |  | 82000 | 7282 | 3.3 | 3.3 | 51500 | 6708 | 2.25 | Federally-Regulated Commercial & Industrial Equipment | 01/28/2019 |  | 05/02/2019
Trane U.S. Inc. | Trane | TWA0904(3,4,W)DA*00AR* | TWE090E(3,4,W)R*A* | HRCU-A-CB, Split System: Heat | Heat Pump | 230 | 3 |  | False |  |  | True | Single-Speed | 93000 | 8303 | 11.2 | 10.8 |  |  | 82000 | 7282 | 3.3 | 3.3 | 51500 | 6708 | 2.25 | Federally-Regulated Commercial & Industrial Equipment | 01/28/2019 |  | 05/02/2019
Trane U.S. Inc. | Trane | TWA0904(3,4,W)DA*00AR* | TWE090E(3,4,W)R*A* | HRCU-A-CB, Split System: Heat | Heat Pump | 208 | 3 |  | False |  |  | True | Single-Speed | 93000 | 8303 | 11.2 | 10.8 |  |  | 82000 | 7282 | 3.3 | 3.3 | 51500 | 6708 | 2.25 | Federally-Regulated Commercial & Industrial Equipment | 01/28/2019 |  | 05/02/2019
Trane U.S. Inc. | Trane | WSC120H(3,4,W)*(G,K,N,P)A***7 |  | HSP-A, Single-Package Heat Pum | Both Heat Pump and Electric Re | 575 | 3 | False |  |  |  | True | Dual-Speed | 115000 | 10454 | 11 | 11 |  |  | 106000 | 9137 | 3.4 | 3.3 | 58500 | 7619 | 2.25 | Federally-Regulated Commercial & Industrial Equipment | 01/28/2019 |  | 05/02/2019
Trane U.S. Inc. | Trane | WSC120H(3,4,W)*(G,K,N,P)A***7 |  | HSP-A, Single-Package Heat Pum | Both Heat Pump and Electric Re | 460 | 3 | False |  |  |  | True | Dual-Speed | 115000 | 10454 | 11 | 11 |  |  | 106000 | 9137 | 3.4 | 3.3 | 58500 | 7619 | 2.25 | Federally-Regulated Commercial & Industrial Equipment | 01/28/2019 |  | 05/02/2019
Trane U.S. Inc. | Trane | WSC120H(3,4,W)*(G,K,N,P)A***7 |  | HSP-A, Single-Package Heat Pum | Both Heat Pump and Electric Re | 230 | 3 | False |  |  |  | True | Dual-Speed | 115000 | 10454 | 11 | 11 |  |  | 106000 | 9137 | 3.4 | 3.3 | 58500 | 7619 | 2.25 | Federally-Regulated Commercial & Industrial Equipment | 01/28/2019 |  | 05/02/2019
Trane U.S. Inc. | Trane | WSC120H(3,4,W)*(G,K,N,P)A***7 |  | HSP-A, Single-Package Heat Pum | Both Heat Pump and Electric Re | 208 | 3 | False |  |  |  | True | Dual-Speed | 115000 | 10454 | 11 | 11 |  |  | 106000 | 9137 | 3.4 | 3.3 | 58500 | 7619 | 2.25 | Federally-Regulated Commercial & Industrial Equipment | 01/28/2019 |  | 05/02/2019
Trane U.S. Inc. | Trane | WSC120H(3,4,W)*(G,K,N,P)A***6 |  | HSP-A, Single-Package Heat Pum | Both Heat Pump and Electric Re | 575 | 3 | False |  |  |  | True | Dual-Speed | 115000 | 10454 | 11 | 11 |  |  | 106000 | 9137 | 3.4 | 3.3 | 58500 | 7619 | 2.25 | Federally-Regulated Commercial & Industrial Equipment | 01/28/2019 |  | 05/02/2019
Trane U.S. Inc. | Trane | WSC120H(3,4,W)*(G,K,N,P)A***6 |  | HSP-A, Single-Package Heat Pum | Both Heat Pump and Electric Re | 460 | 3 | False |  |  |  | True | Dual-Speed | 115000 | 10454 | 11 | 11 |  |  | 106000 | 9137 | 3.4 | 3.3 | 58500 | 7619 | 2.25 | Federally-Regulated Commercial & Industrial Equipment | 01/28/2019 |  | 05/02/2019
Trane U.S. Inc. | Trane | WSC120H(3,4,W)*(G,K,N,P)A***6 |  | HSP-A, Single-Package Heat Pum | Both Heat Pump and Electric Re | 230 | 3 | False |  |  |  | True | Dual-Speed | 115000 | 10454 | 11 | 11 |  |  | 106000 | 9137 | 3.4 | 3.3 | 58500 | 7619 | 2.25 | Federally-Regulated Commercial & Industrial Equipment | 01/28/2019 |  | 05/02/2019
Trane U.S. Inc. | Trane | WSC120H(3,4,W)*(G,K,N,P)A***6 |  | HSP-A, Single-Package Heat Pum | Both Heat Pump and Electric Re | 208 | 3 | False |  |  |  | True | Dual-Speed | 115000 | 10454 | 11 | 11 |  |  | 106000 | 9137 | 3.4 | 3.3 | 58500 | 7619 | 2.25 | Federally-Regulated Commercial & Industrial Equipment | 01/28/2019 |  | 05/02/2019
Trane U.S. Inc. | Trane | WSC120H(3,4,W)*(G,K,N,P)A |  | HSP-A, Single-Package Heat Pum | Both Heat Pump and Electric Re | 575 | 3 | False |  |  |  | True | Dual-Speed | 115000 | 10454 | 11 | 11 |  |  | 106000 | 9137 | 3.4 | 3.3 | 58500 | 7619 | 2.25 | Federally-Regulated Commercial & Industrial Equipment | 01/28/2019 |  | 05/02/2019
Trane U.S. Inc. | Trane | WSC120H(3,4,W)*(G,K,N,P)A |  | HSP-A, Single-Package Heat Pum | Both Heat Pump and Electric Re | 460 | 3 | False |  |  |  | True | Dual-Speed | 115000 | 10454 | 11 | 11 |  |  | 106000 | 9137 | 3.4 | 3.3 | 58500 | 7619 | 2.25 | Federally-Regulated Commercial & Industrial Equipment | 01/28/2019 |  | 05/02/2019
Trane U.S. Inc. | Trane | WSC120H(3,4,W)*(G,K,N,P)A |  | HSP-A, Single-Package Heat Pum | Both Heat Pump and Electric Re | 230 | 3 | False |  |  |  | True | Dual-Speed | 115000 | 10454 | 11 | 11 |  |  | 106000 | 9137 | 3.4 | 3.3 | 58500 | 7619 | 2.25 | Federally-Regulated Commercial & Industrial Equipment | 01/28/2019 |  | 05/02/2019
Trane U.S. Inc. | Trane | WSC120H(3,4,W)*(G,K,N,P)A |  | HSP-A, Single-Package Heat Pum | Both Heat Pump and Electric Re | 208 | 3 | False |  |  |  | True | Dual-Speed | 115000 | 10454 | 11 | 11 |  |  | 106000 | 9137 | 3.4 | 3.3 | 58500 | 7619 | 2.25 | Federally-Regulated Commercial & Industrial Equipment | 01/28/2019 |  | 05/02/2019
Trane U.S. Inc. | Trane | TWA2404(3,4,W)DA*00AR* | TWE2404(3,4,W)B*A***00 | HRCU-A-CB, Split System: Heat | Heat Pump | 575 | 3 |  | False |  |  | True | Single-Speed | 248000 | 24800 | 10 | 9.3 |  |  | 238000 | 21797 | 3.2 | 3.2 | 148000 | 21158 | 2.05 | Federally-Regulated Commercial & Industrial Equipment | 01/28/2019 |  | 05/02/2019
Trane U.S. Inc. | Trane | TWA2404(3,4,W)DA*00AR* | TWE2404(3,4,W)B*A***00 | HRCU-A-CB, Split System: Heat | Heat Pump | 460 | 3 |  | False |  |  | True | Single-Speed | 248000 | 24800 | 10 | 9.3 |  |  | 238000 | 21797 | 3.2 | 3.2 | 148000 | 21158 | 2.05 | Federally-Regulated Commercial & Industrial Equipment | 01/28/2019 |  | 05/02/2019
Trane U.S. Inc. | Trane | TWA2404(3,4,W)DA*00AR* | TWE2404(3,4,W)B*A***00 | HRCU-A-CB, Split System: Heat | Heat Pump | 230 | 3 |  | False |  |  | True | Single-Speed | 248000 | 24800 | 10 | 9.3 |  |  | 238000 | 21797 | 3.2 | 3.2 | 148000 | 21158 | 2.05 | Federally-Regulated Commercial & Industrial Equipment | 01/28/2019 |  | 05/02/2019
Trane U.S. Inc. | Trane | TWA2404(3,4,W)DA*00AR* | TWE2404(3,4,W)B*A***00 | HRCU-A-CB, Split System: Heat | Heat Pump | 208 | 3 |  | False |  |  | True | Single-Speed | 248000 | 24800 | 10 | 9.3 |  |  | 238000 | 21797 | 3.2 | 3.2 | 148000 | 21158 | 2.05 | Federally-Regulated Commercial & Industrial Equipment | 01/28/2019 |  | 05/02/2019
Trane U.S. Inc. | Trane | TWA1804(3,4,W)DA*00AR* | TWE1804(3,4,W)B*A***B0 | HRCU-A-CB, Split System: Heat | Heat Pump | 575 | 3 |  | False |  |  | True | Single-Speed | 188000 | 17407 | 10.8 | 10.4 |  |  | 178000 | 16302 | 3.2 | 3.2 | 117000 | 16726 | 2.05 | Federally-Regulated Commercial & Industrial Equipment | 01/28/2019 |  | 05/02/2019
Trane U.S. Inc. | Trane | TWA1804(3,4,W)DA*00AR* | TWE1804(3,4,W)B*A***B0 | HRCU-A-CB, Split System: Heat | Heat Pump | 460 | 3 |  | False |  |  | True | Single-Speed | 188000 | 17407 | 10.8 | 10.4 |  |  | 178000 | 16302 | 3.2 | 3.2 | 117000 | 16726 | 2.05 | Federally-Regulated Commercial & Industrial Equipment | 01/28/2019 |  | 05/02/2019
Trane U.S. Inc. | Trane | TWA1804(3,4,W)DA*00AR* | TWE1804(3,4,W)B*A***B0 | HRCU-A-CB, Split System: Heat | Heat Pump | 230 | 3 |  | False |  |  | True | Single-Speed | 188000 | 17407 | 10.8 | 10.4 |  |  | 178000 | 16302 | 3.2 | 3.2 | 117000 | 16726 | 2.05 | Federally-Regulated Commercial & Industrial Equipment | 01/28/2019 |  | 05/02/2019
Trane U.S. Inc. | Trane | TWA1804(3,4,W)DA*00AR* | TWE1804(3,4,W)B*A***B0 | HRCU-A-CB, Split System: Heat | Heat Pump | 208 | 3 |  | False |  |  | True | Single-Speed | 188000 | 17407 | 10.8 | 10.4 |  |  | 178000 | 16302 | 3.2 | 3.2 | 117000 | 16726 | 2.05 | Federally-Regulated Commercial & Industrial Equipment | 01/28/2019 |  | 05/02/2019
Trane U.S. Inc. | Trane | TWA1204(3,4,W)DA*00AR* | TWE1204(3,4,W)B*A***B0 | HRCU-A-CB, Split System: Heat | Heat Pump | 575 | 3 |  | False |  |  | True | Single-Speed | 118000 | 10535 | 11.2 | 10.8 |  |  | 112000 | 9946 | 3.3 | 3.3 | 71000 | 9248 | 2.25 | Federally-Regulated Commercial & Industrial Equipment | 01/28/2019 |  | 05/02/2019
Trane U.S. Inc. | Trane | TWA1204(3,4,W)DA*00AR* | TWE1204(3,4,W)B*A***B0 | HRCU-A-CB, Split System: Heat | Heat Pump | 460 | 3 |  | False |  |  | True | Single-Speed | 118000 | 10535 | 11.2 | 10.8 |  |  | 112000 | 9946 | 3.3 | 3.3 | 71000 | 9248 | 2.25 | Federally-Regulated Commercial & Industrial Equipment | 01/28/2019 |  | 05/02/2019
Trane U.S. Inc. | Trane | TWA1204(3,4,W)DA*00AR* | TWE1204(3,4,W)B*A***B0 | HRCU-A-CB, Split System: Heat | Heat Pump | 230 | 3 |  | False |  |  | True | Single-Speed | 118000 | 10535 | 11.2 | 10.8 |  |  | 112000 | 9946 | 3.3 | 3.3 | 71000 | 9248 | 2.25 | Federally-Regulated Commercial & Industrial Equipment | 01/28/2019 |  | 05/02/2019
Trane U.S. Inc. | Trane | TWA1204(3,4,W)DA*00AR* | TWE1204(3,4,W)B*A***B0 | HRCU-A-CB, Split System: Heat | Heat Pump | 208 | 3 |  | False |  |  | True | Single-Speed | 118000 | 10535 | 11.2 | 10.8 |  |  | 112000 | 9946 | 3.3 | 3.3 | 71000 | 9248 | 2.25 | Federally-Regulated Commercial & Industrial Equipment | 01/28/2019 |  | 05/02/2019
Trane U.S. Inc. | Trane | TWA1204(3,4)DA*00A* | TWE12041B*A***00 | HRCU-A-CB, Split System: Heat | Heat Pump | 460 | 3 |  | False |  |  | True | Single-Speed | 118000 | 10535 | 11.2 | 10.8 |  |  | 112000 | 9946 | 3.3 | 3.3 | 71000 | 9248 | 2.25 | Federally-Regulated Commercial & Industrial Equipment | 01/28/2019 |  | 05/02/2019
Trane U.S. Inc. | Trane | TWA1204(3,4)DA*00A* | TWE12041B*A***00 | HRCU-A-CB, Split System: Heat | Heat Pump | 230 | 3 |  | False |  |  | True | Single-Speed | 118000 | 10535 | 11.2 | 10.8 |  |  | 112000 | 9946 | 3.3 | 3.3 | 71000 | 9248 | 2.25 | Federally-Regulated Commercial & Industrial Equipment | 01/28/2019 |  | 05/02/2019
Trane U.S. Inc. | Trane | TWA1204(3,4)DA*00A* | TWE12041B*A***00 | HRCU-A-CB, Split System: Heat | Heat Pump | 208 | 3 |  | False |  |  | True | Single-Speed | 118000 | 10535 | 11.2 | 10.8 |  |  | 112000 | 9946 | 3.3 | 3.3 | 71000 | 9248 | 2.25 | Federally-Regulated Commercial & Industrial Equipment | 01/28/2019 |  | 05/02/2019
Trane U.S. Inc. | Trane | TWA0904(3,4)DA*00A* | TWE09041B*A***00 | HRCU-A-CB, Split System: Heat | Heat Pump | 460 | 3 |  | False |  |  | True | Single-Speed | 93000 | 8303 | 11.2 | 10.8 |  |  | 82000 | 7282 | 3.3 | 3.3 | 51500 | 6708 | 2.25 | Federally-Regulated Commercial & Industrial Equipment | 01/28/2019 |  | 05/02/2019
Trane U.S. Inc. | Trane | TWA0904(3,4)DA*00A* | TWE09041B*A***00 | HRCU-A-CB, Split System: Heat | Heat Pump | 230 | 3 |  | False |  |  | True | Single-Speed | 93000 | 8303 | 11.2 | 10.8 |  |  | 82000 | 7282 | 3.3 | 3.3 | 51500 | 6708 | 2.25 | Federally-Regulated Commercial & Industrial Equipment | 01/28/2019 |  | 05/02/2019
Trane U.S. Inc. | Trane | TWA0904(3,4)DA*00A* | TWE09041B*A***00 | HRCU-A-CB, Split System: Heat | Heat Pump | 208 | 3 |  | False |  |  | True | Single-Speed | 93000 | 8303 | 11.2 | 10.8 |  |  | 82000 | 7282 | 3.3 | 3.3 | 51500 | 6708 | 2.25 | Federally-Regulated Commercial & Industrial Equipment | 01/28/2019 |  | 05/02/2019
Trane U.S. Inc. | Trane | TWA1204(3,4,W)AA*00A* | TWE1204(3,W)A*A***00 | HRCU-A-CB, Split System: Heat | Heat Pump | 575 | 3 |  | False |  |  | True | Single-Speed | 123000 | 10884 | 11.3 | 10.8 |  |  | 120000 | 10657 | 3.3 | 3.3 | 76000 | 9899 | 2.25 | Federally-Regulated Commercial & Industrial Equipment | 01/28/2019 |  | 05/02/2019
Trane U.S. Inc. | Trane | TWA1204(3,4,W)AA*00A* | TWE1204(3,W)A*A***00 | HRCU-A-CB, Split System: Heat | Heat Pump | 460 | 3 |  | False |  |  | True | Single-Speed | 123000 | 10884 | 11.3 | 10.8 |  |  | 120000 | 10657 | 3.3 | 3.3 | 76000 | 9899 | 2.25 | Federally-Regulated Commercial & Industrial Equipment | 01/28/2019 |  | 05/02/2019
Trane U.S. Inc. | Trane | TWA1204(3,4,W)AA*00A* | TWE1204(3,W)A*A***00 | HRCU-A-CB, Split System: Heat | Heat Pump | 230 | 3 |  | False |  |  | True | Single-Speed | 123000 | 10884 | 11.3 | 10.8 |  |  | 120000 | 10657 | 3.3 | 3.3 | 76000 | 9899 | 2.25 | Federally-Regulated Commercial & Industrial Equipment | 01/28/2019 |  | 05/02/2019
Trane U.S. Inc. | Trane | TWA1204(3,4,W)AA*00A* | TWE1204(3,W)A*A***00 | HRCU-A-CB, Split System: Heat | Heat Pump | 208 | 3 |  | False |  |  | True | Single-Speed | 123000 | 10884 | 11.3 | 10.8 |  |  | 120000 | 10657 | 3.3 | 3.3 | 76000 | 9899 | 2.25 | Federally-Regulated Commercial & Industrial Equipment | 01/28/2019 |  | 05/02/2019
Trane U.S. Inc. | Trane | TWA0904(3,4,W)DA*00AR* | TWE0904(3,4,W)B*A***B0 | HRCU-A-CB, Split System: Heat | Heat Pump | 575 | 3 |  | False |  |  | True | Single-Speed | 93000 | 8303 | 11.2 | 10.8 |  |  | 82000 | 7282 | 3.3 | 3.3 | 51500 | 6708 | 2.25 | Federally-Regulated Commercial & Industrial Equipment | 01/28/2019 |  | 05/02/2019
Trane U.S. Inc. | Trane | TWA0904(3,4,W)DA*00AR* | TWE0904(3,4,W)B*A***B0 | HRCU-A-CB, Split System: Heat | Heat Pump | 460 | 3 |  | False |  |  | True | Single-Speed | 93000 | 8303 | 11.2 | 10.8 |  |  | 82000 | 7282 | 3.3 | 3.3 | 51500 | 6708 | 2.25 | Federally-Regulated Commercial & Industrial Equipment | 01/28/2019 |  | 05/02/2019
Trane U.S. Inc. | Trane | TWA0904(3,4,W)DA*00AR* | TWE0904(3,4,W)B*A***B0 | HRCU-A-CB, Split System: Heat | Heat Pump | 230 | 3 |  | False |  |  | True | Single-Speed | 93000 | 8303 | 11.2 | 10.8 |  |  | 82000 | 7282 | 3.3 | 3.3 | 51500 | 6708 | 2.25 | Federally-Regulated Commercial & Industrial Equipment | 01/28/2019 |  | 05/02/2019
Trane U.S. Inc. | Trane | TWA0904(3,4,W)DA*00AR* | TWE0904(3,4,W)B*A***B0 | HRCU-A-CB, Split System: Heat | Heat Pump | 208 | 3 |  | False |  |  | True | Single-Speed | 93000 | 8303 | 11.2 | 10.8 |  |  | 82000 | 7282 | 3.3 | 3.3 | 51500 | 6708 | 2.25 | Federally-Regulated Commercial & Industrial Equipment | 01/28/2019 |  | 05/02/2019
Trane U.S. Inc. | Trane | TWA0904(3,4)AA*00A* | TWE09041A*A***00 | HRCU-A-CB, Split System: Heat | Heat Pump | 460 | 3 |  | False |  |  | True | Single-Speed | 86000 | 7610 | 11.3 | 10.8 |  |  | 79000 | 7016 | 3.3 | 3.3 | 50000 | 6512 | 2.25 | Federally-Regulated Commercial & Industrial Equipment | 01/28/2019 |  | 05/02/2019
Trane U.S. Inc. | Trane | TWA0904(3,4)AA*00A* | TWE09041A*A***00 | HRCU-A-CB, Split System: Heat | Heat Pump | 230 | 3 |  | False |  |  | True | Single-Speed | 86000 | 7610 | 11.3 | 10.8 |  |  | 79000 | 7016 | 3.3 | 3.3 | 50000 | 6512 | 2.25 | Federally-Regulated Commercial & Industrial Equipment | 01/28/2019 |  | 05/02/2019
Trane U.S. Inc. | Trane | TWA0904(3,4)AA*00A* | TWE09041A*A***00 | HRCU-A-CB, Split System: Heat | Heat Pump | 208 | 3 |  | False |  |  | True | Single-Speed | 86000 | 7610 | 11.3 | 10.8 |  |  | 79000 | 7016 | 3.3 | 3.3 | 50000 | 6512 | 2.25 | Federally-Regulated Commercial & Industrial Equipment | 01/28/2019 |  | 05/02/2019
Trane U.S. Inc. | Trane | TWA0724(3,4,W)DA*00AR* | TWE0724(3,4,W)B*A***B0 | HRCU-A-CB, Split System: Heat | Heat Pump | 575 | 3 |  | False |  |  | True | Single-Speed | 77000 | 6875 | 11.2 | 10.8 |  |  | 64000 | 5683 | 3.3 | 3.3 | 38000 | 4949 | 2.25 | Federally-Regulated Commercial & Industrial Equipment | 01/28/2019 |  | 05/02/2019
Trane U.S. Inc. | Trane | TWA0724(3,4,W)DA*00AR* | TWE0724(3,4,W)B*A***B0 | HRCU-A-CB, Split System: Heat | Heat Pump | 460 | 3 |  | False |  |  | True | Single-Speed | 77000 | 6875 | 11.2 | 10.8 |  |  | 64000 | 5683 | 3.3 | 3.3 | 38000 | 4949 | 2.25 | Federally-Regulated Commercial & Industrial Equipment | 01/28/2019 |  | 05/02/2019
Trane U.S. Inc. | Trane | TWA0724(3,4,W)DA*00AR* | TWE0724(3,4,W)B*A***B0 | HRCU-A-CB, Split System: Heat | Heat Pump | 230 | 3 |  | False |  |  | True | Single-Speed | 77000 | 6875 | 11.2 | 10.8 |  |  | 64000 | 5683 | 3.3 | 3.3 | 38000 | 4949 | 2.25 | Federally-Regulated Commercial & Industrial Equipment | 01/28/2019 |  | 05/02/2019
Trane U.S. Inc. | Trane | TWA0724(3,4,W)DA*00AR* | TWE0724(3,4,W)B*A***B0 | HRCU-A-CB, Split System: Heat | Heat Pump | 208 | 3 |  | False |  |  | True | Single-Speed | 77000 | 6875 | 11.2 | 10.8 |  |  | 64000 | 5683 | 3.3 | 3.3 | 38000 | 4949 | 2.25 | Federally-Regulated Commercial & Industrial Equipment | 01/28/2019 |  | 05/02/2019
Trane U.S. Inc. | Trane | TWA0724(3,4)AA*00A* | TWE09041A*A***00 | HRCU-A-CB, Split System: Heat | Heat Pump | 460 | 3 |  | False |  |  | True | Single-Speed | 80000 | 7079 | 11.3 | 10.8 |  |  | 72000 | 6394 | 3.3 | 3.3 | 46000 | 5991 | 2.25 | Federally-Regulated Commercial & Industrial Equipment | 01/28/2019 |  | 05/02/2019
Trane U.S. Inc. | Trane | TWA0724(3,4)AA*00A* | TWE09041A*A***00 | HRCU-A-CB, Split System: Heat | Heat Pump | 230 | 3 |  | False |  |  | True | Single-Speed | 80000 | 7079 | 11.3 | 10.8 |  |  | 72000 | 6394 | 3.3 | 3.3 | 46000 | 5991 | 2.25 | Federally-Regulated Commercial & Industrial Equipment | 01/28/2019 |  | 05/02/2019
Trane U.S. Inc. | Trane | TWA0724(3,4)AA*00A* | TWE09041A*A***00 | HRCU-A-CB, Split System: Heat | Heat Pump | 208 | 3 |  | False |  |  | True | Single-Speed | 80000 | 7079 | 11.3 | 10.8 |  |  | 72000 | 6394 | 3.3 | 3.3 | 46000 | 5991 | 2.25 | Federally-Regulated Commercial & Industrial Equipment | 01/28/2019 |  | 05/02/2019
Trane U.S. Inc. | Trane | TWA2404WDA*00A* | TWE2404WB*A***00 | HRCU-A-CB, Split System: Heat | Heat Pump | 575 | 3 |  | False |  |  | True | Single-Speed | 248000 | 24800 | 10 | 9.3 |  |  | 238000 | 21797 | 3.2 | 3.2 | 148000 | 21158 | 2.05 | Federally-Regulated Commercial & Industrial Equipment | 01/28/2019 |  | 05/02/2019
Trane U.S. Inc. | Trane | TWA1804(3,4,W)DA*00A* | TWE1804(3,W)B*A***00 | HRCU-A-CB, Split System: Heat | Heat Pump | 575 | 3 |  | False |  |  | True | Single-Speed | 188000 | 17407 | 10.8 | 10.4 |  |  | 178000 | 16302 | 3.2 | 3.2 | 117000 | 16726 | 2.05 | Federally-Regulated Commercial & Industrial Equipment | 01/28/2019 |  | 05/02/2019
Trane U.S. Inc. | Trane | TWA1804(3,4,W)DA*00A* | TWE1804(3,W)B*A***00 | HRCU-A-CB, Split System: Heat | Heat Pump | 460 | 3 |  | False |  |  | True | Single-Speed | 188000 | 17407 | 10.8 | 10.4 |  |  | 178000 | 16302 | 3.2 | 3.2 | 117000 | 16726 | 2.05 | Federally-Regulated Commercial & Industrial Equipment | 01/28/2019 |  | 05/02/2019
Trane U.S. Inc. | Trane | TWA1804(3,4,W)DA*00A* | TWE1804(3,W)B*A***00 | HRCU-A-CB, Split System: Heat | Heat Pump | 230 | 3 |  | False |  |  | True | Single-Speed | 188000 | 17407 | 10.8 | 10.4 |  |  | 178000 | 16302 | 3.2 | 3.2 | 117000 | 16726 | 2.05 | Federally-Regulated Commercial & Industrial Equipment | 01/28/2019 |  | 05/02/2019
Trane U.S. Inc. | Trane | TWA1804(3,4,W)DA*00A* | TWE1804(3,W)B*A***00 | HRCU-A-CB, Split System: Heat | Heat Pump | 208 | 3 |  | False |  |  | True | Single-Speed | 188000 | 17407 | 10.8 | 10.4 |  |  | 178000 | 16302 | 3.2 | 3.2 | 117000 | 16726 | 2.05 | Federally-Regulated Commercial & Industrial Equipment | 01/28/2019 |  | 05/02/2019
Trane U.S. Inc. | Trane | TWA1204(3,4,W)DA*00A* | TWE1204(3,W)B*A***00 | HRCU-A-CB, Split System: Heat | Heat Pump | 575 | 3 |  | False |  |  | True | Single-Speed | 118000 | 10535 | 11.2 | 10.8 |  |  | 112000 | 9946 | 3.3 | 3.3 | 71000 | 9248 | 2.25 | Federally-Regulated Commercial & Industrial Equipment | 01/28/2019 |  | 05/02/2019
Trane U.S. Inc. | Trane | TWA1204(3,4,W)DA*00A* | TWE1204(3,W)B*A***00 | HRCU-A-CB, Split System: Heat | Heat Pump | 460 | 3 |  | False |  |  | True | Single-Speed | 118000 | 10535 | 11.2 | 10.8 |  |  | 112000 | 9946 | 3.3 | 3.3 | 71000 | 9248 | 2.25 | Federally-Regulated Commercial & Industrial Equipment | 01/28/2019 |  | 05/02/2019
Trane U.S. Inc. | Trane | TWA1204(3,4,W)DA*00A* | TWE1204(3,W)B*A***00 | HRCU-A-CB, Split System: Heat | Heat Pump | 230 | 3 |  | False |  |  | True | Single-Speed | 118000 | 10535 | 11.2 | 10.8 |  |  | 112000 | 9946 | 3.3 | 3.3 | 71000 | 9248 | 2.25 | Federally-Regulated Commercial & Industrial Equipment | 01/28/2019 |  | 05/02/2019
Trane U.S. Inc. | Trane | TWA1204(3,4,W)DA*00A* | TWE1204(3,W)B*A***00 | HRCU-A-CB, Split System: Heat | Heat Pump | 208 | 3 |  | False |  |  | True | Single-Speed | 118000 | 10535 | 11.2 | 10.8 |  |  | 112000 | 9946 | 3.3 | 3.3 | 71000 | 9248 | 2.25 | Federally-Regulated Commercial & Industrial Equipment | 01/28/2019 |  | 05/02/2019
Trane U.S. Inc. | Trane | TWA1204(3,4)AA*00A* | TWE12041A*A***00 | HRCU-A-CB, Split System: Heat | Heat Pump | 460 | 3 |  | False |  |  | True | Single-Speed | 123000 | 10884 | 11.3 | 10.8 |  |  | 120000 | 10657 | 3.3 | 3.3 | 76000 | 9899 | 2.25 | Federally-Regulated Commercial & Industrial Equipment | 01/28/2019 |  | 05/02/2019
Trane U.S. Inc. | Trane | TWA1204(3,4)AA*00A* | TWE12041A*A***00 | HRCU-A-CB, Split System: Heat | Heat Pump | 230 | 3 |  | False |  |  | True | Single-Speed | 123000 | 10884 | 11.3 | 10.8 |  |  | 120000 | 10657 | 3.3 | 3.3 | 76000 | 9899 | 2.25 | Federally-Regulated Commercial & Industrial Equipment | 01/28/2019 |  | 05/02/2019
Trane U.S. Inc. | Trane | TWA1204(3,4)AA*00A* | TWE12041A*A***00 | HRCU-A-CB, Split System: Heat | Heat Pump | 208 | 3 |  | False |  |  | True | Single-Speed | 123000 | 10884 | 11.3 | 10.8 |  |  | 120000 | 10657 | 3.3 | 3.3 | 76000 | 9899 | 2.25 | Federally-Regulated Commercial & Industrial Equipment | 01/28/2019 |  | 05/02/2019
Trane U.S. Inc. | Trane | TWA0904(3,4,W)DA*00A* | TWE0904(3,W)B*A***00 | HRCU-A-CB, Split System: Heat | Heat Pump | 575 | 3 |  | False |  |  | True | Single-Speed | 93000 | 8303 | 11.2 | 10.8 |  |  | 82000 | 7282 | 3.3 | 3.3 | 51500 | 6708 | 2.25 | Federally-Regulated Commercial & Industrial Equipment | 01/28/2019 |  | 05/02/2019
Trane U.S. Inc. | Trane | TWA0904(3,4,W)DA*00A* | TWE0904(3,W)B*A***00 | HRCU-A-CB, Split System: Heat | Heat Pump | 460 | 3 |  | False |  |  | True | Single-Speed | 93000 | 8303 | 11.2 | 10.8 |  |  | 82000 | 7282 | 3.3 | 3.3 | 51500 | 6708 | 2.25 | Federally-Regulated Commercial & Industrial Equipment | 01/28/2019 |  | 05/02/2019
Trane U.S. Inc. | Trane | TWA0904(3,4,W)DA*00A* | TWE0904(3,W)B*A***00 | HRCU-A-CB, Split System: Heat | Heat Pump | 230 | 3 |  | False |  |  | True | Single-Speed | 93000 | 8303 | 11.2 | 10.8 |  |  | 82000 | 7282 | 3.3 | 3.3 | 51500 | 6708 | 2.25 | Federally-Regulated Commercial & Industrial Equipment | 01/28/2019 |  | 05/02/2019
Trane U.S. Inc. | Trane | TWA0904(3,4,W)DA*00A* | TWE0904(3,W)B*A***00 | HRCU-A-CB, Split System: Heat | Heat Pump | 208 | 3 |  | False |  |  | True | Single-Speed | 93000 | 8303 | 11.2 | 10.8 |  |  | 82000 | 7282 | 3.3 | 3.3 | 51500 | 6708 | 2.25 | Federally-Regulated Commercial & Industrial Equipment | 01/28/2019 |  | 05/02/2019
Trane U.S. Inc. | Trane | TWA0904(3,4,W)AA*00A* | TWE0904(3,W)A*A***00 | HRCU-A-CB, Split System: Heat | Heat Pump | 575 | 3 |  | False |  |  | True | Single-Speed | 86000 | 7610 | 11.3 | 10.8 |  |  | 79000 | 7016 | 3.3 | 3.3 | 50000 | 6512 | 2.25 | Federally-Regulated Commercial & Industrial Equipment | 01/28/2019 |  | 05/02/2019
Trane U.S. Inc. | Trane | TWA0904(3,4,W)AA*00A* | TWE0904(3,W)A*A***00 | HRCU-A-CB, Split System: Heat | Heat Pump | 460 | 3 |  | False |  |  | True | Single-Speed | 86000 | 7610 | 11.3 | 10.8 |  |  | 79000 | 7016 | 3.3 | 3.3 | 50000 | 6512 | 2.25 | Federally-Regulated Commercial & Industrial Equipment | 01/28/2019 |  | 05/02/2019
Trane U.S. Inc. | Trane | TWA0904(3,4,W)AA*00A* | TWE0904(3,W)A*A***00 | HRCU-A-CB, Split System: Heat | Heat Pump | 230 | 3 |  | False |  |  | True | Single-Speed | 86000 | 7610 | 11.3 | 10.8 |  |  | 79000 | 7016 | 3.3 | 3.3 | 50000 | 6512 | 2.25 | Federally-Regulated Commercial & Industrial Equipment | 01/28/2019 |  | 05/02/2019
Trane U.S. Inc. | Trane | TWA0904(3,4,W)AA*00A* | TWE0904(3,W)A*A***00 | HRCU-A-CB, Split System: Heat | Heat Pump | 208 | 3 |  | False |  |  | True | Single-Speed | 86000 | 7610 | 11.3 | 10.8 |  |  | 79000 | 7016 | 3.3 | 3.3 | 50000 | 6512 | 2.25 | Federally-Regulated Commercial & Industrial Equipment | 01/28/2019 |  | 05/02/2019
Trane U.S. Inc. | Trane | TWA0724(3,4,W)DA*00A* | TWE0724(3,W)B*A***00 | HRCU-A-CB, Split System: Heat | Heat Pump | 575 | 3 |  | False |  |  | True | Single-Speed | 77000 | 6875 | 11.2 | 10.8 |  |  | 64000 | 5683 | 3.3 | 3.3 | 38000 | 4949 | 2.25 | Federally-Regulated Commercial & Industrial Equipment | 01/28/2019 |  | 05/02/2019
Trane U.S. Inc. | Trane | TWA0724(3,4,W)DA*00A* | TWE0724(3,W)B*A***00 | HRCU-A-CB, Split System: Heat | Heat Pump | 460 | 3 |  | False |  |  | True | Single-Speed | 77000 | 6875 | 11.2 | 10.8 |  |  | 64000 | 5683 | 3.3 | 3.3 | 38000 | 4949 | 2.25 | Federally-Regulated Commercial & Industrial Equipment | 01/28/2019 |  | 05/02/2019
Trane U.S. Inc. | Trane | TWA0724(3,4,W)DA*00A* | TWE0724(3,W)B*A***00 | HRCU-A-CB, Split System: Heat | Heat Pump | 230 | 3 |  | False |  |  | True | Single-Speed | 77000 | 6875 | 11.2 | 10.8 |  |  | 64000 | 5683 | 3.3 | 3.3 | 38000 | 4949 | 2.25 | Federally-Regulated Commercial & Industrial Equipment | 01/28/2019 |  | 05/02/2019
Trane U.S. Inc. | Trane | TWA0724(3,4,W)DA*00A* | TWE0724(3,W)B*A***00 | HRCU-A-CB, Split System: Heat | Heat Pump | 208 | 3 |  | False |  |  | True | Single-Speed | 77000 | 6875 | 11.2 | 10.8 |  |  | 64000 | 5683 | 3.3 | 3.3 | 38000 | 4949 | 2.25 | Federally-Regulated Commercial & Industrial Equipment | 01/28/2019 |  | 05/02/2019
Trane U.S. Inc. | Trane | TWA0724(3,4,W)AA*00A* | TWE0904(3,W)A*A***00 | HRCU-A-CB, Split System: Heat | Heat Pump | 575 | 3 |  | False |  |  | True | Single-Speed | 80000 | 7079 | 11.3 | 10.8 |  |  | 72000 | 6394 | 3.3 | 3.3 | 46000 | 5991 | 2.25 | Federally-Regulated Commercial & Industrial Equipment | 01/28/2019 |  | 05/02/2019
Trane U.S. Inc. | Trane | TWA0724(3,4,W)AA*00A* | TWE0904(3,W)A*A***00 | HRCU-A-CB, Split System: Heat | Heat Pump | 460 | 3 |  | False |  |  | True | Single-Speed | 80000 | 7079 | 11.3 | 10.8 |  |  | 72000 | 6394 | 3.3 | 3.3 | 46000 | 5991 | 2.25 | Federally-Regulated Commercial & Industrial Equipment | 01/28/2019 |  | 05/02/2019
Trane U.S. Inc. | Trane | TWA0724(3,4,W)AA*00A* | TWE0904(3,W)A*A***00 | HRCU-A-CB, Split System: Heat | Heat Pump | 230 | 3 |  | False |  |  | True | Single-Speed | 80000 | 7079 | 11.3 | 10.8 |  |  | 72000 | 6394 | 3.3 | 3.3 | 46000 | 5991 | 2.25 | Federally-Regulated Commercial & Industrial Equipment | 01/28/2019 |  | 05/02/2019
Trane U.S. Inc. | Trane | TWA0724(3,4,W)AA*00A* | TWE0904(3,W)A*A***00 | HRCU-A-CB, Split System: Heat | Heat Pump | 208 | 3 |  | False |  |  | True | Single-Speed | 80000 | 7079 | 11.3 | 10.8 |  |  | 72000 | 6394 | 3.3 | 3.3 | 46000 | 5991 | 2.25 | Federally-Regulated Commercial & Industrial Equipment | 01/28/2019 |  | 05/02/2019
Trane U.S. Inc. | Trane | WSC120H(3,4,W)*0A***7 |  | HSP-A, Single-Package Heat Pum | Heat Pump | 575 | 3 | False |  |  |  | True | Dual-Speed | 115000 | 10454 | 11 | 10.8 |  |  | 106000 | 9137 | 3.4 | 3.3 | 58500 | 7619 | 2.25 | Federally-Regulated Commercial & Industrial Equipment | 01/28/2019 |  | 05/02/2019
Trane U.S. Inc. | Trane | WSC120H(3,4,W)*0A***7 |  | HSP-A, Single-Package Heat Pum | Heat Pump | 460 | 3 | False |  |  |  | True | Dual-Speed | 115000 | 10454 | 11 | 10.8 |  |  | 106000 | 9137 | 3.4 | 3.3 | 58500 | 7619 | 2.25 | Federally-Regulated Commercial & Industrial Equipment | 01/28/2019 |  | 05/02/2019
Trane U.S. Inc. | Trane | WSC120H(3,4,W)*0A***7 |  | HSP-A, Single-Package Heat Pum | Heat Pump | 230 | 3 | False |  |  |  | True | Dual-Speed | 115000 | 10454 | 11 | 10.8 |  |  | 106000 | 9137 | 3.4 | 3.3 | 58500 | 7619 | 2.25 | Federally-Regulated Commercial & Industrial Equipment | 01/28/2019 |  | 05/02/2019
Trane U.S. Inc. | Trane | WSC120H(3,4,W)*0A***7 |  | HSP-A, Single-Package Heat Pum | Heat Pump | 208 | 3 | False |  |  |  | True | Dual-Speed | 115000 | 10454 | 11 | 10.8 |  |  | 106000 | 9137 | 3.4 | 3.3 | 58500 | 7619 | 2.25 | Federally-Regulated Commercial & Industrial Equipment | 01/28/2019 |  | 05/02/2019
Trane U.S. Inc. | Trane | WSC120H(3,4,W)*0A***6 |  | HSP-A, Single-Package Heat Pum | Heat Pump | 575 | 3 | False |  |  |  | True | Dual-Speed | 115000 | 10454 | 11 | 10.8 |  |  | 106000 | 9137 | 3.4 | 3.3 | 58500 | 7619 | 2.25 | Federally-Regulated Commercial & Industrial Equipment | 01/28/2019 |  | 05/02/2019
Trane U.S. Inc. | Trane | WSC120H(3,4,W)*0A***6 |  | HSP-A, Single-Package Heat Pum | Heat Pump | 460 | 3 | False |  |  |  | True | Dual-Speed | 115000 | 10454 | 11 | 10.8 |  |  | 106000 | 9137 | 3.4 | 3.3 | 58500 | 7619 | 2.25 | Federally-Regulated Commercial & Industrial Equipment | 01/28/2019 |  | 05/02/2019
Trane U.S. Inc. | Trane | WSC120H(3,4,W)*0A***6 |  | HSP-A, Single-Package Heat Pum | Heat Pump | 230 | 3 | False |  |  |  | True | Dual-Speed | 115000 | 10454 | 11 | 10.8 |  |  | 106000 | 9137 | 3.4 | 3.3 | 58500 | 7619 | 2.25 | Federally-Regulated Commercial & Industrial Equipment | 01/28/2019 |  | 05/02/2019
Trane U.S. Inc. | Trane | WSC120H(3,4,W)*0A***6 |  | HSP-A, Single-Package Heat Pum | Heat Pump | 208 | 3 | False |  |  |  | True | Dual-Speed | 115000 | 10454 | 11 | 10.8 |  |  | 106000 | 9137 | 3.4 | 3.3 | 58500 | 7619 | 2.25 | Federally-Regulated Commercial & Industrial Equipment | 01/28/2019 |  | 05/02/2019
Carrier Corp. - Syracuse | Tempstar | RHS072(H,L,S)******TA |  | HSP-A, Single-Package Heat Pum | Heat Pump | 575 | 3 | False |  |  |  | False | Single-Speed | 69000 | 6216 | 11.1 | 10.8 |  |  | 66000 | 5526 | 3.5 | 3.3 | 29000 | 3777 | 2.25 | Federally-Regulated Commercial & Industrial Equipment | 01/28/2019 |  | 05/02/2019
Carrier Corp. - Syracuse | Tempstar | RHS072(H,L,S)******TA |  | HSP-A, Single-Package Heat Pum | Heat Pump | 460 | 3 | False |  |  |  | False | Single-Speed | 69000 | 6216 | 11.1 | 10.8 |  |  | 66000 | 5526 | 3.5 | 3.3 | 29000 | 3777 | 2.25 | Federally-Regulated Commercial & Industrial Equipment | 01/28/2019 |  | 05/02/2019
Carrier Corp. - Syracuse | Tempstar | RHS072(H,L,S)******TA |  | HSP-A, Single-Package Heat Pum | Heat Pump | 230 | 3 | False |  |  |  | False | Single-Speed | 69000 | 6216 | 11.1 | 10.8 |  |  | 66000 | 5526 | 3.5 | 3.3 | 31500 | 4103 | 2.25 | Federally-Regulated Commercial & Industrial Equipment | 01/28/2019 |  | 05/02/2019
Carrier Corp. - Syracuse | Tempstar | RHS072(H,L,S)******TA |  | HSP-A, Single-Package Heat Pum | Heat Pump | 208 | 3 | False |  |  |  | False | Single-Speed | 69000 | 6216 | 11.1 | 10.8 |  |  | 66000 | 5526 | 3.5 | 3.3 | 29000 | 3777 | 2.25 | Federally-Regulated Commercial & Industrial Equipment | 01/28/2019 |  | 05/02/2019
Carrier Corp. - Syracuse | Keeprite | RHS072(H,L,S)******TA |  | HSP-A, Single-Package Heat Pum | Heat Pump | 575 | 3 | False |  |  |  | False | Single-Speed | 69000 | 6216 | 11.1 | 10.8 |  |  | 66000 | 5526 | 3.5 | 3.3 | 29000 | 3777 | 2.25 | Federally-Regulated Commercial & Industrial Equipment | 01/28/2019 |  | 05/02/2019
Carrier Corp. - Syracuse | Keeprite | RHS072(H,L,S)******TA |  | HSP-A, Single-Package Heat Pum | Heat Pump | 460 | 3 | False |  |  |  | False | Single-Speed | 69000 | 6216 | 11.1 | 10.8 |  |  | 66000 | 5526 | 3.5 | 3.3 | 29000 | 3777 | 2.25 | Federally-Regulated Commercial & Industrial Equipment | 01/28/2019 |  | 05/02/2019
Carrier Corp. - Syracuse | Keeprite | RHS072(H,L,S)******TA |  | HSP-A, Single-Package Heat Pum | Heat Pump | 230 | 3 | False |  |  |  | False | Single-Speed | 69000 | 6216 | 11.1 | 10.8 |  |  | 66000 | 5526 | 3.5 | 3.3 | 31500 | 4103 | 2.25 | Federally-Regulated Commercial & Industrial Equipment | 01/28/2019 |  | 05/02/2019
Carrier Corp. - Syracuse | Keeprite | RHS072(H,L,S)******TA |  | HSP-A, Single-Package Heat Pum | Heat Pump | 208 | 3 | False |  |  |  | False | Single-Speed | 69000 | 6216 | 11.1 | 10.8 |  |  | 66000 | 5526 | 3.5 | 3.3 | 29000 | 3777 | 2.25 | Federally-Regulated Commercial & Industrial Equipment | 01/28/2019 |  | 05/02/2019
Carrier Corp. - Syracuse | ICP Commercial | RHS072(H,L,S)******TA |  | HSP-A, Single-Package Heat Pum | Heat Pump | 575 | 3 | False |  |  |  | False | Single-Speed | 69000 | 6216 | 11.1 | 10.8 |  |  | 66000 | 5526 | 3.5 | 3.3 | 29000 | 3777 | 2.25 | Federally-Regulated Commercial & Industrial Equipment | 01/28/2019 |  | 05/02/2019
Carrier Corp. - Syracuse | ICP Commercial | RHS072(H,L,S)******TA |  | HSP-A, Single-Package Heat Pum | Heat Pump | 460 | 3 | False |  |  |  | False | Single-Speed | 69000 | 6216 | 11.1 | 10.8 |  |  | 66000 | 5526 | 3.5 | 3.3 | 29000 | 3777 | 2.25 | Federally-Regulated Commercial & Industrial Equipment | 01/28/2019 |  | 05/02/2019
Carrier Corp. - Syracuse | ICP Commercial | RHS072(H,L,S)******TA |  | HSP-A, Single-Package Heat Pum | Heat Pump | 230 | 3 | False |  |  |  | False | Single-Speed | 69000 | 6216 | 11.1 | 10.8 |  |  | 66000 | 5526 | 3.5 | 3.3 | 31500 | 4103 | 2.25 | Federally-Regulated Commercial & Industrial Equipment | 01/28/2019 |  | 05/02/2019
Carrier Corp. - Syracuse | ICP Commercial | RHS072(H,L,S)******TA |  | HSP-A, Single-Package Heat Pum | Heat Pump | 208 | 3 | False |  |  |  | False | Single-Speed | 69000 | 6216 | 11.1 | 10.8 |  |  | 66000 | 5526 | 3.5 | 3.3 | 29000 | 3777 | 2.25 | Federally-Regulated Commercial & Industrial Equipment | 01/28/2019 |  | 05/02/2019
Carrier Corp. - Syracuse | Heil | RHS072(H,L,S)******TA |  | HSP-A, Single-Package Heat Pum | Heat Pump | 575 | 3 | False |  |  |  | False | Single-Speed | 69000 | 6216 | 11.1 | 10.8 |  |  | 66000 | 5526 | 3.5 | 3.3 | 29000 | 3777 | 2.25 | Federally-Regulated Commercial & Industrial Equipment | 01/28/2019 |  | 05/02/2019
Carrier Corp. - Syracuse | Heil | RHS072(H,L,S)******TA |  | HSP-A, Single-Package Heat Pum | Heat Pump | 460 | 3 | False |  |  |  | False | Single-Speed | 69000 | 6216 | 11.1 | 10.8 |  |  | 66000 | 5526 | 3.5 | 3.3 | 29000 | 3777 | 2.25 | Federally-Regulated Commercial & Industrial Equipment | 01/28/2019 |  | 05/02/2019
Carrier Corp. - Syracuse | Heil | RHS072(H,L,S)******TA |  | HSP-A, Single-Package Heat Pum | Heat Pump | 230 | 3 | False |  |  |  | False | Single-Speed | 69000 | 6216 | 11.1 | 10.8 |  |  | 66000 | 5526 | 3.5 | 3.3 | 31500 | 4103 | 2.25 | Federally-Regulated Commercial & Industrial Equipment | 01/28/2019 |  | 05/02/2019
Carrier Corp. - Syracuse | Heil | RHS072(H,L,S)******TA |  | HSP-A, Single-Package Heat Pum | Heat Pump | 208 | 3 | False |  |  |  | False | Single-Speed | 69000 | 6216 | 11.1 | 10.8 |  |  | 66000 | 5526 | 3.5 | 3.3 | 29000 | 3777 | 2.25 | Federally-Regulated Commercial & Industrial Equipment | 01/28/2019 |  | 05/02/2019
Carrier Corp. - Syracuse | Heil | RHS072(H,L,S)******TA |  | HSP-A, Single-Package Heat Pum | Heat Pump | 575 | 3 | False |  |  |  | False | Single-Speed | 69000 | 6216 | 11.1 | 10.8 | 12.7 |  | 66000 | 5526 | 3.5 | 3.3 | 29000 | 3777 | 2.25 | Federally-Regulated Commercial & Industrial Equipment | 05/02/2019 |  | 05/02/2019
Carrier Corp. - Syracuse | Heil | RHS072(H,L,S)******TA |  | HSP-A, Single-Package Heat Pum | Heat Pump | 460 | 3 | False |  |  |  | False | Single-Speed | 69000 | 6216 | 11.1 | 10.8 | 12.7 |  | 66000 | 5526 | 3.5 | 3.3 | 29000 | 3777 | 2.25 | Federally-Regulated Commercial & Industrial Equipment | 05/02/2019 |  | 05/02/2019
Carrier Corp. - Syracuse | Heil | RHS072(H,L,S)******TA |  | HSP-A, Single-Package Heat Pum | Heat Pump | 230 | 3 | False |  |  |  | False | Single-Speed | 69000 | 6216 | 11.1 | 10.8 | 12.7 |  | 66000 | 5526 | 3.5 | 3.3 | 31500 | 4103 | 2.25 | Federally-Regulated Commercial & Industrial Equipment | 05/02/2019 |  | 05/02/2019
Carrier Corp. - Syracuse | Heil | RHS072(H,L,S)******TA |  | HSP-A, Single-Package Heat Pum | Heat Pump | 208 | 3 | False |  |  |  | False | Single-Speed | 69000 | 6216 | 11.1 | 10.8 | 12.7 |  | 66000 | 5526 | 3.5 | 3.3 | 29000 | 3777 | 2.25 | Federally-Regulated Commercial & Industrial Equipment | 05/02/2019 |  | 05/02/2019
Carrier Corp. - Syracuse | Comfortmaker | RHS072(H,L,S)******TA |  | HSP-A, Single-Package Heat Pum | Heat Pump | 575 | 3 | False |  |  |  | False | Single-Speed | 69000 | 6216 | 11.1 | 10.8 |  |  | 66000 | 5526 | 3.5 | 3.3 | 29000 | 3777 | 2.25 | Federally-Regulated Commercial & Industrial Equipment | 01/28/2019 |  | 05/02/2019
Carrier Corp. - Syracuse | Comfortmaker | RHS072(H,L,S)******TA |  | HSP-A, Single-Package Heat Pum | Heat Pump | 460 | 3 | False |  |  |  | False | Single-Speed | 69000 | 6216 | 11.1 | 10.8 |  |  | 66000 | 5526 | 3.5 | 3.3 | 29000 | 3777 | 2.25 | Federally-Regulated Commercial & Industrial Equipment | 01/28/2019 |  | 05/02/2019
Carrier Corp. - Syracuse | Comfortmaker | RHS072(H,L,S)******TA |  | HSP-A, Single-Package Heat Pum | Heat Pump | 230 | 3 | False |  |  |  | False | Single-Speed | 69000 | 6216 | 11.1 | 10.8 |  |  | 66000 | 5526 | 3.5 | 3.3 | 31500 | 4103 | 2.25 | Federally-Regulated Commercial & Industrial Equipment | 01/28/2019 |  | 05/02/2019
Carrier Corp. - Syracuse | Comfortmaker | RHS072(H,L,S)******TA |  | HSP-A, Single-Package Heat Pum | Heat Pump | 208 | 3 | False |  |  |  | False | Single-Speed | 69000 | 6216 | 11.1 | 10.8 |  |  | 66000 | 5526 | 3.5 | 3.3 | 29000 | 3777 | 2.25 | Federally-Regulated Commercial & Industrial Equipment | 01/28/2019 |  | 05/02/2019
Carrier Corp. - Syracuse | Bryant Heating & Cooling Systems | 548J(P,E,T)07*********(D,E)A |  | HSP-A, Single-Package Heat Pum | Heat Pump | 575 | 3 | False |  |  |  | False | Single-Speed | 69000 | 6216 | 11.1 | 10.8 | 12.7 |  | 66000 | 5526 | 3.5 | 3.3 | 29000 | 3777 | 2.25 | Federally-Regulated Commercial & Industrial Equipment | 05/02/2019 |  | 05/02/2019
Carrier Corp. - Syracuse | Bryant Heating & Cooling Systems | 548J(P,E,T)07*********(D,E)A |  | HSP-A, Single-Package Heat Pum | Heat Pump | 460 | 3 | False |  |  |  | False | Single-Speed | 69000 | 6216 | 11.1 | 10.8 | 12.7 |  | 66000 | 5526 | 3.5 | 3.3 | 29000 | 3777 | 2.25 | Federally-Regulated Commercial & Industrial Equipment | 05/02/2019 |  | 05/02/2019
Carrier Corp. - Syracuse | Bryant Heating & Cooling Systems | 548J(P,E,T)07*********(D,E)A |  | HSP-A, Single-Package Heat Pum | Heat Pump | 230 | 3 | False |  |  |  | False | Single-Speed | 69000 | 6216 | 11.1 | 10.8 | 12.7 |  | 66000 | 5526 | 3.5 | 3.3 | 31500 | 4103 | 2.25 | Federally-Regulated Commercial & Industrial Equipment | 05/02/2019 |  | 05/02/2019
Carrier Corp. - Syracuse | Bryant Heating & Cooling Systems | 548J(P,E,T)07*********(D,E)A |  | HSP-A, Single-Package Heat Pum | Heat Pump | 208 | 3 | False |  |  |  | False | Single-Speed | 69000 | 6216 | 11.1 | 10.8 | 12.7 |  | 66000 | 5526 | 3.5 | 3.3 | 29000 | 3777 | 2.25 | Federally-Regulated Commercial & Industrial Equipment | 05/02/2019 |  | 05/02/2019
Carrier Corp. - Syracuse | Arcoaire | RHS102H******TA |  | HSP-A, Single-Package Heat Pum | Heat Pump | 208 | 3 | False |  |  |  | False | Single-Speed | 98000 | 8750 | 11.2 | 10.8 |  |  | 94000 | 8348 | 3.3 | 3.3 | 53000 | 6903 | 2.25 | Federally-Regulated Commercial & Industrial Equipment | 01/28/2019 |  | 05/02/2019
Carrier Corp. - Syracuse | Arcoaire | RHS102H******AA |  | HSP-A, Single-Package Heat Pum | Heat Pump | 208 | 3 | False |  |  |  | False | Single-Speed | 98000 | 8750 | 11.2 | 10.8 |  |  | 94000 | 8348 | 3.3 | 3.3 | 53000 | 6903 | 2.25 | Federally-Regulated Commercial & Industrial Equipment | 01/28/2019 |  | 05/02/2019
Carrier Corp. - Syracuse | Arcoaire | RHS072(H,L,S)******TA |  | HSP-A, Single-Package Heat Pum | Heat Pump | 575 | 3 | False |  |  |  | False | Single-Speed | 69000 | 6216 | 11.1 | 10.8 |  |  | 66000 | 5526 | 3.5 | 3.3 | 29000 | 3777 | 2.25 | Federally-Regulated Commercial & Industrial Equipment | 01/28/2019 |  | 05/02/2019
Carrier Corp. - Syracuse | Arcoaire | RHS072(H,L,S)******TA |  | HSP-A, Single-Package Heat Pum | Heat Pump | 460 | 3 | False |  |  |  | False | Single-Speed | 69000 | 6216 | 11.1 | 10.8 |  |  | 66000 | 5526 | 3.5 | 3.3 | 29000 | 3777 | 2.25 | Federally-Regulated Commercial & Industrial Equipment | 01/28/2019 |  | 05/02/2019
Carrier Corp. - Syracuse | Arcoaire | RHS072(H,L,S)******TA |  | HSP-A, Single-Package Heat Pum | Heat Pump | 230 | 3 | False |  |  |  | False | Single-Speed | 69000 | 6216 | 11.1 | 10.8 |  |  | 66000 | 5526 | 3.5 | 3.3 | 31500 | 4103 | 2.25 | Federally-Regulated Commercial & Industrial Equipment | 01/28/2019 |  | 05/02/2019
Carrier Corp. - Syracuse | Arcoaire | RHS072(H,L,S)******TA |  | HSP-A, Single-Package Heat Pum | Heat Pump | 208 | 3 | False |  |  |  | False | Single-Speed | 69000 | 6216 | 11.1 | 10.8 |  |  | 66000 | 5526 | 3.5 | 3.3 | 29000 | 3777 | 2.25 | Federally-Regulated Commercial & Industrial Equipment | 01/28/2019 |  | 05/02/2019
Carrier Corp. - Syracuse | Keeprite | RHH102(H,L,S)******AA |  | HSP-A, Single-Package Heat Pum | Heat Pump | 575 | 3 | False |  |  |  | True | Single-Speed | 100000 | 8333 | 12 | 10.8 |  |  | 100000 | 8619 | 3.4 | 3.3 | 56000 | 7262 | 2.26 | Federally-Regulated Commercial & Industrial Equipment | 01/28/2019 |  | 05/02/2019
Carrier Corp. - Syracuse | Keeprite | RHH102(H,L,S)******AA |  | HSP-A, Single-Package Heat Pum | Heat Pump | 460 | 3 | False |  |  |  | True | Single-Speed | 100000 | 8333 | 12 | 10.8 |  |  | 100000 | 8619 | 3.4 | 3.3 | 56000 | 7262 | 2.26 | Federally-Regulated Commercial & Industrial Equipment | 01/28/2019 |  | 05/02/2019
Carrier Corp. - Syracuse | Keeprite | RHH102(H,L,S)******AA |  | HSP-A, Single-Package Heat Pum | Heat Pump | 230 | 3 | False |  |  |  | True | Single-Speed | 100000 | 8333 | 12 | 10.8 |  |  | 100000 | 8619 | 3.4 | 3.3 | 56000 | 7262 | 2.26 | Federally-Regulated Commercial & Industrial Equipment | 01/28/2019 |  | 05/02/2019
Carrier Corp. - Syracuse | Keeprite | RHH102(H,L,S)******AA |  | HSP-A, Single-Package Heat Pum | Heat Pump | 208 | 3 | False |  |  |  | True | Single-Speed | 100000 | 8333 | 12 | 10.8 |  |  | 100000 | 8619 | 3.4 | 3.3 | 56000 | 7262 | 2.26 | Federally-Regulated Commercial & Industrial Equipment | 01/28/2019 |  | 05/02/2019
Carrier Corp. - Syracuse | Keeprite | RHH102(H,L,S)******TA |  | HSP-A, Single-Package Heat Pum | Heat Pump | 575 | 3 | False |  |  |  | True | Single-Speed | 100000 | 8333 | 12 | 10.8 |  |  | 100000 | 8619 | 3.4 | 3.3 | 56000 | 7262 | 2.26 | Federally-Regulated Commercial & Industrial Equipment | 01/28/2019 |  | 05/02/2019
Carrier Corp. - Syracuse | Keeprite | RHH102(H,L,S)******TA |  | HSP-A, Single-Package Heat Pum | Heat Pump | 460 | 3 | False |  |  |  | True | Single-Speed | 100000 | 8333 | 12 | 10.8 |  |  | 100000 | 8619 | 3.4 | 3.3 | 56000 | 7262 | 2.26 | Federally-Regulated Commercial & Industrial Equipment | 01/28/2019 |  | 05/02/2019
Carrier Corp. - Syracuse | Keeprite | RHH102(H,L,S)******TA |  | HSP-A, Single-Package Heat Pum | Heat Pump | 230 | 3 | False |  |  |  | True | Single-Speed | 100000 | 8333 | 12 | 10.8 |  |  | 100000 | 8619 | 3.4 | 3.3 | 56000 | 7262 | 2.26 | Federally-Regulated Commercial & Industrial Equipment | 01/28/2019 |  | 05/02/2019
Carrier Corp. - Syracuse | Keeprite | RHH102(H,L,S)******TA |  | HSP-A, Single-Package Heat Pum | Heat Pump | 208 | 3 | False |  |  |  | True | Single-Speed | 100000 | 8333 | 12 | 10.8 |  |  | 100000 | 8619 | 3.4 | 3.3 | 56000 | 7262 | 2.26 | Federally-Regulated Commercial & Industrial Equipment | 01/28/2019 |  | 05/02/2019
Carrier Corp. - Syracuse | Keeprite | RHS150(H,L,S)******TA |  | HSP-A, Single-Package Heat Pum | Heat Pump | 575 | 3 | False |  |  |  | False | Single-Speed | 142000 | 13396 | 10.6 | 10.4 |  |  | 142000 | 13005 | 3.2 | 3.2 | 76000 | 10865 | 2.05 | Federally-Regulated Commercial & Industrial Equipment | 01/28/2019 |  | 05/02/2019
Carrier Corp. - Syracuse | Keeprite | RHS150(H,L,S)******TA |  | HSP-A, Single-Package Heat Pum | Heat Pump | 460 | 3 | False |  |  |  | False | Single-Speed | 142000 | 13396 | 10.6 | 10.4 |  |  | 142000 | 13005 | 3.2 | 3.2 | 76000 | 10865 | 2.05 | Federally-Regulated Commercial & Industrial Equipment | 01/28/2019 |  | 05/02/2019
Carrier Corp. - Syracuse | Keeprite | RHS150(H,L,S)******TA |  | HSP-A, Single-Package Heat Pum | Heat Pump | 230 | 3 | False |  |  |  | False | Single-Speed | 142000 | 13396 | 10.6 | 10.4 |  |  | 142000 | 13005 | 3.2 | 3.2 | 76000 | 10865 | 2.05 | Federally-Regulated Commercial & Industrial Equipment | 01/28/2019 |  | 05/02/2019
Carrier Corp. - Syracuse | Keeprite | RHS150(H,L,S)******TA |  | HSP-A, Single-Package Heat Pum | Heat Pump | 208 | 3 | False |  |  |  | False | Single-Speed | 142000 | 13396 | 10.6 | 10.4 |  |  | 142000 | 13005 | 3.2 | 3.2 | 76000 | 10865 | 2.05 | Federally-Regulated Commercial & Industrial Equipment | 01/28/2019 |  | 05/02/2019
Carrier Corp. - Syracuse | Keeprite | RHS(120,121)(H,L,S)******TA |  | HSP-A, Single-Package Heat Pum | Heat Pump | 575 | 3 | False |  |  |  | False | Single-Speed | 116000 | 10545 | 11 | 10.8 |  |  | 116000 | 9999 | 3.4 | 3.3 | 63000 | 8206 | 2.25 | Federally-Regulated Commercial & Industrial Equipment | 01/28/2019 |  | 05/02/2019
Carrier Corp. - Syracuse | Keeprite | RHS(120,121)(H,L,S)******TA |  | HSP-A, Single-Package Heat Pum | Heat Pump | 460 | 3 | False |  |  |  | False | Single-Speed | 116000 | 10545 | 11 | 10.8 |  |  | 116000 | 9999 | 3.4 | 3.3 | 63000 | 8206 | 2.25 | Federally-Regulated Commercial & Industrial Equipment | 01/28/2019 |  | 05/02/2019
Carrier Corp. - Syracuse | Keeprite | RHS(120,121)(H,L,S)******TA |  | HSP-A, Single-Package Heat Pum | Heat Pump | 230 | 3 | False |  |  |  | False | Single-Speed | 116000 | 10545 | 11 | 10.8 |  |  | 116000 | 9999 | 3.4 | 3.3 | 63000 | 8206 | 2.25 | Federally-Regulated Commercial & Industrial Equipment | 01/28/2019 |  | 05/02/2019
Carrier Corp. - Syracuse | Keeprite | RHS(120,121)(H,L,S)******TA |  | HSP-A, Single-Package Heat Pum | Heat Pump | 208 | 3 | False |  |  |  | False | Single-Speed | 116000 | 10545 | 11 | 10.8 |  |  | 116000 | 9999 | 3.4 | 3.3 | 63000 | 8206 | 2.25 | Federally-Regulated Commercial & Industrial Equipment | 01/28/2019 |  | 05/02/2019
Carrier Corp. - Syracuse | Keeprite | RHS102(L,S)******AA |  | HSP-A, Single-Package Heat Pum | Heat Pump | 575 | 3 | False |  |  |  | False | Single-Speed | 99000 | 8839 | 11.2 | 10.8 |  |  | 96000 | 8525 | 3.3 | 3.3 | 54500 | 7098 | 2.25 | Federally-Regulated Commercial & Industrial Equipment | 01/28/2019 |  | 05/02/2019
Carrier Corp. - Syracuse | Keeprite | RHS102(L,S)******AA |  | HSP-A, Single-Package Heat Pum | Heat Pump | 460 | 3 | False |  |  |  | False | Single-Speed | 99000 | 8839 | 11.2 | 10.8 |  |  | 96000 | 8525 | 3.3 | 3.3 | 54500 | 7098 | 2.25 | Federally-Regulated Commercial & Industrial Equipment | 01/28/2019 |  | 05/02/2019
Carrier Corp. - Syracuse | Keeprite | RHS102(L,S)******TA |  | HSP-A, Single-Package Heat Pum | Heat Pump | 575 | 3 | False |  |  |  | False | Single-Speed | 99000 | 8839 | 11.2 | 10.8 |  |  | 96000 | 8525 | 3.3 | 3.3 | 54500 | 7098 | 2.25 | Federally-Regulated Commercial & Industrial Equipment | 01/28/2019 |  | 05/02/2019
Carrier Corp. - Syracuse | Keeprite | RHS102(L,S)******TA |  | HSP-A, Single-Package Heat Pum | Heat Pump | 460 | 3 | False |  |  |  | False | Single-Speed | 99000 | 8839 | 11.2 | 10.8 |  |  | 96000 | 8525 | 3.3 | 3.3 | 54500 | 7098 | 2.25 | Federally-Regulated Commercial & Industrial Equipment | 01/28/2019 |  | 05/02/2019
Carrier Corp. - Syracuse | Keeprite | RHS102H******TA |  | HSP-A, Single-Package Heat Pum | Heat Pump | 208 | 3 | False |  |  |  | False | Single-Speed | 98000 | 8750 | 11.2 | 10.8 |  |  | 94000 | 8348 | 3.3 | 3.3 | 53000 | 6903 | 2.25 | Federally-Regulated Commercial & Industrial Equipment | 01/28/2019 |  | 05/02/2019
Carrier Corp. - Syracuse | Keeprite | RHS102H******AA |  | HSP-A, Single-Package Heat Pum | Heat Pump | 208 | 3 | False |  |  |  | False | Single-Speed | 98000 | 8750 | 11.2 | 10.8 |  |  | 94000 | 8348 | 3.3 | 3.3 | 53000 | 6903 | 2.25 | Federally-Regulated Commercial & Industrial Equipment | 01/28/2019 |  | 05/02/2019
Carrier Corp. - Syracuse | Keeprite | RHS090(L,S)******AA |  | HSP-A, Single-Package Heat Pum | Heat Pump | 575 | 3 | False |  |  |  | False | Single-Speed | 88000 | 7857 | 11.2 | 10.8 |  |  | 86000 | 7413 | 3.4 | 3.3 | 44000 | 5731 | 2.25 | Federally-Regulated Commercial & Industrial Equipment | 01/28/2019 |  | 05/02/2019
Carrier Corp. - Syracuse | Keeprite | RHS090(L,S)******AA |  | HSP-A, Single-Package Heat Pum | Heat Pump | 460 | 3 | False |  |  |  | False | Single-Speed | 88000 | 7857 | 11.2 | 10.8 |  |  | 86000 | 7413 | 3.4 | 3.3 | 44000 | 5731 | 2.25 | Federally-Regulated Commercial & Industrial Equipment | 01/28/2019 |  | 05/02/2019
Carrier Corp. - Syracuse | Keeprite | RHS090(L,S)******TA |  | HSP-A, Single-Package Heat Pum | Heat Pump | 575 | 3 | False |  |  |  | False | Single-Speed | 88000 | 7857 | 11.2 | 10.8 |  |  | 86000 | 7413 | 3.4 | 3.3 | 44000 | 5731 | 2.25 | Federally-Regulated Commercial & Industrial Equipment | 01/28/2019 |  | 05/02/2019
Carrier Corp. - Syracuse | Keeprite | RHS090(L,S)******TA |  | HSP-A, Single-Package Heat Pum | Heat Pump | 460 | 3 | False |  |  |  | False | Single-Speed | 88000 | 7857 | 11.2 | 10.8 |  |  | 86000 | 7413 | 3.4 | 3.3 | 44000 | 5731 | 2.25 | Federally-Regulated Commercial & Industrial Equipment | 01/28/2019 |  | 05/02/2019
Carrier Corp. - Syracuse | Keeprite | RHS090H******TA |  | HSP-A, Single-Package Heat Pum | Heat Pump | 230 | 3 | False |  |  |  | False | Single-Speed | 88000 | 7857 | 11.2 | 10.8 |  |  | 86000 | 7413 | 3.4 | 3.3 | 44000 | 5731 | 2.25 | Federally-Regulated Commercial & Industrial Equipment | 01/28/2019 |  | 05/02/2019
Carrier Corp. - Syracuse | Keeprite | RHS090H******TA |  | HSP-A, Single-Package Heat Pum | Heat Pump | 208 | 3 | False |  |  |  | False | Single-Speed | 87000 | 7767 | 11.2 | 10.8 |  |  | 86000 | 7413 | 3.4 | 3.3 | 44000 | 5731 | 2.25 | Federally-Regulated Commercial & Industrial Equipment | 01/28/2019 |  | 05/02/2019
Carrier Corp. - Syracuse | Keeprite | RHS090H******AA |  | HSP-A, Single-Package Heat Pum | Heat Pump | 230 | 3 | False |  |  |  | False | Single-Speed | 88000 | 7857 | 11.2 | 10.8 |  |  | 86000 | 7413 | 3.4 | 3.3 | 44000 | 5731 | 2.25 | Federally-Regulated Commercial & Industrial Equipment | 01/28/2019 |  | 05/02/2019
Carrier Corp. - Syracuse | Keeprite | RHS090H******AA |  | HSP-A, Single-Package Heat Pum | Heat Pump | 208 | 3 | False |  |  |  | False | Single-Speed | 87000 | 7767 | 11.2 | 10.8 |  |  | 86000 | 7413 | 3.4 | 3.3 | 44000 | 5731 | 2.25 | Federally-Regulated Commercial & Industrial Equipment | 01/28/2019 |  | 05/02/2019
Carrier Corp. - Syracuse | Day & Night | RHS102H******TA |  | HSP-A, Single-Package Heat Pum | Heat Pump | 208 | 3 | False |  |  |  | False | Single-Speed | 98000 | 8750 | 11.2 | 10.8 |  |  | 94000 | 8348 | 3.3 | 3.3 | 53000 | 6903 | 2.25 | Federally-Regulated Commercial & Industrial Equipment | 01/28/2019 |  | 05/02/2019
Carrier Corp. - Syracuse | Day & Night | RHS102H******AA |  | HSP-A, Single-Package Heat Pum | Heat Pump | 208 | 3 | False |  |  |  | False | Single-Speed | 98000 | 8750 | 11.2 | 10.8 |  |  | 94000 | 8348 | 3.3 | 3.3 | 53000 | 6903 | 2.25 | Federally-Regulated Commercial & Industrial Equipment | 01/28/2019 |  | 05/02/2019
Lennox Industries Inc. | T-CLASS | TPA090S4S*1* | TAA090S4D*1* | HRCU-A-CB, Split System: Heat | Heat Pump | 575 | 3 |  | False |  |  | True | Single-Speed | 89000 | 8090 | 11 | 10.8 | 12 |  | 88000 | 7815 | 3.3 | 3.3 | 50000 | 6512 | 2.25 | Federally-Regulated Commercial & Industrial Equipment | 05/02/2019 |  | 05/02/2019
Lennox Industries Inc. | T-CLASS | TPA090S4S*1* | TAA090S4D*1* | HRCU-A-CB, Split System: Heat | Heat Pump | 460 | 3 |  | False |  |  | True | Single-Speed | 89000 | 8090 | 11 | 10.8 | 12 |  | 88000 | 7815 | 3.3 | 3.3 | 50000 | 6512 | 2.25 | Federally-Regulated Commercial & Industrial Equipment | 05/02/2019 |  | 05/02/2019
Lennox Industries Inc. | T-CLASS | TPA090S4S*1* | TAA090S4D*1* | HRCU-A-CB, Split System: Heat | Heat Pump | 230 | 3 |  | False |  |  | True | Single-Speed | 89000 | 8090 | 11 | 10.8 | 12 |  | 88000 | 7815 | 3.3 | 3.3 | 50000 | 6512 | 2.25 | Federally-Regulated Commercial & Industrial Equipment | 05/02/2019 |  | 05/02/2019
Lennox Industries Inc. | T-CLASS | TPA090S4S*1* | TAA090S4D*1* | HRCU-A-CB, Split System: Heat | Heat Pump | 208 | 3 |  | False |  |  | True | Single-Speed | 89000 | 8090 | 11 | 10.8 | 12 |  | 88000 | 7815 | 3.3 | 3.3 | 50000 | 6512 | 2.25 | Federally-Regulated Commercial & Industrial Equipment | 05/02/2019 |  | 05/02/2019
Lennox Industries Inc. | T-CLASS | (2)TPA060H4N*G | TAA120S4D-1G | HRCU-A-CB, Split System: Heat | Both Heat Pump and Electric Re | 460 | 3 |  | False |  |  | True | Single-Speed | 115000 | 9913 | 11.6 | 11 | 12.5 |  | 113000 | 10035 | 3.3 | 3.3 | 73000 | 9508 | 2.25 | Federally-Regulated Commercial & Industrial Equipment | 05/02/2019 |  | 05/02/2019
Lennox Industries Inc. | T-CLASS | (2)TPA060H4N*Y | TAA120S4D-1Y | HRCU-A-CB, Split System: Heat | Both Heat Pump and Electric Re | 230 | 3 |  | False |  |  | True | Single-Speed | 115000 | 9913 | 11.6 | 11 | 12.5 |  | 113000 | 10035 | 3.3 | 3.3 | 73000 | 9508 | 2.25 | Federally-Regulated Commercial & Industrial Equipment | 05/02/2019 |  | 05/02/2019
Lennox Industries Inc. | T-CLASS | (2)TPA060H4N*Y | TAA120S4D-1Y | HRCU-A-CB, Split System: Heat | Both Heat Pump and Electric Re | 208 | 3 |  | False |  |  | True | Single-Speed | 115000 | 9913 | 11.6 | 11 | 12.5 |  | 113000 | 10035 | 3.3 | 3.3 | 73000 | 9508 | 2.25 | Federally-Regulated Commercial & Industrial Equipment | 05/02/2019 |  | 05/02/2019
Carrier Corp. - Syracuse | Comfortmaker | RHS102H******AA |  | HSP-A, Single-Package Heat Pum | Heat Pump | 208 | 3 | False |  |  |  | False | Single-Speed | 98000 | 8750 | 11.2 | 10.8 |  |  | 94000 | 8348 | 3.3 | 3.3 | 53000 | 6903 | 2.25 | Federally-Regulated Commercial & Industrial Equipment | 01/28/2019 |  | 05/02/2019
Carrier Corp. - Syracuse | Comfortmaker | RHS102H******TA |  | HSP-A, Single-Package Heat Pum | Heat Pump | 208 | 3 | False |  |  |  | False | Single-Speed | 98000 | 8750 | 11.2 | 10.8 |  |  | 94000 | 8348 | 3.3 | 3.3 | 53000 | 6903 | 2.25 | Federally-Regulated Commercial & Industrial Equipment | 01/28/2019 |  | 05/02/2019
Carrier Corp. - Syracuse | Tempstar | RHS072(H,L,S)******TA |  | HSP-A, Single-Package Heat Pum | Heat Pump | 575 | 3 | False |  |  |  | False | Single-Speed | 69000 | 6216 | 11.1 | 10.8 | 12.7 |  | 66000 | 5526 | 3.5 | 3.3 | 29000 | 3777 | 2.25 | Federally-Regulated Commercial & Industrial Equipment | 05/02/2019 |  | 05/02/2019
Carrier Corp. - Syracuse | Tempstar | RHS072(H,L,S)******TA |  | HSP-A, Single-Package Heat Pum | Heat Pump | 460 | 3 | False |  |  |  | False | Single-Speed | 69000 | 6216 | 11.1 | 10.8 | 12.7 |  | 66000 | 5526 | 3.5 | 3.3 | 29000 | 3777 | 2.25 | Federally-Regulated Commercial & Industrial Equipment | 05/02/2019 |  | 05/02/2019
Carrier Corp. - Syracuse | Tempstar | RHS072(H,L,S)******TA |  | HSP-A, Single-Package Heat Pum | Heat Pump | 230 | 3 | False |  |  |  | False | Single-Speed | 69000 | 6216 | 11.1 | 10.8 | 12.7 |  | 66000 | 5526 | 3.5 | 3.3 | 31500 | 4103 | 2.25 | Federally-Regulated Commercial & Industrial Equipment | 05/02/2019 |  | 05/02/2019
Carrier Corp. - Syracuse | Tempstar | RHS072(H,L,S)******TA |  | HSP-A, Single-Package Heat Pum | Heat Pump | 208 | 3 | False |  |  |  | False | Single-Speed | 69000 | 6216 | 11.1 | 10.8 | 12.7 |  | 66000 | 5526 | 3.5 | 3.3 | 29000 | 3777 | 2.25 | Federally-Regulated Commercial & Industrial Equipment | 05/02/2019 |  | 05/02/2019
Carrier Corp. - Syracuse | Keeprite | RHS072(H,L,S)******TA |  | HSP-A, Single-Package Heat Pum | Heat Pump | 575 | 3 | False |  |  |  | False | Single-Speed | 69000 | 6216 | 11.1 | 10.8 | 12.7 |  | 66000 | 5526 | 3.5 | 3.3 | 29000 | 3777 | 2.25 | Federally-Regulated Commercial & Industrial Equipment | 05/02/2019 |  | 05/02/2019
Carrier Corp. - Syracuse | Keeprite | RHS072(H,L,S)******TA |  | HSP-A, Single-Package Heat Pum | Heat Pump | 460 | 3 | False |  |  |  | False | Single-Speed | 69000 | 6216 | 11.1 | 10.8 | 12.7 |  | 66000 | 5526 | 3.5 | 3.3 | 29000 | 3777 | 2.25 | Federally-Regulated Commercial & Industrial Equipment | 05/02/2019 |  | 05/02/2019
Carrier Corp. - Syracuse | Keeprite | RHS072(H,L,S)******TA |  | HSP-A, Single-Package Heat Pum | Heat Pump | 230 | 3 | False |  |  |  | False | Single-Speed | 69000 | 6216 | 11.1 | 10.8 | 12.7 |  | 66000 | 5526 | 3.5 | 3.3 | 31500 | 4103 | 2.25 | Federally-Regulated Commercial & Industrial Equipment | 05/02/2019 |  | 05/02/2019
Carrier Corp. - Syracuse | Keeprite | RHS072(H,L,S)******TA |  | HSP-A, Single-Package Heat Pum | Heat Pump | 208 | 3 | False |  |  |  | False | Single-Speed | 69000 | 6216 | 11.1 | 10.8 | 12.7 |  | 66000 | 5526 | 3.5 | 3.3 | 29000 | 3777 | 2.25 | Federally-Regulated Commercial & Industrial Equipment | 05/02/2019 |  | 05/02/2019
Carrier Corp. - Syracuse | Day & Night | RHS072(H,L,S)******TA |  | HSP-A, Single-Package Heat Pum | Heat Pump | 575 | 3 | False |  |  |  | False | Single-Speed | 69000 | 6216 | 11.1 | 10.8 |  |  | 66000 | 5526 | 3.5 | 3.3 | 29000 | 3777 | 2.25 | Federally-Regulated Commercial & Industrial Equipment | 01/28/2019 |  | 05/02/2019
Carrier Corp. - Syracuse | Day & Night | RHS072(H,L,S)******TA |  | HSP-A, Single-Package Heat Pum | Heat Pump | 460 | 3 | False |  |  |  | False | Single-Speed | 69000 | 6216 | 11.1 | 10.8 |  |  | 66000 | 5526 | 3.5 | 3.3 | 29000 | 3777 | 2.25 | Federally-Regulated Commercial & Industrial Equipment | 01/28/2019 |  | 05/02/2019
Carrier Corp. - Syracuse | Day & Night | RHS072(H,L,S)******TA |  | HSP-A, Single-Package Heat Pum | Heat Pump | 230 | 3 | False |  |  |  | False | Single-Speed | 69000 | 6216 | 11.1 | 10.8 |  |  | 66000 | 5526 | 3.5 | 3.3 | 31500 | 4103 | 2.25 | Federally-Regulated Commercial & Industrial Equipment | 01/28/2019 |  | 05/02/2019
Carrier Corp. - Syracuse | Day & Night | RHS072(H,L,S)******TA |  | HSP-A, Single-Package Heat Pum | Heat Pump | 208 | 3 | False |  |  |  | False | Single-Speed | 69000 | 6216 | 11.1 | 10.8 |  |  | 66000 | 5526 | 3.5 | 3.3 | 29000 | 3777 | 2.25 | Federally-Regulated Commercial & Industrial Equipment | 01/28/2019 |  | 05/02/2019
Carrier Corp. - Syracuse | Heil | RHS090H******AA |  | HSP-A, Single-Package Heat Pum | Heat Pump | 230 | 3 | False |  |  |  | False | Single-Speed | 88000 | 7857 | 11.2 | 10.8 |  |  | 86000 | 7413 | 3.4 | 3.3 | 44000 | 5731 | 2.25 | Federally-Regulated Commercial & Industrial Equipment | 01/28/2019 |  | 05/02/2019
Carrier Corp. - Syracuse | Heil | RHS090H******AA |  | HSP-A, Single-Package Heat Pum | Heat Pump | 208 | 3 | False |  |  |  | False | Single-Speed | 87000 | 7767 | 11.2 | 10.8 |  |  | 86000 | 7413 | 3.4 | 3.3 | 44000 | 5731 | 2.25 | Federally-Regulated Commercial & Industrial Equipment | 01/28/2019 |  | 05/02/2019
Carrier Corp. - Syracuse | Heil | RHS090H******TA |  | HSP-A, Single-Package Heat Pum | Heat Pump | 230 | 3 | False |  |  |  | False | Single-Speed | 88000 | 7857 | 11.2 | 10.8 |  |  | 86000 | 7413 | 3.4 | 3.3 | 44000 | 5731 | 2.25 | Federally-Regulated Commercial & Industrial Equipment | 01/28/2019 |  | 05/02/2019
Carrier Corp. - Syracuse | Heil | RHS090H******TA |  | HSP-A, Single-Package Heat Pum | Heat Pump | 208 | 3 | False |  |  |  | False | Single-Speed | 87000 | 7767 | 11.2 | 10.8 |  |  | 86000 | 7413 | 3.4 | 3.3 | 44000 | 5731 | 2.25 | Federally-Regulated Commercial & Industrial Equipment | 01/28/2019 |  | 05/02/2019
Carrier Corp. - Syracuse | Heil | RHS090(L,S)******AA |  | HSP-A, Single-Package Heat Pum | Heat Pump | 575 | 3 | False |  |  |  | False | Single-Speed | 88000 | 7857 | 11.2 | 10.8 |  |  | 86000 | 7413 | 3.4 | 3.3 | 44000 | 5731 | 2.25 | Federally-Regulated Commercial & Industrial Equipment | 01/28/2019 |  | 05/02/2019
Carrier Corp. - Syracuse | Heil | RHS090(L,S)******AA |  | HSP-A, Single-Package Heat Pum | Heat Pump | 460 | 3 | False |  |  |  | False | Single-Speed | 88000 | 7857 | 11.2 | 10.8 |  |  | 86000 | 7413 | 3.4 | 3.3 | 44000 | 5731 | 2.25 | Federally-Regulated Commercial & Industrial Equipment | 01/28/2019 |  | 05/02/2019
Carrier Corp. - Syracuse | Heil | RHS090(L,S)******TA |  | HSP-A, Single-Package Heat Pum | Heat Pump | 575 | 3 | False |  |  |  | False | Single-Speed | 88000 | 7857 | 11.2 | 10.8 |  |  | 86000 | 7413 | 3.4 | 3.3 | 44000 | 5731 | 2.25 | Federally-Regulated Commercial & Industrial Equipment | 01/28/2019 |  | 05/02/2019
Carrier Corp. - Syracuse | Heil | RHS090(L,S)******TA |  | HSP-A, Single-Package Heat Pum | Heat Pump | 460 | 3 | False |  |  |  | False | Single-Speed | 88000 | 7857 | 11.2 | 10.8 |  |  | 86000 | 7413 | 3.4 | 3.3 | 44000 | 5731 | 2.25 | Federally-Regulated Commercial & Industrial Equipment | 01/28/2019 |  | 05/02/2019
Carrier Corp. - Syracuse | Heil | RHS102H******AA |  | HSP-A, Single-Package Heat Pum | Heat Pump | 208 | 3 | False |  |  |  | False | Single-Speed | 98000 | 8750 | 11.2 | 10.8 |  |  | 94000 | 8348 | 3.3 | 3.3 | 53000 | 6903 | 2.25 | Federally-Regulated Commercial & Industrial Equipment | 01/28/2019 |  | 05/02/2019
Carrier Corp. - Syracuse | Heil | RHS102H******TA |  | HSP-A, Single-Package Heat Pum | Heat Pump | 208 | 3 | False |  |  |  | False | Single-Speed | 98000 | 8750 | 11.2 | 10.8 |  |  | 94000 | 8348 | 3.3 | 3.3 | 53000 | 6903 | 2.25 | Federally-Regulated Commercial & Industrial Equipment | 01/28/2019 |  | 05/02/2019
Carrier Corp. - Syracuse | Heil | RHS102(L,S)******AA |  | HSP-A, Single-Package Heat Pum | Heat Pump | 575 | 3 | False |  |  |  | False | Single-Speed | 99000 | 8839 | 11.2 | 10.8 |  |  | 96000 | 8525 | 3.3 | 3.3 | 54500 | 7098 | 2.25 | Federally-Regulated Commercial & Industrial Equipment | 01/28/2019 |  | 05/02/2019
Carrier Corp. - Syracuse | Heil | RHS102(L,S)******AA |  | HSP-A, Single-Package Heat Pum | Heat Pump | 460 | 3 | False |  |  |  | False | Single-Speed | 99000 | 8839 | 11.2 | 10.8 |  |  | 96000 | 8525 | 3.3 | 3.3 | 54500 | 7098 | 2.25 | Federally-Regulated Commercial & Industrial Equipment | 01/28/2019 |  | 05/02/2019
Carrier Corp. - Syracuse | Heil | RHS102(L,S)******TA |  | HSP-A, Single-Package Heat Pum | Heat Pump | 575 | 3 | False |  |  |  | False | Single-Speed | 99000 | 8839 | 11.2 | 10.8 |  |  | 96000 | 8525 | 3.3 | 3.3 | 54500 | 7098 | 2.25 | Federally-Regulated Commercial & Industrial Equipment | 01/28/2019 |  | 05/02/2019
Carrier Corp. - Syracuse | Heil | RHS102(L,S)******TA |  | HSP-A, Single-Package Heat Pum | Heat Pump | 460 | 3 | False |  |  |  | False | Single-Speed | 99000 | 8839 | 11.2 | 10.8 |  |  | 96000 | 8525 | 3.3 | 3.3 | 54500 | 7098 | 2.25 | Federally-Regulated Commercial & Industrial Equipment | 01/28/2019 |  | 05/02/2019
Carrier Corp. - Syracuse | Heil | RHS(120,121)(H,L,S)******TA |  | HSP-A, Single-Package Heat Pum | Heat Pump | 575 | 3 | False |  |  |  | False | Single-Speed | 116000 | 10545 | 11 | 10.8 |  |  | 116000 | 9999 | 3.4 | 3.3 | 63000 | 8206 | 2.25 | Federally-Regulated Commercial & Industrial Equipment | 01/28/2019 |  | 05/02/2019
Carrier Corp. - Syracuse | Heil | RHS(120,121)(H,L,S)******TA |  | HSP-A, Single-Package Heat Pum | Heat Pump | 460 | 3 | False |  |  |  | False | Single-Speed | 116000 | 10545 | 11 | 10.8 |  |  | 116000 | 9999 | 3.4 | 3.3 | 63000 | 8206 | 2.25 | Federally-Regulated Commercial & Industrial Equipment | 01/28/2019 |  | 05/02/2019
Carrier Corp. - Syracuse | Heil | RHS(120,121)(H,L,S)******TA |  | HSP-A, Single-Package Heat Pum | Heat Pump | 230 | 3 | False |  |  |  | False | Single-Speed | 116000 | 10545 | 11 | 10.8 |  |  | 116000 | 9999 | 3.4 | 3.3 | 63000 | 8206 | 2.25 | Federally-Regulated Commercial & Industrial Equipment | 01/28/2019 |  | 05/02/2019
Carrier Corp. - Syracuse | Heil | RHS(120,121)(H,L,S)******TA |  | HSP-A, Single-Package Heat Pum | Heat Pump | 208 | 3 | False |  |  |  | False | Single-Speed | 116000 | 10545 | 11 | 10.8 |  |  | 116000 | 9999 | 3.4 | 3.3 | 63000 | 8206 | 2.25 | Federally-Regulated Commercial & Industrial Equipment | 01/28/2019 |  | 05/02/2019
Carrier Corp. - Syracuse | Heil | RHS150(H,L,S)******TA |  | HSP-A, Single-Package Heat Pum | Heat Pump | 575 | 3 | False |  |  |  | False | Single-Speed | 142000 | 13396 | 10.6 | 10.4 |  |  | 142000 | 13005 | 3.2 | 3.2 | 76000 | 10865 | 2.05 | Federally-Regulated Commercial & Industrial Equipment | 01/28/2019 |  | 05/02/2019
Carrier Corp. - Syracuse | Heil | RHS150(H,L,S)******TA |  | HSP-A, Single-Package Heat Pum | Heat Pump | 460 | 3 | False |  |  |  | False | Single-Speed | 142000 | 13396 | 10.6 | 10.4 |  |  | 142000 | 13005 | 3.2 | 3.2 | 76000 | 10865 | 2.05 | Federally-Regulated Commercial & Industrial Equipment | 01/28/2019 |  | 05/02/2019
Carrier Corp. - Syracuse | Heil | RHS150(H,L,S)******TA |  | HSP-A, Single-Package Heat Pum | Heat Pump | 230 | 3 | False |  |  |  | False | Single-Speed | 142000 | 13396 | 10.6 | 10.4 |  |  | 142000 | 13005 | 3.2 | 3.2 | 76000 | 10865 | 2.05 | Federally-Regulated Commercial & Industrial Equipment | 01/28/2019 |  | 05/02/2019
Carrier Corp. - Syracuse | Heil | RHS150(H,L,S)******TA |  | HSP-A, Single-Package Heat Pum | Heat Pump | 208 | 3 | False |  |  |  | False | Single-Speed | 142000 | 13396 | 10.6 | 10.4 |  |  | 142000 | 13005 | 3.2 | 3.2 | 76000 | 10865 | 2.05 | Federally-Regulated Commercial & Industrial Equipment | 01/28/2019 |  | 05/02/2019
Carrier Corp. - Syracuse | Heil | RHH102(H,L,S)******AA |  | HSP-A, Single-Package Heat Pum | Heat Pump | 575 | 3 | False |  |  |  | True | Single-Speed | 100000 | 8333 | 12 | 10.8 |  |  | 100000 | 8619 | 3.4 | 3.3 | 56000 | 7262 | 2.26 | Federally-Regulated Commercial & Industrial Equipment | 01/28/2019 |  | 05/02/2019
Carrier Corp. - Syracuse | Heil | RHH102(H,L,S)******AA |  | HSP-A, Single-Package Heat Pum | Heat Pump | 460 | 3 | False |  |  |  | True | Single-Speed | 100000 | 8333 | 12 | 10.8 |  |  | 100000 | 8619 | 3.4 | 3.3 | 56000 | 7262 | 2.26 | Federally-Regulated Commercial & Industrial Equipment | 01/28/2019 |  | 05/02/2019
Carrier Corp. - Syracuse | Heil | RHH102(H,L,S)******AA |  | HSP-A, Single-Package Heat Pum | Heat Pump | 230 | 3 | False |  |  |  | True | Single-Speed | 100000 | 8333 | 12 | 10.8 |  |  | 100000 | 8619 | 3.4 | 3.3 | 56000 | 7262 | 2.26 | Federally-Regulated Commercial & Industrial Equipment | 01/28/2019 |  | 05/02/2019
Carrier Corp. - Syracuse | Heil | RHH102(H,L,S)******AA |  | HSP-A, Single-Package Heat Pum | Heat Pump | 208 | 3 | False |  |  |  | True | Single-Speed | 100000 | 8333 | 12 | 10.8 |  |  | 100000 | 8619 | 3.4 | 3.3 | 56000 | 7262 | 2.26 | Federally-Regulated Commercial & Industrial Equipment | 01/28/2019 |  | 05/02/2019
Carrier Corp. - Syracuse | Heil | RHH102(H,L,S)******TA |  | HSP-A, Single-Package Heat Pum | Heat Pump | 575 | 3 | False |  |  |  | True | Single-Speed | 100000 | 8333 | 12 | 10.8 |  |  | 100000 | 8619 | 3.4 | 3.3 | 56000 | 7262 | 2.26 | Federally-Regulated Commercial & Industrial Equipment | 01/28/2019 |  | 05/02/2019
Carrier Corp. - Syracuse | Heil | RHH102(H,L,S)******TA |  | HSP-A, Single-Package Heat Pum | Heat Pump | 460 | 3 | False |  |  |  | True | Single-Speed | 100000 | 8333 | 12 | 10.8 |  |  | 100000 | 8619 | 3.4 | 3.3 | 56000 | 7262 | 2.26 | Federally-Regulated Commercial & Industrial Equipment | 01/28/2019 |  | 05/02/2019
Carrier Corp. - Syracuse | Heil | RHH102(H,L,S)******TA |  | HSP-A, Single-Package Heat Pum | Heat Pump | 230 | 3 | False |  |  |  | True | Single-Speed | 100000 | 8333 | 12 | 10.8 |  |  | 100000 | 8619 | 3.4 | 3.3 | 56000 | 7262 | 2.26 | Federally-Regulated Commercial & Industrial Equipment | 01/28/2019 |  | 05/02/2019
Carrier Corp. - Syracuse | Heil | RHH102(H,L,S)******TA |  | HSP-A, Single-Package Heat Pum | Heat Pump | 208 | 3 | False |  |  |  | True | Single-Speed | 100000 | 8333 | 12 | 10.8 |  |  | 100000 | 8619 | 3.4 | 3.3 | 56000 | 7262 | 2.26 | Federally-Regulated Commercial & Industrial Equipment | 01/28/2019 |  | 05/02/2019
Carrier Corp. - Syracuse | Comfortmaker | RHS072(H,L,S)******TA |  | HSP-A, Single-Package Heat Pum | Heat Pump | 575 | 3 | False |  |  |  | False | Single-Speed | 69000 | 6216 | 11.1 | 10.8 | 12.7 |  | 66000 | 5526 | 3.5 | 3.3 | 29000 | 3777 | 2.25 | Federally-Regulated Commercial & Industrial Equipment | 05/02/2019 |  | 05/02/2019
Carrier Corp. - Syracuse | Comfortmaker | RHS072(H,L,S)******TA |  | HSP-A, Single-Package Heat Pum | Heat Pump | 460 | 3 | False |  |  |  | False | Single-Speed | 69000 | 6216 | 11.1 | 10.8 | 12.7 |  | 66000 | 5526 | 3.5 | 3.3 | 29000 | 3777 | 2.25 | Federally-Regulated Commercial & Industrial Equipment | 05/02/2019 |  | 05/02/2019
Carrier Corp. - Syracuse | Comfortmaker | RHS072(H,L,S)******TA |  | HSP-A, Single-Package Heat Pum | Heat Pump | 230 | 3 | False |  |  |  | False | Single-Speed | 69000 | 6216 | 11.1 | 10.8 | 12.7 |  | 66000 | 5526 | 3.5 | 3.3 | 31500 | 4103 | 2.25 | Federally-Regulated Commercial & Industrial Equipment | 05/02/2019 |  | 05/02/2019
Carrier Corp. - Syracuse | Comfortmaker | RHS072(H,L,S)******TA |  | HSP-A, Single-Package Heat Pum | Heat Pump | 208 | 3 | False |  |  |  | False | Single-Speed | 69000 | 6216 | 11.1 | 10.8 | 12.7 |  | 66000 | 5526 | 3.5 | 3.3 | 29000 | 3777 | 2.25 | Federally-Regulated Commercial & Industrial Equipment | 05/02/2019 |  | 05/02/2019
Carrier Corp. - Syracuse | CARRIER CORPORATION | 50TCQ*07***(5,6,1)A***(G,J,K,M)* |  | HSP-A, Single-Package Heat Pum | Heat Pump | 575 | 3 | False |  |  |  | False | Single-Speed | 69000 | 6216 | 11.1 | 10.8 |  |  | 66000 | 5526 | 3.5 | 3.3 | 29000 | 3777 | 2.25 | Federally-Regulated Commercial & Industrial Equipment | 01/28/2019 |  | 05/02/2019
Carrier Corp. - Syracuse | CARRIER CORPORATION | 50TCQ*07***(5,6,1)A***(G,J,K,M)* |  | HSP-A, Single-Package Heat Pum | Heat Pump | 460 | 3 | False |  |  |  | False | Single-Speed | 69000 | 6216 | 11.1 | 10.8 |  |  | 66000 | 5526 | 3.5 | 3.3 | 29000 | 3777 | 2.25 | Federally-Regulated Commercial & Industrial Equipment | 01/28/2019 |  | 05/02/2019
Carrier Corp. - Syracuse | CARRIER CORPORATION | 50TCQ*07***(5,6,1)A***(G,J,K,M)* |  | HSP-A, Single-Package Heat Pum | Heat Pump | 230 | 3 | False |  |  |  | False | Single-Speed | 69000 | 6216 | 11.1 | 10.8 |  |  | 66000 | 5526 | 3.5 | 3.3 | 31500 | 4103 | 2.25 | Federally-Regulated Commercial & Industrial Equipment | 01/28/2019 |  | 05/02/2019
Carrier Corp. - Syracuse | CARRIER CORPORATION | 50TCQ*07***(5,6,1)A***(G,J,K,M)* |  | HSP-A, Single-Package Heat Pum | Heat Pump | 208 | 3 | False |  |  |  | False | Single-Speed | 69000 | 6216 | 11.1 | 10.8 |  |  | 66000 | 5526 | 3.5 | 3.3 | 29000 | 3777 | 2.25 | Federally-Regulated Commercial & Industrial Equipment | 01/28/2019 |  | 05/02/2019
Carrier Corp. - Syracuse | CARRIER CORPORATION | 50TCQD12A2P6038724 |  | HSP-A, Single-Package Heat Pum | Heat Pump | 575 | 3 | False |  |  |  | False | Single-Speed | 116000 | 10545 | 11 | 10.8 |  |  | 116000 | 9999 | 3.4 | 3.3 | 63000 | 8206 | 2.25 | Federally-Regulated Commercial & Industrial Equipment | 01/28/2019 |  | 05/02/2019
Carrier Corp. - Syracuse | CARRIER CORPORATION | 50TCQD12A2P6038724 |  | HSP-A, Single-Package Heat Pum | Heat Pump | 460 | 3 | False |  |  |  | False | Single-Speed | 116000 | 10545 | 11 | 10.8 |  |  | 116000 | 9999 | 3.4 | 3.3 | 63000 | 8206 | 2.25 | Federally-Regulated Commercial & Industrial Equipment | 01/28/2019 |  | 05/02/2019
Carrier Corp. - Syracuse | CARRIER CORPORATION | 50TCQD12A2P6038724 |  | HSP-A, Single-Package Heat Pum | Heat Pump | 230 | 3 | False |  |  |  | False | Single-Speed | 116000 | 10545 | 11 | 10.8 |  |  | 116000 | 9999 | 3.4 | 3.3 | 63000 | 8206 | 2.25 | Federally-Regulated Commercial & Industrial Equipment | 01/28/2019 |  | 05/02/2019
Carrier Corp. - Syracuse | CARRIER CORPORATION | 50TCQD12A2P6038724 |  | HSP-A, Single-Package Heat Pum | Heat Pump | 208 | 3 | False |  |  |  | False | Single-Speed | 116000 | 10545 | 11 | 10.8 |  |  | 116000 | 9999 | 3.4 | 3.3 | 63000 | 8206 | 2.25 | Federally-Regulated Commercial & Industrial Equipment | 01/28/2019 |  | 05/02/2019
Carrier Corp. - Syracuse | CARRIER CORPORATION | 50TCQD09A2E6036628 |  | HSP-A, Single-Package Heat Pum | Heat Pump | 575 | 3 | False |  |  |  | False | Single-Speed | 99000 | 8839 | 11.2 | 10.8 |  |  | 96000 | 8525 | 3.3 | 3.3 | 54500 | 7098 | 2.25 | Federally-Regulated Commercial & Industrial Equipment | 01/28/2019 |  | 05/02/2019
Carrier Corp. - Syracuse | CARRIER CORPORATION | 50TCQD09A2E6036628 |  | HSP-A, Single-Package Heat Pum | Heat Pump | 460 | 3 | False |  |  |  | False | Single-Speed | 99000 | 8839 | 11.2 | 10.8 |  |  | 96000 | 8525 | 3.3 | 3.3 | 54500 | 7098 | 2.25 | Federally-Regulated Commercial & Industrial Equipment | 01/28/2019 |  | 05/02/2019
Carrier Corp. - Syracuse | CARRIER CORPORATION | 50TCQD08A2E6036627 |  | HSP-A, Single-Package Heat Pum | Heat Pump | 575 | 3 | False |  |  |  | False | Single-Speed | 88000 | 7857 | 11.2 | 10.8 |  |  | 86000 | 7413 | 3.4 | 3.3 | 44000 | 5731 | 2.25 | Federally-Regulated Commercial & Industrial Equipment | 01/28/2019 |  | 05/02/2019
Carrier Corp. - Syracuse | CARRIER CORPORATION | 50TCQD08A2E6036627 |  | HSP-A, Single-Package Heat Pum | Heat Pump | 460 | 3 | False |  |  |  | False | Single-Speed | 88000 | 7857 | 11.2 | 10.8 |  |  | 86000 | 7413 | 3.4 | 3.3 | 44000 | 5731 | 2.25 | Federally-Regulated Commercial & Industrial Equipment | 01/28/2019 |  | 05/02/2019
Carrier Corp. - Syracuse | CARRIER CORPORATION | 50HCQD09K2P6036407 |  | HSP-A, Single-Package Heat Pum | Heat Pump | 575 | 3 | False |  |  |  | True | Single-Speed | 100000 | 8333 | 12 | 10.8 |  |  | 100000 | 8619 | 3.4 | 3.3 | 56000 | 7262 | 2.26 | Federally-Regulated Commercial & Industrial Equipment | 01/28/2019 |  | 05/02/2019
Carrier Corp. - Syracuse | CARRIER CORPORATION | 50HCQD09K2P6036407 |  | HSP-A, Single-Package Heat Pum | Heat Pump | 460 | 3 | False |  |  |  | True | Single-Speed | 100000 | 8333 | 12 | 10.8 |  |  | 100000 | 8619 | 3.4 | 3.3 | 56000 | 7262 | 2.26 | Federally-Regulated Commercial & Industrial Equipment | 01/28/2019 |  | 05/02/2019
Carrier Corp. - Syracuse | CARRIER CORPORATION | 50HCQD09K2P6036407 |  | HSP-A, Single-Package Heat Pum | Heat Pump | 230 | 3 | False |  |  |  | True | Single-Speed | 100000 | 8333 | 12 | 10.8 |  |  | 100000 | 8619 | 3.4 | 3.3 | 56000 | 7262 | 2.26 | Federally-Regulated Commercial & Industrial Equipment | 01/28/2019 |  | 05/02/2019
Carrier Corp. - Syracuse | CARRIER CORPORATION | 50HCQD09K2P6036407 |  | HSP-A, Single-Package Heat Pum | Heat Pump | 208 | 3 | False |  |  |  | True | Single-Speed | 100000 | 8333 | 12 | 10.8 |  |  | 100000 | 8619 | 3.4 | 3.3 | 56000 | 7262 | 2.26 | Federally-Regulated Commercial & Industrial Equipment | 01/28/2019 |  | 05/02/2019
Carrier Corp. - Syracuse | CARRIER CORPORATION | 50TCQD08A2M5036439 |  | HSP-A, Single-Package Heat Pum | Heat Pump | 230 | 3 | False |  |  |  | False | Single-Speed | 88000 | 7857 | 11.2 | 10.8 |  |  | 86000 | 7413 | 3.4 | 3.3 | 44000 | 5731 | 2.25 | Federally-Regulated Commercial & Industrial Equipment | 01/28/2019 |  | 05/02/2019
Carrier Corp. - Syracuse | CARRIER CORPORATION | 50TCQD08A2M5036439 |  | HSP-A, Single-Package Heat Pum | Heat Pump | 208 | 3 | False |  |  |  | False | Single-Speed | 87000 | 7767 | 11.2 | 10.8 |  |  | 86000 | 7413 | 3.4 | 3.3 | 44000 | 5731 | 2.25 | Federally-Regulated Commercial & Industrial Equipment | 01/28/2019 |  | 05/02/2019
Carrier Corp. - Syracuse | CARRIER CORPORATION | 50TCQD12B2A5033265 |  | HSP-A, Single-Package Heat Pum | Heat Pump | 575 | 3 | False |  |  |  | False | Single-Speed | 116000 | 10545 | 11 | 10.8 |  |  | 116000 | 9999 | 3.4 | 3.3 | 63000 | 8206 | 2.25 | Federally-Regulated Commercial & Industrial Equipment | 01/28/2019 |  | 05/02/2019
Carrier Corp. - Syracuse | CARRIER CORPORATION | 50TCQD12B2A5033265 |  | HSP-A, Single-Package Heat Pum | Heat Pump | 460 | 3 | False |  |  |  | False | Single-Speed | 116000 | 10545 | 11 | 10.8 |  |  | 116000 | 9999 | 3.4 | 3.3 | 63000 | 8206 | 2.25 | Federally-Regulated Commercial & Industrial Equipment | 01/28/2019 |  | 05/02/2019
Carrier Corp. - Syracuse | CARRIER CORPORATION | 50TCQD12B2A5033265 |  | HSP-A, Single-Package Heat Pum | Heat Pump | 230 | 3 | False |  |  |  | False | Single-Speed | 116000 | 10545 | 11 | 10.8 |  |  | 116000 | 9999 | 3.4 | 3.3 | 63000 | 8206 | 2.25 | Federally-Regulated Commercial & Industrial Equipment | 01/28/2019 |  | 05/02/2019
Carrier Corp. - Syracuse | CARRIER CORPORATION | 50TCQD12B2A5033265 |  | HSP-A, Single-Package Heat Pum | Heat Pump | 208 | 3 | False |  |  |  | False | Single-Speed | 116000 | 10545 | 11 | 10.8 |  |  | 116000 | 9999 | 3.4 | 3.3 | 63000 | 8206 | 2.25 | Federally-Regulated Commercial & Industrial Equipment | 01/28/2019 |  | 05/02/2019
Carrier Corp. - Syracuse | CARRIER CORPORATION | 50TCQ*14***(5,6,1)A***(G,J,K,M)* |  | HSP-A, Single-Package Heat Pum | Heat Pump | 575 | 3 | False |  |  |  | False | Single-Speed | 142000 | 13396 | 10.6 | 10.4 |  |  | 142000 | 13005 | 3.2 | 3.2 | 76000 | 10865 | 2.05 | Federally-Regulated Commercial & Industrial Equipment | 01/28/2019 |  | 05/02/2019
Carrier Corp. - Syracuse | CARRIER CORPORATION | 50TCQ*14***(5,6,1)A***(G,J,K,M)* |  | HSP-A, Single-Package Heat Pum | Heat Pump | 460 | 3 | False |  |  |  | False | Single-Speed | 142000 | 13396 | 10.6 | 10.4 |  |  | 142000 | 13005 | 3.2 | 3.2 | 76000 | 10865 | 2.05 | Federally-Regulated Commercial & Industrial Equipment | 01/28/2019 |  | 05/02/2019
Carrier Corp. - Syracuse | CARRIER CORPORATION | 50TCQ*14***(5,6,1)A***(G,J,K,M)* |  | HSP-A, Single-Package Heat Pum | Heat Pump | 230 | 3 | False |  |  |  | False | Single-Speed | 142000 | 13396 | 10.6 | 10.4 |  |  | 142000 | 13005 | 3.2 | 3.2 | 76000 | 10865 | 2.05 | Federally-Regulated Commercial & Industrial Equipment | 01/28/2019 |  | 05/02/2019
Carrier Corp. - Syracuse | CARRIER CORPORATION | 50TCQ*14***(5,6,1)A***(G,J,K,M)* |  | HSP-A, Single-Package Heat Pum | Heat Pump | 208 | 3 | False |  |  |  | False | Single-Speed | 142000 | 13396 | 10.6 | 10.4 |  |  | 142000 | 13005 | 3.2 | 3.2 | 76000 | 10865 | 2.05 | Federally-Regulated Commercial & Industrial Equipment | 01/28/2019 |  | 05/02/2019
Carrier Corp. - Syracuse | CARRIER CORPORATION | 50TCQ*12***(5,6,1)A***(G,J,K,M)* |  | HSP-A, Single-Package Heat Pum | Heat Pump | 575 | 3 | False |  |  |  | False | Single-Speed | 116000 | 10545 | 11 | 10.8 |  |  | 116000 | 9999 | 3.4 | 3.3 | 63000 | 8206 | 2.25 | Federally-Regulated Commercial & Industrial Equipment | 01/28/2019 |  | 05/02/2019
Carrier Corp. - Syracuse | CARRIER CORPORATION | 50TCQ*12***(5,6,1)A***(G,J,K,M)* |  | HSP-A, Single-Package Heat Pum | Heat Pump | 460 | 3 | False |  |  |  | False | Single-Speed | 116000 | 10545 | 11 | 10.8 |  |  | 116000 | 9999 | 3.4 | 3.3 | 63000 | 8206 | 2.25 | Federally-Regulated Commercial & Industrial Equipment | 01/28/2019 |  | 05/02/2019
Carrier Corp. - Syracuse | CARRIER CORPORATION | 50TCQ*12***(5,6,1)A***(G,J,K,M)* |  | HSP-A, Single-Package Heat Pum | Heat Pump | 230 | 3 | False |  |  |  | False | Single-Speed | 116000 | 10545 | 11 | 10.8 |  |  | 116000 | 9999 | 3.4 | 3.3 | 63000 | 8206 | 2.25 | Federally-Regulated Commercial & Industrial Equipment | 01/28/2019 |  | 05/02/2019
Carrier Corp. - Syracuse | CARRIER CORPORATION | 50TCQ*12***(5,6,1)A***(G,J,K,M)* |  | HSP-A, Single-Package Heat Pum | Heat Pump | 208 | 3 | False |  |  |  | False | Single-Speed | 116000 | 10545 | 11 | 10.8 |  |  | 116000 | 9999 | 3.4 | 3.3 | 63000 | 8206 | 2.25 | Federally-Regulated Commercial & Industrial Equipment | 01/28/2019 |  | 05/02/2019
Carrier Corp. - Syracuse | CARRIER CORPORATION | 50TCQ*09***(6,1)A***(G,J,K,M)* |  | HSP-A, Single-Package Heat Pum | Heat Pump | 575 | 3 | False |  |  |  | False | Single-Speed | 99000 | 8839 | 11.2 | 10.8 |  |  | 96000 | 8525 | 3.3 | 3.3 | 54500 | 7098 | 2.25 | Federally-Regulated Commercial & Industrial Equipment | 01/28/2019 |  | 05/02/2019
Carrier Corp. - Syracuse | CARRIER CORPORATION | 50TCQ*09***(6,1)A***(G,J,K,M)* |  | HSP-A, Single-Package Heat Pum | Heat Pump | 460 | 3 | False |  |  |  | False | Single-Speed | 99000 | 8839 | 11.2 | 10.8 |  |  | 96000 | 8525 | 3.3 | 3.3 | 54500 | 7098 | 2.25 | Federally-Regulated Commercial & Industrial Equipment | 01/28/2019 |  | 05/02/2019
Carrier Corp. - Syracuse | CARRIER CORPORATION | 50TCQ*09***(6,1)A***(A,C,D,F)* |  | HSP-A, Single-Package Heat Pum | Heat Pump | 575 | 3 | False |  |  |  | False | Single-Speed | 99000 | 8839 | 11.2 | 10.8 |  |  | 96000 | 8525 | 3.3 | 3.3 | 54500 | 7098 | 2.25 | Federally-Regulated Commercial & Industrial Equipment | 01/28/2019 |  | 05/02/2019
Carrier Corp. - Syracuse | CARRIER CORPORATION | 50TCQ*09***(6,1)A***(A,C,D,F)* |  | HSP-A, Single-Package Heat Pum | Heat Pump | 460 | 3 | False |  |  |  | False | Single-Speed | 99000 | 8839 | 11.2 | 10.8 |  |  | 96000 | 8525 | 3.3 | 3.3 | 54500 | 7098 | 2.25 | Federally-Regulated Commercial & Industrial Equipment | 01/28/2019 |  | 05/02/2019
Carrier Corp. - Syracuse | CARRIER CORPORATION | 50TCQ*08***(6,1)A***(G,J,K,M)* |  | HSP-A, Single-Package Heat Pum | Heat Pump | 575 | 3 | False |  |  |  | False | Single-Speed | 88000 | 7857 | 11.2 | 10.8 |  |  | 86000 | 7413 | 3.4 | 3.3 | 44000 | 5731 | 2.25 | Federally-Regulated Commercial & Industrial Equipment | 01/28/2019 |  | 05/02/2019
Carrier Corp. - Syracuse | CARRIER CORPORATION | 50TCQ*08***(6,1)A***(G,J,K,M)* |  | HSP-A, Single-Package Heat Pum | Heat Pump | 460 | 3 | False |  |  |  | False | Single-Speed | 88000 | 7857 | 11.2 | 10.8 |  |  | 86000 | 7413 | 3.4 | 3.3 | 44000 | 5731 | 2.25 | Federally-Regulated Commercial & Industrial Equipment | 01/28/2019 |  | 05/02/2019
Carrier Corp. - Syracuse | CARRIER CORPORATION | 50TCQ*08***5A***(G,J,K,M)* |  | HSP-A, Single-Package Heat Pum | Heat Pump | 230 | 3 | False |  |  |  | False | Single-Speed | 88000 | 7857 | 11.2 | 10.8 |  |  | 86000 | 7413 | 3.4 | 3.3 | 44000 | 5731 | 2.25 | Federally-Regulated Commercial & Industrial Equipment | 01/28/2019 |  | 05/02/2019
Carrier Corp. - Syracuse | CARRIER CORPORATION | 50TCQ*08***5A***(G,J,K,M)* |  | HSP-A, Single-Package Heat Pum | Heat Pump | 208 | 3 | False |  |  |  | False | Single-Speed | 87000 | 7767 | 11.2 | 10.8 |  |  | 86000 | 7413 | 3.4 | 3.3 | 44000 | 5731 | 2.25 | Federally-Regulated Commercial & Industrial Equipment | 01/28/2019 |  | 05/02/2019
Carrier Corp. - Syracuse | CARRIER CORPORATION | 50TCQ*08***(6,1)A***(A,C,D,F)* |  | HSP-A, Single-Package Heat Pum | Heat Pump | 575 | 3 | False |  |  |  | False | Single-Speed | 88000 | 7857 | 11.2 | 10.8 |  |  | 86000 | 7413 | 3.4 | 3.3 | 44000 | 5731 | 2.25 | Federally-Regulated Commercial & Industrial Equipment | 01/28/2019 |  | 05/02/2019
Carrier Corp. - Syracuse | CARRIER CORPORATION | 50TCQ*08***(6,1)A***(A,C,D,F)* |  | HSP-A, Single-Package Heat Pum | Heat Pump | 460 | 3 | False |  |  |  | False | Single-Speed | 88000 | 7857 | 11.2 | 10.8 |  |  | 86000 | 7413 | 3.4 | 3.3 | 44000 | 5731 | 2.25 | Federally-Regulated Commercial & Industrial Equipment | 01/28/2019 |  | 05/02/2019
Carrier Corp. - Syracuse | CARRIER CORPORATION | 50TCQ*08***5A***(A,C,D,F)* |  | HSP-A, Single-Package Heat Pum | Heat Pump | 230 | 3 | False |  |  |  | False | Single-Speed | 88000 | 7857 | 11.2 | 10.8 |  |  | 86000 | 7413 | 3.4 | 3.3 | 44000 | 5731 | 2.25 | Federally-Regulated Commercial & Industrial Equipment | 01/28/2019 |  | 05/02/2019
Carrier Corp. - Syracuse | CARRIER CORPORATION | 50TCQ*08***5A***(A,C,D,F)* |  | HSP-A, Single-Package Heat Pum | Heat Pump | 208 | 3 | False |  |  |  | False | Single-Speed | 87000 | 7767 | 11.2 | 10.8 |  |  | 86000 | 7413 | 3.4 | 3.3 | 44000 | 5731 | 2.25 | Federally-Regulated Commercial & Industrial Equipment | 01/28/2019 |  | 05/02/2019
Carrier Corp. - Syracuse | CARRIER CORPORATION | 50HCQ*09***(5,6,1)A***(G,J,K,M)* |  | HSP-A, Single-Package Heat Pum | Heat Pump | 575 | 3 | False |  |  |  | True | Single-Speed | 100000 | 8333 | 12 | 10.8 |  |  | 100000 | 8619 | 3.4 | 3.3 | 56000 | 7262 | 2.26 | Federally-Regulated Commercial & Industrial Equipment | 01/28/2019 |  | 05/02/2019
Carrier Corp. - Syracuse | CARRIER CORPORATION | 50HCQ*09***(5,6,1)A***(G,J,K,M)* |  | HSP-A, Single-Package Heat Pum | Heat Pump | 460 | 3 | False |  |  |  | True | Single-Speed | 100000 | 8333 | 12 | 10.8 |  |  | 100000 | 8619 | 3.4 | 3.3 | 56000 | 7262 | 2.26 | Federally-Regulated Commercial & Industrial Equipment | 01/28/2019 |  | 05/02/2019
Carrier Corp. - Syracuse | CARRIER CORPORATION | 50HCQ*09***(5,6,1)A***(G,J,K,M)* |  | HSP-A, Single-Package Heat Pum | Heat Pump | 230 | 3 | False |  |  |  | True | Single-Speed | 100000 | 8333 | 12 | 10.8 |  |  | 100000 | 8619 | 3.4 | 3.3 | 56000 | 7262 | 2.26 | Federally-Regulated Commercial & Industrial Equipment | 01/28/2019 |  | 05/02/2019
Carrier Corp. - Syracuse | CARRIER CORPORATION | 50HCQ*09***(5,6,1)A***(G,J,K,M)* |  | HSP-A, Single-Package Heat Pum | Heat Pump | 208 | 3 | False |  |  |  | True | Single-Speed | 100000 | 8333 | 12 | 10.8 |  |  | 100000 | 8619 | 3.4 | 3.3 | 56000 | 7262 | 2.26 | Federally-Regulated Commercial & Industrial Equipment | 01/28/2019 |  | 05/02/2019
Carrier Corp. - Syracuse | CARRIER CORPORATION | 50HCQ*09***(5,6,1)A***(A,C,D,F)* |  | HSP-A, Single-Package Heat Pum | Heat Pump | 575 | 3 | False |  |  |  | True | Single-Speed | 100000 | 8333 | 12 | 10.8 |  |  | 100000 | 8619 | 3.4 | 3.3 | 56000 | 7262 | 2.26 | Federally-Regulated Commercial & Industrial Equipment | 01/28/2019 |  | 05/02/2019
Carrier Corp. - Syracuse | CARRIER CORPORATION | 50HCQ*09***(5,6,1)A***(A,C,D,F)* |  | HSP-A, Single-Package Heat Pum | Heat Pump | 460 | 3 | False |  |  |  | True | Single-Speed | 100000 | 8333 | 12 | 10.8 |  |  | 100000 | 8619 | 3.4 | 3.3 | 56000 | 7262 | 2.26 | Federally-Regulated Commercial & Industrial Equipment | 01/28/2019 |  | 05/02/2019
Carrier Corp. - Syracuse | CARRIER CORPORATION | 50HCQ*09***(5,6,1)A***(A,C,D,F)* |  | HSP-A, Single-Package Heat Pum | Heat Pump | 230 | 3 | False |  |  |  | True | Single-Speed | 100000 | 8333 | 12 | 10.8 |  |  | 100000 | 8619 | 3.4 | 3.3 | 56000 | 7262 | 2.26 | Federally-Regulated Commercial & Industrial Equipment | 01/28/2019 |  | 05/02/2019
Carrier Corp. - Syracuse | CARRIER CORPORATION | 50HCQ*09***(5,6,1)A***(A,C,D,F)* |  | HSP-A, Single-Package Heat Pum | Heat Pump | 208 | 3 | False |  |  |  | True | Single-Speed | 100000 | 8333 | 12 | 10.8 |  |  | 100000 | 8619 | 3.4 | 3.3 | 56000 | 7262 | 2.26 | Federally-Regulated Commercial & Industrial Equipment | 01/28/2019 |  | 05/02/2019
Carrier Corp. - Syracuse | CARRIER CORPORATION | 50TCQ*09***5A***(G,J,K,M)* |  | HSP-A, Single-Package Heat Pum | Heat Pump | 208 | 3 | False |  |  |  | False | Single-Speed | 98000 | 8750 | 11.2 | 10.8 |  |  | 94000 | 8348 | 3.3 | 3.3 | 53000 | 6903 | 2.25 | Federally-Regulated Commercial & Industrial Equipment | 01/28/2019 |  | 05/02/2019
Carrier Corp. - Syracuse | ICP Commercial | RHS072(H,L,S)******TA |  | HSP-A, Single-Package Heat Pum | Heat Pump | 575 | 3 | False |  |  |  | False | Single-Speed | 69000 | 6216 | 11.1 | 10.8 | 12.7 |  | 66000 | 5526 | 3.5 | 3.3 | 29000 | 3777 | 2.25 | Federally-Regulated Commercial & Industrial Equipment | 05/02/2019 |  | 05/02/2019
Carrier Corp. - Syracuse | ICP Commercial | RHS072(H,L,S)******TA |  | HSP-A, Single-Package Heat Pum | Heat Pump | 460 | 3 | False |  |  |  | False | Single-Speed | 69000 | 6216 | 11.1 | 10.8 | 12.7 |  | 66000 | 5526 | 3.5 | 3.3 | 29000 | 3777 | 2.25 | Federally-Regulated Commercial & Industrial Equipment | 05/02/2019 |  | 05/02/2019
Carrier Corp. - Syracuse | ICP Commercial | RHS072(H,L,S)******TA |  | HSP-A, Single-Package Heat Pum | Heat Pump | 230 | 3 | False |  |  |  | False | Single-Speed | 69000 | 6216 | 11.1 | 10.8 | 12.7 |  | 66000 | 5526 | 3.5 | 3.3 | 31500 | 4103 | 2.25 | Federally-Regulated Commercial & Industrial Equipment | 05/02/2019 |  | 05/02/2019
Carrier Corp. - Syracuse | ICP Commercial | RHS072(H,L,S)******TA |  | HSP-A, Single-Package Heat Pum | Heat Pump | 208 | 3 | False |  |  |  | False | Single-Speed | 69000 | 6216 | 11.1 | 10.8 | 12.7 |  | 66000 | 5526 | 3.5 | 3.3 | 29000 | 3777 | 2.25 | Federally-Regulated Commercial & Industrial Equipment | 05/02/2019 |  | 05/02/2019
Carrier Corp. - Syracuse | Day & Night | RHS072(H,L,S)******TA |  | HSP-A, Single-Package Heat Pum | Heat Pump | 575 | 3 | False |  |  |  | False | Single-Speed | 69000 | 6216 | 11.1 | 10.8 | 12.7 |  | 66000 | 5526 | 3.5 | 3.3 | 29000 | 3777 | 2.25 | Federally-Regulated Commercial & Industrial Equipment | 05/02/2019 |  | 05/03/2019
Carrier Corp. - Syracuse | Day & Night | RHS072(H,L,S)******TA |  | HSP-A, Single-Package Heat Pum | Heat Pump | 460 | 3 | False |  |  |  | False | Single-Speed | 69000 | 6216 | 11.1 | 10.8 | 12.7 |  | 66000 | 5526 | 3.5 | 3.3 | 29000 | 3777 | 2.25 | Federally-Regulated Commercial & Industrial Equipment | 05/02/2019 |  | 05/03/2019
Carrier Corp. - Syracuse | Day & Night | RHS072(H,L,S)******TA |  | HSP-A, Single-Package Heat Pum | Heat Pump | 230 | 3 | False |  |  |  | False | Single-Speed | 69000 | 6216 | 11.1 | 10.8 | 12.7 |  | 66000 | 5526 | 3.5 | 3.3 | 31500 | 4103 | 2.25 | Federally-Regulated Commercial & Industrial Equipment | 05/02/2019 |  | 05/03/2019
Carrier Corp. - Syracuse | Day & Night | RHS072(H,L,S)******TA |  | HSP-A, Single-Package Heat Pum | Heat Pump | 208 | 3 | False |  |  |  | False | Single-Speed | 69000 | 6216 | 11.1 | 10.8 | 12.7 |  | 66000 | 5526 | 3.5 | 3.3 | 29000 | 3777 | 2.25 | Federally-Regulated Commercial & Industrial Equipment | 05/02/2019 |  | 05/03/2019
Carrier Corp. - Syracuse | Arcoaire | RHS072(H,L,S)******TA |  | HSP-A, Single-Package Heat Pum | Heat Pump | 575 | 3 | False |  |  |  | False | Single-Speed | 69000 | 6216 | 11.1 | 10.8 | 12.7 |  | 66000 | 5526 | 3.5 | 3.3 | 29000 | 3777 | 2.25 | Federally-Regulated Commercial & Industrial Equipment | 05/02/2019 |  | 05/03/2019
Carrier Corp. - Syracuse | Arcoaire | RHS072(H,L,S)******TA |  | HSP-A, Single-Package Heat Pum | Heat Pump | 460 | 3 | False |  |  |  | False | Single-Speed | 69000 | 6216 | 11.1 | 10.8 | 12.7 |  | 66000 | 5526 | 3.5 | 3.3 | 29000 | 3777 | 2.25 | Federally-Regulated Commercial & Industrial Equipment | 05/02/2019 |  | 05/03/2019
Carrier Corp. - Syracuse | Arcoaire | RHS072(H,L,S)******TA |  | HSP-A, Single-Package Heat Pum | Heat Pump | 230 | 3 | False |  |  |  | False | Single-Speed | 69000 | 6216 | 11.1 | 10.8 | 12.7 |  | 66000 | 5526 | 3.5 | 3.3 | 31500 | 4103 | 2.25 | Federally-Regulated Commercial & Industrial Equipment | 05/02/2019 |  | 05/03/2019
Carrier Corp. - Syracuse | Arcoaire | RHS072(H,L,S)******TA |  | HSP-A, Single-Package Heat Pum | Heat Pump | 208 | 3 | False |  |  |  | False | Single-Speed | 69000 | 6216 | 11.1 | 10.8 | 12.7 |  | 66000 | 5526 | 3.5 | 3.3 | 29000 | 3777 | 2.25 | Federally-Regulated Commercial & Industrial Equipment | 05/02/2019 |  | 05/03/2019
Carrier Corp. - Syracuse | Airquest | RHS072(H,L,S)******TA |  | HSP-A, Single-Package Heat Pum | Heat Pump | 575 | 3 | False |  |  |  | False | Single-Speed | 69000 | 6216 | 11.1 | 10.8 | 12.7 |  | 66000 | 5526 | 3.5 | 3.3 | 29000 | 3777 | 2.25 | Federally-Regulated Commercial & Industrial Equipment | 05/02/2019 |  | 05/03/2019
Carrier Corp. - Syracuse | Airquest | RHS072(H,L,S)******TA |  | HSP-A, Single-Package Heat Pum | Heat Pump | 460 | 3 | False |  |  |  | False | Single-Speed | 69000 | 6216 | 11.1 | 10.8 | 12.7 |  | 66000 | 5526 | 3.5 | 3.3 | 29000 | 3777 | 2.25 | Federally-Regulated Commercial & Industrial Equipment | 05/02/2019 |  | 05/03/2019
Carrier Corp. - Syracuse | Airquest | RHS072(H,L,S)******TA |  | HSP-A, Single-Package Heat Pum | Heat Pump | 230 | 3 | False |  |  |  | False | Single-Speed | 69000 | 6216 | 11.1 | 10.8 | 12.7 |  | 66000 | 5526 | 3.5 | 3.3 | 31500 | 4103 | 2.25 | Federally-Regulated Commercial & Industrial Equipment | 05/02/2019 |  | 05/03/2019
Carrier Corp. - Syracuse | Airquest | RHS072(H,L,S)******TA |  | HSP-A, Single-Package Heat Pum | Heat Pump | 208 | 3 | False |  |  |  | False | Single-Speed | 69000 | 6216 | 11.1 | 10.8 | 12.7 |  | 66000 | 5526 | 3.5 | 3.3 | 29000 | 3777 | 2.25 | Federally-Regulated Commercial & Industrial Equipment | 05/02/2019 |  | 05/03/2019
Carrier Corp. - Syracuse | Tempstar | RHS102H******AA |  | HSP-A, Single-Package Heat Pum | Heat Pump | 208 | 3 | False |  |  |  | False | Single-Speed | 98000 | 8750 | 11.2 | 10.8 |  |  | 94000 | 8348 | 3.3 | 3.3 | 53000 | 6903 | 2.25 | Federally-Regulated Commercial & Industrial Equipment | 01/28/2019 |  | 05/03/2019
Carrier Corp. - Syracuse | Tempstar | RHS102H******TA |  | HSP-A, Single-Package Heat Pum | Heat Pump | 208 | 3 | False |  |  |  | False | Single-Speed | 98000 | 8750 | 11.2 | 10.8 |  |  | 94000 | 8348 | 3.3 | 3.3 | 53000 | 6903 | 2.25 | Federally-Regulated Commercial & Industrial Equipment | 01/28/2019 |  | 05/03/2019
Carrier Corp. - Syracuse | ICP Commercial | RHS102H******AA |  | HSP-A, Single-Package Heat Pum | Heat Pump | 208 | 3 | False |  |  |  | False | Single-Speed | 98000 | 8750 | 11.2 | 10.8 |  |  | 94000 | 8348 | 3.3 | 3.3 | 53000 | 6903 | 2.25 | Federally-Regulated Commercial & Industrial Equipment | 01/28/2019 |  | 05/03/2019
Carrier Corp. - Syracuse | ICP Commercial | RHS102H******TA |  | HSP-A, Single-Package Heat Pum | Heat Pump | 208 | 3 | False |  |  |  | False | Single-Speed | 98000 | 8750 | 11.2 | 10.8 |  |  | 94000 | 8348 | 3.3 | 3.3 | 53000 | 6903 | 2.25 | Federally-Regulated Commercial & Industrial Equipment | 01/28/2019 |  | 05/03/2019
York International | CHAMPION, UNITARY PRODUCTS GROUP - COMMERCIAL | XA-20C00(P,R,S,U,V,X)(2,4,5)******** |  | HSP-A, Single-Package Heat Pum | Heat Pump | 575 | 3 | False |  |  |  | True | Single-Speed | 240000 | 25263 | 9.5 | 9.3 |  |  | 240000 | 21980 | 3.2 | 3.2 | 136000 | 19443 | 2.05 | Federally-Regulated Commercial & Industrial Equipment | 01/28/2019 |  | 05/17/2019
York International | CHAMPION, UNITARY PRODUCTS GROUP - COMMERCIAL | XA-20C00(P,R,S,U,V,X)(2,4,5)******** |  | HSP-A, Single-Package Heat Pum | Heat Pump | 460 | 3 | False |  |  |  | True | Single-Speed | 240000 | 25263 | 9.5 | 9.3 |  |  | 240000 | 21980 | 3.2 | 3.2 | 136000 | 19443 | 2.05 | Federally-Regulated Commercial & Industrial Equipment | 01/28/2019 |  | 05/17/2019
York International | CHAMPION, UNITARY PRODUCTS GROUP - COMMERCIAL | XA-20C00(P,R,S,U,V,X)(2,4,5)******** |  | HSP-A, Single-Package Heat Pum | Heat Pump | 230 | 3 | False |  |  |  | True | Single-Speed | 240000 | 25263 | 9.5 | 9.3 |  |  | 240000 | 21980 | 3.2 | 3.2 | 136000 | 19443 | 2.05 | Federally-Regulated Commercial & Industrial Equipment | 01/28/2019 |  | 05/17/2019
York International | CHAMPION, UNITARY PRODUCTS GROUP - COMMERCIAL | XA-20C00(P,R,S,U,V,X)(2,4,5)******** |  | HSP-A, Single-Package Heat Pum | Heat Pump | 208 | 3 | False |  |  |  | True | Single-Speed | 240000 | 25263 | 9.5 | 9.3 |  |  | 240000 | 21980 | 3.2 | 3.2 | 136000 | 19443 | 2.05 | Federally-Regulated Commercial & Industrial Equipment | 01/28/2019 |  | 05/17/2019
York International | CHAMPION, UNITARY PRODUCTS GROUP - COMMERCIAL | XA-15C00(P,R,S,U,V,X)(2,4,5)******** |  | HSP-A, Single-Package Heat Pum | Heat Pump | 575 | 3 | False |  |  |  | True | Single-Speed | 176000 | 16603 | 10.6 | 10.4 |  |  | 162000 | 14653 | 3.24 | 3.2 | 99000 | 14153 | 2.05 | Federally-Regulated Commercial & Industrial Equipment | 01/28/2019 |  | 05/17/2019
York International | CHAMPION, UNITARY PRODUCTS GROUP - COMMERCIAL | XA-15C00(P,R,S,U,V,X)(2,4,5)******** |  | HSP-A, Single-Package Heat Pum | Heat Pump | 460 | 3 | False |  |  |  | True | Single-Speed | 176000 | 16603 | 10.6 | 10.4 |  |  | 162000 | 14653 | 3.24 | 3.2 | 99000 | 14153 | 2.05 | Federally-Regulated Commercial & Industrial Equipment | 01/28/2019 |  | 05/17/2019
York International | CHAMPION, UNITARY PRODUCTS GROUP - COMMERCIAL | XA-15C00(P,R,S,U,V,X)(2,4,5)******** |  | HSP-A, Single-Package Heat Pum | Heat Pump | 230 | 3 | False |  |  |  | True | Single-Speed | 176000 | 16603 | 10.6 | 10.4 |  |  | 162000 | 14653 | 3.24 | 3.2 | 99000 | 14153 | 2.05 | Federally-Regulated Commercial & Industrial Equipment | 01/28/2019 |  | 05/17/2019
York International | CHAMPION, UNITARY PRODUCTS GROUP - COMMERCIAL | XA-15C00(P,R,S,U,V,X)(2,4,5)******** |  | HSP-A, Single-Package Heat Pum | Heat Pump | 208 | 3 | False |  |  |  | True | Single-Speed | 176000 | 16603 | 10.6 | 10.4 |  |  | 162000 | 14653 | 3.24 | 3.2 | 99000 | 14153 | 2.05 | Federally-Regulated Commercial & Industrial Equipment | 01/28/2019 |  | 05/17/2019
York International | CHAMPION, UNITARY PRODUCTS GROUP - COMMERCIAL | XA-15C00(B,D)(2,4,5)******** |  | HSP-A, Single-Package Heat Pum | Heat Pump | 575 | 3 | False |  |  |  | True | Single-Speed | 176000 | 16603 | 10.6 | 10.4 |  |  | 162000 | 14653 | 3.24 | 3.2 | 99000 | 14153 | 2.05 | Federally-Regulated Commercial & Industrial Equipment | 01/28/2019 |  | 05/17/2019
York International | CHAMPION, UNITARY PRODUCTS GROUP - COMMERCIAL | XA-15C00(B,D)(2,4,5)******** |  | HSP-A, Single-Package Heat Pum | Heat Pump | 460 | 3 | False |  |  |  | True | Single-Speed | 176000 | 16603 | 10.6 | 10.4 |  |  | 162000 | 14653 | 3.24 | 3.2 | 99000 | 14153 | 2.05 | Federally-Regulated Commercial & Industrial Equipment | 01/28/2019 |  | 05/17/2019
York International | CHAMPION, UNITARY PRODUCTS GROUP - COMMERCIAL | XA-15C00(B,D)(2,4,5)******** |  | HSP-A, Single-Package Heat Pum | Heat Pump | 230 | 3 | False |  |  |  | True | Single-Speed | 176000 | 16603 | 10.6 | 10.4 |  |  | 162000 | 14653 | 3.24 | 3.2 | 99000 | 14153 | 2.05 | Federally-Regulated Commercial & Industrial Equipment | 01/28/2019 |  | 05/17/2019
York International | CHAMPION, UNITARY PRODUCTS GROUP - COMMERCIAL | XA-15C00(B,D)(2,4,5)******** |  | HSP-A, Single-Package Heat Pum | Heat Pump | 208 | 3 | False |  |  |  | True | Single-Speed | 176000 | 16603 | 10.6 | 10.4 |  |  | 162000 | 14653 | 3.24 | 3.2 | 99000 | 14153 | 2.05 | Federally-Regulated Commercial & Industrial Equipment | 01/28/2019 |  | 05/17/2019
York International | CHAMPION, UNITARY PRODUCTS GROUP - COMMERCIAL | XA-10[C,E]**(P,R,S,U,V,X)(2,4,5)******** |  | HSP-A, Single-Package Heat Pum | Both Heat Pump and Electric Re | 575 | 3 | False |  |  |  | True | Single-Speed | 114000 | 10363 | 11 | 11 |  |  | 106000 | 9137 | 3.4 | 3.3 | 59000 | 7685 | 2.25 | Federally-Regulated Commercial & Industrial Equipment | 01/28/2019 |  | 05/17/2019
York International | CHAMPION, UNITARY PRODUCTS GROUP - COMMERCIAL | XA-10[C,E]**(P,R,S,U,V,X)(2,4,5)******** |  | HSP-A, Single-Package Heat Pum | Both Heat Pump and Electric Re | 460 | 3 | False |  |  |  | True | Single-Speed | 114000 | 10363 | 11 | 11 |  |  | 106000 | 9137 | 3.4 | 3.3 | 59000 | 7685 | 2.25 | Federally-Regulated Commercial & Industrial Equipment | 01/28/2019 |  | 05/17/2019
York International | CHAMPION, UNITARY PRODUCTS GROUP - COMMERCIAL | XA-10[C,E]**(P,R,S,U,V,X)(2,4,5)******** |  | HSP-A, Single-Package Heat Pum | Both Heat Pump and Electric Re | 230 | 3 | False |  |  |  | True | Single-Speed | 114000 | 10363 | 11 | 11 |  |  | 106000 | 9137 | 3.4 | 3.3 | 59000 | 7685 | 2.25 | Federally-Regulated Commercial & Industrial Equipment | 01/28/2019 |  | 05/17/2019
York International | CHAMPION, UNITARY PRODUCTS GROUP - COMMERCIAL | XA-10[C,E]**(P,R,S,U,V,X)(2,4,5)******** |  | HSP-A, Single-Package Heat Pum | Both Heat Pump and Electric Re | 208 | 3 | False |  |  |  | True | Single-Speed | 114000 | 10363 | 11 | 11 |  |  | 106000 | 9137 | 3.4 | 3.3 | 59000 | 7685 | 2.25 | Federally-Regulated Commercial & Industrial Equipment | 01/28/2019 |  | 05/17/2019
York International | CHAMPION, UNITARY PRODUCTS GROUP - COMMERCIAL | XA-08[C,E]**(P,R,S,U,V,X)(2,4,5)******** |  | HSP-A, Single-Package Heat Pum | Both Heat Pump and Electric Re | 575 | 3 | False |  |  |  | True | Single-Speed | 100000 | 8928 | 11.2 | 11 |  |  | 94000 | 8102 | 3.4 | 3.3 | 54000 | 7033 | 2.25 | Federally-Regulated Commercial & Industrial Equipment | 01/28/2019 |  | 05/17/2019
York International | CHAMPION, UNITARY PRODUCTS GROUP - COMMERCIAL | XA-08[C,E]**(P,R,S,U,V,X)(2,4,5)******** |  | HSP-A, Single-Package Heat Pum | Both Heat Pump and Electric Re | 460 | 3 | False |  |  |  | True | Single-Speed | 100000 | 8928 | 11.2 | 11 |  |  | 94000 | 8102 | 3.4 | 3.3 | 54000 | 7033 | 2.25 | Federally-Regulated Commercial & Industrial Equipment | 01/28/2019 |  | 05/17/2019
York International | CHAMPION, UNITARY PRODUCTS GROUP - COMMERCIAL | XA-08[C,E]**(P,R,S,U,V,X)(2,4,5)******** |  | HSP-A, Single-Package Heat Pum | Both Heat Pump and Electric Re | 230 | 3 | False |  |  |  | True | Single-Speed | 100000 | 8928 | 11.2 | 11 |  |  | 94000 | 8102 | 3.4 | 3.3 | 54000 | 7033 | 2.25 | Federally-Regulated Commercial & Industrial Equipment | 01/28/2019 |  | 05/17/2019
York International | CHAMPION, UNITARY PRODUCTS GROUP - COMMERCIAL | XA-08[C,E]**(P,R,S,U,V,X)(2,4,5)******** |  | HSP-A, Single-Package Heat Pum | Both Heat Pump and Electric Re | 208 | 3 | False |  |  |  | True | Single-Speed | 100000 | 8928 | 11.2 | 11 |  |  | 94000 | 8102 | 3.4 | 3.3 | 54000 | 7033 | 2.25 | Federally-Regulated Commercial & Industrial Equipment | 01/28/2019 |  | 05/17/2019
York International | CHAMPION, UNITARY PRODUCTS GROUP - COMMERCIAL | XA-08[C,E]**(B,D)(2,4,5)******** |  | HSP-A, Single-Package Heat Pum | Both Heat Pump and Electric Re | 575 | 3 | False |  |  |  | True | Single-Speed | 100000 | 8928 | 11.2 | 11 |  |  | 94000 | 8102 | 3.4 | 3.3 | 54000 | 7033 | 2.25 | Federally-Regulated Commercial & Industrial Equipment | 01/28/2019 |  | 05/17/2019
York International | CHAMPION, UNITARY PRODUCTS GROUP - COMMERCIAL | XA-08[C,E]**(B,D)(2,4,5)******** |  | HSP-A, Single-Package Heat Pum | Both Heat Pump and Electric Re | 460 | 3 | False |  |  |  | True | Single-Speed | 100000 | 8928 | 11.2 | 11 |  |  | 94000 | 8102 | 3.4 | 3.3 | 54000 | 7033 | 2.25 | Federally-Regulated Commercial & Industrial Equipment | 01/28/2019 |  | 05/17/2019
York International | CHAMPION, UNITARY PRODUCTS GROUP - COMMERCIAL | XA-08[C,E]**(B,D)(2,4,5)******** |  | HSP-A, Single-Package Heat Pum | Both Heat Pump and Electric Re | 230 | 3 | False |  |  |  | True | Single-Speed | 100000 | 8928 | 11.2 | 11 |  |  | 94000 | 8102 | 3.4 | 3.3 | 54000 | 7033 | 2.25 | Federally-Regulated Commercial & Industrial Equipment | 01/28/2019 |  | 05/17/2019
York International | CHAMPION, UNITARY PRODUCTS GROUP - COMMERCIAL | XA-08[C,E]**(B,D)(2,4,5)******** |  | HSP-A, Single-Package Heat Pum | Both Heat Pump and Electric Re | 208 | 3 | False |  |  |  | True | Single-Speed | 100000 | 8928 | 11.2 | 11 |  |  | 94000 | 8102 | 3.4 | 3.3 | 54000 | 7033 | 2.25 | Federally-Regulated Commercial & Industrial Equipment | 01/28/2019 |  | 05/17/2019
York International | CHAMPION, UNITARY PRODUCTS GROUP - COMMERCIAL | PJ-15C00A*(T,W,X)***** | NJ-15C00*(X,S)****** | HRCU-A-CB, Split System: Heat | Heat Pump | 575 | 3 |  | False |  |  | True | Single-Speed | 174000 | 16415 | 10.6 | 10.4 |  |  | 160000 | 13791 | 3.4 | 3.2 | 100000 | 13025 | 2.25 | Federally-Regulated Commercial & Industrial Equipment | 01/28/2019 |  | 05/17/2019
York International | CHAMPION, UNITARY PRODUCTS GROUP - COMMERCIAL | PJ-15C00A*(T,W,X)***** | NJ-15C00*(X,S)****** | HRCU-A-CB, Split System: Heat | Heat Pump | 460 | 3 |  | False |  |  | True | Single-Speed | 174000 | 16415 | 10.6 | 10.4 |  |  | 160000 | 13791 | 3.4 | 3.2 | 100000 | 13025 | 2.25 | Federally-Regulated Commercial & Industrial Equipment | 01/28/2019 |  | 05/17/2019
York International | CHAMPION, UNITARY PRODUCTS GROUP - COMMERCIAL | PJ-15C00A*(T,W,X)***** | NJ-15C00*(X,S)****** | HRCU-A-CB, Split System: Heat | Heat Pump | 230 | 3 |  | False |  |  | True | Single-Speed | 174000 | 16415 | 10.6 | 10.4 |  |  | 160000 | 13791 | 3.4 | 3.2 | 100000 | 13025 | 2.25 | Federally-Regulated Commercial & Industrial Equipment | 01/28/2019 |  | 05/17/2019
York International | CHAMPION, UNITARY PRODUCTS GROUP - COMMERCIAL | PJ-15C00A*(T,W,X)***** | NJ-15C00*(X,S)****** | HRCU-A-CB, Split System: Heat | Heat Pump | 208 | 3 |  | False |  |  | True | Single-Speed | 174000 | 16415 | 10.6 | 10.4 |  |  | 160000 | 13791 | 3.4 | 3.2 | 100000 | 13025 | 2.25 | Federally-Regulated Commercial & Industrial Equipment | 01/28/2019 |  | 05/17/2019
York International | CHAMPION, UNITARY PRODUCTS GROUP - COMMERCIAL | XXE08A(2,4,5)*3********* |  | HSP-A, Single-Package Heat Pum | Heat Pump | 575 | 3 | False |  |  |  | True | Single-Speed | 90000 | 7826 | 11.5 | 10.8 |  |  | 84000 | 7033 | 3.5 | 3.3 | 49000 | 6382 | 2.25 | Federally-Regulated Commercial & Industrial Equipment | 01/28/2019 |  | 05/17/2019
York International | CHAMPION, UNITARY PRODUCTS GROUP - COMMERCIAL | XXE08A(2,4,5)*3********* |  | HSP-A, Single-Package Heat Pum | Heat Pump | 460 | 3 | False |  |  |  | True | Single-Speed | 90000 | 7826 | 11.5 | 10.8 |  |  | 84000 | 7033 | 3.5 | 3.3 | 49000 | 6382 | 2.25 | Federally-Regulated Commercial & Industrial Equipment | 01/28/2019 |  | 05/17/2019
York International | CHAMPION, UNITARY PRODUCTS GROUP - COMMERCIAL | XXE08A(2,4,5)*3********* |  | HSP-A, Single-Package Heat Pum | Heat Pump | 230 | 3 | False |  |  |  | True | Single-Speed | 90000 | 7826 | 11.5 | 10.8 |  |  | 84000 | 7033 | 3.5 | 3.3 | 49000 | 6382 | 2.25 | Federally-Regulated Commercial & Industrial Equipment | 01/28/2019 |  | 05/17/2019
York International | CHAMPION, UNITARY PRODUCTS GROUP - COMMERCIAL | XXE08A(2,4,5)*3********* |  | HSP-A, Single-Package Heat Pum | Heat Pump | 208 | 3 | False |  |  |  | True | Single-Speed | 90000 | 7826 | 11.5 | 10.8 |  |  | 84000 | 7033 | 3.5 | 3.3 | 49000 | 6382 | 2.25 | Federally-Regulated Commercial & Industrial Equipment | 01/28/2019 |  | 05/17/2019
York International | CHAMPION, UNITARY PRODUCTS GROUP - COMMERCIAL | XXE09A(2,4,5)*1********* |  | HSP-A, Single-Package Heat Pum | Heat Pump | 575 | 3 | False |  |  |  | True | Single-Speed | 102000 | 8644 | 11.8 | 10.8 |  |  | 94000 | 8223 | 3.35 | 3.3 | 57000 | 7424 | 2.25 | Federally-Regulated Commercial & Industrial Equipment | 01/28/2019 |  | 05/17/2019
York International | CHAMPION, UNITARY PRODUCTS GROUP - COMMERCIAL | XXE09A(2,4,5)*1********* |  | HSP-A, Single-Package Heat Pum | Heat Pump | 460 | 3 | False |  |  |  | True | Single-Speed | 102000 | 8644 | 11.8 | 10.8 |  |  | 94000 | 8223 | 3.35 | 3.3 | 57000 | 7424 | 2.25 | Federally-Regulated Commercial & Industrial Equipment | 01/28/2019 |  | 05/17/2019
York International | CHAMPION, UNITARY PRODUCTS GROUP - COMMERCIAL | XXE09A(2,4,5)*1********* |  | HSP-A, Single-Package Heat Pum | Heat Pump | 230 | 3 | False |  |  |  | True | Single-Speed | 102000 | 8644 | 11.8 | 10.8 |  |  | 94000 | 8223 | 3.35 | 3.3 | 57000 | 7424 | 2.25 | Federally-Regulated Commercial & Industrial Equipment | 01/28/2019 |  | 05/17/2019
York International | CHAMPION, UNITARY PRODUCTS GROUP - COMMERCIAL | XXE09A(2,4,5)*1********* |  | HSP-A, Single-Package Heat Pum | Heat Pump | 208 | 3 | False |  |  |  | True | Single-Speed | 102000 | 8644 | 11.8 | 10.8 |  |  | 94000 | 8223 | 3.35 | 3.3 | 57000 | 7424 | 2.25 | Federally-Regulated Commercial & Industrial Equipment | 01/28/2019 |  | 05/17/2019
York International | CHAMPION, UNITARY PRODUCTS GROUP - COMMERCIAL | XXE09A(2,4,5)*3********* |  | HSP-A, Single-Package Heat Pum | Heat Pump | 575 | 3 | False |  |  |  | True | Single-Speed | 102000 | 8644 | 11.8 | 10.8 |  |  | 94000 | 8223 | 3.35 | 3.3 | 57000 | 7424 | 2.25 | Federally-Regulated Commercial & Industrial Equipment | 01/28/2019 |  | 05/17/2019
York International | CHAMPION, UNITARY PRODUCTS GROUP - COMMERCIAL | XXE09A(2,4,5)*3********* |  | HSP-A, Single-Package Heat Pum | Heat Pump | 460 | 3 | False |  |  |  | True | Single-Speed | 102000 | 8644 | 11.8 | 10.8 |  |  | 94000 | 8223 | 3.35 | 3.3 | 57000 | 7424 | 2.25 | Federally-Regulated Commercial & Industrial Equipment | 01/28/2019 |  | 05/17/2019
York International | CHAMPION, UNITARY PRODUCTS GROUP - COMMERCIAL | XXE09A(2,4,5)*3********* |  | HSP-A, Single-Package Heat Pum | Heat Pump | 230 | 3 | False |  |  |  | True | Single-Speed | 102000 | 8644 | 11.8 | 10.8 |  |  | 94000 | 8223 | 3.35 | 3.3 | 57000 | 7424 | 2.25 | Federally-Regulated Commercial & Industrial Equipment | 01/28/2019 |  | 05/17/2019
York International | CHAMPION, UNITARY PRODUCTS GROUP - COMMERCIAL | XXE09A(2,4,5)*3********* |  | HSP-A, Single-Package Heat Pum | Heat Pump | 208 | 3 | False |  |  |  | True | Single-Speed | 102000 | 8644 | 11.8 | 10.8 |  |  | 94000 | 8223 | 3.35 | 3.3 | 57000 | 7424 | 2.25 | Federally-Regulated Commercial & Industrial Equipment | 01/28/2019 |  | 05/17/2019
York International | CHAMPION, UNITARY PRODUCTS GROUP - COMMERCIAL | XXE08A(2,4,5)*1********* |  | HSP-A, Single-Package Heat Pum | Heat Pump | 575 | 3 | False |  |  |  | True | Single-Speed | 90000 | 7826 | 11.5 | 10.8 |  |  | 84000 | 7033 | 3.5 | 3.3 | 49000 | 6382 | 2.25 | Federally-Regulated Commercial & Industrial Equipment | 01/28/2019 |  | 05/17/2019
York International | CHAMPION, UNITARY PRODUCTS GROUP - COMMERCIAL | XXE08A(2,4,5)*1********* |  | HSP-A, Single-Package Heat Pum | Heat Pump | 460 | 3 | False |  |  |  | True | Single-Speed | 90000 | 7826 | 11.5 | 10.8 |  |  | 84000 | 7033 | 3.5 | 3.3 | 49000 | 6382 | 2.25 | Federally-Regulated Commercial & Industrial Equipment | 01/28/2019 |  | 05/17/2019
York International | CHAMPION, UNITARY PRODUCTS GROUP - COMMERCIAL | XXE08A(2,4,5)*1********* |  | HSP-A, Single-Package Heat Pum | Heat Pump | 230 | 3 | False |  |  |  | True | Single-Speed | 90000 | 7826 | 11.5 | 10.8 |  |  | 84000 | 7033 | 3.5 | 3.3 | 49000 | 6382 | 2.25 | Federally-Regulated Commercial & Industrial Equipment | 01/28/2019 |  | 05/17/2019
York International | CHAMPION, UNITARY PRODUCTS GROUP - COMMERCIAL | XXE08A(2,4,5)*1********* |  | HSP-A, Single-Package Heat Pum | Heat Pump | 208 | 3 | False |  |  |  | True | Single-Speed | 90000 | 7826 | 11.5 | 10.8 |  |  | 84000 | 7033 | 3.5 | 3.3 | 49000 | 6382 | 2.25 | Federally-Regulated Commercial & Industrial Equipment | 01/28/2019 |  | 05/17/2019
York International | CHAMPION, UNITARY PRODUCTS GROUP - COMMERCIAL | XYE09A(2,4,5)*1******* |  | HSP-A, Single-Package Heat Pum | Heat Pump | 575 | 3 | False |  |  |  | True | Single-Speed | 98000 | 8166 | 12 | 10.8 |  |  | 96000 | 8275 | 3.4 | 3.3 | 54000 | 7002 | 2.26 | Federally-Regulated Commercial & Industrial Equipment | 01/28/2019 |  | 05/17/2019
York International | CHAMPION, UNITARY PRODUCTS GROUP - COMMERCIAL | XYE09A(2,4,5)*1******* |  | HSP-A, Single-Package Heat Pum | Heat Pump | 460 | 3 | False |  |  |  | True | Single-Speed | 98000 | 8166 | 12 | 10.8 |  |  | 96000 | 8275 | 3.4 | 3.3 | 54000 | 7002 | 2.26 | Federally-Regulated Commercial & Industrial Equipment | 01/28/2019 |  | 05/17/2019
York International | CHAMPION, UNITARY PRODUCTS GROUP - COMMERCIAL | XYE09A(2,4,5)*1******* |  | HSP-A, Single-Package Heat Pum | Heat Pump | 230 | 3 | False |  |  |  | True | Single-Speed | 98000 | 8166 | 12 | 10.8 |  |  | 96000 | 8275 | 3.4 | 3.3 | 54000 | 7002 | 2.26 | Federally-Regulated Commercial & Industrial Equipment | 01/28/2019 |  | 05/17/2019
York International | CHAMPION, UNITARY PRODUCTS GROUP - COMMERCIAL | XYE09A(2,4,5)*1******* |  | HSP-A, Single-Package Heat Pum | Heat Pump | 208 | 3 | False |  |  |  | True | Single-Speed | 98000 | 8166 | 12 | 10.8 |  |  | 96000 | 8275 | 3.4 | 3.3 | 54000 | 7002 | 2.26 | Federally-Regulated Commercial & Industrial Equipment | 01/28/2019 |  | 05/17/2019
York International | CHAMPION, UNITARY PRODUCTS GROUP - COMMERCIAL | XYE09A(2,4,5)*3******* |  | HSP-A, Single-Package Heat Pum | Heat Pump | 575 | 3 | False |  |  |  | True | Single-Speed | 98000 | 8166 | 12 | 10.8 |  |  | 96000 | 8275 | 3.4 | 3.3 | 54000 | 7002 | 2.26 | Federally-Regulated Commercial & Industrial Equipment | 01/28/2019 |  | 05/17/2019
York International | CHAMPION, UNITARY PRODUCTS GROUP - COMMERCIAL | XYE09A(2,4,5)*3******* |  | HSP-A, Single-Package Heat Pum | Heat Pump | 460 | 3 | False |  |  |  | True | Single-Speed | 98000 | 8166 | 12 | 10.8 |  |  | 96000 | 8275 | 3.4 | 3.3 | 54000 | 7002 | 2.26 | Federally-Regulated Commercial & Industrial Equipment | 01/28/2019 |  | 05/17/2019
York International | CHAMPION, UNITARY PRODUCTS GROUP - COMMERCIAL | XYE09A(2,4,5)*3******* |  | HSP-A, Single-Package Heat Pum | Heat Pump | 230 | 3 | False |  |  |  | True | Single-Speed | 98000 | 8166 | 12 | 10.8 |  |  | 96000 | 8275 | 3.4 | 3.3 | 54000 | 7002 | 2.26 | Federally-Regulated Commercial & Industrial Equipment | 01/28/2019 |  | 05/17/2019
York International | CHAMPION, UNITARY PRODUCTS GROUP - COMMERCIAL | XYE09A(2,4,5)*3******* |  | HSP-A, Single-Package Heat Pum | Heat Pump | 208 | 3 | False |  |  |  | True | Single-Speed | 98000 | 8166 | 12 | 10.8 |  |  | 96000 | 8275 | 3.4 | 3.3 | 54000 | 7002 | 2.26 | Federally-Regulated Commercial & Industrial Equipment | 01/28/2019 |  | 05/17/2019
York International | CHAMPION, UNITARY PRODUCTS GROUP - COMMERCIAL | XXE12A(2,4,5)*3********* |  | HSP-A, Single-Package Heat Pum | Heat Pump | 575 | 3 | False |  |  |  | True | Single-Speed | 116000 | 10545 | 11 | 10.8 |  |  | 108000 | 9591 | 3.3 | 3.3 | 62000 | 8075 | 2.25 | Federally-Regulated Commercial & Industrial Equipment | 01/28/2019 |  | 05/17/2019
York International | CHAMPION, UNITARY PRODUCTS GROUP - COMMERCIAL | XXE12A(2,4,5)*3********* |  | HSP-A, Single-Package Heat Pum | Heat Pump | 460 | 3 | False |  |  |  | True | Single-Speed | 116000 | 10545 | 11 | 10.8 |  |  | 108000 | 9591 | 3.3 | 3.3 | 62000 | 8075 | 2.25 | Federally-Regulated Commercial & Industrial Equipment | 01/28/2019 |  | 05/17/2019
York International | CHAMPION, UNITARY PRODUCTS GROUP - COMMERCIAL | XXE12A(2,4,5)*3********* |  | HSP-A, Single-Package Heat Pum | Heat Pump | 230 | 3 | False |  |  |  | True | Single-Speed | 116000 | 10545 | 11 | 10.8 |  |  | 108000 | 9591 | 3.3 | 3.3 | 62000 | 8075 | 2.25 | Federally-Regulated Commercial & Industrial Equipment | 01/28/2019 |  | 05/17/2019
York International | CHAMPION, UNITARY PRODUCTS GROUP - COMMERCIAL | XXE12A(2,4,5)*3********* |  | HSP-A, Single-Package Heat Pum | Heat Pump | 208 | 3 | False |  |  |  | True | Single-Speed | 116000 | 10545 | 11 | 10.8 |  |  | 108000 | 9591 | 3.3 | 3.3 | 62000 | 8075 | 2.25 | Federally-Regulated Commercial & Industrial Equipment | 01/28/2019 |  | 05/17/2019
York International | CHAMPION, UNITARY PRODUCTS GROUP - COMMERCIAL | PJ-15C00A*(2,4,5)***** | NW-15C00*(5,6)****** | HRCU-A-CB, Split System: Heat | Heat Pump | 575 | 3 |  | False |  |  | True | Single-Speed | 174000 | 16415 | 10.6 | 10.4 |  |  | 160000 | 13791 | 3.4 | 3.2 | 100000 | 13025 | 2.25 | Federally-Regulated Commercial & Industrial Equipment | 01/28/2019 |  | 05/17/2019
York International | CHAMPION, UNITARY PRODUCTS GROUP - COMMERCIAL | PJ-15C00A*(2,4,5)***** | NW-15C00*(5,6)****** | HRCU-A-CB, Split System: Heat | Heat Pump | 460 | 3 |  | False |  |  | True | Single-Speed | 174000 | 16415 | 10.6 | 10.4 |  |  | 160000 | 13791 | 3.4 | 3.2 | 100000 | 13025 | 2.25 | Federally-Regulated Commercial & Industrial Equipment | 01/28/2019 |  | 05/17/2019
York International | CHAMPION, UNITARY PRODUCTS GROUP - COMMERCIAL | PJ-15C00A*(2,4,5)***** | NW-15C00*(5,6)****** | HRCU-A-CB, Split System: Heat | Heat Pump | 230 | 3 |  | False |  |  | True | Single-Speed | 174000 | 16415 | 10.6 | 10.4 |  |  | 160000 | 13791 | 3.4 | 3.2 | 100000 | 13025 | 2.25 | Federally-Regulated Commercial & Industrial Equipment | 01/28/2019 |  | 05/17/2019
York International | CHAMPION, UNITARY PRODUCTS GROUP - COMMERCIAL | PJ-15C00A*(2,4,5)***** | NW-15C00*(5,6)****** | HRCU-A-CB, Split System: Heat | Heat Pump | 208 | 3 |  | False |  |  | True | Single-Speed | 174000 | 16415 | 10.6 | 10.4 |  |  | 160000 | 13791 | 3.4 | 3.2 | 100000 | 13025 | 2.25 | Federally-Regulated Commercial & Industrial Equipment | 01/28/2019 |  | 05/17/2019
York International | CHAMPION, UNITARY PRODUCTS GROUP - COMMERCIAL | PH-10C00A*(2,4,5)**** | NS-10C00*(5,6)****** | HRCU-A-CB, Split System: Heat | Heat Pump | 575 | 3 |  | False |  |  | True | Single-Speed | 120000 | 11111 | 10.8 | 10.8 |  |  | 109000 | 9680 | 3.3 | 3.3 | 63000 | 8206 | 2.25 | Federally-Regulated Commercial & Industrial Equipment | 01/28/2019 |  | 05/17/2019
York International | CHAMPION, UNITARY PRODUCTS GROUP - COMMERCIAL | PH-10C00A*(2,4,5)**** | NS-10C00*(5,6)****** | HRCU-A-CB, Split System: Heat | Heat Pump | 460 | 3 |  | False |  |  | True | Single-Speed | 120000 | 11111 | 10.8 | 10.8 |  |  | 109000 | 9680 | 3.3 | 3.3 | 63000 | 8206 | 2.25 | Federally-Regulated Commercial & Industrial Equipment | 01/28/2019 |  | 05/17/2019
York International | CHAMPION, UNITARY PRODUCTS GROUP - COMMERCIAL | PH-10C00A*(2,4,5)**** | NS-10C00*(5,6)****** | HRCU-A-CB, Split System: Heat | Heat Pump | 230 | 3 |  | False |  |  | True | Single-Speed | 120000 | 11111 | 10.8 | 10.8 |  |  | 109000 | 9680 | 3.3 | 3.3 | 63000 | 8206 | 2.25 | Federally-Regulated Commercial & Industrial Equipment | 01/28/2019 |  | 05/17/2019
York International | CHAMPION, UNITARY PRODUCTS GROUP - COMMERCIAL | PH-10C00A*(2,4,5)**** | NS-10C00*(5,6)****** | HRCU-A-CB, Split System: Heat | Heat Pump | 208 | 3 |  | False |  |  | True | Single-Speed | 120000 | 11111 | 10.8 | 10.8 |  |  | 109000 | 9680 | 3.3 | 3.3 | 63000 | 8206 | 2.25 | Federally-Regulated Commercial & Industrial Equipment | 01/28/2019 |  | 05/17/2019
York International | CHAMPION, UNITARY PRODUCTS GROUP - COMMERCIAL | XA-12[C,E]**(P,R,S,U,V,X)(2,4,5)*******2 |  | HSP-A, Single-Package Heat Pum | Both Heat Pump and Electric Re | 575 | 3 | False |  |  |  | True | Single-Speed | 146000 | 13773 | 10.6 | 10.6 |  |  | 135000 | 12364 | 3.2 | 3.2 | 90000 | 12866 | 2.05 | Federally-Regulated Commercial & Industrial Equipment | 01/28/2019 |  | 05/17/2019
York International | CHAMPION, UNITARY PRODUCTS GROUP - COMMERCIAL | XA-12[C,E]**(P,R,S,U,V,X)(2,4,5)*******2 |  | HSP-A, Single-Package Heat Pum | Both Heat Pump and Electric Re | 460 | 3 | False |  |  |  | True | Single-Speed | 146000 | 13773 | 10.6 | 10.6 |  |  | 135000 | 12364 | 3.2 | 3.2 | 90000 | 12866 | 2.05 | Federally-Regulated Commercial & Industrial Equipment | 01/28/2019 |  | 05/17/2019
York International | CHAMPION, UNITARY PRODUCTS GROUP - COMMERCIAL | XA-12[C,E]**(P,R,S,U,V,X)(2,4,5)*******2 |  | HSP-A, Single-Package Heat Pum | Both Heat Pump and Electric Re | 230 | 3 | False |  |  |  | True | Single-Speed | 146000 | 13773 | 10.6 | 10.6 |  |  | 135000 | 12364 | 3.2 | 3.2 | 90000 | 12866 | 2.05 | Federally-Regulated Commercial & Industrial Equipment | 01/28/2019 |  | 05/17/2019
York International | CHAMPION, UNITARY PRODUCTS GROUP - COMMERCIAL | XA-12[C,E]**(P,R,S,U,V,X)(2,4,5)*******2 |  | HSP-A, Single-Package Heat Pum | Both Heat Pump and Electric Re | 208 | 3 | False |  |  |  | True | Single-Speed | 146000 | 13773 | 10.6 | 10.6 |  |  | 135000 | 12364 | 3.2 | 3.2 | 90000 | 12866 | 2.05 | Federally-Regulated Commercial & Industrial Equipment | 01/28/2019 |  | 05/17/2019
York International | CHAMPION, UNITARY PRODUCTS GROUP - COMMERCIAL | XA-07[C,E]**(P,R,S,U,V,X)(2,4,5)******** |  | HSP-A, Single-Package Heat Pum | Both Heat Pump and Electric Re | 575 | 3 | False |  |  |  | True | Single-Speed | 90000 | 7894 | 11.4 | 11 |  |  | 88000 | 7585 | 3.4 | 3.3 | 51000 | 6643 | 2.25 | Federally-Regulated Commercial & Industrial Equipment | 01/28/2019 |  | 05/17/2019
York International | CHAMPION, UNITARY PRODUCTS GROUP - COMMERCIAL | XA-07[C,E]**(P,R,S,U,V,X)(2,4,5)******** |  | HSP-A, Single-Package Heat Pum | Both Heat Pump and Electric Re | 460 | 3 | False |  |  |  | True | Single-Speed | 90000 | 7894 | 11.4 | 11 |  |  | 88000 | 7585 | 3.4 | 3.3 | 51000 | 6643 | 2.25 | Federally-Regulated Commercial & Industrial Equipment | 01/28/2019 |  | 05/17/2019
York International | CHAMPION, UNITARY PRODUCTS GROUP - COMMERCIAL | XA-07[C,E]**(P,R,S,U,V,X)(2,4,5)******** |  | HSP-A, Single-Package Heat Pum | Both Heat Pump and Electric Re | 230 | 3 | False |  |  |  | True | Single-Speed | 90000 | 7894 | 11.4 | 11 |  |  | 88000 | 7585 | 3.4 | 3.3 | 51000 | 6643 | 2.25 | Federally-Regulated Commercial & Industrial Equipment | 01/28/2019 |  | 05/17/2019
York International | CHAMPION, UNITARY PRODUCTS GROUP - COMMERCIAL | XA-07[C,E]**(P,R,S,U,V,X)(2,4,5)******** |  | HSP-A, Single-Package Heat Pum | Both Heat Pump and Electric Re | 208 | 3 | False |  |  |  | True | Single-Speed | 90000 | 7894 | 11.4 | 11 |  |  | 88000 | 7585 | 3.4 | 3.3 | 51000 | 6643 | 2.25 | Federally-Regulated Commercial & Industrial Equipment | 01/28/2019 |  | 05/17/2019
York International | CHAMPION, UNITARY PRODUCTS GROUP - COMMERCIAL | XA-07[C,E]**(B,D)(2,4,5)******** |  | HSP-A, Single-Package Heat Pum | Both Heat Pump and Electric Re | 575 | 3 | False |  |  |  | True | Single-Speed | 90000 | 7894 | 11.4 | 11 |  |  | 88000 | 7585 | 3.4 | 3.3 | 51000 | 6643 | 2.25 | Federally-Regulated Commercial & Industrial Equipment | 01/28/2019 |  | 05/17/2019
York International | CHAMPION, UNITARY PRODUCTS GROUP - COMMERCIAL | XA-07[C,E]**(B,D)(2,4,5)******** |  | HSP-A, Single-Package Heat Pum | Both Heat Pump and Electric Re | 460 | 3 | False |  |  |  | True | Single-Speed | 90000 | 7894 | 11.4 | 11 |  |  | 88000 | 7585 | 3.4 | 3.3 | 51000 | 6643 | 2.25 | Federally-Regulated Commercial & Industrial Equipment | 01/28/2019 |  | 05/17/2019
York International | CHAMPION, UNITARY PRODUCTS GROUP - COMMERCIAL | XA-07[C,E]**(B,D)(2,4,5)******** |  | HSP-A, Single-Package Heat Pum | Both Heat Pump and Electric Re | 230 | 3 | False |  |  |  | True | Single-Speed | 90000 | 7894 | 11.4 | 11 |  |  | 88000 | 7585 | 3.4 | 3.3 | 51000 | 6643 | 2.25 | Federally-Regulated Commercial & Industrial Equipment | 01/28/2019 |  | 05/17/2019
York International | CHAMPION, UNITARY PRODUCTS GROUP - COMMERCIAL | XA-07[C,E]**(B,D)(2,4,5)******** |  | HSP-A, Single-Package Heat Pum | Both Heat Pump and Electric Re | 208 | 3 | False |  |  |  | True | Single-Speed | 90000 | 7894 | 11.4 | 11 |  |  | 88000 | 7585 | 3.4 | 3.3 | 51000 | 6643 | 2.25 | Federally-Regulated Commercial & Industrial Equipment | 01/28/2019 |  | 05/17/2019
York International | CHAMPION, UNITARY PRODUCTS GROUP - COMMERCIAL | XA-06[C,E]**(P,R,S,U,V,X)(2,4,5)******** |  | HSP-A, Single-Package Heat Pum | Both Heat Pump and Electric Re | 575 | 3 | False |  |  |  | True | Single-Speed | 78000 | 6500 | 12 | 11 |  |  | 75000 | 6464 | 3.4 | 3.3 | 43000 | 5600 | 2.25 | Federally-Regulated Commercial & Industrial Equipment | 01/28/2019 |  | 05/17/2019
York International | CHAMPION, UNITARY PRODUCTS GROUP - COMMERCIAL | XA-06[C,E]**(P,R,S,U,V,X)(2,4,5)******** |  | HSP-A, Single-Package Heat Pum | Both Heat Pump and Electric Re | 460 | 3 | False |  |  |  | True | Single-Speed | 78000 | 6500 | 12 | 11 |  |  | 75000 | 6464 | 3.4 | 3.3 | 43000 | 5600 | 2.25 | Federally-Regulated Commercial & Industrial Equipment | 01/28/2019 |  | 05/17/2019
York International | CHAMPION, UNITARY PRODUCTS GROUP - COMMERCIAL | XA-06[C,E]**(P,R,S,U,V,X)(2,4,5)******** |  | HSP-A, Single-Package Heat Pum | Both Heat Pump and Electric Re | 230 | 3 | False |  |  |  | True | Single-Speed | 78000 | 6500 | 12 | 11 |  |  | 75000 | 6464 | 3.4 | 3.3 | 43000 | 5600 | 2.25 | Federally-Regulated Commercial & Industrial Equipment | 01/28/2019 |  | 05/17/2019
York International | CHAMPION, UNITARY PRODUCTS GROUP - COMMERCIAL | XA-06[C,E]**(P,R,S,U,V,X)(2,4,5)******** |  | HSP-A, Single-Package Heat Pum | Both Heat Pump and Electric Re | 208 | 3 | False |  |  |  | True | Single-Speed | 78000 | 6500 | 12 | 11 |  |  | 75000 | 6464 | 3.4 | 3.3 | 43000 | 5600 | 2.25 | Federally-Regulated Commercial & Industrial Equipment | 01/28/2019 |  | 05/17/2019
York International | CHAMPION, UNITARY PRODUCTS GROUP - COMMERCIAL | XA-06[C,E]**(B,D)(2,4,5)******** |  | HSP-A, Single-Package Heat Pum | Both Heat Pump and Electric Re | 575 | 3 | False |  |  |  | True | Single-Speed | 78000 | 6500 | 12 | 11 |  |  | 75000 | 6464 | 3.4 | 3.3 | 43000 | 5600 | 2.25 | Federally-Regulated Commercial & Industrial Equipment | 01/28/2019 |  | 05/17/2019
York International | CHAMPION, UNITARY PRODUCTS GROUP - COMMERCIAL | XA-06[C,E]**(B,D)(2,4,5)******** |  | HSP-A, Single-Package Heat Pum | Both Heat Pump and Electric Re | 460 | 3 | False |  |  |  | True | Single-Speed | 78000 | 6500 | 12 | 11 |  |  | 75000 | 6464 | 3.4 | 3.3 | 43000 | 5600 | 2.25 | Federally-Regulated Commercial & Industrial Equipment | 01/28/2019 |  | 05/17/2019
York International | CHAMPION, UNITARY PRODUCTS GROUP - COMMERCIAL | XA-06[C,E]**(B,D)(2,4,5)******** |  | HSP-A, Single-Package Heat Pum | Both Heat Pump and Electric Re | 230 | 3 | False |  |  |  | True | Single-Speed | 78000 | 6500 | 12 | 11 |  |  | 75000 | 6464 | 3.4 | 3.3 | 43000 | 5600 | 2.25 | Federally-Regulated Commercial & Industrial Equipment | 01/28/2019 |  | 05/17/2019
York International | CHAMPION, UNITARY PRODUCTS GROUP - COMMERCIAL | XA-06[C,E]**(B,D)(2,4,5)******** |  | HSP-A, Single-Package Heat Pum | Both Heat Pump and Electric Re | 208 | 3 | False |  |  |  | True | Single-Speed | 78000 | 6500 | 12 | 11 |  |  | 75000 | 6464 | 3.4 | 3.3 | 43000 | 5600 | 2.25 | Federally-Regulated Commercial & Industrial Equipment | 01/28/2019 |  | 05/17/2019
York International | TEMPMASTER, UNITARY PRODUCTS GROUP - COMMERCIAL | PJT15C00A(2,4,5)***** | NWT15C00*(2,4,5,6)**** | HRCU-A-CB, Split System: Heat | Heat Pump | 575 | 3 |  | False |  |  | True | Single-Speed | 174000 | 16415 | 10.6 | 10.4 |  |  | 160000 | 13791 | 3.4 | 3.2 | 100000 | 13025 | 2.25 | Federally-Regulated Commercial & Industrial Equipment | 01/28/2019 |  | 05/17/2019
York International | TEMPMASTER, UNITARY PRODUCTS GROUP - COMMERCIAL | PJT15C00A(2,4,5)***** | NWT15C00*(2,4,5,6)**** | HRCU-A-CB, Split System: Heat | Heat Pump | 460 | 3 |  | False |  |  | True | Single-Speed | 174000 | 16415 | 10.6 | 10.4 |  |  | 160000 | 13791 | 3.4 | 3.2 | 100000 | 13025 | 2.25 | Federally-Regulated Commercial & Industrial Equipment | 01/28/2019 |  | 05/17/2019
York International | TEMPMASTER, UNITARY PRODUCTS GROUP - COMMERCIAL | PJT15C00A(2,4,5)***** | NWT15C00*(2,4,5,6)**** | HRCU-A-CB, Split System: Heat | Heat Pump | 230 | 3 |  | False |  |  | True | Single-Speed | 174000 | 16415 | 10.6 | 10.4 |  |  | 160000 | 13791 | 3.4 | 3.2 | 100000 | 13025 | 2.25 | Federally-Regulated Commercial & Industrial Equipment | 01/28/2019 |  | 05/17/2019
York International | TEMPMASTER, UNITARY PRODUCTS GROUP - COMMERCIAL | PJT15C00A(2,4,5)***** | NWT15C00*(2,4,5,6)**** | HRCU-A-CB, Split System: Heat | Heat Pump | 208 | 3 |  | False |  |  | True | Single-Speed | 174000 | 16415 | 10.6 | 10.4 |  |  | 160000 | 13791 | 3.4 | 3.2 | 100000 | 13025 | 2.25 | Federally-Regulated Commercial & Industrial Equipment | 01/28/2019 |  | 05/17/2019
York International | TEMPMASTER, UNITARY PRODUCTS GROUP - COMMERCIAL | PHT10C00A*(2,4,5)**** | NST10C00*(5,6)****** | HRCU-A-CB, Split System: Heat | Heat Pump | 575 | 3 |  | False |  |  | True | Single-Speed | 120000 | 11111 | 10.8 | 10.8 |  |  | 109000 | 9680 | 3.3 | 3.3 | 63000 | 8206 | 2.25 | Federally-Regulated Commercial & Industrial Equipment | 01/28/2019 |  | 05/17/2019
York International | TEMPMASTER, UNITARY PRODUCTS GROUP - COMMERCIAL | PHT10C00A*(2,4,5)**** | NST10C00*(5,6)****** | HRCU-A-CB, Split System: Heat | Heat Pump | 460 | 3 |  | False |  |  | True | Single-Speed | 120000 | 11111 | 10.8 | 10.8 |  |  | 109000 | 9680 | 3.3 | 3.3 | 63000 | 8206 | 2.25 | Federally-Regulated Commercial & Industrial Equipment | 01/28/2019 |  | 05/17/2019
York International | TEMPMASTER, UNITARY PRODUCTS GROUP - COMMERCIAL | PHT10C00A*(2,4,5)**** | NST10C00*(5,6)****** | HRCU-A-CB, Split System: Heat | Heat Pump | 230 | 3 |  | False |  |  | True | Single-Speed | 120000 | 11111 | 10.8 | 10.8 |  |  | 109000 | 9680 | 3.3 | 3.3 | 63000 | 8206 | 2.25 | Federally-Regulated Commercial & Industrial Equipment | 01/28/2019 |  | 05/17/2019
York International | TEMPMASTER, UNITARY PRODUCTS GROUP - COMMERCIAL | PHT10C00A*(2,4,5)**** | NST10C00*(5,6)****** | HRCU-A-CB, Split System: Heat | Heat Pump | 208 | 3 |  | False |  |  | True | Single-Speed | 120000 | 11111 | 10.8 | 10.8 |  |  | 109000 | 9680 | 3.3 | 3.3 | 63000 | 8206 | 2.25 | Federally-Regulated Commercial & Industrial Equipment | 01/28/2019 |  | 05/17/2019
York International | TEMPMASTER, UNITARY PRODUCTS GROUP - COMMERCIAL | XAT12[C,E]***(2,4,5)**(E,F,G)****8 |  | HSP-A, Single-Package Heat Pum | Both Heat Pump and Electric Re | 575 | 3 | False |  |  |  | True | Single-Speed | 146000 | 13773 | 10.6 | 10.6 |  |  | 135000 | 12364 | 3.2 | 3.2 | 90000 | 12866 | 2.05 | Federally-Regulated Commercial & Industrial Equipment | 01/28/2019 |  | 05/17/2019
York International | TEMPMASTER, UNITARY PRODUCTS GROUP - COMMERCIAL | XAT12[C,E]***(2,4,5)**(E,F,G)****8 |  | HSP-A, Single-Package Heat Pum | Both Heat Pump and Electric Re | 460 | 3 | False |  |  |  | True | Single-Speed | 146000 | 13773 | 10.6 | 10.6 |  |  | 135000 | 12364 | 3.2 | 3.2 | 90000 | 12866 | 2.05 | Federally-Regulated Commercial & Industrial Equipment | 01/28/2019 |  | 05/17/2019
York International | TEMPMASTER, UNITARY PRODUCTS GROUP - COMMERCIAL | XAT12[C,E]***(2,4,5)**(E,F,G)****8 |  | HSP-A, Single-Package Heat Pum | Both Heat Pump and Electric Re | 230 | 3 | False |  |  |  | True | Single-Speed | 146000 | 13773 | 10.6 | 10.6 |  |  | 135000 | 12364 | 3.2 | 3.2 | 90000 | 12866 | 2.05 | Federally-Regulated Commercial & Industrial Equipment | 01/28/2019 |  | 05/17/2019
York International | TEMPMASTER, UNITARY PRODUCTS GROUP - COMMERCIAL | XAT12[C,E]***(2,4,5)**(E,F,G)****8 |  | HSP-A, Single-Package Heat Pum | Both Heat Pump and Electric Re | 208 | 3 | False |  |  |  | True | Single-Speed | 146000 | 13773 | 10.6 | 10.6 |  |  | 135000 | 12364 | 3.2 | 3.2 | 90000 | 12866 | 2.05 | Federally-Regulated Commercial & Industrial Equipment | 01/28/2019 |  | 05/17/2019
York International | TEMPMASTER, UNITARY PRODUCTS GROUP - COMMERCIAL | XXE12A(2,4,5)*3********* |  | HSP-A, Single-Package Heat Pum | Heat Pump | 575 | 3 | False |  |  |  | True | Single-Speed | 116000 | 10545 | 11 | 10.8 |  |  | 108000 | 9591 | 3.3 | 3.3 | 62000 | 8075 | 2.25 | Federally-Regulated Commercial & Industrial Equipment | 01/28/2019 |  | 05/17/2019
York International | TEMPMASTER, UNITARY PRODUCTS GROUP - COMMERCIAL | XXE12A(2,4,5)*3********* |  | HSP-A, Single-Package Heat Pum | Heat Pump | 460 | 3 | False |  |  |  | True | Single-Speed | 116000 | 10545 | 11 | 10.8 |  |  | 108000 | 9591 | 3.3 | 3.3 | 62000 | 8075 | 2.25 | Federally-Regulated Commercial & Industrial Equipment | 01/28/2019 |  | 05/17/2019
York International | TEMPMASTER, UNITARY PRODUCTS GROUP - COMMERCIAL | XXE12A(2,4,5)*3********* |  | HSP-A, Single-Package Heat Pum | Heat Pump | 230 | 3 | False |  |  |  | True | Single-Speed | 116000 | 10545 | 11 | 10.8 |  |  | 108000 | 9591 | 3.3 | 3.3 | 62000 | 8075 | 2.25 | Federally-Regulated Commercial & Industrial Equipment | 01/28/2019 |  | 05/17/2019
York International | TEMPMASTER, UNITARY PRODUCTS GROUP - COMMERCIAL | XXE12A(2,4,5)*3********* |  | HSP-A, Single-Package Heat Pum | Heat Pump | 208 | 3 | False |  |  |  | True | Single-Speed | 116000 | 10545 | 11 | 10.8 |  |  | 108000 | 9591 | 3.3 | 3.3 | 62000 | 8075 | 2.25 | Federally-Regulated Commercial & Industrial Equipment | 01/28/2019 |  | 05/17/2019
York International | TEMPMASTER, UNITARY PRODUCTS GROUP - COMMERCIAL | XYE09A(2,4,5)*1******* |  | HSP-A, Single-Package Heat Pum | Heat Pump | 575 | 3 | False |  |  |  | True | Single-Speed | 98000 | 8166 | 12 | 10.8 |  |  | 96000 | 8275 | 3.4 | 3.3 | 54000 | 7002 | 2.26 | Federally-Regulated Commercial & Industrial Equipment | 01/28/2019 |  | 05/17/2019
York International | TEMPMASTER, UNITARY PRODUCTS GROUP - COMMERCIAL | XYE09A(2,4,5)*1******* |  | HSP-A, Single-Package Heat Pum | Heat Pump | 460 | 3 | False |  |  |  | True | Single-Speed | 98000 | 8166 | 12 | 10.8 |  |  | 96000 | 8275 | 3.4 | 3.3 | 54000 | 7002 | 2.26 | Federally-Regulated Commercial & Industrial Equipment | 01/28/2019 |  | 05/17/2019
York International | TEMPMASTER, UNITARY PRODUCTS GROUP - COMMERCIAL | XYE09A(2,4,5)*1******* |  | HSP-A, Single-Package Heat Pum | Heat Pump | 230 | 3 | False |  |  |  | True | Single-Speed | 98000 | 8166 | 12 | 10.8 |  |  | 96000 | 8275 | 3.4 | 3.3 | 54000 | 7002 | 2.26 | Federally-Regulated Commercial & Industrial Equipment | 01/28/2019 |  | 05/17/2019
York International | TEMPMASTER, UNITARY PRODUCTS GROUP - COMMERCIAL | XYE09A(2,4,5)*1******* |  | HSP-A, Single-Package Heat Pum | Heat Pump | 208 | 3 | False |  |  |  | True | Single-Speed | 98000 | 8166 | 12 | 10.8 |  |  | 96000 | 8275 | 3.4 | 3.3 | 54000 | 7002 | 2.26 | Federally-Regulated Commercial & Industrial Equipment | 01/28/2019 |  | 05/17/2019
York International | TEMPMASTER, UNITARY PRODUCTS GROUP - COMMERCIAL | XYE09A(2,4,5)*3******* |  | HSP-A, Single-Package Heat Pum | Heat Pump | 575 | 3 | False |  |  |  | True | Single-Speed | 98000 | 8166 | 12 | 10.8 |  |  | 96000 | 8275 | 3.4 | 3.3 | 54000 | 7002 | 2.26 | Federally-Regulated Commercial & Industrial Equipment | 01/28/2019 |  | 05/17/2019
York International | TEMPMASTER, UNITARY PRODUCTS GROUP - COMMERCIAL | XYE09A(2,4,5)*3******* |  | HSP-A, Single-Package Heat Pum | Heat Pump | 460 | 3 | False |  |  |  | True | Single-Speed | 98000 | 8166 | 12 | 10.8 |  |  | 96000 | 8275 | 3.4 | 3.3 | 54000 | 7002 | 2.26 | Federally-Regulated Commercial & Industrial Equipment | 01/28/2019 |  | 05/17/2019
York International | TEMPMASTER, UNITARY PRODUCTS GROUP - COMMERCIAL | XYE09A(2,4,5)*3******* |  | HSP-A, Single-Package Heat Pum | Heat Pump | 230 | 3 | False |  |  |  | True | Single-Speed | 98000 | 8166 | 12 | 10.8 |  |  | 96000 | 8275 | 3.4 | 3.3 | 54000 | 7002 | 2.26 | Federally-Regulated Commercial & Industrial Equipment | 01/28/2019 |  | 05/17/2019
York International | TEMPMASTER, UNITARY PRODUCTS GROUP - COMMERCIAL | XYE09A(2,4,5)*3******* |  | HSP-A, Single-Package Heat Pum | Heat Pump | 208 | 3 | False |  |  |  | True | Single-Speed | 98000 | 8166 | 12 | 10.8 |  |  | 96000 | 8275 | 3.4 | 3.3 | 54000 | 7002 | 2.26 | Federally-Regulated Commercial & Industrial Equipment | 01/28/2019 |  | 05/17/2019
York International | TEMPMASTER, UNITARY PRODUCTS GROUP - COMMERCIAL | XXE08A(2,4,5)*3********* |  | HSP-A, Single-Package Heat Pum | Heat Pump | 575 | 3 | False |  |  |  | True | Single-Speed | 90000 | 7826 | 11.5 | 10.8 |  |  | 84000 | 7033 | 3.5 | 3.3 | 49000 | 6382 | 2.25 | Federally-Regulated Commercial & Industrial Equipment | 01/28/2019 |  | 05/17/2019
York International | TEMPMASTER, UNITARY PRODUCTS GROUP - COMMERCIAL | XXE08A(2,4,5)*3********* |  | HSP-A, Single-Package Heat Pum | Heat Pump | 460 | 3 | False |  |  |  | True | Single-Speed | 90000 | 7826 | 11.5 | 10.8 |  |  | 84000 | 7033 | 3.5 | 3.3 | 49000 | 6382 | 2.25 | Federally-Regulated Commercial & Industrial Equipment | 01/28/2019 |  | 05/17/2019
York International | TEMPMASTER, UNITARY PRODUCTS GROUP - COMMERCIAL | XXE08A(2,4,5)*3********* |  | HSP-A, Single-Package Heat Pum | Heat Pump | 230 | 3 | False |  |  |  | True | Single-Speed | 90000 | 7826 | 11.5 | 10.8 |  |  | 84000 | 7033 | 3.5 | 3.3 | 49000 | 6382 | 2.25 | Federally-Regulated Commercial & Industrial Equipment | 01/28/2019 |  | 05/17/2019
York International | TEMPMASTER, UNITARY PRODUCTS GROUP - COMMERCIAL | XXE08A(2,4,5)*3********* |  | HSP-A, Single-Package Heat Pum | Heat Pump | 208 | 3 | False |  |  |  | True | Single-Speed | 90000 | 7826 | 11.5 | 10.8 |  |  | 84000 | 7033 | 3.5 | 3.3 | 49000 | 6382 | 2.25 | Federally-Regulated Commercial & Industrial Equipment | 01/28/2019 |  | 05/17/2019
York International | TEMPMASTER, UNITARY PRODUCTS GROUP - COMMERCIAL | XXE08A(2,4,5)*1********* |  | HSP-A, Single-Package Heat Pum | Heat Pump | 575 | 3 | False |  |  |  | True | Single-Speed | 90000 | 7826 | 11.5 | 10.8 |  |  | 84000 | 7033 | 3.5 | 3.3 | 49000 | 6382 | 2.25 | Federally-Regulated Commercial & Industrial Equipment | 01/28/2019 |  | 05/17/2019
York International | TEMPMASTER, UNITARY PRODUCTS GROUP - COMMERCIAL | XXE08A(2,4,5)*1********* |  | HSP-A, Single-Package Heat Pum | Heat Pump | 460 | 3 | False |  |  |  | True | Single-Speed | 90000 | 7826 | 11.5 | 10.8 |  |  | 84000 | 7033 | 3.5 | 3.3 | 49000 | 6382 | 2.25 | Federally-Regulated Commercial & Industrial Equipment | 01/28/2019 |  | 05/17/2019
York International | TEMPMASTER, UNITARY PRODUCTS GROUP - COMMERCIAL | XXE08A(2,4,5)*1********* |  | HSP-A, Single-Package Heat Pum | Heat Pump | 230 | 3 | False |  |  |  | True | Single-Speed | 90000 | 7826 | 11.5 | 10.8 |  |  | 84000 | 7033 | 3.5 | 3.3 | 49000 | 6382 | 2.25 | Federally-Regulated Commercial & Industrial Equipment | 01/28/2019 |  | 05/17/2019
York International | TEMPMASTER, UNITARY PRODUCTS GROUP - COMMERCIAL | XXE08A(2,4,5)*1********* |  | HSP-A, Single-Package Heat Pum | Heat Pump | 208 | 3 | False |  |  |  | True | Single-Speed | 90000 | 7826 | 11.5 | 10.8 |  |  | 84000 | 7033 | 3.5 | 3.3 | 49000 | 6382 | 2.25 | Federally-Regulated Commercial & Industrial Equipment | 01/28/2019 |  | 05/17/2019
York International | TEMPMASTER, UNITARY PRODUCTS GROUP - COMMERCIAL | PJT15C00A*(2,4,5)***** | NJT15C00*(5,6)****** | HRCU-A-CB, Split System: Heat | Heat Pump | 575 | 3 |  | False |  |  | True | Single-Speed | 174000 | 16415 | 10.6 | 10.4 |  |  | 160000 | 13791 | 3.4 | 3.2 | 100000 | 13025 | 2.25 | Federally-Regulated Commercial & Industrial Equipment | 01/28/2019 |  | 05/17/2019
York International | TEMPMASTER, UNITARY PRODUCTS GROUP - COMMERCIAL | PJT15C00A*(2,4,5)***** | NJT15C00*(5,6)****** | HRCU-A-CB, Split System: Heat | Heat Pump | 460 | 3 |  | False |  |  | True | Single-Speed | 174000 | 16415 | 10.6 | 10.4 |  |  | 160000 | 13791 | 3.4 | 3.2 | 100000 | 13025 | 2.25 | Federally-Regulated Commercial & Industrial Equipment | 01/28/2019 |  | 05/17/2019
York International | TEMPMASTER, UNITARY PRODUCTS GROUP - COMMERCIAL | PJT15C00A*(2,4,5)***** | NJT15C00*(5,6)****** | HRCU-A-CB, Split System: Heat | Heat Pump | 230 | 3 |  | False |  |  | True | Single-Speed | 174000 | 16415 | 10.6 | 10.4 |  |  | 160000 | 13791 | 3.4 | 3.2 | 100000 | 13025 | 2.25 | Federally-Regulated Commercial & Industrial Equipment | 01/28/2019 |  | 05/17/2019
York International | TEMPMASTER, UNITARY PRODUCTS GROUP - COMMERCIAL | PJT15C00A*(2,4,5)***** | NJT15C00*(5,6)****** | HRCU-A-CB, Split System: Heat | Heat Pump | 208 | 3 |  | False |  |  | True | Single-Speed | 174000 | 16415 | 10.6 | 10.4 |  |  | 160000 | 13791 | 3.4 | 3.2 | 100000 | 13025 | 2.25 | Federally-Regulated Commercial & Industrial Equipment | 01/28/2019 |  | 05/17/2019
York International | TEMPMASTER, UNITARY PRODUCTS GROUP - COMMERCIAL | XAT20C00*(2,4,5)**(E,F,G)***** |  | HSP-A, Single-Package Heat Pum | Heat Pump | 575 | 3 | False |  |  |  | True | Single-Speed | 240000 | 25263 | 9.5 | 9.3 |  |  | 240000 | 21980 | 3.2 | 3.2 | 136000 | 19443 | 2.05 | Federally-Regulated Commercial & Industrial Equipment | 01/28/2019 |  | 05/17/2019
York International | TEMPMASTER, UNITARY PRODUCTS GROUP - COMMERCIAL | XAT20C00*(2,4,5)**(E,F,G)***** |  | HSP-A, Single-Package Heat Pum | Heat Pump | 460 | 3 | False |  |  |  | True | Single-Speed | 240000 | 25263 | 9.5 | 9.3 |  |  | 240000 | 21980 | 3.2 | 3.2 | 136000 | 19443 | 2.05 | Federally-Regulated Commercial & Industrial Equipment | 01/28/2019 |  | 05/17/2019
York International | TEMPMASTER, UNITARY PRODUCTS GROUP - COMMERCIAL | XAT20C00*(2,4,5)**(E,F,G)***** |  | HSP-A, Single-Package Heat Pum | Heat Pump | 230 | 3 | False |  |  |  | True | Single-Speed | 240000 | 25263 | 9.5 | 9.3 |  |  | 240000 | 21980 | 3.2 | 3.2 | 136000 | 19443 | 2.05 | Federally-Regulated Commercial & Industrial Equipment | 01/28/2019 |  | 05/17/2019
York International | TEMPMASTER, UNITARY PRODUCTS GROUP - COMMERCIAL | XAT20C00*(2,4,5)**(E,F,G)***** |  | HSP-A, Single-Package Heat Pum | Heat Pump | 208 | 3 | False |  |  |  | True | Single-Speed | 240000 | 25263 | 9.5 | 9.3 |  |  | 240000 | 21980 | 3.2 | 3.2 | 136000 | 19443 | 2.05 | Federally-Regulated Commercial & Industrial Equipment | 01/28/2019 |  | 05/17/2019
York International | TEMPMASTER, UNITARY PRODUCTS GROUP - COMMERCIAL | XAT15C00*(2,4,5)**(E,F,G)***** |  | HSP-A, Single-Package Heat Pum | Heat Pump | 575 | 3 | False |  |  |  | True | Single-Speed | 176000 | 16603 | 10.6 | 10.4 |  |  | 162000 | 14653 | 3.24 | 3.2 | 99000 | 14153 | 2.05 | Federally-Regulated Commercial & Industrial Equipment | 01/28/2019 |  | 05/17/2019
York International | TEMPMASTER, UNITARY PRODUCTS GROUP - COMMERCIAL | XAT15C00*(2,4,5)**(E,F,G)***** |  | HSP-A, Single-Package Heat Pum | Heat Pump | 460 | 3 | False |  |  |  | True | Single-Speed | 176000 | 16603 | 10.6 | 10.4 |  |  | 162000 | 14653 | 3.24 | 3.2 | 99000 | 14153 | 2.05 | Federally-Regulated Commercial & Industrial Equipment | 01/28/2019 |  | 05/17/2019
York International | TEMPMASTER, UNITARY PRODUCTS GROUP - COMMERCIAL | XAT15C00*(2,4,5)**(E,F,G)***** |  | HSP-A, Single-Package Heat Pum | Heat Pump | 230 | 3 | False |  |  |  | True | Single-Speed | 176000 | 16603 | 10.6 | 10.4 |  |  | 162000 | 14653 | 3.24 | 3.2 | 99000 | 14153 | 2.05 | Federally-Regulated Commercial & Industrial Equipment | 01/28/2019 |  | 05/17/2019
York International | TEMPMASTER, UNITARY PRODUCTS GROUP - COMMERCIAL | XAT15C00*(2,4,5)**(E,F,G)***** |  | HSP-A, Single-Package Heat Pum | Heat Pump | 208 | 3 | False |  |  |  | True | Single-Speed | 176000 | 16603 | 10.6 | 10.4 |  |  | 162000 | 14653 | 3.24 | 3.2 | 99000 | 14153 | 2.05 | Federally-Regulated Commercial & Industrial Equipment | 01/28/2019 |  | 05/17/2019
York International | TEMPMASTER, UNITARY PRODUCTS GROUP - COMMERCIAL | XAT15C00*(2,4,5)**(A)***** |  | HSP-A, Single-Package Heat Pum | Heat Pump | 575 | 3 | False |  |  |  | True | Single-Speed | 176000 | 16603 | 10.6 | 10.4 |  |  | 162000 | 14653 | 3.24 | 3.2 | 99000 | 14153 | 2.05 | Federally-Regulated Commercial & Industrial Equipment | 01/28/2019 |  | 05/17/2019
York International | TEMPMASTER, UNITARY PRODUCTS GROUP - COMMERCIAL | XAT15C00*(2,4,5)**(A)***** |  | HSP-A, Single-Package Heat Pum | Heat Pump | 460 | 3 | False |  |  |  | True | Single-Speed | 176000 | 16603 | 10.6 | 10.4 |  |  | 162000 | 14653 | 3.24 | 3.2 | 99000 | 14153 | 2.05 | Federally-Regulated Commercial & Industrial Equipment | 01/28/2019 |  | 05/17/2019
York International | TEMPMASTER, UNITARY PRODUCTS GROUP - COMMERCIAL | XAT15C00*(2,4,5)**(A)***** |  | HSP-A, Single-Package Heat Pum | Heat Pump | 230 | 3 | False |  |  |  | True | Single-Speed | 176000 | 16603 | 10.6 | 10.4 |  |  | 162000 | 14653 | 3.24 | 3.2 | 99000 | 14153 | 2.05 | Federally-Regulated Commercial & Industrial Equipment | 01/28/2019 |  | 05/17/2019
York International | TEMPMASTER, UNITARY PRODUCTS GROUP - COMMERCIAL | XAT15C00*(2,4,5)**(A)***** |  | HSP-A, Single-Package Heat Pum | Heat Pump | 208 | 3 | False |  |  |  | True | Single-Speed | 176000 | 16603 | 10.6 | 10.4 |  |  | 162000 | 14653 | 3.24 | 3.2 | 99000 | 14153 | 2.05 | Federally-Regulated Commercial & Industrial Equipment | 01/28/2019 |  | 05/17/2019
York International | TEMPMASTER, UNITARY PRODUCTS GROUP - COMMERCIAL | XAT10[C,E]***(2,4,5)**(E,F,G)***** |  | HSP-A, Single-Package Heat Pum | Both Heat Pump and Electric Re | 575 | 3 | False |  |  |  | True | Single-Speed | 114000 | 10363 | 11 | 11 |  |  | 106000 | 9137 | 3.4 | 3.3 | 59000 | 7685 | 2.25 | Federally-Regulated Commercial & Industrial Equipment | 01/28/2019 |  | 05/17/2019
York International | TEMPMASTER, UNITARY PRODUCTS GROUP - COMMERCIAL | XAT10[C,E]***(2,4,5)**(E,F,G)***** |  | HSP-A, Single-Package Heat Pum | Both Heat Pump and Electric Re | 460 | 3 | False |  |  |  | True | Single-Speed | 114000 | 10363 | 11 | 11 |  |  | 106000 | 9137 | 3.4 | 3.3 | 59000 | 7685 | 2.25 | Federally-Regulated Commercial & Industrial Equipment | 01/28/2019 |  | 05/17/2019
York International | TEMPMASTER, UNITARY PRODUCTS GROUP - COMMERCIAL | XAT10[C,E]***(2,4,5)**(E,F,G)***** |  | HSP-A, Single-Package Heat Pum | Both Heat Pump and Electric Re | 230 | 3 | False |  |  |  | True | Single-Speed | 114000 | 10363 | 11 | 11 |  |  | 106000 | 9137 | 3.4 | 3.3 | 59000 | 7685 | 2.25 | Federally-Regulated Commercial & Industrial Equipment | 01/28/2019 |  | 05/17/2019
York International | TEMPMASTER, UNITARY PRODUCTS GROUP - COMMERCIAL | XAT10[C,E]***(2,4,5)**(E,F,G)***** |  | HSP-A, Single-Package Heat Pum | Both Heat Pump and Electric Re | 208 | 3 | False |  |  |  | True | Single-Speed | 114000 | 10363 | 11 | 11 |  |  | 106000 | 9137 | 3.4 | 3.3 | 59000 | 7685 | 2.25 | Federally-Regulated Commercial & Industrial Equipment | 01/28/2019 |  | 05/17/2019
York International | TEMPMASTER, UNITARY PRODUCTS GROUP - COMMERCIAL | XAT08[C,E]***(2,4,5)**(E,F,G)***** |  | HSP-A, Single-Package Heat Pum | Both Heat Pump and Electric Re | 575 | 3 | False |  |  |  | True | Single-Speed | 100000 | 8928 | 11.2 | 11 |  |  | 94000 | 8102 | 3.4 | 3.3 | 54000 | 7033 | 2.25 | Federally-Regulated Commercial & Industrial Equipment | 01/28/2019 |  | 05/17/2019
York International | TEMPMASTER, UNITARY PRODUCTS GROUP - COMMERCIAL | XAT08[C,E]***(2,4,5)**(E,F,G)***** |  | HSP-A, Single-Package Heat Pum | Both Heat Pump and Electric Re | 460 | 3 | False |  |  |  | True | Single-Speed | 100000 | 8928 | 11.2 | 11 |  |  | 94000 | 8102 | 3.4 | 3.3 | 54000 | 7033 | 2.25 | Federally-Regulated Commercial & Industrial Equipment | 01/28/2019 |  | 05/17/2019
York International | TEMPMASTER, UNITARY PRODUCTS GROUP - COMMERCIAL | XAT08[C,E]***(2,4,5)**(E,F,G)***** |  | HSP-A, Single-Package Heat Pum | Both Heat Pump and Electric Re | 230 | 3 | False |  |  |  | True | Single-Speed | 100000 | 8928 | 11.2 | 11 |  |  | 94000 | 8102 | 3.4 | 3.3 | 54000 | 7033 | 2.25 | Federally-Regulated Commercial & Industrial Equipment | 01/28/2019 |  | 05/17/2019
York International | TEMPMASTER, UNITARY PRODUCTS GROUP - COMMERCIAL | XAT08[C,E]***(2,4,5)**(E,F,G)***** |  | HSP-A, Single-Package Heat Pum | Both Heat Pump and Electric Re | 208 | 3 | False |  |  |  | True | Single-Speed | 100000 | 8928 | 11.2 | 11 |  |  | 94000 | 8102 | 3.4 | 3.3 | 54000 | 7033 | 2.25 | Federally-Regulated Commercial & Industrial Equipment | 01/28/2019 |  | 05/17/2019
York International | TEMPMASTER, UNITARY PRODUCTS GROUP - COMMERCIAL | XAT08[C,E]***(2,4,5)**(A)***** |  | HSP-A, Single-Package Heat Pum | Both Heat Pump and Electric Re | 575 | 3 | False |  |  |  | True | Single-Speed | 100000 | 8928 | 11.2 | 11 |  |  | 94000 | 8102 | 3.4 | 3.3 | 54000 | 7033 | 2.25 | Federally-Regulated Commercial & Industrial Equipment | 01/28/2019 |  | 05/17/2019
York International | TEMPMASTER, UNITARY PRODUCTS GROUP - COMMERCIAL | XAT08[C,E]***(2,4,5)**(A)***** |  | HSP-A, Single-Package Heat Pum | Both Heat Pump and Electric Re | 460 | 3 | False |  |  |  | True | Single-Speed | 100000 | 8928 | 11.2 | 11 |  |  | 94000 | 8102 | 3.4 | 3.3 | 54000 | 7033 | 2.25 | Federally-Regulated Commercial & Industrial Equipment | 01/28/2019 |  | 05/17/2019
York International | TEMPMASTER, UNITARY PRODUCTS GROUP - COMMERCIAL | XAT08[C,E]***(2,4,5)**(A)***** |  | HSP-A, Single-Package Heat Pum | Both Heat Pump and Electric Re | 230 | 3 | False |  |  |  | True | Single-Speed | 100000 | 8928 | 11.2 | 11 |  |  | 94000 | 8102 | 3.4 | 3.3 | 54000 | 7033 | 2.25 | Federally-Regulated Commercial & Industrial Equipment | 01/28/2019 |  | 05/17/2019
York International | TEMPMASTER, UNITARY PRODUCTS GROUP - COMMERCIAL | XAT08[C,E]***(2,4,5)**(A)***** |  | HSP-A, Single-Package Heat Pum | Both Heat Pump and Electric Re | 208 | 3 | False |  |  |  | True | Single-Speed | 100000 | 8928 | 11.2 | 11 |  |  | 94000 | 8102 | 3.4 | 3.3 | 54000 | 7033 | 2.25 | Federally-Regulated Commercial & Industrial Equipment | 01/28/2019 |  | 05/17/2019
York International | TEMPMASTER, UNITARY PRODUCTS GROUP - COMMERCIAL | XAT07[C,E]***(2,4,5)**(E,F,G)***** |  | HSP-A, Single-Package Heat Pum | Both Heat Pump and Electric Re | 575 | 3 | False |  |  |  | True | Single-Speed | 90000 | 7894 | 11.4 | 11 |  |  | 88000 | 7585 | 3.4 | 3.3 | 51000 | 6643 | 2.25 | Federally-Regulated Commercial & Industrial Equipment | 01/28/2019 |  | 05/17/2019
York International | TEMPMASTER, UNITARY PRODUCTS GROUP - COMMERCIAL | XAT07[C,E]***(2,4,5)**(E,F,G)***** |  | HSP-A, Single-Package Heat Pum | Both Heat Pump and Electric Re | 460 | 3 | False |  |  |  | True | Single-Speed | 90000 | 7894 | 11.4 | 11 |  |  | 88000 | 7585 | 3.4 | 3.3 | 51000 | 6643 | 2.25 | Federally-Regulated Commercial & Industrial Equipment | 01/28/2019 |  | 05/17/2019
York International | TEMPMASTER, UNITARY PRODUCTS GROUP - COMMERCIAL | XAT07[C,E]***(2,4,5)**(E,F,G)***** |  | HSP-A, Single-Package Heat Pum | Both Heat Pump and Electric Re | 230 | 3 | False |  |  |  | True | Single-Speed | 90000 | 7894 | 11.4 | 11 |  |  | 88000 | 7585 | 3.4 | 3.3 | 51000 | 6643 | 2.25 | Federally-Regulated Commercial & Industrial Equipment | 01/28/2019 |  | 05/17/2019
York International | TEMPMASTER, UNITARY PRODUCTS GROUP - COMMERCIAL | XAT07[C,E]***(2,4,5)**(E,F,G)***** |  | HSP-A, Single-Package Heat Pum | Both Heat Pump and Electric Re | 208 | 3 | False |  |  |  | True | Single-Speed | 90000 | 7894 | 11.4 | 11 |  |  | 88000 | 7585 | 3.4 | 3.3 | 51000 | 6643 | 2.25 | Federally-Regulated Commercial & Industrial Equipment | 01/28/2019 |  | 05/17/2019
York International | TEMPMASTER, UNITARY PRODUCTS GROUP - COMMERCIAL | XAT07[C,E]***(2,4,5)**(A)***** |  | HSP-A, Single-Package Heat Pum | Both Heat Pump and Electric Re | 575 | 3 | False |  |  |  | True | Single-Speed | 90000 | 7894 | 11.4 | 11 |  |  | 88000 | 7585 | 3.4 | 3.3 | 51000 | 6643 | 2.25 | Federally-Regulated Commercial & Industrial Equipment | 01/28/2019 |  | 05/17/2019
York International | TEMPMASTER, UNITARY PRODUCTS GROUP - COMMERCIAL | XAT07[C,E]***(2,4,5)**(A)***** |  | HSP-A, Single-Package Heat Pum | Both Heat Pump and Electric Re | 460 | 3 | False |  |  |  | True | Single-Speed | 90000 | 7894 | 11.4 | 11 |  |  | 88000 | 7585 | 3.4 | 3.3 | 51000 | 6643 | 2.25 | Federally-Regulated Commercial & Industrial Equipment | 01/28/2019 |  | 05/17/2019
York International | TEMPMASTER, UNITARY PRODUCTS GROUP - COMMERCIAL | XAT07[C,E]***(2,4,5)**(A)***** |  | HSP-A, Single-Package Heat Pum | Both Heat Pump and Electric Re | 230 | 3 | False |  |  |  | True | Single-Speed | 90000 | 7894 | 11.4 | 11 |  |  | 88000 | 7585 | 3.4 | 3.3 | 51000 | 6643 | 2.25 | Federally-Regulated Commercial & Industrial Equipment | 01/28/2019 |  | 05/17/2019
York International | TEMPMASTER, UNITARY PRODUCTS GROUP - COMMERCIAL | XAT07[C,E]***(2,4,5)**(A)***** |  | HSP-A, Single-Package Heat Pum | Both Heat Pump and Electric Re | 208 | 3 | False |  |  |  | True | Single-Speed | 90000 | 7894 | 11.4 | 11 |  |  | 88000 | 7585 | 3.4 | 3.3 | 51000 | 6643 | 2.25 | Federally-Regulated Commercial & Industrial Equipment | 01/28/2019 |  | 05/17/2019
York International | TEMPMASTER, UNITARY PRODUCTS GROUP - COMMERCIAL | XAT06[C,E]***(2,4,5)**(E,F,G)***** |  | HSP-A, Single-Package Heat Pum | Both Heat Pump and Electric Re | 575 | 3 | False |  |  |  | True | Single-Speed | 78000 | 6500 | 12 | 11 |  |  | 75000 | 6464 | 3.4 | 3.3 | 43000 | 5600 | 2.25 | Federally-Regulated Commercial & Industrial Equipment | 01/28/2019 |  | 05/17/2019
York International | TEMPMASTER, UNITARY PRODUCTS GROUP - COMMERCIAL | XAT06[C,E]***(2,4,5)**(E,F,G)***** |  | HSP-A, Single-Package Heat Pum | Both Heat Pump and Electric Re | 460 | 3 | False |  |  |  | True | Single-Speed | 78000 | 6500 | 12 | 11 |  |  | 75000 | 6464 | 3.4 | 3.3 | 43000 | 5600 | 2.25 | Federally-Regulated Commercial & Industrial Equipment | 01/28/2019 |  | 05/17/2019
York International | TEMPMASTER, UNITARY PRODUCTS GROUP - COMMERCIAL | XAT06[C,E]***(2,4,5)**(E,F,G)***** |  | HSP-A, Single-Package Heat Pum | Both Heat Pump and Electric Re | 230 | 3 | False |  |  |  | True | Single-Speed | 78000 | 6500 | 12 | 11 |  |  | 75000 | 6464 | 3.4 | 3.3 | 43000 | 5600 | 2.25 | Federally-Regulated Commercial & Industrial Equipment | 01/28/2019 |  | 05/17/2019
York International | TEMPMASTER, UNITARY PRODUCTS GROUP - COMMERCIAL | XAT06[C,E]***(2,4,5)**(E,F,G)***** |  | HSP-A, Single-Package Heat Pum | Both Heat Pump and Electric Re | 208 | 3 | False |  |  |  | True | Single-Speed | 78000 | 6500 | 12 | 11 |  |  | 75000 | 6464 | 3.4 | 3.3 | 43000 | 5600 | 2.25 | Federally-Regulated Commercial & Industrial Equipment | 01/28/2019 |  | 05/17/2019
York International | TEMPMASTER, UNITARY PRODUCTS GROUP - COMMERCIAL | XAT06[C,E]***(2,4,5)**(A)***** |  | HSP-A, Single-Package Heat Pum | Both Heat Pump and Electric Re | 575 | 3 | False |  |  |  | True | Single-Speed | 78000 | 6500 | 12 | 11 |  |  | 75000 | 6464 | 3.4 | 3.3 | 43000 | 5600 | 2.25 | Federally-Regulated Commercial & Industrial Equipment | 01/28/2019 |  | 05/17/2019
York International | TEMPMASTER, UNITARY PRODUCTS GROUP - COMMERCIAL | XAT06[C,E]***(2,4,5)**(A)***** |  | HSP-A, Single-Package Heat Pum | Both Heat Pump and Electric Re | 460 | 3 | False |  |  |  | True | Single-Speed | 78000 | 6500 | 12 | 11 |  |  | 75000 | 6464 | 3.4 | 3.3 | 43000 | 5600 | 2.25 | Federally-Regulated Commercial & Industrial Equipment | 01/28/2019 |  | 05/17/2019
York International | TEMPMASTER, UNITARY PRODUCTS GROUP - COMMERCIAL | XAT06[C,E]***(2,4,5)**(A)***** |  | HSP-A, Single-Package Heat Pum | Both Heat Pump and Electric Re | 230 | 3 | False |  |  |  | True | Single-Speed | 78000 | 6500 | 12 | 11 |  |  | 75000 | 6464 | 3.4 | 3.3 | 43000 | 5600 | 2.25 | Federally-Regulated Commercial & Industrial Equipment | 01/28/2019 |  | 05/17/2019
York International | TEMPMASTER, UNITARY PRODUCTS GROUP - COMMERCIAL | XAT06[C,E]***(2,4,5)**(A)***** |  | HSP-A, Single-Package Heat Pum | Both Heat Pump and Electric Re | 208 | 3 | False |  |  |  | True | Single-Speed | 78000 | 6500 | 12 | 11 |  |  | 75000 | 6464 | 3.4 | 3.3 | 43000 | 5600 | 2.25 | Federally-Regulated Commercial & Industrial Equipment | 01/28/2019 |  | 05/17/2019
York International | TEMPMASTER, UNITARY PRODUCTS GROUP - COMMERCIAL | XXE09A(2,4,5)*3********* |  | HSP-A, Single-Package Heat Pum | Heat Pump | 575 | 3 | False |  |  |  | True | Single-Speed | 102000 | 8644 | 11.8 | 10.8 |  |  | 94000 | 8223 | 3.35 | 3.3 | 57000 | 7424 | 2.25 | Federally-Regulated Commercial & Industrial Equipment | 01/28/2019 |  | 05/17/2019
York International | TEMPMASTER, UNITARY PRODUCTS GROUP - COMMERCIAL | XXE09A(2,4,5)*3********* |  | HSP-A, Single-Package Heat Pum | Heat Pump | 460 | 3 | False |  |  |  | True | Single-Speed | 102000 | 8644 | 11.8 | 10.8 |  |  | 94000 | 8223 | 3.35 | 3.3 | 57000 | 7424 | 2.25 | Federally-Regulated Commercial & Industrial Equipment | 01/28/2019 |  | 05/17/2019
York International | TEMPMASTER, UNITARY PRODUCTS GROUP - COMMERCIAL | XXE09A(2,4,5)*3********* |  | HSP-A, Single-Package Heat Pum | Heat Pump | 230 | 3 | False |  |  |  | True | Single-Speed | 102000 | 8644 | 11.8 | 10.8 |  |  | 94000 | 8223 | 3.35 | 3.3 | 57000 | 7424 | 2.25 | Federally-Regulated Commercial & Industrial Equipment | 01/28/2019 |  | 05/17/2019
York International | TEMPMASTER, UNITARY PRODUCTS GROUP - COMMERCIAL | XXE09A(2,4,5)*3********* |  | HSP-A, Single-Package Heat Pum | Heat Pump | 208 | 3 | False |  |  |  | True | Single-Speed | 102000 | 8644 | 11.8 | 10.8 |  |  | 94000 | 8223 | 3.35 | 3.3 | 57000 | 7424 | 2.25 | Federally-Regulated Commercial & Industrial Equipment | 01/28/2019 |  | 05/17/2019
York International | TEMPMASTER, UNITARY PRODUCTS GROUP - COMMERCIAL | XXE09A(2,4,5)*1********* |  | HSP-A, Single-Package Heat Pum | Heat Pump | 575 | 3 | False |  |  |  | True | Single-Speed | 102000 | 8644 | 11.8 | 10.8 |  |  | 94000 | 8223 | 3.35 | 3.3 | 57000 | 7424 | 2.25 | Federally-Regulated Commercial & Industrial Equipment | 01/28/2019 |  | 05/17/2019
York International | TEMPMASTER, UNITARY PRODUCTS GROUP - COMMERCIAL | XXE09A(2,4,5)*1********* |  | HSP-A, Single-Package Heat Pum | Heat Pump | 460 | 3 | False |  |  |  | True | Single-Speed | 102000 | 8644 | 11.8 | 10.8 |  |  | 94000 | 8223 | 3.35 | 3.3 | 57000 | 7424 | 2.25 | Federally-Regulated Commercial & Industrial Equipment | 01/28/2019 |  | 05/17/2019
York International | TEMPMASTER, UNITARY PRODUCTS GROUP - COMMERCIAL | XXE09A(2,4,5)*1********* |  | HSP-A, Single-Package Heat Pum | Heat Pump | 230 | 3 | False |  |  |  | True | Single-Speed | 102000 | 8644 | 11.8 | 10.8 |  |  | 94000 | 8223 | 3.35 | 3.3 | 57000 | 7424 | 2.25 | Federally-Regulated Commercial & Industrial Equipment | 01/28/2019 |  | 05/17/2019
York International | TEMPMASTER, UNITARY PRODUCTS GROUP - COMMERCIAL | XXE09A(2,4,5)*1********* |  | HSP-A, Single-Package Heat Pum | Heat Pump | 208 | 3 | False |  |  |  | True | Single-Speed | 102000 | 8644 | 11.8 | 10.8 |  |  | 94000 | 8223 | 3.35 | 3.3 | 57000 | 7424 | 2.25 | Federally-Regulated Commercial & Industrial Equipment | 01/28/2019 |  | 05/17/2019
AAON, Inc. | Aaon | RN-008-8-*-E6**-***:*******D |  | HSP-A, Single-Package Heat Pum | Both Heat Pump and Electric Re | 208 | 3 | False |  |  |  | True | Single-Speed | 87000 | 7837 | 11.1 | 11 | 13 |  | 92000 | 7838 | 3.44 | 3.3 | 63000 | 7101 | 2.6 | Federally-Regulated Commercial & Industrial Equipment | 05/01/2019 |  | 05/31/2019
AAON, Inc. | Aaon | RN-009-3-*-E6**-***:*******D |  | HSP-A, Single-Package Heat Pum | Both Heat Pump and Electric Re | 460 | 3 | False |  |  |  | True | Single-Speed | 95000 | 8050 | 11.8 | 11 | 14.8 |  | 83000 | 6301 | 3.86 | 3.3 | 46000 | 5861 | 2.3 | Federally-Regulated Commercial & Industrial Equipment | 05/01/2019 |  | 05/31/2019
AAON, Inc. | Aaon | RN-008-3-*-E6**-***:*******D |  | HSP-A, Single-Package Heat Pum | Both Heat Pump and Electric Re | 460 | 3 | False |  |  |  | True | Single-Speed | 87000 | 7837 | 11.1 | 11 | 13 |  | 92000 | 7838 | 3.44 | 3.3 | 63000 | 7101 | 2.6 | Federally-Regulated Commercial & Industrial Equipment | 05/01/2019 |  | 05/31/2019
AAON, Inc. | Aaon | RN-009-8-*-E6**-***:*******D |  | HSP-A, Single-Package Heat Pum | Both Heat Pump and Electric Re | 208 | 3 | False |  |  |  | True | Single-Speed | 95000 | 8050 | 11.8 | 11 | 14.8 |  | 83000 | 6301 | 3.86 | 3.3 | 46000 | 5861 | 2.3 | Federally-Regulated Commercial & Industrial Equipment | 05/01/2019 |  | 05/31/2019
AAON, Inc. | Aaon | RN-008-2-*-E6**-***:*******D |  | HSP-A, Single-Package Heat Pum | Both Heat Pump and Electric Re | 230 | 3 | False |  |  |  | True | Single-Speed | 87000 | 7837 | 11.1 | 11 | 13 |  | 92000 | 7838 | 3.44 | 3.3 | 63000 | 7101 | 2.6 | Federally-Regulated Commercial & Industrial Equipment | 05/01/2019 |  | 05/31/2019
AAON, Inc. | Aaon | RN-009-2-*-E6**-***:*******D |  | HSP-A, Single-Package Heat Pum | Both Heat Pump and Electric Re | 230 | 3 | False |  |  |  | True | Single-Speed | 95000 | 8050 | 11.8 | 11 | 14.8 |  | 83000 | 6301 | 3.86 | 3.3 | 46000 | 5861 | 2.3 | Federally-Regulated Commercial & Industrial Equipment | 05/01/2019 |  | 05/31/2019
AAON, Inc. | Aaon | RN-008-8-*-E6**-***:*******D |  | HSP-A, Single-Package Heat Pum | Both Heat Pump and Electric Re | 208 | 3 | False |  |  |  | True | Single-Speed | 87000 | 7837 | 11.1 | 11 | 13 |  | 92000 | 7838 | 3.44 | 3.3 | 63000 | 7101 | 2.6 | Federally-Regulated Commercial & Industrial Equipment | 05/31/2019 |  | 05/31/2019
AAON, Inc. | Aaon | RN-009-3-*-E6**-***:*******D |  | HSP-A, Single-Package Heat Pum | Both Heat Pump and Electric Re | 460 | 3 | False |  |  |  | True | Single-Speed | 95000 | 8050 | 11.8 | 11 | 14.8 |  | 83000 | 6301 | 3.86 | 3.3 | 46000 | 5861 | 2.3 | Federally-Regulated Commercial & Industrial Equipment | 05/31/2019 |  | 05/31/2019
AAON, Inc. | Aaon | RN-008-3-*-E6**-***:*******D |  | HSP-A, Single-Package Heat Pum | Both Heat Pump and Electric Re | 460 | 3 | False |  |  |  | True | Single-Speed | 87000 | 7837 | 11.1 | 11 | 13 |  | 92000 | 7838 | 3.44 | 3.3 | 63000 | 7101 | 2.6 | Federally-Regulated Commercial & Industrial Equipment | 05/31/2019 |  | 05/31/2019
AAON, Inc. | Aaon | RN-009-8-*-E6**-***:*******D |  | HSP-A, Single-Package Heat Pum | Both Heat Pump and Electric Re | 208 | 3 | False |  |  |  | True | Single-Speed | 95000 | 8050 | 11.8 | 11 | 14.8 |  | 83000 | 6301 | 3.86 | 3.3 | 46000 | 5861 | 2.3 | Federally-Regulated Commercial & Industrial Equipment | 05/31/2019 |  | 05/31/2019
AAON, Inc. | Aaon | RN-008-2-*-E6**-***:*******D |  | HSP-A, Single-Package Heat Pum | Both Heat Pump and Electric Re | 230 | 3 | False |  |  |  | True | Single-Speed | 87000 | 7837 | 11.1 | 11 | 13 |  | 92000 | 7838 | 3.44 | 3.3 | 63000 | 7101 | 2.6 | Federally-Regulated Commercial & Industrial Equipment | 05/31/2019 |  | 05/31/2019
AAON, Inc. | Aaon | RN-009-2-*-E6**-***:*******D |  | HSP-A, Single-Package Heat Pum | Both Heat Pump and Electric Re | 230 | 3 | False |  |  |  | True | Single-Speed | 95000 | 8050 | 11.8 | 11 | 14.8 |  | 83000 | 6301 | 3.86 | 3.3 | 46000 | 5861 | 2.3 | Federally-Regulated Commercial & Industrial Equipment | 05/31/2019 |  | 05/31/2019
Daikin Comfort Technologies Manufacturing, L.P. | Daikin | DZ11TA1204A* | DAT12044A* | HRCU-A-CB, Split System: Heat | Heat Pump | 460 | 3 |  | False |  |  | True | Dual-Speed | 115000 | 10454 | 11 | 10.8 |  |  | 100000 | 8881 | 3.3 | 3.3 | 60000 | 7815 | 2.25 | Federally-Regulated Commercial & Industrial Equipment | 01/28/2019 |  | 05/31/2019
Daikin Comfort Technologies Manufacturing, L.P. | Daikin | DZ11TA0904A* | DAT09044A* | HRCU-A-CB, Split System: Heat | Heat Pump | 460 | 3 |  | False |  |  | True | Dual-Speed | 93000 | 8454 | 11 | 10.8 |  |  | 82000 | 7282 | 3.3 | 3.3 | 52000 | 6773 | 2.25 | Federally-Regulated Commercial & Industrial Equipment | 01/28/2019 |  | 05/31/2019
Daikin Comfort Technologies Manufacturing, L.P. | Daikin | DZ11TA1203A* | DAT12043A* | HRCU-A-CB, Split System: Heat | Heat Pump | 230 | 3 |  | False |  |  | True | Dual-Speed | 115000 | 10454 | 11 | 10.8 |  |  | 100000 | 8881 | 3.3 | 3.3 | 60000 | 7815 | 2.25 | Federally-Regulated Commercial & Industrial Equipment | 01/28/2019 |  | 05/31/2019
Daikin Comfort Technologies Manufacturing, L.P. | Daikin | DZ11TA1203A* | DAT12043A* | HRCU-A-CB, Split System: Heat | Heat Pump | 208 | 3 |  | False |  |  | True | Dual-Speed | 115000 | 10454 | 11 | 10.8 |  |  | 100000 | 8881 | 3.3 | 3.3 | 60000 | 7815 | 2.25 | Federally-Regulated Commercial & Industrial Equipment | 01/28/2019 |  | 05/31/2019
Daikin Comfort Technologies Manufacturing, L.P. | Daikin | DZ11TA0903A* | DAT09043A* | HRCU-A-CB, Split System: Heat | Heat Pump | 230 | 3 |  | False |  |  | True | Dual-Speed | 93000 | 8454 | 11 | 10.8 |  |  | 82000 | 7282 | 3.3 | 3.3 | 52000 | 6773 | 2.25 | Federally-Regulated Commercial & Industrial Equipment | 01/28/2019 |  | 05/31/2019
Daikin Comfort Technologies Manufacturing, L.P. | Daikin | DZ11TA0903A* | DAT09043A* | HRCU-A-CB, Split System: Heat | Heat Pump | 208 | 3 |  | False |  |  | True | Dual-Speed | 93000 | 8454 | 11 | 10.8 |  |  | 82000 | 7282 | 3.3 | 3.3 | 52000 | 6773 | 2.25 | Federally-Regulated Commercial & Industrial Equipment | 01/28/2019 |  | 05/31/2019
Daikin Comfort Technologies Manufacturing, L.P. | Daikin | DCH072****V***A* |  | HSP-A, Single-Package Heat Pum | Both Heat Pump and Electric Re | 575 | 3 | False |  |  |  | True | Dual-Speed | 69000 | 6160 | 11.2 | 11 | 15 |  | 69000 | 5465 | 3.7 | 3.3 | 38000 | 4842 | 2.3 | Federally-Regulated Commercial & Industrial Equipment | 04/16/2019 |  | 05/31/2019
Daikin Comfort Technologies Manufacturing, L.P. | Daikin | DCH072****V***A* |  | HSP-A, Single-Package Heat Pum | Both Heat Pump and Electric Re | 460 | 3 | False |  |  |  | True | Dual-Speed | 69000 | 6160 | 11.2 | 11 | 15 |  | 69000 | 5465 | 3.7 | 3.3 | 38000 | 4842 | 2.3 | Federally-Regulated Commercial & Industrial Equipment | 04/16/2019 |  | 05/31/2019
Daikin Comfort Technologies Manufacturing, L.P. | Daikin | DCH072****V***A* |  | HSP-A, Single-Package Heat Pum | Both Heat Pump and Electric Re | 230 | 3 | False |  |  |  | True | Dual-Speed | 69000 | 6160 | 11.2 | 11 | 15 |  | 69000 | 5465 | 3.7 | 3.3 | 38000 | 4842 | 2.3 | Federally-Regulated Commercial & Industrial Equipment | 04/16/2019 |  | 05/31/2019
Daikin Comfort Technologies Manufacturing, L.P. | Daikin | DCH072****V***A* |  | HSP-A, Single-Package Heat Pum | Both Heat Pump and Electric Re | 208 | 3 | False |  |  |  | True | Dual-Speed | 69000 | 6160 | 11.2 | 11 | 15 |  | 69000 | 5465 | 3.7 | 3.3 | 38000 | 4842 | 2.3 | Federally-Regulated Commercial & Industrial Equipment | 04/16/2019 |  | 05/31/2019
Daikin Comfort Technologies Manufacturing, L.P. | Daikin | DZ13SA0603A* (2) | DAT12043A* | HRCU-A-CB, Split System: Heat | Both Heat Pump and Electric Re | 230 | 3 |  | False |  |  | True | Single-Speed | 114000 | 9913 | 11.5 | 11 | 13 |  | 110000 | 9769 | 3.3 | 3.3 | 70000 | 8919 | 2.3 | Federally-Regulated Commercial & Industrial Equipment | 04/16/2019 |  | 05/31/2019
Daikin Comfort Technologies Manufacturing, L.P. | Daikin | DZ13SA0603A* (2) | DAT12043A* | HRCU-A-CB, Split System: Heat | Both Heat Pump and Electric Re | 208 | 3 |  | False |  |  | True | Single-Speed | 114000 | 9913 | 11.5 | 11 | 13 |  | 110000 | 9769 | 3.3 | 3.3 | 70000 | 8919 | 2.3 | Federally-Regulated Commercial & Industrial Equipment | 04/16/2019 |  | 05/31/2019
Daikin Comfort Technologies Manufacturing, L.P. | Daikin | DZ13SA0484A* (2) | DAT09044A* | HRCU-A-CB, Split System: Heat | Both Heat Pump and Electric Re | 460 | 3 |  | False |  |  | True | Single-Speed | 88000 | 7652 | 11.5 | 11 | 14 |  | 82000 | 7282 | 3.3 | 3.3 | 52000 | 6626 | 2.3 | Federally-Regulated Commercial & Industrial Equipment | 04/16/2019 |  | 05/31/2019
Daikin Comfort Technologies Manufacturing, L.P. | Daikin | DZ13SA0483A* (2) | DAT09043A* | HRCU-A-CB, Split System: Heat | Both Heat Pump and Electric Re | 230 | 3 |  | False |  |  | True | Single-Speed | 88000 | 7652 | 11.5 | 11 | 14 |  | 82000 | 7282 | 3.3 | 3.3 | 52000 | 6626 | 2.3 | Federally-Regulated Commercial & Industrial Equipment | 04/16/2019 |  | 05/31/2019
Daikin Comfort Technologies Manufacturing, L.P. | Daikin | DZ13SA0483A* (2) | DAT09043A* | HRCU-A-CB, Split System: Heat | Both Heat Pump and Electric Re | 208 | 3 |  | False |  |  | True | Single-Speed | 88000 | 7652 | 11.5 | 11 | 14 |  | 82000 | 7282 | 3.3 | 3.3 | 52000 | 6626 | 2.3 | Federally-Regulated Commercial & Industrial Equipment | 04/16/2019 |  | 05/31/2019
Daikin Comfort Technologies Manufacturing, L.P. | Daikin | DCH102****V***A* |  | HSP-A, Single-Package Heat Pum | Both Heat Pump and Electric Re | 575 | 3 | False |  |  |  | False | Single-Speed | 100000 | 9009 | 11.1 | 11 |  |  | 102000 | 8792 | 3.4 | 3.3 | 52000 | 6773 | 2.25 | Federally-Regulated Commercial & Industrial Equipment | 01/28/2019 |  | 05/31/2019
Daikin Comfort Technologies Manufacturing, L.P. | Daikin | DCH102****V***A* |  | HSP-A, Single-Package Heat Pum | Both Heat Pump and Electric Re | 460 | 3 | False |  |  |  | False | Single-Speed | 100000 | 9009 | 11.1 | 11 |  |  | 102000 | 8792 | 3.4 | 3.3 | 52000 | 6773 | 2.25 | Federally-Regulated Commercial & Industrial Equipment | 01/28/2019 |  | 05/31/2019
Daikin Comfort Technologies Manufacturing, L.P. | Daikin | DCH102****V***A* |  | HSP-A, Single-Package Heat Pum | Both Heat Pump and Electric Re | 230 | 3 | False |  |  |  | False | Single-Speed | 100000 | 9009 | 11.1 | 11 |  |  | 102000 | 8792 | 3.4 | 3.3 | 55500 | 7229 | 2.25 | Federally-Regulated Commercial & Industrial Equipment | 01/28/2019 |  | 05/31/2019
Daikin Comfort Technologies Manufacturing, L.P. | Daikin | DCH102****V***A* |  | HSP-A, Single-Package Heat Pum | Both Heat Pump and Electric Re | 208 | 3 | False |  |  |  | False | Single-Speed | 100000 | 9009 | 11.1 | 11 |  |  | 102000 | 8792 | 3.4 | 3.3 | 52000 | 6773 | 2.25 | Federally-Regulated Commercial & Industrial Equipment | 01/28/2019 |  | 05/31/2019
Daikin Comfort Technologies Manufacturing, L.P. | Daikin | DZ13SA0604A* (2) | DAT12044A* | HRCU-A-CB, Split System: Heat | Both Heat Pump and Electric Re | 460 | 3 |  | False |  |  | True | Single-Speed | 114000 | 9913 | 11.5 | 11 | 13 |  | 110000 | 9769 | 3.3 | 3.3 | 70000 | 8919 | 2.3 | Federally-Regulated Commercial & Industrial Equipment | 04/16/2019 |  | 05/31/2019
Daikin Comfort Technologies Manufacturing, L.P. | Daikin | DCH090****V***A* |  | HSP-A, Single-Package Heat Pum | Both Heat Pump and Electric Re | 575 | 3 | False |  |  |  | False | Single-Speed | 90000 | 7826 | 11.5 | 11 | 12.8 |  | 90000 | 7757 | 3.4 | 3.3 | 52000 | 6349 | 2.4 | Federally-Regulated Commercial & Industrial Equipment | 04/16/2019 |  | 05/31/2019
Daikin Comfort Technologies Manufacturing, L.P. | Daikin | DCH090****V***A* |  | HSP-A, Single-Package Heat Pum | Both Heat Pump and Electric Re | 460 | 3 | False |  |  |  | False | Single-Speed | 90000 | 7826 | 11.5 | 11 | 12.8 |  | 90000 | 7757 | 3.4 | 3.3 | 52000 | 6349 | 2.4 | Federally-Regulated Commercial & Industrial Equipment | 04/16/2019 |  | 05/31/2019
Daikin Comfort Technologies Manufacturing, L.P. | Daikin | DCH090****V***A* |  | HSP-A, Single-Package Heat Pum | Both Heat Pump and Electric Re | 230 | 3 | False |  |  |  | False | Single-Speed | 90000 | 7826 | 11.5 | 11 | 12.8 |  | 90000 | 7757 | 3.4 | 3.3 | 52000 | 6349 | 2.4 | Federally-Regulated Commercial & Industrial Equipment | 04/16/2019 |  | 05/31/2019
Daikin Comfort Technologies Manufacturing, L.P. | Daikin | DCH090****V***A* |  | HSP-A, Single-Package Heat Pum | Both Heat Pump and Electric Re | 208 | 3 | False |  |  |  | False | Single-Speed | 90000 | 7826 | 11.5 | 11 | 12.8 |  | 90000 | 7757 | 3.4 | 3.3 | 52000 | 6349 | 2.4 | Federally-Regulated Commercial & Industrial Equipment | 04/16/2019 |  | 05/31/2019
Daikin Comfort Technologies Manufacturing, L.P. | Daikin | DCH150****V***A* |  | HSP-A, Single-Package Heat Pum | Both Heat Pump and Electric Re | 575 | 3 | False |  |  |  | False | Single-Speed | 140000 | 13207 | 10.6 | 10.6 | 11.8 |  | 142000 | 13005 | 3.2 | 3.2 | 82000 | 11443 | 2.1 | Federally-Regulated Commercial & Industrial Equipment | 04/16/2019 |  | 05/31/2019
Daikin Comfort Technologies Manufacturing, L.P. | Daikin | DCH150****V***A* |  | HSP-A, Single-Package Heat Pum | Both Heat Pump and Electric Re | 460 | 3 | False |  |  |  | False | Single-Speed | 140000 | 13207 | 10.6 | 10.6 | 11.8 |  | 142000 | 13005 | 3.2 | 3.2 | 82000 | 11443 | 2.1 | Federally-Regulated Commercial & Industrial Equipment | 04/16/2019 |  | 05/31/2019
Daikin Comfort Technologies Manufacturing, L.P. | Daikin | DCH150****V***A* |  | HSP-A, Single-Package Heat Pum | Both Heat Pump and Electric Re | 230 | 3 | False |  |  |  | False | Single-Speed | 140000 | 13207 | 10.6 | 10.6 | 11.8 |  | 142000 | 13005 | 3.2 | 3.2 | 82000 | 11443 | 2.1 | Federally-Regulated Commercial & Industrial Equipment | 04/16/2019 |  | 05/31/2019
Daikin Comfort Technologies Manufacturing, L.P. | Daikin | DCH150****V***A* |  | HSP-A, Single-Package Heat Pum | Both Heat Pump and Electric Re | 208 | 3 | False |  |  |  | False | Single-Speed | 140000 | 13207 | 10.6 | 10.6 | 11.8 |  | 142000 | 13005 | 3.2 | 3.2 | 82000 | 11443 | 2.1 | Federally-Regulated Commercial & Industrial Equipment | 04/16/2019 |  | 05/31/2019
Daikin Comfort Technologies Manufacturing, L.P. | Daikin | DCH120****V***A* |  | HSP-A, Single-Package Heat Pum | Both Heat Pump and Electric Re | 575 | 3 | False |  |  |  | False | Single-Speed | 113000 | 10180 | 11.1 | 11 | 12.6 |  | 116000 | 9999 | 3.4 | 3.3 | 56000 | 7135 | 2.3 | Federally-Regulated Commercial & Industrial Equipment | 04/16/2019 |  | 05/31/2019
Daikin Comfort Technologies Manufacturing, L.P. | Daikin | DCH120****V***A* |  | HSP-A, Single-Package Heat Pum | Both Heat Pump and Electric Re | 460 | 3 | False |  |  |  | False | Single-Speed | 113000 | 10180 | 11.1 | 11 | 12.6 |  | 116000 | 9999 | 3.4 | 3.3 | 56000 | 7135 | 2.3 | Federally-Regulated Commercial & Industrial Equipment | 04/16/2019 |  | 05/31/2019
Daikin Comfort Technologies Manufacturing, L.P. | Daikin | DCH120****V***A* |  | HSP-A, Single-Package Heat Pum | Both Heat Pump and Electric Re | 230 | 3 | False |  |  |  | False | Single-Speed | 113000 | 10180 | 11.1 | 11 | 12.6 |  | 116000 | 9999 | 3.4 | 3.3 | 56000 | 7135 | 2.3 | Federally-Regulated Commercial & Industrial Equipment | 04/16/2019 |  | 05/31/2019
Daikin Comfort Technologies Manufacturing, L.P. | Daikin | DCH120****V***A* |  | HSP-A, Single-Package Heat Pum | Both Heat Pump and Electric Re | 208 | 3 | False |  |  |  | False | Single-Speed | 113000 | 10180 | 11.1 | 11 | 12.6 |  | 116000 | 9999 | 3.4 | 3.3 | 56000 | 7135 | 2.3 | Federally-Regulated Commercial & Industrial Equipment | 04/16/2019 |  | 05/31/2019
Daikin Comfort Technologies Manufacturing, L.P. | ENERGI AIR | CPH072****V***A* |  | HSP-A, Single-Package Heat Pum | Both Heat Pump and Electric Re | 575 | 3 | False |  |  |  | True | Dual-Speed | 69000 | 6160 | 11.2 | 11 | 15 |  | 69000 | 5465 | 3.7 | 3.3 | 38000 | 4842 | 2.3 | Federally-Regulated Commercial & Industrial Equipment | 04/16/2019 |  | 05/31/2019
Daikin Comfort Technologies Manufacturing, L.P. | ENERGI AIR | CPH072****V***A* |  | HSP-A, Single-Package Heat Pum | Both Heat Pump and Electric Re | 460 | 3 | False |  |  |  | True | Dual-Speed | 69000 | 6160 | 11.2 | 11 | 15 |  | 69000 | 5465 | 3.7 | 3.3 | 38000 | 4842 | 2.3 | Federally-Regulated Commercial & Industrial Equipment | 04/16/2019 |  | 05/31/2019
Daikin Comfort Technologies Manufacturing, L.P. | ENERGI AIR | CPH072****V***A* |  | HSP-A, Single-Package Heat Pum | Both Heat Pump and Electric Re | 230 | 3 | False |  |  |  | True | Dual-Speed | 69000 | 6160 | 11.2 | 11 | 15 |  | 69000 | 5465 | 3.7 | 3.3 | 38000 | 4842 | 2.3 | Federally-Regulated Commercial & Industrial Equipment | 04/16/2019 |  | 05/31/2019
Daikin Comfort Technologies Manufacturing, L.P. | ENERGI AIR | CPH072****V***A* |  | HSP-A, Single-Package Heat Pum | Both Heat Pump and Electric Re | 208 | 3 | False |  |  |  | True | Dual-Speed | 69000 | 6160 | 11.2 | 11 | 15 |  | 69000 | 5465 | 3.7 | 3.3 | 38000 | 4842 | 2.3 | Federally-Regulated Commercial & Industrial Equipment | 04/16/2019 |  | 05/31/2019
Daikin Comfort Technologies Manufacturing, L.P. | ENERGI AIR | GSZ130604A* (2) | AT12044A* | HRCU-A-CB, Split System: Heat | Both Heat Pump and Electric Re | 460 | 3 |  | False |  |  | True | Single-Speed | 114000 | 9913 | 11.5 | 11 | 13 |  | 110000 | 9769 | 3.3 | 3.3 | 70000 | 8919 | 2.3 | Federally-Regulated Commercial & Industrial Equipment | 04/16/2019 |  | 05/31/2019
Daikin Comfort Technologies Manufacturing, L.P. | ENERGI AIR | GSZ130603A* (2) | AT12043A* | HRCU-A-CB, Split System: Heat | Both Heat Pump and Electric Re | 230 | 3 |  | False |  |  | True | Single-Speed | 114000 | 9913 | 11.5 | 11 | 13 |  | 110000 | 9769 | 3.3 | 3.3 | 70000 | 8919 | 2.3 | Federally-Regulated Commercial & Industrial Equipment | 04/16/2019 |  | 05/31/2019
Daikin Comfort Technologies Manufacturing, L.P. | ENERGI AIR | GSZ130603A* (2) | AT12043A* | HRCU-A-CB, Split System: Heat | Both Heat Pump and Electric Re | 208 | 3 |  | False |  |  | True | Single-Speed | 114000 | 9913 | 11.5 | 11 | 13 |  | 110000 | 9769 | 3.3 | 3.3 | 70000 | 8919 | 2.3 | Federally-Regulated Commercial & Industrial Equipment | 04/16/2019 |  | 05/31/2019
Daikin Comfort Technologies Manufacturing, L.P. | ENERGI AIR | GSZ130484A* (2) | AT09044A* | HRCU-A-CB, Split System: Heat | Both Heat Pump and Electric Re | 460 | 3 |  | False |  |  | True | Single-Speed | 88000 | 7652 | 11.5 | 11 | 14 |  | 82000 | 7282 | 3.3 | 3.3 | 52000 | 6626 | 2.3 | Federally-Regulated Commercial & Industrial Equipment | 04/16/2019 |  | 05/31/2019
Daikin Comfort Technologies Manufacturing, L.P. | ENERGI AIR | GSZ130483A* (2) | AT09043A* | HRCU-A-CB, Split System: Heat | Both Heat Pump and Electric Re | 230 | 3 |  | False |  |  | True | Single-Speed | 88000 | 7652 | 11.5 | 11 | 14 |  | 82000 | 7282 | 3.3 | 3.3 | 52000 | 6626 | 2.3 | Federally-Regulated Commercial & Industrial Equipment | 04/16/2019 |  | 05/31/2019
Daikin Comfort Technologies Manufacturing, L.P. | ENERGI AIR | GSZ130483A* (2) | AT09043A* | HRCU-A-CB, Split System: Heat | Both Heat Pump and Electric Re | 208 | 3 |  | False |  |  | True | Single-Speed | 88000 | 7652 | 11.5 | 11 | 14 |  | 82000 | 7282 | 3.3 | 3.3 | 52000 | 6626 | 2.3 | Federally-Regulated Commercial & Industrial Equipment | 04/16/2019 |  | 05/31/2019
Daikin Comfort Technologies Manufacturing, L.P. | ENERGI AIR | CPH102****V***A* |  | HSP-A, Single-Package Heat Pum | Both Heat Pump and Electric Re | 575 | 3 | False |  |  |  | False | Single-Speed | 102000 | 9189 | 11.1 | 11 |  |  | 102000 | 8792 | 3.4 | 3.3 | 52000 | 6773 | 2.25 | Federally-Regulated Commercial & Industrial Equipment | 01/28/2019 |  | 05/31/2019
Daikin Comfort Technologies Manufacturing, L.P. | ENERGI AIR | CPH102****V***A* |  | HSP-A, Single-Package Heat Pum | Both Heat Pump and Electric Re | 460 | 3 | False |  |  |  | False | Single-Speed | 102000 | 9189 | 11.1 | 11 |  |  | 102000 | 8792 | 3.4 | 3.3 | 52000 | 6773 | 2.25 | Federally-Regulated Commercial & Industrial Equipment | 01/28/2019 |  | 05/31/2019
Daikin Comfort Technologies Manufacturing, L.P. | ENERGI AIR | CPH102****V***A* |  | HSP-A, Single-Package Heat Pum | Both Heat Pump and Electric Re | 230 | 3 | False |  |  |  | False | Single-Speed | 102000 | 9189 | 11.1 | 11 |  |  | 102000 | 8792 | 3.4 | 3.3 | 55500 | 7229 | 2.25 | Federally-Regulated Commercial & Industrial Equipment | 01/28/2019 |  | 05/31/2019
Daikin Comfort Technologies Manufacturing, L.P. | ENERGI AIR | CPH102****V***A* |  | HSP-A, Single-Package Heat Pum | Both Heat Pump and Electric Re | 208 | 3 | False |  |  |  | False | Single-Speed | 102000 | 9189 | 11.1 | 11 |  |  | 102000 | 8792 | 3.4 | 3.3 | 52000 | 6773 | 2.25 | Federally-Regulated Commercial & Industrial Equipment | 01/28/2019 |  | 05/31/2019
Daikin Comfort Technologies Manufacturing, L.P. | ENERGI AIR | CPH090****V***A* |  | HSP-A, Single-Package Heat Pum | Both Heat Pump and Electric Re | 575 | 3 | False |  |  |  | False | Single-Speed | 90000 | 7826 | 11.5 | 11 | 12.8 |  | 90000 | 7757 | 3.4 | 3.3 | 52000 | 6349 | 2.4 | Federally-Regulated Commercial & Industrial Equipment | 04/16/2019 |  | 05/31/2019
Daikin Comfort Technologies Manufacturing, L.P. | ENERGI AIR | CPH090****V***A* |  | HSP-A, Single-Package Heat Pum | Both Heat Pump and Electric Re | 460 | 3 | False |  |  |  | False | Single-Speed | 90000 | 7826 | 11.5 | 11 | 12.8 |  | 90000 | 7757 | 3.4 | 3.3 | 52000 | 6349 | 2.4 | Federally-Regulated Commercial & Industrial Equipment | 04/16/2019 |  | 05/31/2019
Daikin Comfort Technologies Manufacturing, L.P. | ENERGI AIR | CPH090****V***A* |  | HSP-A, Single-Package Heat Pum | Both Heat Pump and Electric Re | 230 | 3 | False |  |  |  | False | Single-Speed | 90000 | 7826 | 11.5 | 11 | 12.8 |  | 90000 | 7757 | 3.4 | 3.3 | 52000 | 6349 | 2.4 | Federally-Regulated Commercial & Industrial Equipment | 04/16/2019 |  | 05/31/2019
Daikin Comfort Technologies Manufacturing, L.P. | ENERGI AIR | CPH090****V***A* |  | HSP-A, Single-Package Heat Pum | Both Heat Pump and Electric Re | 208 | 3 | False |  |  |  | False | Single-Speed | 90000 | 7826 | 11.5 | 11 | 12.8 |  | 90000 | 7757 | 3.4 | 3.3 | 52000 | 6349 | 2.4 | Federally-Regulated Commercial & Industrial Equipment | 04/16/2019 |  | 05/31/2019
Daikin Comfort Technologies Manufacturing, L.P. | ENERGI AIR | CPH150****V***A* |  | HSP-A, Single-Package Heat Pum | Both Heat Pump and Electric Re | 575 | 3 | False |  |  |  | False | Single-Speed | 140000 | 13207 | 10.6 | 10.6 | 11.8 |  | 142000 | 13005 | 3.2 | 3.2 | 82000 | 11443 | 2.1 | Federally-Regulated Commercial & Industrial Equipment | 04/16/2019 |  | 05/31/2019
Daikin Comfort Technologies Manufacturing, L.P. | ENERGI AIR | CPH150****V***A* |  | HSP-A, Single-Package Heat Pum | Both Heat Pump and Electric Re | 460 | 3 | False |  |  |  | False | Single-Speed | 140000 | 13207 | 10.6 | 10.6 | 11.8 |  | 142000 | 13005 | 3.2 | 3.2 | 82000 | 11443 | 2.1 | Federally-Regulated Commercial & Industrial Equipment | 04/16/2019 |  | 05/31/2019
Daikin Comfort Technologies Manufacturing, L.P. | ENERGI AIR | CPH150****V***A* |  | HSP-A, Single-Package Heat Pum | Both Heat Pump and Electric Re | 230 | 3 | False |  |  |  | False | Single-Speed | 140000 | 13207 | 10.6 | 10.6 | 11.8 |  | 142000 | 13005 | 3.2 | 3.2 | 82000 | 11443 | 2.1 | Federally-Regulated Commercial & Industrial Equipment | 04/16/2019 |  | 05/31/2019
Daikin Comfort Technologies Manufacturing, L.P. | ENERGI AIR | CPH150****V***A* |  | HSP-A, Single-Package Heat Pum | Both Heat Pump and Electric Re | 208 | 3 | False |  |  |  | False | Single-Speed | 140000 | 13207 | 10.6 | 10.6 | 11.8 |  | 142000 | 13005 | 3.2 | 3.2 | 82000 | 11443 | 2.1 | Federally-Regulated Commercial & Industrial Equipment | 04/16/2019 |  | 05/31/2019
Daikin Comfort Technologies Manufacturing, L.P. | ENERGI AIR | CPH120****V***A* |  | HSP-A, Single-Package Heat Pum | Both Heat Pump and Electric Re | 575 | 3 | False |  |  |  | False | Single-Speed | 113000 | 10180 | 11.1 | 11 | 12.6 |  | 116000 | 9999 | 3.4 | 3.3 | 56000 | 7135 | 2.3 | Federally-Regulated Commercial & Industrial Equipment | 04/16/2019 |  | 05/31/2019
Daikin Comfort Technologies Manufacturing, L.P. | ENERGI AIR | CPH120****V***A* |  | HSP-A, Single-Package Heat Pum | Both Heat Pump and Electric Re | 460 | 3 | False |  |  |  | False | Single-Speed | 113000 | 10180 | 11.1 | 11 | 12.6 |  | 116000 | 9999 | 3.4 | 3.3 | 56000 | 7135 | 2.3 | Federally-Regulated Commercial & Industrial Equipment | 04/16/2019 |  | 05/31/2019
Daikin Comfort Technologies Manufacturing, L.P. | ENERGI AIR | CPH120****V***A* |  | HSP-A, Single-Package Heat Pum | Both Heat Pump and Electric Re | 230 | 3 | False |  |  |  | False | Single-Speed | 113000 | 10180 | 11.1 | 11 | 12.6 |  | 116000 | 9999 | 3.4 | 3.3 | 56000 | 7135 | 2.3 | Federally-Regulated Commercial & Industrial Equipment | 04/16/2019 |  | 05/31/2019
Daikin Comfort Technologies Manufacturing, L.P. | ENERGI AIR | CPH120****V***A* |  | HSP-A, Single-Package Heat Pum | Both Heat Pump and Electric Re | 208 | 3 | False |  |  |  | False | Single-Speed | 113000 | 10180 | 11.1 | 11 | 12.6 |  | 116000 | 9999 | 3.4 | 3.3 | 56000 | 7135 | 2.3 | Federally-Regulated Commercial & Industrial Equipment | 04/16/2019 |  | 05/31/2019
Carrier Corp. - Syracuse | Airquest | CHS072(H,L,S)(A,B)** | FHS091(M,S,K)**A0** | HRCU-A-CB, Split System: Heat | Heat Pump | 575 | 3 |  | False |  |  | True | Single-Speed | 72000 | 6000 | 12 | 10.8 | 13.2 |  | 68000 | 5386 | 3.7 | 3.3 | 39000 | 4571 | 2.5 | Federally-Regulated Commercial & Industrial Equipment | 04/15/2019 |  | 05/31/2019
Carrier Corp. - Syracuse | Airquest | CHS072(H,L,S)(A,B)** | FHS091(M,S,K)**A0** | HRCU-A-CB, Split System: Heat | Heat Pump | 460 | 3 |  | False |  |  | True | Single-Speed | 72000 | 6000 | 12 | 10.8 | 13.2 |  | 68000 | 5386 | 3.7 | 3.3 | 39000 | 4571 | 2.5 | Federally-Regulated Commercial & Industrial Equipment | 04/15/2019 |  | 05/31/2019
Carrier Corp. - Syracuse | Airquest | CHS072(H,L,S)(A,B)** | FHS091(M,S,K)**A0** | HRCU-A-CB, Split System: Heat | Heat Pump | 230 | 3 |  | False |  |  | True | Single-Speed | 72000 | 6000 | 12 | 10.8 | 13.2 |  | 68000 | 5386 | 3.7 | 3.3 | 39000 | 4571 | 2.5 | Federally-Regulated Commercial & Industrial Equipment | 04/15/2019 |  | 05/31/2019
Carrier Corp. - Syracuse | Airquest | CHS072(H,L,S)(A,B)** | FHS091(M,S,K)**A0** | HRCU-A-CB, Split System: Heat | Heat Pump | 208 | 3 |  | False |  |  | True | Single-Speed | 72000 | 6000 | 12 | 10.8 | 13.2 |  | 68000 | 5386 | 3.7 | 3.3 | 39000 | 4571 | 2.5 | Federally-Regulated Commercial & Industrial Equipment | 04/15/2019 |  | 05/31/2019
Carrier Corp. - Syracuse | Airquest | CHS072(H,L,S)(A,B)** | FHS072(M,S,K)**A0** | HRCU-A-CB, Split System: Heat | Heat Pump | 575 | 3 |  | False |  |  | True | Single-Speed | 70000 | 6363 | 11 | 10.8 | 12.6 |  | 65000 | 5772 | 3.3 | 3.3 | 39000 | 4762 | 2.4 | Federally-Regulated Commercial & Industrial Equipment | 04/15/2019 |  | 05/31/2019
Carrier Corp. - Syracuse | Airquest | CHS072(H,L,S)(A,B)** | FHS072(M,S,K)**A0** | HRCU-A-CB, Split System: Heat | Heat Pump | 460 | 3 |  | False |  |  | True | Single-Speed | 70000 | 6363 | 11 | 10.8 | 12.6 |  | 65000 | 5772 | 3.3 | 3.3 | 39000 | 4762 | 2.4 | Federally-Regulated Commercial & Industrial Equipment | 04/15/2019 |  | 05/31/2019
Carrier Corp. - Syracuse | Airquest | CHS072(H,L,S)(A,B)** | FHS072(M,S,K)**A0** | HRCU-A-CB, Split System: Heat | Heat Pump | 230 | 3 |  | False |  |  | True | Single-Speed | 70000 | 6363 | 11 | 10.8 | 12.6 |  | 65000 | 5772 | 3.3 | 3.3 | 39000 | 4762 | 2.4 | Federally-Regulated Commercial & Industrial Equipment | 04/15/2019 |  | 05/31/2019
Carrier Corp. - Syracuse | Airquest | CHS072(H,L,S)(A,B)** | FHS072(M,S,K)**A0** | HRCU-A-CB, Split System: Heat | Heat Pump | 208 | 3 |  | False |  |  | True | Single-Speed | 70000 | 6363 | 11 | 10.8 | 12.6 |  | 65000 | 5772 | 3.3 | 3.3 | 39000 | 4762 | 2.4 | Federally-Regulated Commercial & Industrial Equipment | 04/15/2019 |  | 05/31/2019
Carrier Corp. - Syracuse | Airquest | CHS072(H,L,S)(G,H)* | FHS072(H,L,S)A*A2* | HRCU-A-CB, Split System: Heat | Heat Pump | 575 | 3 |  | False |  |  | True | Single-Speed | 70000 | 5982 | 11.7 | 10.8 | 13.8 |  | 66000 | 5861 | 3.3 | 3.3 | 39000 | 4762 | 2.4 | Federally-Regulated Commercial & Industrial Equipment | 04/15/2019 |  | 05/31/2019
Carrier Corp. - Syracuse | Airquest | CHS072(H,L,S)(G,H)* | FHS072(H,L,S)A*A2* | HRCU-A-CB, Split System: Heat | Heat Pump | 460 | 3 |  | False |  |  | True | Single-Speed | 70000 | 5982 | 11.7 | 10.8 | 13.8 |  | 66000 | 5861 | 3.3 | 3.3 | 39000 | 4762 | 2.4 | Federally-Regulated Commercial & Industrial Equipment | 04/15/2019 |  | 05/31/2019
Carrier Corp. - Syracuse | Airquest | CHS072(H,L,S)(G,H)* | FHS072(H,L,S)A*A2* | HRCU-A-CB, Split System: Heat | Heat Pump | 230 | 3 |  | False |  |  | True | Single-Speed | 70000 | 5982 | 11.7 | 10.8 | 13.8 |  | 66000 | 5861 | 3.3 | 3.3 | 39000 | 4762 | 2.4 | Federally-Regulated Commercial & Industrial Equipment | 04/15/2019 |  | 05/31/2019
Carrier Corp. - Syracuse | Airquest | CHS072(H,L,S)(G,H)* | FHS072(H,L,S)A*A2* | HRCU-A-CB, Split System: Heat | Heat Pump | 208 | 3 |  | False |  |  | True | Single-Speed | 70000 | 5982 | 11.7 | 10.8 | 13.8 |  | 66000 | 5861 | 3.3 | 3.3 | 39000 | 4762 | 2.4 | Federally-Regulated Commercial & Industrial Equipment | 04/15/2019 |  | 05/31/2019
Carrier Corp. - Syracuse | Airquest | CHS072(H,L,S)(G,H)* | FHS072(H,L,S)B*A2* | HRCU-A-CB, Split System: Heat | Heat Pump | 575 | 3 |  | False |  |  | True | Single-Speed | 70000 | 5982 | 11.7 | 10.8 | 13.8 |  | 66000 | 5861 | 3.3 | 3.3 | 39000 | 4762 | 2.4 | Federally-Regulated Commercial & Industrial Equipment | 04/15/2019 |  | 05/31/2019
Carrier Corp. - Syracuse | Airquest | CHS072(H,L,S)(G,H)* | FHS072(H,L,S)B*A2* | HRCU-A-CB, Split System: Heat | Heat Pump | 460 | 3 |  | False |  |  | True | Single-Speed | 70000 | 5982 | 11.7 | 10.8 | 13.8 |  | 66000 | 5861 | 3.3 | 3.3 | 39000 | 4762 | 2.4 | Federally-Regulated Commercial & Industrial Equipment | 04/15/2019 |  | 05/31/2019
Carrier Corp. - Syracuse | Airquest | CHS072(H,L,S)(G,H)* | FHS072(H,L,S)B*A2* | HRCU-A-CB, Split System: Heat | Heat Pump | 230 | 3 |  | False |  |  | True | Single-Speed | 70000 | 5982 | 11.7 | 10.8 | 13.8 |  | 66000 | 5861 | 3.3 | 3.3 | 39000 | 4762 | 2.4 | Federally-Regulated Commercial & Industrial Equipment | 04/15/2019 |  | 05/31/2019
Carrier Corp. - Syracuse | Airquest | CHS072(H,L,S)(G,H)* | FHS072(H,L,S)B*A2* | HRCU-A-CB, Split System: Heat | Heat Pump | 208 | 3 |  | False |  |  | True | Single-Speed | 70000 | 5982 | 11.7 | 10.8 | 13.8 |  | 66000 | 5861 | 3.3 | 3.3 | 39000 | 4762 | 2.4 | Federally-Regulated Commercial & Industrial Equipment | 04/15/2019 |  | 05/31/2019
Carrier Corp. - Syracuse | Airquest | CHS091(H,L,S)(A,B)* | FHS091(H,L,S)**A2* | HRCU-A-CB, Split System: Heat | Heat Pump | 575 | 3 |  | False |  |  | True | Single-Speed | 88000 | 8000 | 11 | 10.8 | 12.4 |  | 86000 | 7637 | 3.3 | 3.3 | 51000 | 6227 | 2.4 | Federally-Regulated Commercial & Industrial Equipment | 04/15/2019 |  | 05/31/2019
Carrier Corp. - Syracuse | Airquest | CHS091(H,L,S)(A,B)* | FHS091(H,L,S)**A2* | HRCU-A-CB, Split System: Heat | Heat Pump | 460 | 3 |  | False |  |  | True | Single-Speed | 88000 | 8000 | 11 | 10.8 | 12.4 |  | 86000 | 7637 | 3.3 | 3.3 | 51000 | 6227 | 2.4 | Federally-Regulated Commercial & Industrial Equipment | 04/15/2019 |  | 05/31/2019
Carrier Corp. - Syracuse | Airquest | CHS091(H,L,S)(A,B)* | FHS091(H,L,S)**A2* | HRCU-A-CB, Split System: Heat | Heat Pump | 230 | 3 |  | False |  |  | True | Single-Speed | 88000 | 8000 | 11 | 10.8 | 12.4 |  | 86000 | 7637 | 3.3 | 3.3 | 51000 | 6227 | 2.4 | Federally-Regulated Commercial & Industrial Equipment | 04/15/2019 |  | 05/31/2019
Carrier Corp. - Syracuse | Airquest | CHS091(H,L,S)(A,B)* | FHS091(H,L,S)**A2* | HRCU-A-CB, Split System: Heat | Heat Pump | 208 | 3 |  | False |  |  | True | Single-Speed | 88000 | 8000 | 11 | 10.8 | 12.4 |  | 86000 | 7637 | 3.3 | 3.3 | 51000 | 6227 | 2.4 | Federally-Regulated Commercial & Industrial Equipment | 04/15/2019 |  | 05/31/2019
Carrier Corp. - Syracuse | Airquest | CHS091(H,L,S)(A,B)* | FHS091(M,S,K)**A0* | HRCU-A-CB, Split System: Heat | Heat Pump | 575 | 3 |  | False |  |  | True | Single-Speed | 88000 | 8000 | 11 | 10.8 | 12.2 |  | 86000 | 7637 | 3.3 | 3.3 | 51000 | 6227 | 2.4 | Federally-Regulated Commercial & Industrial Equipment | 04/15/2019 |  | 05/31/2019
Carrier Corp. - Syracuse | Airquest | CHS091(H,L,S)(A,B)* | FHS091(M,S,K)**A0* | HRCU-A-CB, Split System: Heat | Heat Pump | 460 | 3 |  | False |  |  | True | Single-Speed | 88000 | 8000 | 11 | 10.8 | 12.2 |  | 86000 | 7637 | 3.3 | 3.3 | 51000 | 6227 | 2.4 | Federally-Regulated Commercial & Industrial Equipment | 04/15/2019 |  | 05/31/2019
Carrier Corp. - Syracuse | Airquest | CHS091(H,L,S)(A,B)* | FHS091(M,S,K)**A0* | HRCU-A-CB, Split System: Heat | Heat Pump | 230 | 3 |  | False |  |  | True | Single-Speed | 88000 | 8000 | 11 | 10.8 | 12.2 |  | 86000 | 7637 | 3.3 | 3.3 | 51000 | 6227 | 2.4 | Federally-Regulated Commercial & Industrial Equipment | 04/15/2019 |  | 05/31/2019
Carrier Corp. - Syracuse | Airquest | CHS091(H,L,S)(A,B)* | FHS091(M,S,K)**A0* | HRCU-A-CB, Split System: Heat | Heat Pump | 208 | 3 |  | False |  |  | True | Single-Speed | 88000 | 8000 | 11 | 10.8 | 12.2 |  | 86000 | 7637 | 3.3 | 3.3 | 51000 | 6227 | 2.4 | Federally-Regulated Commercial & Industrial Equipment | 04/15/2019 |  | 05/31/2019
Carrier Corp. - Syracuse | Airquest | CHS091(H,L,S)(G,H)* | FHS091(H,L,S)B*A2* | HRCU-A-CB, Split System: Heat | Heat Pump | 575 | 3 |  | False |  |  | True | Single-Speed | 88000 | 8000 | 11 | 10.8 | 12.7 |  | 87000 | 7726 | 3.3 | 3.3 | 52000 | 6349 | 2.4 | Federally-Regulated Commercial & Industrial Equipment | 04/15/2019 |  | 05/31/2019
Carrier Corp. - Syracuse | Airquest | CHS091(H,L,S)(G,H)* | FHS091(H,L,S)B*A2* | HRCU-A-CB, Split System: Heat | Heat Pump | 460 | 3 |  | False |  |  | True | Single-Speed | 88000 | 8000 | 11 | 10.8 | 12.7 |  | 87000 | 7726 | 3.3 | 3.3 | 52000 | 6349 | 2.4 | Federally-Regulated Commercial & Industrial Equipment | 04/15/2019 |  | 05/31/2019
Carrier Corp. - Syracuse | Airquest | CHS091(H,L,S)(G,H)* | FHS091(H,L,S)B*A2* | HRCU-A-CB, Split System: Heat | Heat Pump | 230 | 3 |  | False |  |  | True | Single-Speed | 88000 | 8000 | 11 | 10.8 | 12.7 |  | 87000 | 7726 | 3.3 | 3.3 | 52000 | 6349 | 2.4 | Federally-Regulated Commercial & Industrial Equipment | 04/15/2019 |  | 05/31/2019
Carrier Corp. - Syracuse | Airquest | CHS091(H,L,S)(G,H)* | FHS091(H,L,S)B*A2* | HRCU-A-CB, Split System: Heat | Heat Pump | 208 | 3 |  | False |  |  | True | Single-Speed | 88000 | 8000 | 11 | 10.8 | 12.7 |  | 87000 | 7726 | 3.3 | 3.3 | 52000 | 6349 | 2.4 | Federally-Regulated Commercial & Industrial Equipment | 04/15/2019 |  | 05/31/2019
Carrier Corp. - Syracuse | Airquest | CHS091(H,L,S)(G,H)* | FHS091(H,L,S)A*A2* | HRCU-A-CB, Split System: Heat | Heat Pump | 575 | 3 |  | False |  |  | True | Single-Speed | 88000 | 8000 | 11 | 10.8 | 12.7 |  | 87000 | 7726 | 3.3 | 3.3 | 52000 | 6349 | 2.4 | Federally-Regulated Commercial & Industrial Equipment | 04/15/2019 |  | 05/31/2019
Carrier Corp. - Syracuse | Airquest | CHS091(H,L,S)(G,H)* | FHS091(H,L,S)A*A2* | HRCU-A-CB, Split System: Heat | Heat Pump | 460 | 3 |  | False |  |  | True | Single-Speed | 88000 | 8000 | 11 | 10.8 | 12.7 |  | 87000 | 7726 | 3.3 | 3.3 | 52000 | 6349 | 2.4 | Federally-Regulated Commercial & Industrial Equipment | 04/15/2019 |  | 05/31/2019
Carrier Corp. - Syracuse | Airquest | CHS091(H,L,S)(G,H)* | FHS091(H,L,S)A*A2* | HRCU-A-CB, Split System: Heat | Heat Pump | 230 | 3 |  | False |  |  | True | Single-Speed | 88000 | 8000 | 11 | 10.8 | 12.7 |  | 87000 | 7726 | 3.3 | 3.3 | 52000 | 6349 | 2.4 | Federally-Regulated Commercial & Industrial Equipment | 04/15/2019 |  | 05/31/2019
Carrier Corp. - Syracuse | Airquest | CHS091(H,L,S)(G,H)* | FHS091(H,L,S)A*A2* | HRCU-A-CB, Split System: Heat | Heat Pump | 208 | 3 |  | False |  |  | True | Single-Speed | 88000 | 8000 | 11 | 10.8 | 12.7 |  | 87000 | 7726 | 3.3 | 3.3 | 52000 | 6349 | 2.4 | Federally-Regulated Commercial & Industrial Equipment | 04/15/2019 |  | 05/31/2019
Carrier Corp. - Syracuse | Airquest | CHS121(H,L,S)(G,H)* | FHS120(H,L,S)**A2* | HRCU-A-CB, Split System: Heat | Heat Pump | 575 | 3 |  | False |  |  | True | Single-Speed | 112000 | 10181 | 11 | 10.8 | 13.8 |  | 106000 | 9413 | 3.3 | 3.3 | 66000 | 8059 | 2.4 | Federally-Regulated Commercial & Industrial Equipment | 04/15/2019 |  | 05/31/2019
Carrier Corp. - Syracuse | Airquest | CHS121(H,L,S)(G,H)* | FHS120(H,L,S)**A2* | HRCU-A-CB, Split System: Heat | Heat Pump | 460 | 3 |  | False |  |  | True | Single-Speed | 112000 | 10181 | 11 | 10.8 | 13.8 |  | 106000 | 9413 | 3.3 | 3.3 | 66000 | 8059 | 2.4 | Federally-Regulated Commercial & Industrial Equipment | 04/15/2019 |  | 05/31/2019
Carrier Corp. - Syracuse | Airquest | CHS121(H,L,S)(G,H)* | FHS120(H,L,S)**A2* | HRCU-A-CB, Split System: Heat | Heat Pump | 230 | 3 |  | False |  |  | True | Single-Speed | 112000 | 10181 | 11 | 10.8 | 13.8 |  | 106000 | 9413 | 3.3 | 3.3 | 66000 | 8059 | 2.4 | Federally-Regulated Commercial & Industrial Equipment | 04/15/2019 |  | 05/31/2019
Carrier Corp. - Syracuse | Airquest | CHS121(H,L,S)(G,H)* | FHS120(H,L,S)**A2* | HRCU-A-CB, Split System: Heat | Heat Pump | 208 | 3 |  | False |  |  | True | Single-Speed | 112000 | 10181 | 11 | 10.8 | 13.8 |  | 106000 | 9413 | 3.3 | 3.3 | 66000 | 8059 | 2.4 | Federally-Regulated Commercial & Industrial Equipment | 04/15/2019 |  | 05/31/2019
Carrier Corp. - Syracuse | Airquest | CHS180(H,L,S)(D,E)* | FHS180(H,L,S)**A2* | HRCU-A-CB, Split System: Heat | Heat Pump | 575 | 3 |  | False |  |  | True | Single-Speed | 178000 | 16792 | 10.6 | 10.4 | 12.5 |  | 178000 | 15343 | 3.4 | 3.2 | 108000 | 13188 | 2.4 | Federally-Regulated Commercial & Industrial Equipment | 04/15/2019 |  | 05/31/2019
Carrier Corp. - Syracuse | Airquest | CHS180(H,L,S)(D,E)* | FHS180(H,L,S)**A2* | HRCU-A-CB, Split System: Heat | Heat Pump | 460 | 3 |  | False |  |  | True | Single-Speed | 178000 | 16792 | 10.6 | 10.4 | 12.5 |  | 178000 | 15343 | 3.4 | 3.2 | 108000 | 13188 | 2.4 | Federally-Regulated Commercial & Industrial Equipment | 04/15/2019 |  | 05/31/2019
Carrier Corp. - Syracuse | Airquest | CHS180(H,L,S)(D,E)* | FHS180(H,L,S)**A2* | HRCU-A-CB, Split System: Heat | Heat Pump | 230 | 3 |  | False |  |  | True | Single-Speed | 178000 | 16792 | 10.6 | 10.4 | 12.5 |  | 178000 | 15343 | 3.4 | 3.2 | 108000 | 13188 | 2.4 | Federally-Regulated Commercial & Industrial Equipment | 04/15/2019 |  | 05/31/2019
Carrier Corp. - Syracuse | Airquest | CHS180(H,L,S)(D,E)* | FHS180(H,L,S)**A2* | HRCU-A-CB, Split System: Heat | Heat Pump | 208 | 3 |  | False |  |  | True | Single-Speed | 178000 | 16792 | 10.6 | 10.4 | 12.5 |  | 178000 | 15343 | 3.4 | 3.2 | 108000 | 13188 | 2.4 | Federally-Regulated Commercial & Industrial Equipment | 04/15/2019 |  | 05/31/2019
Carrier Corp. - Syracuse | Airquest | CHS240(H,L,S)(D,E)* | FHS240(H,L,S)**A2* | HRCU-A-CB, Split System: Heat | Heat Pump | 575 | 3 |  | False |  |  | True | Single-Speed | 222000 | 20747 | 10.7 | 10.4 | 12.5 |  | 214000 | 17919 | 3.5 | 3.2 | 130000 | 15874 | 2.4 | Federally-Regulated Commercial & Industrial Equipment | 04/15/2019 |  | 05/31/2019
Carrier Corp. - Syracuse | Airquest | CHS240(H,L,S)(D,E)* | FHS240(H,L,S)**A2* | HRCU-A-CB, Split System: Heat | Heat Pump | 460 | 3 |  | False |  |  | True | Single-Speed | 222000 | 20747 | 10.7 | 10.4 | 12.5 |  | 214000 | 17919 | 3.5 | 3.2 | 130000 | 15874 | 2.4 | Federally-Regulated Commercial & Industrial Equipment | 04/15/2019 |  | 05/31/2019
Carrier Corp. - Syracuse | Airquest | CHS240(H,L,S)(D,E)* | FHS240(H,L,S)**A2* | HRCU-A-CB, Split System: Heat | Heat Pump | 230 | 3 |  | False |  |  | True | Single-Speed | 222000 | 20747 | 10.7 | 10.4 | 12.5 |  | 214000 | 17919 | 3.5 | 3.2 | 130000 | 15874 | 2.4 | Federally-Regulated Commercial & Industrial Equipment | 04/15/2019 |  | 05/31/2019
Carrier Corp. - Syracuse | Airquest | CHS240(H,L,S)(D,E)* | FHS240(H,L,S)**A2* | HRCU-A-CB, Split System: Heat | Heat Pump | 208 | 3 |  | False |  |  | True | Single-Speed | 222000 | 20747 | 10.7 | 10.4 | 12.5 |  | 214000 | 17919 | 3.5 | 3.2 | 130000 | 15874 | 2.4 | Federally-Regulated Commercial & Industrial Equipment | 04/15/2019 |  | 05/31/2019
Carrier Corp. - Syracuse | Airquest | RHH(120,121)(H,L,S)******AA |  | HSP-A, Single-Package Heat Pum | Heat Pump | 575 | 3 | False |  |  |  | True | Single-Speed | 119000 | 9674 | 12.3 | 10.8 | 13 |  | 116000 | 9713 | 3.5 | 3.3 | 65000 | 7937 | 2.4 | Federally-Regulated Commercial & Industrial Equipment | 04/15/2019 |  | 05/31/2019
Carrier Corp. - Syracuse | Airquest | RHH(120,121)(H,L,S)******AA |  | HSP-A, Single-Package Heat Pum | Heat Pump | 460 | 3 | False |  |  |  | True | Single-Speed | 119000 | 9674 | 12.3 | 10.8 | 13 |  | 116000 | 9713 | 3.5 | 3.3 | 65000 | 7937 | 2.4 | Federally-Regulated Commercial & Industrial Equipment | 04/15/2019 |  | 05/31/2019
Carrier Corp. - Syracuse | Airquest | RHH(120,121)(H,L,S)******AA |  | HSP-A, Single-Package Heat Pum | Heat Pump | 230 | 3 | False |  |  |  | True | Single-Speed | 119000 | 9674 | 12.3 | 10.8 | 13 |  | 116000 | 9713 | 3.5 | 3.3 | 65000 | 7937 | 2.4 | Federally-Regulated Commercial & Industrial Equipment | 04/15/2019 |  | 05/31/2019
Carrier Corp. - Syracuse | Airquest | RHH(120,121)(H,L,S)******AA |  | HSP-A, Single-Package Heat Pum | Heat Pump | 208 | 3 | False |  |  |  | True | Single-Speed | 119000 | 9674 | 12.3 | 10.8 | 13 |  | 116000 | 9713 | 3.5 | 3.3 | 65000 | 7937 | 2.4 | Federally-Regulated Commercial & Industrial Equipment | 04/15/2019 |  | 05/31/2019
Carrier Corp. - Syracuse | Airquest | RHH(120,121)(H,L,S)******TA |  | HSP-A, Single-Package Heat Pum | Heat Pump | 575 | 3 | False |  |  |  | True | Single-Speed | 119000 | 9674 | 12.3 | 10.8 | 13.6 |  | 116000 | 9713 | 3.5 | 3.3 | 65000 | 7937 | 2.4 | Federally-Regulated Commercial & Industrial Equipment | 04/15/2019 |  | 05/31/2019
Carrier Corp. - Syracuse | Airquest | RHH(120,121)(H,L,S)******TA |  | HSP-A, Single-Package Heat Pum | Heat Pump | 460 | 3 | False |  |  |  | True | Single-Speed | 119000 | 9674 | 12.3 | 10.8 | 13.6 |  | 116000 | 9713 | 3.5 | 3.3 | 65000 | 7937 | 2.4 | Federally-Regulated Commercial & Industrial Equipment | 04/15/2019 |  | 05/31/2019
Carrier Corp. - Syracuse | Airquest | RHH(120,121)(H,L,S)******TA |  | HSP-A, Single-Package Heat Pum | Heat Pump | 230 | 3 | False |  |  |  | True | Single-Speed | 119000 | 9674 | 12.3 | 10.8 | 13.6 |  | 116000 | 9713 | 3.5 | 3.3 | 65000 | 7937 | 2.4 | Federally-Regulated Commercial & Industrial Equipment | 04/15/2019 |  | 05/31/2019
Carrier Corp. - Syracuse | Airquest | RHH(120,121)(H,L,S)******TA |  | HSP-A, Single-Package Heat Pum | Heat Pump | 208 | 3 | False |  |  |  | True | Single-Speed | 119000 | 9674 | 12.3 | 10.8 | 13.6 |  | 116000 | 9713 | 3.5 | 3.3 | 65000 | 7937 | 2.4 | Federally-Regulated Commercial & Industrial Equipment | 04/15/2019 |  | 05/31/2019
Carrier Corp. - Syracuse | Airquest | RHH072(H,L,S)******A |  | HSP-A, Single-Package Heat Pum | Heat Pump | 575 | 3 | False |  |  |  | True | Single-Speed | 72000 | 6000 | 12 | 10.8 | 12.8 |  | 70000 | 6033 | 3.4 | 3.3 | 39000 | 4762 | 2.4 | Federally-Regulated Commercial & Industrial Equipment | 04/15/2019 |  | 05/31/2019
Carrier Corp. - Syracuse | Airquest | RHH072(H,L,S)******A |  | HSP-A, Single-Package Heat Pum | Heat Pump | 460 | 3 | False |  |  |  | True | Single-Speed | 72000 | 6000 | 12 | 10.8 | 12.8 |  | 70000 | 6033 | 3.4 | 3.3 | 39000 | 4762 | 2.4 | Federally-Regulated Commercial & Industrial Equipment | 04/15/2019 |  | 05/31/2019
Carrier Corp. - Syracuse | Airquest | RHH072(H,L,S)******A |  | HSP-A, Single-Package Heat Pum | Heat Pump | 230 | 3 | False |  |  |  | True | Single-Speed | 72000 | 6000 | 12 | 10.8 | 12.8 |  | 70000 | 6033 | 3.4 | 3.3 | 39000 | 4762 | 2.4 | Federally-Regulated Commercial & Industrial Equipment | 04/15/2019 |  | 05/31/2019
Carrier Corp. - Syracuse | Airquest | RHH072(H,L,S)******A |  | HSP-A, Single-Package Heat Pum | Heat Pump | 208 | 3 | False |  |  |  | True | Single-Speed | 72000 | 6000 | 12 | 10.8 | 12.8 |  | 70000 | 6033 | 3.4 | 3.3 | 39000 | 4762 | 2.4 | Federally-Regulated Commercial & Industrial Equipment | 04/15/2019 |  | 05/31/2019
Carrier Corp. - Syracuse | Airquest | RHH073(H,L,S)*****AA |  | HSP-A, Single-Package Heat Pum | Heat Pump | 575 | 3 | False |  |  |  | True | Dual-Speed | 70000 | 5833 | 12 | 10.8 | 14 |  | 69000 | 5947 | 3.4 | 3.3 | 38000 | 4640 | 2.4 | Federally-Regulated Commercial & Industrial Equipment | 04/15/2019 |  | 05/31/2019
Carrier Corp. - Syracuse | Airquest | RHH073(H,L,S)*****AA |  | HSP-A, Single-Package Heat Pum | Heat Pump | 460 | 3 | False |  |  |  | True | Dual-Speed | 70000 | 5833 | 12 | 10.8 | 14 |  | 69000 | 5947 | 3.4 | 3.3 | 38000 | 4640 | 2.4 | Federally-Regulated Commercial & Industrial Equipment | 04/15/2019 |  | 05/31/2019
Carrier Corp. - Syracuse | Airquest | RHH073(H,L,S)*****AA |  | HSP-A, Single-Package Heat Pum | Heat Pump | 230 | 3 | False |  |  |  | True | Dual-Speed | 70000 | 5833 | 12 | 10.8 | 14 |  | 69000 | 5947 | 3.4 | 3.3 | 38000 | 4640 | 2.4 | Federally-Regulated Commercial & Industrial Equipment | 04/15/2019 |  | 05/31/2019
Carrier Corp. - Syracuse | Airquest | RHH073(H,L,S)*****AA |  | HSP-A, Single-Package Heat Pum | Heat Pump | 208 | 3 | False |  |  |  | True | Dual-Speed | 70000 | 5833 | 12 | 10.8 | 14 |  | 69000 | 5947 | 3.4 | 3.3 | 38000 | 4640 | 2.4 | Federally-Regulated Commercial & Industrial Equipment | 04/15/2019 |  | 05/31/2019
Carrier Corp. - Syracuse | Airquest | RHH073(H,L,S)*****TA |  | HSP-A, Single-Package Heat Pum | Heat Pump | 575 | 3 | False |  |  |  | True | Dual-Speed | 70000 | 5833 | 12 | 10.8 | 15.6 |  | 69000 | 5947 | 3.4 | 3.3 | 38000 | 4640 | 2.4 | Federally-Regulated Commercial & Industrial Equipment | 04/15/2019 |  | 05/31/2019
Carrier Corp. - Syracuse | Airquest | RHH073(H,L,S)*****TA |  | HSP-A, Single-Package Heat Pum | Heat Pump | 460 | 3 | False |  |  |  | True | Dual-Speed | 70000 | 5833 | 12 | 10.8 | 15.6 |  | 69000 | 5947 | 3.4 | 3.3 | 38000 | 4640 | 2.4 | Federally-Regulated Commercial & Industrial Equipment | 04/15/2019 |  | 05/31/2019
Carrier Corp. - Syracuse | Airquest | RHH073(H,L,S)*****TA |  | HSP-A, Single-Package Heat Pum | Heat Pump | 230 | 3 | False |  |  |  | True | Dual-Speed | 70000 | 5833 | 12 | 10.8 | 15.6 |  | 69000 | 5947 | 3.4 | 3.3 | 38000 | 4640 | 2.4 | Federally-Regulated Commercial & Industrial Equipment | 04/15/2019 |  | 05/31/2019
Carrier Corp. - Syracuse | Airquest | RHH073(H,L,S)*****TA |  | HSP-A, Single-Package Heat Pum | Heat Pump | 208 | 3 | False |  |  |  | True | Dual-Speed | 70000 | 5833 | 12 | 10.8 | 15.6 |  | 69000 | 5947 | 3.4 | 3.3 | 38000 | 4640 | 2.4 | Federally-Regulated Commercial & Industrial Equipment | 04/15/2019 |  | 05/31/2019
Carrier Corp. - Syracuse | Airquest | RHH090(H,L,S)******AA |  | HSP-A, Single-Package Heat Pum | Heat Pump | 208 | 3 | False |  |  |  | True | Single-Speed | 90000 | 7438 | 12.1 | 10.8 | 12.9 |  | 84000 | 7033 | 3.5 | 3.3 | 47000 | 5739 | 2.4 | Federally-Regulated Commercial & Industrial Equipment | 04/15/2019 |  | 05/31/2019
Carrier Corp. - Syracuse | Airquest | RHH090(H,L,S)******TA |  | HSP-A, Single-Package Heat Pum | Heat Pump | 575 | 3 | False |  |  |  | True | Single-Speed | 90000 | 7438 | 12.1 | 10.8 | 13.7 |  | 84000 | 7033 | 3.5 | 3.3 | 47000 | 5739 | 2.4 | Federally-Regulated Commercial & Industrial Equipment | 04/15/2019 |  | 05/31/2019
Carrier Corp. - Syracuse | Airquest | RHH090(H,L,S)******TA |  | HSP-A, Single-Package Heat Pum | Heat Pump | 460 | 3 | False |  |  |  | True | Single-Speed | 90000 | 7438 | 12.1 | 10.8 | 13.7 |  | 84000 | 7033 | 3.5 | 3.3 | 47000 | 5739 | 2.4 | Federally-Regulated Commercial & Industrial Equipment | 04/15/2019 |  | 05/31/2019
Carrier Corp. - Syracuse | Airquest | RHH090(H,L,S)******TA |  | HSP-A, Single-Package Heat Pum | Heat Pump | 230 | 3 | False |  |  |  | True | Single-Speed | 90000 | 7438 | 12.1 | 10.8 | 13.7 |  | 84000 | 7033 | 3.5 | 3.3 | 47000 | 5739 | 2.4 | Federally-Regulated Commercial & Industrial Equipment | 04/15/2019 |  | 05/31/2019
Carrier Corp. - Syracuse | Airquest | RHH090(H,L,S)******TA |  | HSP-A, Single-Package Heat Pum | Heat Pump | 208 | 3 | False |  |  |  | True | Single-Speed | 90000 | 7438 | 12.1 | 10.8 | 13.7 |  | 84000 | 7033 | 3.5 | 3.3 | 47000 | 5739 | 2.4 | Federally-Regulated Commercial & Industrial Equipment | 04/15/2019 |  | 05/31/2019
Carrier Corp. - Syracuse | Airquest | RHS(120,121)(H,L,S)******TA |  | HSP-A, Single-Package Heat Pum | Heat Pump | 575 | 3 | False |  |  |  | False | Single-Speed | 116000 | 10545 | 11 | 10.8 |  |  | 116000 | 9999 | 3.4 | 3.3 | 63000 | 8206 | 2.25 | Federally-Regulated Commercial & Industrial Equipment | 01/25/2019 |  | 05/31/2019
Carrier Corp. - Syracuse | Airquest | RHS(120,121)(H,L,S)******TA |  | HSP-A, Single-Package Heat Pum | Heat Pump | 460 | 3 | False |  |  |  | False | Single-Speed | 116000 | 10545 | 11 | 10.8 |  |  | 116000 | 9999 | 3.4 | 3.3 | 63000 | 8206 | 2.25 | Federally-Regulated Commercial & Industrial Equipment | 01/25/2019 |  | 05/31/2019
Carrier Corp. - Syracuse | Airquest | RHS(120,121)(H,L,S)******TA |  | HSP-A, Single-Package Heat Pum | Heat Pump | 230 | 3 | False |  |  |  | False | Single-Speed | 116000 | 10545 | 11 | 10.8 |  |  | 116000 | 9999 | 3.4 | 3.3 | 63000 | 8206 | 2.25 | Federally-Regulated Commercial & Industrial Equipment | 01/25/2019 |  | 05/31/2019
Carrier Corp. - Syracuse | Airquest | RHS090(L,S)******AA |  | HSP-A, Single-Package Heat Pum | Heat Pump | 575 | 3 | False |  |  |  | False | Single-Speed | 88000 | 7857 | 11.2 | 10.8 |  |  | 86000 | 7413 | 3.4 | 3.3 | 44000 | 5731 | 2.25 | Federally-Regulated Commercial & Industrial Equipment | 01/25/2019 |  | 05/31/2019
Carrier Corp. - Syracuse | Airquest | RHS090(L,S)******TA |  | HSP-A, Single-Package Heat Pum | Heat Pump | 575 | 3 | False |  |  |  | False | Single-Speed | 88000 | 7857 | 11.2 | 10.8 |  |  | 86000 | 7413 | 3.4 | 3.3 | 44000 | 5731 | 2.25 | Federally-Regulated Commercial & Industrial Equipment | 01/25/2019 |  | 05/31/2019
Carrier Corp. - Syracuse | Airquest | RHS090(L,S)******TA |  | HSP-A, Single-Package Heat Pum | Heat Pump | 460 | 3 | False |  |  |  | False | Single-Speed | 88000 | 7857 | 11.2 | 10.8 |  |  | 86000 | 7413 | 3.4 | 3.3 | 44000 | 5731 | 2.25 | Federally-Regulated Commercial & Industrial Equipment | 01/25/2019 |  | 05/31/2019
Carrier Corp. - Syracuse | Airquest | RHS090H******AA |  | HSP-A, Single-Package Heat Pum | Heat Pump | 208 | 3 | False |  |  |  | False | Single-Speed | 87000 | 7767 | 11.2 | 10.8 |  |  | 86000 | 7413 | 3.4 | 3.3 | 44000 | 5731 | 2.25 | Federally-Regulated Commercial & Industrial Equipment | 01/25/2019 |  | 05/31/2019
Carrier Corp. - Syracuse | Airquest | RHS102H******AA |  | HSP-A, Single-Package Heat Pum | Heat Pump | 208 | 3 | False |  |  |  | False | Single-Speed | 98000 | 8750 | 11.2 | 10.8 |  |  | 94000 | 8348 | 3.3 | 3.3 | 53000 | 6903 | 2.25 | Federally-Regulated Commercial & Industrial Equipment | 01/25/2019 |  | 05/31/2019
Carrier Corp. - Syracuse | Airquest | RHS102H******TA |  | HSP-A, Single-Package Heat Pum | Heat Pump | 208 | 3 | False |  |  |  | False | Single-Speed | 98000 | 8750 | 11.2 | 10.8 |  |  | 94000 | 8348 | 3.3 | 3.3 | 53000 | 6903 | 2.25 | Federally-Regulated Commercial & Industrial Equipment | 01/25/2019 |  | 05/31/2019
Carrier Corp. - Syracuse | Airquest | RHS181(H,L,S)*****TC* |  | HSP-A, Single-Package Heat Pum | Heat Pump | 575 | 3 | False |  |  |  | True | Single-Speed | 172000 | 15925 | 10.8 | 10.4 | 12 |  | 166000 | 14742 | 3.3 | 3.2 | 103000 | 12577 | 2.4 | Federally-Regulated Commercial & Industrial Equipment | 04/15/2019 |  | 05/31/2019
Carrier Corp. - Syracuse | Airquest | RHS183(H,L,S)*****TC* |  | HSP-A, Single-Package Heat Pum | Heat Pump | 575 | 3 | False |  |  |  | True | Single-Speed | 172000 | 16074 | 10.7 | 10.4 | 12 |  | 166000 | 14742 | 3.3 | 3.2 | 103000 | 12577 | 2.4 | Federally-Regulated Commercial & Industrial Equipment | 04/15/2019 |  | 05/31/2019
Carrier Corp. - Syracuse | Airquest | RHS240(H,L,S)*****TA* |  | HSP-A, Single-Package Heat Pum | Heat Pump | 575 | 3 | False |  |  |  | True | Single-Speed | 232000 | 21886 | 10.6 | 10.4 | 12 |  | 220000 | 19538 | 3.3 | 3.2 | 136000 | 17329 | 2.3 | Federally-Regulated Commercial & Industrial Equipment | 04/15/2019 |  | 05/31/2019
Carrier Corp. - Syracuse | Airquest | RHS243(H,L,S)*****TA* |  | HSP-A, Single-Package Heat Pum | Heat Pump | 575 | 3 | False |  |  |  | True | Single-Speed | 232000 | 21886 | 10.6 | 10.4 | 12 |  | 220000 | 19538 | 3.3 | 3.2 | 136000 | 17329 | 2.3 | Federally-Regulated Commercial & Industrial Equipment | 04/15/2019 |  | 05/31/2019
York International | Coleman | PH-10C00*(2,4,5)***5 | NH-10C00*(S,T,W,X)**** | HRCU-A-CB, Split System: Heat | Heat Pump | 575 | 3 |  | False |  |  | True | Single-Speed | 116000 | 10450 | 11.1 | 10.8 | 12.3 |  | 104000 | 9236 | 3.3 | 3.3 | 63000 | 8027 | 2.3 | Federally-Regulated Commercial & Industrial Equipment | 04/15/2019 |  | 05/31/2019
York International | Coleman | PH-10C00*(2,4,5)***5 | NH-10C00*(S,T,W,X)**** | HRCU-A-CB, Split System: Heat | Heat Pump | 460 | 3 |  | False |  |  | True | Single-Speed | 116000 | 10450 | 11.1 | 10.8 | 12.3 |  | 104000 | 9236 | 3.3 | 3.3 | 63000 | 8027 | 2.3 | Federally-Regulated Commercial & Industrial Equipment | 04/15/2019 |  | 05/31/2019
York International | Coleman | PH-10C00*(2,4,5)***5 | NH-10C00*(S,T,W,X)**** | HRCU-A-CB, Split System: Heat | Heat Pump | 230 | 3 |  | False |  |  | True | Single-Speed | 116000 | 10450 | 11.1 | 10.8 | 12.3 |  | 104000 | 9236 | 3.3 | 3.3 | 63000 | 8027 | 2.3 | Federally-Regulated Commercial & Industrial Equipment | 04/15/2019 |  | 05/31/2019
York International | Coleman | PH-10C00*(2,4,5)***5 | NH-10C00*(S,T,W,X)**** | HRCU-A-CB, Split System: Heat | Heat Pump | 208 | 3 |  | False |  |  | True | Single-Speed | 116000 | 10450 | 11.1 | 10.8 | 12.3 |  | 104000 | 9236 | 3.3 | 3.3 | 63000 | 8027 | 2.3 | Federally-Regulated Commercial & Industrial Equipment | 04/15/2019 |  | 05/31/2019
York International | Coleman | PH-10C00*(2,4,5)***5 | NS-10C00*(S,T,W,X)**** | HRCU-A-CB, Split System: Heat | Heat Pump | 575 | 3 |  | False |  |  | True | Single-Speed | 116000 | 10450 | 11.1 | 10.8 | 14.2 |  | 104000 | 9236 | 3.3 | 3.3 | 63000 | 8027 | 2.3 | Federally-Regulated Commercial & Industrial Equipment | 04/15/2019 |  | 05/31/2019
York International | Coleman | PH-10C00*(2,4,5)***5 | NS-10C00*(S,T,W,X)**** | HRCU-A-CB, Split System: Heat | Heat Pump | 460 | 3 |  | False |  |  | True | Single-Speed | 116000 | 10450 | 11.1 | 10.8 | 14.2 |  | 104000 | 9236 | 3.3 | 3.3 | 63000 | 8027 | 2.3 | Federally-Regulated Commercial & Industrial Equipment | 04/15/2019 |  | 05/31/2019
York International | Coleman | PH-10C00*(2,4,5)***5 | NS-10C00*(S,T,W,X)**** | HRCU-A-CB, Split System: Heat | Heat Pump | 230 | 3 |  | False |  |  | True | Single-Speed | 116000 | 10450 | 11.1 | 10.8 | 14.2 |  | 104000 | 9236 | 3.3 | 3.3 | 63000 | 8027 | 2.3 | Federally-Regulated Commercial & Industrial Equipment | 04/15/2019 |  | 05/31/2019
York International | Coleman | PH-10C00*(2,4,5)***5 | NS-10C00*(S,T,W,X)**** | HRCU-A-CB, Split System: Heat | Heat Pump | 208 | 3 |  | False |  |  | True | Single-Speed | 116000 | 10450 | 11.1 | 10.8 | 14.2 |  | 104000 | 9236 | 3.3 | 3.3 | 63000 | 8027 | 2.3 | Federally-Regulated Commercial & Industrial Equipment | 04/15/2019 |  | 05/31/2019
York International | Coleman | PJ-20C00*(2,4,5)***** | NW-20C00*(2,4,5,6)**** | HRCU-A-CB, Split System: Heat | Heat Pump | 575 | 3 |  | False |  |  | True | Single-Speed | 230000 | 21698 | 10.6 | 10.4 | 13.3 |  | 220000 | 19538 | 3.3 | 3.2 | 130000 | 17318 | 2.2 | Federally-Regulated Commercial & Industrial Equipment | 04/15/2019 |  | 05/31/2019
York International | Coleman | PJ-20C00*(2,4,5)***** | NW-20C00*(2,4,5,6)**** | HRCU-A-CB, Split System: Heat | Heat Pump | 460 | 3 |  | False |  |  | True | Single-Speed | 230000 | 21698 | 10.6 | 10.4 | 13.3 |  | 220000 | 19538 | 3.3 | 3.2 | 130000 | 17318 | 2.2 | Federally-Regulated Commercial & Industrial Equipment | 04/15/2019 |  | 05/31/2019
York International | Coleman | PJ-20C00*(2,4,5)***** | NW-20C00*(2,4,5,6)**** | HRCU-A-CB, Split System: Heat | Heat Pump | 230 | 3 |  | False |  |  | True | Single-Speed | 230000 | 21698 | 10.6 | 10.4 | 13.3 |  | 220000 | 19538 | 3.3 | 3.2 | 130000 | 17318 | 2.2 | Federally-Regulated Commercial & Industrial Equipment | 04/15/2019 |  | 05/31/2019
York International | Coleman | PJ-20C00*(2,4,5)***** | NW-20C00*(2,4,5,6)**** | HRCU-A-CB, Split System: Heat | Heat Pump | 208 | 3 |  | False |  |  | True | Single-Speed | 230000 | 21698 | 10.6 | 10.4 | 13.3 |  | 220000 | 19538 | 3.3 | 3.2 | 130000 | 17318 | 2.2 | Federally-Regulated Commercial & Industrial Equipment | 04/15/2019 |  | 05/31/2019
York International | Coleman | PJ-15C00*(2,4,5)***** | NW-15C00*(2,4,5,6)**** | HRCU-A-CB, Split System: Heat | Heat Pump | 575 | 3 |  | False |  |  | True | Single-Speed | 174000 | 16415 | 10.6 | 10.4 |  |  | 160000 | 13791 | 3.4 | 3.2 | 100000 | 13025 | 2.25 | Federally-Regulated Commercial & Industrial Equipment | 01/28/2019 |  | 05/31/2019
York International | Coleman | PJ-15C00*(2,4,5)***** | NW-15C00*(2,4,5,6)**** | HRCU-A-CB, Split System: Heat | Heat Pump | 460 | 3 |  | False |  |  | True | Single-Speed | 174000 | 16415 | 10.6 | 10.4 |  |  | 160000 | 13791 | 3.4 | 3.2 | 100000 | 13025 | 2.25 | Federally-Regulated Commercial & Industrial Equipment | 01/28/2019 |  | 05/31/2019
York International | Coleman | PJ-15C00*(2,4,5)***** | NW-15C00*(2,4,5,6)**** | HRCU-A-CB, Split System: Heat | Heat Pump | 230 | 3 |  | False |  |  | True | Single-Speed | 174000 | 16415 | 10.6 | 10.4 |  |  | 160000 | 13791 | 3.4 | 3.2 | 100000 | 13025 | 2.25 | Federally-Regulated Commercial & Industrial Equipment | 01/28/2019 |  | 05/31/2019
York International | Coleman | PJ-15C00*(2,4,5)***** | NW-15C00*(2,4,5,6)**** | HRCU-A-CB, Split System: Heat | Heat Pump | 208 | 3 |  | False |  |  | True | Single-Speed | 174000 | 16415 | 10.6 | 10.4 |  |  | 160000 | 13791 | 3.4 | 3.2 | 100000 | 13025 | 2.25 | Federally-Regulated Commercial & Industrial Equipment | 01/28/2019 |  | 05/31/2019
York International | Coleman | PH-15C00*(2,4,5)***** | NS-15C00*(2,4,5,6)**** | HRCU-A-CB, Split System: Heat | Heat Pump | 575 | 3 |  | False |  |  | True | Single-Speed | 180000 | 16981 | 10.6 | 10.4 | 13.3 |  | 168000 | 15386 | 3.2 | 3.2 | 104000 | 13252 | 2.3 | Federally-Regulated Commercial & Industrial Equipment | 04/15/2019 |  | 05/31/2019
York International | Coleman | PH-15C00*(2,4,5)***** | NS-15C00*(2,4,5,6)**** | HRCU-A-CB, Split System: Heat | Heat Pump | 460 | 3 |  | False |  |  | True | Single-Speed | 180000 | 16981 | 10.6 | 10.4 | 13.3 |  | 168000 | 15386 | 3.2 | 3.2 | 104000 | 13252 | 2.3 | Federally-Regulated Commercial & Industrial Equipment | 04/15/2019 |  | 05/31/2019
York International | Coleman | PH-15C00*(2,4,5)***** | NS-15C00*(2,4,5,6)**** | HRCU-A-CB, Split System: Heat | Heat Pump | 230 | 3 |  | False |  |  | True | Single-Speed | 180000 | 16981 | 10.6 | 10.4 | 13.3 |  | 168000 | 15386 | 3.2 | 3.2 | 104000 | 13252 | 2.3 | Federally-Regulated Commercial & Industrial Equipment | 04/15/2019 |  | 05/31/2019
York International | Coleman | PH-15C00*(2,4,5)***** | NS-15C00*(2,4,5,6)**** | HRCU-A-CB, Split System: Heat | Heat Pump | 208 | 3 |  | False |  |  | True | Single-Speed | 180000 | 16981 | 10.6 | 10.4 | 13.3 |  | 168000 | 15386 | 3.2 | 3.2 | 104000 | 13252 | 2.3 | Federally-Regulated Commercial & Industrial Equipment | 04/15/2019 |  | 05/31/2019
York International | Coleman | PJ-15C00*(2,4,5)***** | NJ-15C00*(2,4,5,6)**** | HRCU-A-CB, Split System: Heat | Heat Pump | 575 | 3 |  | False |  |  | True | Single-Speed | 174000 | 16415 | 10.6 | 10.4 |  |  | 160000 | 13791 | 3.4 | 3.2 | 100000 | 13025 | 2.25 | Federally-Regulated Commercial & Industrial Equipment | 01/28/2019 |  | 05/31/2019
York International | Coleman | PJ-15C00*(2,4,5)***** | NJ-15C00*(2,4,5,6)**** | HRCU-A-CB, Split System: Heat | Heat Pump | 460 | 3 |  | False |  |  | True | Single-Speed | 174000 | 16415 | 10.6 | 10.4 |  |  | 160000 | 13791 | 3.4 | 3.2 | 100000 | 13025 | 2.25 | Federally-Regulated Commercial & Industrial Equipment | 01/28/2019 |  | 05/31/2019
York International | Coleman | PJ-15C00*(2,4,5)***** | NJ-15C00*(2,4,5,6)**** | HRCU-A-CB, Split System: Heat | Heat Pump | 230 | 3 |  | False |  |  | True | Single-Speed | 174000 | 16415 | 10.6 | 10.4 |  |  | 160000 | 13791 | 3.4 | 3.2 | 100000 | 13025 | 2.25 | Federally-Regulated Commercial & Industrial Equipment | 01/28/2019 |  | 05/31/2019
York International | Coleman | PJ-15C00*(2,4,5)***** | NJ-15C00*(2,4,5,6)**** | HRCU-A-CB, Split System: Heat | Heat Pump | 208 | 3 |  | False |  |  | True | Single-Speed | 174000 | 16415 | 10.6 | 10.4 |  |  | 160000 | 13791 | 3.4 | 3.2 | 100000 | 13025 | 2.25 | Federally-Regulated Commercial & Industrial Equipment | 01/28/2019 |  | 05/31/2019
York International | Coleman | PH-15C00*(2,4,5)***** | NH-15C00*(2,4,5,6)**** | HRCU-A-CB, Split System: Heat | Heat Pump | 575 | 3 |  | False |  |  | True | Single-Speed | 180000 | 16981 | 10.6 | 10.4 | 12 |  | 168000 | 15386 | 3.2 | 3.2 | 104000 | 13252 | 2.3 | Federally-Regulated Commercial & Industrial Equipment | 04/15/2019 |  | 05/31/2019
York International | Coleman | PH-15C00*(2,4,5)***** | NH-15C00*(2,4,5,6)**** | HRCU-A-CB, Split System: Heat | Heat Pump | 460 | 3 |  | False |  |  | True | Single-Speed | 180000 | 16981 | 10.6 | 10.4 | 12 |  | 168000 | 15386 | 3.2 | 3.2 | 104000 | 13252 | 2.3 | Federally-Regulated Commercial & Industrial Equipment | 04/15/2019 |  | 05/31/2019
York International | Coleman | PH-15C00*(2,4,5)***** | NH-15C00*(2,4,5,6)**** | HRCU-A-CB, Split System: Heat | Heat Pump | 230 | 3 |  | False |  |  | True | Single-Speed | 180000 | 16981 | 10.6 | 10.4 | 12 |  | 168000 | 15386 | 3.2 | 3.2 | 104000 | 13252 | 2.3 | Federally-Regulated Commercial & Industrial Equipment | 04/15/2019 |  | 05/31/2019
York International | Coleman | PH-15C00*(2,4,5)***** | NH-15C00*(2,4,5,6)**** | HRCU-A-CB, Split System: Heat | Heat Pump | 208 | 3 |  | False |  |  | True | Single-Speed | 180000 | 16981 | 10.6 | 10.4 | 12 |  | 168000 | 15386 | 3.2 | 3.2 | 104000 | 13252 | 2.3 | Federally-Regulated Commercial & Industrial Equipment | 04/15/2019 |  | 05/31/2019
York International | Coleman | PH-07C00*(2,4,5)***** | NS-07C00*(2,4,5,6)**** | HRCU-A-CB, Split System: Heat | Heat Pump | 575 | 3 |  | False |  |  | True | Single-Speed | 89000 | 8090 | 11 | 10.8 | 12.4 |  | 82000 | 7068 | 3.4 | 3.3 | 49000 | 6243 | 2.3 | Federally-Regulated Commercial & Industrial Equipment | 04/15/2019 |  | 05/31/2019
York International | Coleman | PH-10C00*(2,4,5)**** | NS-10C00*(2,4,5,6)**** | HRCU-A-CB, Split System: Heat | Heat Pump | 575 | 3 |  | False |  |  | True | Single-Speed | 120000 | 11111 | 10.8 | 10.8 |  |  | 109000 | 9680 | 3.3 | 3.3 | 63000 | 8206 | 2.25 | Federally-Regulated Commercial & Industrial Equipment | 01/28/2019 |  | 05/31/2019
York International | Coleman | PH-10C00*(2,4,5)**** | NS-10C00*(2,4,5,6)**** | HRCU-A-CB, Split System: Heat | Heat Pump | 460 | 3 |  | False |  |  | True | Single-Speed | 120000 | 11111 | 10.8 | 10.8 |  |  | 109000 | 9680 | 3.3 | 3.3 | 63000 | 8206 | 2.25 | Federally-Regulated Commercial & Industrial Equipment | 01/28/2019 |  | 05/31/2019
York International | Coleman | PH-07C00*(2,4,5)***** | NS-07C00*(2,4,5,6)**** | HRCU-A-CB, Split System: Heat | Heat Pump | 460 | 3 |  | False |  |  | True | Single-Speed | 89000 | 8090 | 11 | 10.8 | 12.4 |  | 82000 | 7068 | 3.4 | 3.3 | 49000 | 6243 | 2.3 | Federally-Regulated Commercial & Industrial Equipment | 04/15/2019 |  | 05/31/2019
York International | Coleman | PH-10C00*(2,4,5)**** | NS-10C00*(2,4,5,6)**** | HRCU-A-CB, Split System: Heat | Heat Pump | 230 | 3 |  | False |  |  | True | Single-Speed | 120000 | 11111 | 10.8 | 10.8 |  |  | 109000 | 9680 | 3.3 | 3.3 | 63000 | 8206 | 2.25 | Federally-Regulated Commercial & Industrial Equipment | 01/28/2019 |  | 05/31/2019
York International | Coleman | PH-07C00*(2,4,5)***** | NS-07C00*(2,4,5,6)**** | HRCU-A-CB, Split System: Heat | Heat Pump | 230 | 3 |  | False |  |  | True | Single-Speed | 89000 | 8090 | 11 | 10.8 | 12.4 |  | 82000 | 7068 | 3.4 | 3.3 | 49000 | 6243 | 2.3 | Federally-Regulated Commercial & Industrial Equipment | 04/15/2019 |  | 05/31/2019
York International | Coleman | PH-07C00*(2,4,5)***** | NS-07C00*(2,4,5,6)**** | HRCU-A-CB, Split System: Heat | Heat Pump | 208 | 3 |  | False |  |  | True | Single-Speed | 89000 | 8090 | 11 | 10.8 | 12.4 |  | 82000 | 7068 | 3.4 | 3.3 | 49000 | 6243 | 2.3 | Federally-Regulated Commercial & Industrial Equipment | 04/15/2019 |  | 05/31/2019
York International | Coleman | PH-10C00*(2,4,5)**** | NS-10C00*(2,4,5,6)**** | HRCU-A-CB, Split System: Heat | Heat Pump | 208 | 3 |  | False |  |  | True | Single-Speed | 120000 | 11111 | 10.8 | 10.8 |  |  | 109000 | 9680 | 3.3 | 3.3 | 63000 | 8206 | 2.25 | Federally-Regulated Commercial & Industrial Equipment | 01/28/2019 |  | 05/31/2019
York International | Coleman | XYEA7A(2,4,5)*1********* |  | HSP-A, Single-Package Heat Pum | Heat Pump | 575 | 3 | False |  |  |  | True | Dual-Speed | 70000 | 5833 | 12 | 10.8 | 14.1 |  | 67000 | 5775 | 3.4 | 3.3 | 38000 | 4640 | 2.4 | Federally-Regulated Commercial & Industrial Equipment | 04/15/2019 |  | 05/31/2019
York International | Coleman | XYEA7A(2,4,5)*1********* |  | HSP-A, Single-Package Heat Pum | Heat Pump | 460 | 3 | False |  |  |  | True | Dual-Speed | 70000 | 5833 | 12 | 10.8 | 14.1 |  | 67000 | 5775 | 3.4 | 3.3 | 38000 | 4640 | 2.4 | Federally-Regulated Commercial & Industrial Equipment | 04/15/2019 |  | 05/31/2019
York International | Coleman | XYEA7A(2,4,5)*1********* |  | HSP-A, Single-Package Heat Pum | Heat Pump | 230 | 3 | False |  |  |  | True | Dual-Speed | 70000 | 5833 | 12 | 10.8 | 14.1 |  | 67000 | 5775 | 3.4 | 3.3 | 38000 | 4640 | 2.4 | Federally-Regulated Commercial & Industrial Equipment | 04/15/2019 |  | 05/31/2019
York International | Coleman | XYEA7A(2,4,5)*1********* |  | HSP-A, Single-Package Heat Pum | Heat Pump | 208 | 3 | False |  |  |  | True | Dual-Speed | 70000 | 5833 | 12 | 10.8 | 14.1 |  | 67000 | 5775 | 3.4 | 3.3 | 38000 | 4640 | 2.4 | Federally-Regulated Commercial & Industrial Equipment | 04/15/2019 |  | 05/31/2019
York International | Coleman | XYEA7A(2,4,5)*3********* |  | HSP-A, Single-Package Heat Pum | Heat Pump | 575 | 3 | False |  |  |  | True | Dual-Speed | 70000 | 5833 | 12 | 10.8 | 14.8 |  | 67000 | 5775 | 3.4 | 3.3 | 38000 | 4640 | 2.4 | Federally-Regulated Commercial & Industrial Equipment | 04/15/2019 |  | 05/31/2019
York International | Coleman | XYEA7A(2,4,5)*3********* |  | HSP-A, Single-Package Heat Pum | Heat Pump | 460 | 3 | False |  |  |  | True | Dual-Speed | 70000 | 5833 | 12 | 10.8 | 14.8 |  | 67000 | 5775 | 3.4 | 3.3 | 38000 | 4640 | 2.4 | Federally-Regulated Commercial & Industrial Equipment | 04/15/2019 |  | 05/31/2019
York International | Coleman | XYEA7A(2,4,5)*3********* |  | HSP-A, Single-Package Heat Pum | Heat Pump | 230 | 3 | False |  |  |  | True | Dual-Speed | 70000 | 5833 | 12 | 10.8 | 14.8 |  | 67000 | 5775 | 3.4 | 3.3 | 38000 | 4640 | 2.4 | Federally-Regulated Commercial & Industrial Equipment | 04/15/2019 |  | 05/31/2019
York International | Coleman | XYEA7A(2,4,5)*3********* |  | HSP-A, Single-Package Heat Pum | Heat Pump | 208 | 3 | False |  |  |  | True | Dual-Speed | 70000 | 5833 | 12 | 10.8 | 14.8 |  | 67000 | 5775 | 3.4 | 3.3 | 38000 | 4640 | 2.4 | Federally-Regulated Commercial & Industrial Equipment | 04/15/2019 |  | 05/31/2019
Daikin Comfort Technologies Manufacturing, L.P. | Goodman | CPH072****V***A* |  | HSP-A, Single-Package Heat Pum | Both Heat Pump and Electric Re | 575 | 3 | False |  |  |  | True | Dual-Speed | 69000 | 6160 | 11.2 | 11 | 15 |  | 69000 | 5465 | 3.7 | 3.3 | 38000 | 4842 | 2.3 | Federally-Regulated Commercial & Industrial Equipment | 04/16/2019 |  | 05/31/2019
Daikin Comfort Technologies Manufacturing, L.P. | Goodman | CPH072****V***A* |  | HSP-A, Single-Package Heat Pum | Both Heat Pump and Electric Re | 460 | 3 | False |  |  |  | True | Dual-Speed | 69000 | 6160 | 11.2 | 11 | 15 |  | 69000 | 5465 | 3.7 | 3.3 | 38000 | 4842 | 2.3 | Federally-Regulated Commercial & Industrial Equipment | 04/16/2019 |  | 05/31/2019
Daikin Comfort Technologies Manufacturing, L.P. | Goodman | CPH072****V***A* |  | HSP-A, Single-Package Heat Pum | Both Heat Pump and Electric Re | 230 | 3 | False |  |  |  | True | Dual-Speed | 69000 | 6160 | 11.2 | 11 | 15 |  | 69000 | 5465 | 3.7 | 3.3 | 38000 | 4842 | 2.3 | Federally-Regulated Commercial & Industrial Equipment | 04/16/2019 |  | 05/31/2019
Daikin Comfort Technologies Manufacturing, L.P. | Goodman | CPH072****V***A* |  | HSP-A, Single-Package Heat Pum | Both Heat Pump and Electric Re | 208 | 3 | False |  |  |  | True | Dual-Speed | 69000 | 6160 | 11.2 | 11 | 15 |  | 69000 | 5465 | 3.7 | 3.3 | 38000 | 4842 | 2.3 | Federally-Regulated Commercial & Industrial Equipment | 04/16/2019 |  | 05/31/2019
Daikin Comfort Technologies Manufacturing, L.P. | Goodman | GSZ130604A* (2) | AT12044A* | HRCU-A-CB, Split System: Heat | Both Heat Pump and Electric Re | 460 | 3 |  | False |  |  | True | Single-Speed | 114000 | 9913 | 11.5 | 11 | 13 |  | 110000 | 9769 | 3.3 | 3.3 | 70000 | 8919 | 2.3 | Federally-Regulated Commercial & Industrial Equipment | 04/16/2019 |  | 05/31/2019
Daikin Comfort Technologies Manufacturing, L.P. | Goodman | GSZ130603A* (2) | AT12043A* | HRCU-A-CB, Split System: Heat | Both Heat Pump and Electric Re | 230 | 3 |  | False |  |  | True | Single-Speed | 114000 | 9913 | 11.5 | 11 | 13 |  | 110000 | 9769 | 3.3 | 3.3 | 70000 | 8919 | 2.3 | Federally-Regulated Commercial & Industrial Equipment | 04/16/2019 |  | 05/31/2019
Daikin Comfort Technologies Manufacturing, L.P. | Goodman | GSZ130603A* (2) | AT12043A* | HRCU-A-CB, Split System: Heat | Both Heat Pump and Electric Re | 208 | 3 |  | False |  |  | True | Single-Speed | 114000 | 9913 | 11.5 | 11 | 13 |  | 110000 | 9769 | 3.3 | 3.3 | 70000 | 8919 | 2.3 | Federally-Regulated Commercial & Industrial Equipment | 04/16/2019 |  | 05/31/2019
Daikin Comfort Technologies Manufacturing, L.P. | Goodman | GSZ130484A* (2) | AT09044A* | HRCU-A-CB, Split System: Heat | Both Heat Pump and Electric Re | 460 | 3 |  | False |  |  | True | Single-Speed | 88000 | 7652 | 11.5 | 11 | 14 |  | 82000 | 7282 | 3.3 | 3.3 | 52000 | 6626 | 2.3 | Federally-Regulated Commercial & Industrial Equipment | 04/16/2019 |  | 05/31/2019
Daikin Comfort Technologies Manufacturing, L.P. | Goodman | GSZ130483A* (2) | AT09043A* | HRCU-A-CB, Split System: Heat | Both Heat Pump and Electric Re | 230 | 3 |  | False |  |  | True | Single-Speed | 88000 | 7652 | 11.5 | 11 | 14 |  | 82000 | 7282 | 3.3 | 3.3 | 52000 | 6626 | 2.3 | Federally-Regulated Commercial & Industrial Equipment | 04/16/2019 |  | 05/31/2019
Daikin Comfort Technologies Manufacturing, L.P. | Goodman | GSZ130483A* (2) | AT09043A* | HRCU-A-CB, Split System: Heat | Both Heat Pump and Electric Re | 208 | 3 |  | False |  |  | True | Single-Speed | 88000 | 7652 | 11.5 | 11 | 14 |  | 82000 | 7282 | 3.3 | 3.3 | 52000 | 6626 | 2.3 | Federally-Regulated Commercial & Industrial Equipment | 04/16/2019 |  | 05/31/2019
Daikin Comfort Technologies Manufacturing, L.P. | Goodman | CPH102****V***A* |  | HSP-A, Single-Package Heat Pum | Both Heat Pump and Electric Re | 575 | 3 | False |  |  |  | False | Single-Speed | 102000 | 9189 | 11.1 | 11 |  |  | 102000 | 8792 | 3.4 | 3.3 | 52000 | 6773 | 2.25 | Federally-Regulated Commercial & Industrial Equipment | 01/28/2019 |  | 05/31/2019
Daikin Comfort Technologies Manufacturing, L.P. | Goodman | CPH102****V***A* |  | HSP-A, Single-Package Heat Pum | Both Heat Pump and Electric Re | 460 | 3 | False |  |  |  | False | Single-Speed | 102000 | 9189 | 11.1 | 11 |  |  | 102000 | 8792 | 3.4 | 3.3 | 52000 | 6773 | 2.25 | Federally-Regulated Commercial & Industrial Equipment | 01/28/2019 |  | 05/31/2019
Daikin Comfort Technologies Manufacturing, L.P. | Goodman | CPH102****V***A* |  | HSP-A, Single-Package Heat Pum | Both Heat Pump and Electric Re | 230 | 3 | False |  |  |  | False | Single-Speed | 102000 | 9189 | 11.1 | 11 |  |  | 102000 | 8792 | 3.4 | 3.3 | 55500 | 7229 | 2.25 | Federally-Regulated Commercial & Industrial Equipment | 01/28/2019 |  | 05/31/2019
Daikin Comfort Technologies Manufacturing, L.P. | Goodman | CPH102****V***A* |  | HSP-A, Single-Package Heat Pum | Both Heat Pump and Electric Re | 208 | 3 | False |  |  |  | False | Single-Speed | 102000 | 9189 | 11.1 | 11 |  |  | 102000 | 8792 | 3.4 | 3.3 | 52000 | 6773 | 2.25 | Federally-Regulated Commercial & Industrial Equipment | 01/28/2019 |  | 05/31/2019
Daikin Comfort Technologies Manufacturing, L.P. | Goodman | CPH090****V***A* |  | HSP-A, Single-Package Heat Pum | Both Heat Pump and Electric Re | 575 | 3 | False |  |  |  | False | Single-Speed | 90000 | 7826 | 11.5 | 11 | 12.8 |  | 90000 | 7757 | 3.4 | 3.3 | 52000 | 6349 | 2.4 | Federally-Regulated Commercial & Industrial Equipment | 04/16/2019 |  | 05/31/2019
Daikin Comfort Technologies Manufacturing, L.P. | Goodman | CPH090****V***A* |  | HSP-A, Single-Package Heat Pum | Both Heat Pump and Electric Re | 460 | 3 | False |  |  |  | False | Single-Speed | 90000 | 7826 | 11.5 | 11 | 12.8 |  | 90000 | 7757 | 3.4 | 3.3 | 52000 | 6349 | 2.4 | Federally-Regulated Commercial & Industrial Equipment | 04/16/2019 |  | 05/31/2019
Daikin Comfort Technologies Manufacturing, L.P. | Goodman | CPH090****V***A* |  | HSP-A, Single-Package Heat Pum | Both Heat Pump and Electric Re | 230 | 3 | False |  |  |  | False | Single-Speed | 90000 | 7826 | 11.5 | 11 | 12.8 |  | 90000 | 7757 | 3.4 | 3.3 | 52000 | 6349 | 2.4 | Federally-Regulated Commercial & Industrial Equipment | 04/16/2019 |  | 05/31/2019
Daikin Comfort Technologies Manufacturing, L.P. | Goodman | CPH090****V***A* |  | HSP-A, Single-Package Heat Pum | Both Heat Pump and Electric Re | 208 | 3 | False |  |  |  | False | Single-Speed | 90000 | 7826 | 11.5 | 11 | 12.8 |  | 90000 | 7757 | 3.4 | 3.3 | 52000 | 6349 | 2.4 | Federally-Regulated Commercial & Industrial Equipment | 04/16/2019 |  | 05/31/2019
Daikin Comfort Technologies Manufacturing, L.P. | Goodman | CPH150****V***A* |  | HSP-A, Single-Package Heat Pum | Both Heat Pump and Electric Re | 575 | 3 | False |  |  |  | False | Single-Speed | 140000 | 13207 | 10.6 | 10.6 | 11.8 |  | 142000 | 13005 | 3.2 | 3.2 | 82000 | 11443 | 2.1 | Federally-Regulated Commercial & Industrial Equipment | 04/16/2019 |  | 05/31/2019
Daikin Comfort Technologies Manufacturing, L.P. | Goodman | CPH150****V***A* |  | HSP-A, Single-Package Heat Pum | Both Heat Pump and Electric Re | 460 | 3 | False |  |  |  | False | Single-Speed | 140000 | 13207 | 10.6 | 10.6 | 11.8 |  | 142000 | 13005 | 3.2 | 3.2 | 82000 | 11443 | 2.1 | Federally-Regulated Commercial & Industrial Equipment | 04/16/2019 |  | 05/31/2019
Daikin Comfort Technologies Manufacturing, L.P. | Goodman | CPH150****V***A* |  | HSP-A, Single-Package Heat Pum | Both Heat Pump and Electric Re | 230 | 3 | False |  |  |  | False | Single-Speed | 140000 | 13207 | 10.6 | 10.6 | 11.8 |  | 142000 | 13005 | 3.2 | 3.2 | 82000 | 11443 | 2.1 | Federally-Regulated Commercial & Industrial Equipment | 04/16/2019 |  | 05/31/2019
Daikin Comfort Technologies Manufacturing, L.P. | Goodman | CPH150****V***A* |  | HSP-A, Single-Package Heat Pum | Both Heat Pump and Electric Re | 208 | 3 | False |  |  |  | False | Single-Speed | 140000 | 13207 | 10.6 | 10.6 | 11.8 |  | 142000 | 13005 | 3.2 | 3.2 | 82000 | 11443 | 2.1 | Federally-Regulated Commercial & Industrial Equipment | 04/16/2019 |  | 05/31/2019
Daikin Comfort Technologies Manufacturing, L.P. | Goodman | CPH120****V***A* |  | HSP-A, Single-Package Heat Pum | Both Heat Pump and Electric Re | 575 | 3 | False |  |  |  | False | Single-Speed | 113000 | 10180 | 11.1 | 11 | 12.6 |  | 116000 | 9999 | 3.4 | 3.3 | 56000 | 7135 | 2.3 | Federally-Regulated Commercial & Industrial Equipment | 04/16/2019 |  | 05/31/2019
Daikin Comfort Technologies Manufacturing, L.P. | Goodman | CPH120****V***A* |  | HSP-A, Single-Package Heat Pum | Both Heat Pump and Electric Re | 460 | 3 | False |  |  |  | False | Single-Speed | 113000 | 10180 | 11.1 | 11 | 12.6 |  | 116000 | 9999 | 3.4 | 3.3 | 56000 | 7135 | 2.3 | Federally-Regulated Commercial & Industrial Equipment | 04/16/2019 |  | 05/31/2019
Daikin Comfort Technologies Manufacturing, L.P. | Goodman | CPH120****V***A* |  | HSP-A, Single-Package Heat Pum | Both Heat Pump and Electric Re | 230 | 3 | False |  |  |  | False | Single-Speed | 113000 | 10180 | 11.1 | 11 | 12.6 |  | 116000 | 9999 | 3.4 | 3.3 | 56000 | 7135 | 2.3 | Federally-Regulated Commercial & Industrial Equipment | 04/16/2019 |  | 05/31/2019
Daikin Comfort Technologies Manufacturing, L.P. | Goodman | CPH120****V***A* |  | HSP-A, Single-Package Heat Pum | Both Heat Pump and Electric Re | 208 | 3 | False |  |  |  | False | Single-Speed | 113000 | 10180 | 11.1 | 11 | 12.6 |  | 116000 | 9999 | 3.4 | 3.3 | 56000 | 7135 | 2.3 | Federally-Regulated Commercial & Industrial Equipment | 04/16/2019 |  | 05/31/2019
Daikin Comfort Technologies Manufacturing, L.P. | ONE HOUR AIR CONDITIONING AND HEATING | CPH072****V***A* |  | HSP-A, Single-Package Heat Pum | Both Heat Pump and Electric Re | 575 | 3 | False |  |  |  | True | Dual-Speed | 69000 | 6160 | 11.2 | 11 | 15 |  | 69000 | 5465 | 3.7 | 3.3 | 38000 | 4842 | 2.3 | Federally-Regulated Commercial & Industrial Equipment | 04/16/2019 |  | 05/31/2019
Daikin Comfort Technologies Manufacturing, L.P. | ONE HOUR AIR CONDITIONING AND HEATING | CPH072****V***A* |  | HSP-A, Single-Package Heat Pum | Both Heat Pump and Electric Re | 460 | 3 | False |  |  |  | True | Dual-Speed | 69000 | 6160 | 11.2 | 11 | 15 |  | 69000 | 5465 | 3.7 | 3.3 | 38000 | 4842 | 2.3 | Federally-Regulated Commercial & Industrial Equipment | 04/16/2019 |  | 05/31/2019
Daikin Comfort Technologies Manufacturing, L.P. | ONE HOUR AIR CONDITIONING AND HEATING | CPH072****V***A* |  | HSP-A, Single-Package Heat Pum | Both Heat Pump and Electric Re | 230 | 3 | False |  |  |  | True | Dual-Speed | 69000 | 6160 | 11.2 | 11 | 15 |  | 69000 | 5465 | 3.7 | 3.3 | 38000 | 4842 | 2.3 | Federally-Regulated Commercial & Industrial Equipment | 04/16/2019 |  | 05/31/2019
Daikin Comfort Technologies Manufacturing, L.P. | ONE HOUR AIR CONDITIONING AND HEATING | CPH072****V***A* |  | HSP-A, Single-Package Heat Pum | Both Heat Pump and Electric Re | 208 | 3 | False |  |  |  | True | Dual-Speed | 69000 | 6160 | 11.2 | 11 | 15 |  | 69000 | 5465 | 3.7 | 3.3 | 38000 | 4842 | 2.3 | Federally-Regulated Commercial & Industrial Equipment | 04/16/2019 |  | 05/31/2019
Daikin Comfort Technologies Manufacturing, L.P. | ONE HOUR AIR CONDITIONING AND HEATING | GSZ130604A* (2) | AT12044A* | HRCU-A-CB, Split System: Heat | Both Heat Pump and Electric Re | 460 | 3 |  | False |  |  | True | Single-Speed | 114000 | 9913 | 11.5 | 11 | 13 |  | 110000 | 9769 | 3.3 | 3.3 | 70000 | 8919 | 2.3 | Federally-Regulated Commercial & Industrial Equipment | 04/16/2019 |  | 05/31/2019
Daikin Comfort Technologies Manufacturing, L.P. | ONE HOUR AIR CONDITIONING AND HEATING | GSZ130603A* (2) | AT12043A* | HRCU-A-CB, Split System: Heat | Both Heat Pump and Electric Re | 230 | 3 |  | False |  |  | True | Single-Speed | 114000 | 9913 | 11.5 | 11 | 13 |  | 110000 | 9769 | 3.3 | 3.3 | 70000 | 8919 | 2.3 | Federally-Regulated Commercial & Industrial Equipment | 04/16/2019 |  | 05/31/2019
Daikin Comfort Technologies Manufacturing, L.P. | ONE HOUR AIR CONDITIONING AND HEATING | GSZ130603A* (2) | AT12043A* | HRCU-A-CB, Split System: Heat | Both Heat Pump and Electric Re | 208 | 3 |  | False |  |  | True | Single-Speed | 114000 | 9913 | 11.5 | 11 | 13 |  | 110000 | 9769 | 3.3 | 3.3 | 70000 | 8919 | 2.3 | Federally-Regulated Commercial & Industrial Equipment | 04/16/2019 |  | 05/31/2019
Daikin Comfort Technologies Manufacturing, L.P. | ONE HOUR AIR CONDITIONING AND HEATING | GSZ130484A* (2) | AT09044A* | HRCU-A-CB, Split System: Heat | Both Heat Pump and Electric Re | 460 | 3 |  | False |  |  | True | Single-Speed | 88000 | 7652 | 11.5 | 11 | 14 |  | 82000 | 7282 | 3.3 | 3.3 | 52000 | 6626 | 2.3 | Federally-Regulated Commercial & Industrial Equipment | 04/16/2019 |  | 05/31/2019
Daikin Comfort Technologies Manufacturing, L.P. | ONE HOUR AIR CONDITIONING AND HEATING | GSZ130483A* (2) | AT09043A* | HRCU-A-CB, Split System: Heat | Both Heat Pump and Electric Re | 230 | 3 |  | False |  |  | True | Single-Speed | 88000 | 7652 | 11.5 | 11 | 14 |  | 82000 | 7282 | 3.3 | 3.3 | 52000 | 6626 | 2.3 | Federally-Regulated Commercial & Industrial Equipment | 04/16/2019 |  | 05/31/2019
Daikin Comfort Technologies Manufacturing, L.P. | ONE HOUR AIR CONDITIONING AND HEATING | GSZ130483A* (2) | AT09043A* | HRCU-A-CB, Split System: Heat | Both Heat Pump and Electric Re | 208 | 3 |  | False |  |  | True | Single-Speed | 88000 | 7652 | 11.5 | 11 | 14 |  | 82000 | 7282 | 3.3 | 3.3 | 52000 | 6626 | 2.3 | Federally-Regulated Commercial & Industrial Equipment | 04/16/2019 |  | 05/31/2019
Daikin Comfort Technologies Manufacturing, L.P. | ONE HOUR AIR CONDITIONING AND HEATING | CPH102****V***A* |  | HSP-A, Single-Package Heat Pum | Both Heat Pump and Electric Re | 575 | 3 | False |  |  |  | False | Single-Speed | 102000 | 9189 | 11.1 | 11 |  |  | 102000 | 8792 | 3.4 | 3.3 | 52000 | 6773 | 2.25 | Federally-Regulated Commercial & Industrial Equipment | 01/28/2019 |  | 05/31/2019
Daikin Comfort Technologies Manufacturing, L.P. | ONE HOUR AIR CONDITIONING AND HEATING | CPH102****V***A* |  | HSP-A, Single-Package Heat Pum | Both Heat Pump and Electric Re | 460 | 3 | False |  |  |  | False | Single-Speed | 102000 | 9189 | 11.1 | 11 |  |  | 102000 | 8792 | 3.4 | 3.3 | 52000 | 6773 | 2.25 | Federally-Regulated Commercial & Industrial Equipment | 01/28/2019 |  | 05/31/2019
Daikin Comfort Technologies Manufacturing, L.P. | ONE HOUR AIR CONDITIONING AND HEATING | CPH102****V***A* |  | HSP-A, Single-Package Heat Pum | Both Heat Pump and Electric Re | 230 | 3 | False |  |  |  | False | Single-Speed | 102000 | 9189 | 11.1 | 11 |  |  | 102000 | 8792 | 3.4 | 3.3 | 55500 | 7229 | 2.25 | Federally-Regulated Commercial & Industrial Equipment | 01/28/2019 |  | 05/31/2019
Daikin Comfort Technologies Manufacturing, L.P. | ONE HOUR AIR CONDITIONING AND HEATING | CPH102****V***A* |  | HSP-A, Single-Package Heat Pum | Both Heat Pump and Electric Re | 208 | 3 | False |  |  |  | False | Single-Speed | 102000 | 9189 | 11.1 | 11 |  |  | 102000 | 8792 | 3.4 | 3.3 | 52000 | 6773 | 2.25 | Federally-Regulated Commercial & Industrial Equipment | 01/28/2019 |  | 05/31/2019
Daikin Comfort Technologies Manufacturing, L.P. | ONE HOUR AIR CONDITIONING AND HEATING | CPH090****V***A* |  | HSP-A, Single-Package Heat Pum | Both Heat Pump and Electric Re | 575 | 3 | False |  |  |  | False | Single-Speed | 90000 | 7826 | 11.5 | 11 | 12.8 |  | 90000 | 7757 | 3.4 | 3.3 | 52000 | 6349 | 2.4 | Federally-Regulated Commercial & Industrial Equipment | 04/16/2019 |  | 05/31/2019
Daikin Comfort Technologies Manufacturing, L.P. | ONE HOUR AIR CONDITIONING AND HEATING | CPH090****V***A* |  | HSP-A, Single-Package Heat Pum | Both Heat Pump and Electric Re | 460 | 3 | False |  |  |  | False | Single-Speed | 90000 | 7826 | 11.5 | 11 | 12.8 |  | 90000 | 7757 | 3.4 | 3.3 | 52000 | 6349 | 2.4 | Federally-Regulated Commercial & Industrial Equipment | 04/16/2019 |  | 05/31/2019
Daikin Comfort Technologies Manufacturing, L.P. | ONE HOUR AIR CONDITIONING AND HEATING | CPH090****V***A* |  | HSP-A, Single-Package Heat Pum | Both Heat Pump and Electric Re | 230 | 3 | False |  |  |  | False | Single-Speed | 90000 | 7826 | 11.5 | 11 | 12.8 |  | 90000 | 7757 | 3.4 | 3.3 | 52000 | 6349 | 2.4 | Federally-Regulated Commercial & Industrial Equipment | 04/16/2019 |  | 05/31/2019
Daikin Comfort Technologies Manufacturing, L.P. | ONE HOUR AIR CONDITIONING AND HEATING | CPH090****V***A* |  | HSP-A, Single-Package Heat Pum | Both Heat Pump and Electric Re | 208 | 3 | False |  |  |  | False | Single-Speed | 90000 | 7826 | 11.5 | 11 | 12.8 |  | 90000 | 7757 | 3.4 | 3.3 | 52000 | 6349 | 2.4 | Federally-Regulated Commercial & Industrial Equipment | 04/16/2019 |  | 05/31/2019
Daikin Comfort Technologies Manufacturing, L.P. | ONE HOUR AIR CONDITIONING AND HEATING | CPH150****V***A* |  | HSP-A, Single-Package Heat Pum | Both Heat Pump and Electric Re | 575 | 3 | False |  |  |  | False | Single-Speed | 140000 | 13207 | 10.6 | 10.6 | 11.8 |  | 142000 | 13005 | 3.2 | 3.2 | 82000 | 11443 | 2.1 | Federally-Regulated Commercial & Industrial Equipment | 04/16/2019 |  | 05/31/2019
Daikin Comfort Technologies Manufacturing, L.P. | ONE HOUR AIR CONDITIONING AND HEATING | CPH150****V***A* |  | HSP-A, Single-Package Heat Pum | Both Heat Pump and Electric Re | 460 | 3 | False |  |  |  | False | Single-Speed | 140000 | 13207 | 10.6 | 10.6 | 11.8 |  | 142000 | 13005 | 3.2 | 3.2 | 82000 | 11443 | 2.1 | Federally-Regulated Commercial & Industrial Equipment | 04/16/2019 |  | 05/31/2019
Daikin Comfort Technologies Manufacturing, L.P. | ONE HOUR AIR CONDITIONING AND HEATING | CPH150****V***A* |  | HSP-A, Single-Package Heat Pum | Both Heat Pump and Electric Re | 230 | 3 | False |  |  |  | False | Single-Speed | 140000 | 13207 | 10.6 | 10.6 | 11.8 |  | 142000 | 13005 | 3.2 | 3.2 | 82000 | 11443 | 2.1 | Federally-Regulated Commercial & Industrial Equipment | 04/16/2019 |  | 05/31/2019
Daikin Comfort Technologies Manufacturing, L.P. | ONE HOUR AIR CONDITIONING AND HEATING | CPH150****V***A* |  | HSP-A, Single-Package Heat Pum | Both Heat Pump and Electric Re | 208 | 3 | False |  |  |  | False | Single-Speed | 140000 | 13207 | 10.6 | 10.6 | 11.8 |  | 142000 | 13005 | 3.2 | 3.2 | 82000 | 11443 | 2.1 | Federally-Regulated Commercial & Industrial Equipment | 04/16/2019 |  | 05/31/2019
Daikin Comfort Technologies Manufacturing, L.P. | ONE HOUR AIR CONDITIONING AND HEATING | CPH120****V***A* |  | HSP-A, Single-Package Heat Pum | Both Heat Pump and Electric Re | 575 | 3 | False |  |  |  | False | Single-Speed | 113000 | 10180 | 11.1 | 11 | 12.6 |  | 116000 | 9999 | 3.4 | 3.3 | 56000 | 7135 | 2.3 | Federally-Regulated Commercial & Industrial Equipment | 04/16/2019 |  | 05/31/2019
Daikin Comfort Technologies Manufacturing, L.P. | ONE HOUR AIR CONDITIONING AND HEATING | CPH120****V***A* |  | HSP-A, Single-Package Heat Pum | Both Heat Pump and Electric Re | 460 | 3 | False |  |  |  | False | Single-Speed | 113000 | 10180 | 11.1 | 11 | 12.6 |  | 116000 | 9999 | 3.4 | 3.3 | 56000 | 7135 | 2.3 | Federally-Regulated Commercial & Industrial Equipment | 04/16/2019 |  | 05/31/2019
Daikin Comfort Technologies Manufacturing, L.P. | ONE HOUR AIR CONDITIONING AND HEATING | CPH120****V***A* |  | HSP-A, Single-Package Heat Pum | Both Heat Pump and Electric Re | 230 | 3 | False |  |  |  | False | Single-Speed | 113000 | 10180 | 11.1 | 11 | 12.6 |  | 116000 | 9999 | 3.4 | 3.3 | 56000 | 7135 | 2.3 | Federally-Regulated Commercial & Industrial Equipment | 04/16/2019 |  | 05/31/2019
Daikin Comfort Technologies Manufacturing, L.P. | ONE HOUR AIR CONDITIONING AND HEATING | CPH120****V***A* |  | HSP-A, Single-Package Heat Pum | Both Heat Pump and Electric Re | 208 | 3 | False |  |  |  | False | Single-Speed | 113000 | 10180 | 11.1 | 11 | 12.6 |  | 116000 | 9999 | 3.4 | 3.3 | 56000 | 7135 | 2.3 | Federally-Regulated Commercial & Industrial Equipment | 04/16/2019 |  | 05/31/2019
Daikin Comfort Technologies Manufacturing, L.P. | Daikin | DPS007AHHY5**-3-14 |  | HSP-A, Single-Package Heat Pum | Both Heat Pump and Electric Re | 575 | 3 | False |  |  |  | True | Variable-Speed | 89000 | 7007 | 12.7 | 11 |  |  | 78000 | 6457 | 3.54 | 3.3 | 47000 | 5861 | 2.35 | Federally-Regulated Commercial & Industrial Equipment | 01/28/2019 |  | 05/31/2019
Daikin Comfort Technologies Manufacturing, L.P. | Daikin | DPS007AHHG4**-3-14 |  | HSP-A, Single-Package Heat Pum | Both Heat Pump and Electric Re | 460 | 3 | False |  |  |  | True | Variable-Speed | 89000 | 7606 | 11.7 | 11 |  |  | 78000 | 6385 | 3.58 | 3.3 | 47000 | 5787 | 2.38 | Federally-Regulated Commercial & Industrial Equipment | 01/28/2019 |  | 05/31/2019
Daikin Comfort Technologies Manufacturing, L.P. | Daikin | DPS007AHHY4**-3-14 |  | HSP-A, Single-Package Heat Pum | Both Heat Pump and Electric Re | 460 | 3 | False |  |  |  | True | Variable-Speed | 89000 | 6953 | 12.8 | 11 |  |  | 78000 | 6314 | 3.62 | 3.3 | 47000 | 5739 | 2.4 | Federally-Regulated Commercial & Industrial Equipment | 01/28/2019 |  | 05/31/2019
Daikin Comfort Technologies Manufacturing, L.P. | Daikin | DPS007AHHG5**-3-14 |  | HSP-A, Single-Package Heat Pum | Both Heat Pump and Electric Re | 575 | 3 | False |  |  |  | True | Variable-Speed | 89000 | 7672 | 11.6 | 11 |  |  | 78000 | 6550 | 3.49 | 3.3 | 47000 | 5911 | 2.33 | Federally-Regulated Commercial & Industrial Equipment | 01/28/2019 |  | 05/31/2019
Daikin Comfort Technologies Manufacturing, L.P. | Daikin | DPS007AHHY2**-3-14 |  | HSP-A, Single-Package Heat Pum | Both Heat Pump and Electric Re | 230 | 3 | False |  |  |  | True | Variable-Speed | 89000 | 6953 | 12.8 | 11 |  |  | 78000 | 6314 | 3.62 | 3.3 | 47000 | 5739 | 2.4 | Federally-Regulated Commercial & Industrial Equipment | 01/28/2019 |  | 05/31/2019
Daikin Comfort Technologies Manufacturing, L.P. | Daikin | DPS007AHHY2**-3-14 |  | HSP-A, Single-Package Heat Pum | Both Heat Pump and Electric Re | 208 | 3 | False |  |  |  | True | Variable-Speed | 89000 | 6953 | 12.8 | 11 |  |  | 78000 | 6314 | 3.62 | 3.3 | 47000 | 5739 | 2.4 | Federally-Regulated Commercial & Industrial Equipment | 01/28/2019 |  | 05/31/2019
Daikin Comfort Technologies Manufacturing, L.P. | Daikin | DPS007AHHG2**-3-14 |  | HSP-A, Single-Package Heat Pum | Both Heat Pump and Electric Re | 230 | 3 | False |  |  |  | True | Variable-Speed | 89000 | 7606 | 11.7 | 11 |  |  | 78000 | 6385 | 3.58 | 3.3 | 47000 | 5787 | 2.38 | Federally-Regulated Commercial & Industrial Equipment | 01/28/2019 |  | 05/31/2019
Daikin Comfort Technologies Manufacturing, L.P. | Daikin | DPS007AHHG2**-3-14 |  | HSP-A, Single-Package Heat Pum | Both Heat Pump and Electric Re | 208 | 3 | False |  |  |  | True | Variable-Speed | 89000 | 7606 | 11.7 | 11 |  |  | 78000 | 6385 | 3.58 | 3.3 | 47000 | 5787 | 2.38 | Federally-Regulated Commercial & Industrial Equipment | 01/28/2019 |  | 05/31/2019
Daikin Comfort Technologies Manufacturing, L.P. | Daikin | DPS007AHHE5**-3-14 |  | HSP-A, Single-Package Heat Pum | Both Heat Pump and Electric Re | 575 | 3 | False |  |  |  | True | Variable-Speed | 89000 | 7355 | 12.1 | 11 |  |  | 78000 | 6531 | 3.5 | 3.3 | 47000 | 5911 | 2.33 | Federally-Regulated Commercial & Industrial Equipment | 01/28/2019 |  | 05/31/2019
Daikin Comfort Technologies Manufacturing, L.P. | Daikin | DPS007AHHE4**-3-14 |  | HSP-A, Single-Package Heat Pum | Both Heat Pump and Electric Re | 460 | 3 | False |  |  |  | True | Variable-Speed | 89000 | 7295 | 12.2 | 11 |  |  | 78000 | 6385 | 3.58 | 3.3 | 47000 | 5787 | 2.38 | Federally-Regulated Commercial & Industrial Equipment | 01/28/2019 |  | 05/31/2019
Daikin Comfort Technologies Manufacturing, L.P. | Daikin | DPS007AHHE2**-3-14 |  | HSP-A, Single-Package Heat Pum | Both Heat Pump and Electric Re | 230 | 3 | False |  |  |  | True | Variable-Speed | 89000 | 7295 | 12.2 | 11 |  |  | 78000 | 6385 | 3.58 | 3.3 | 47000 | 5787 | 2.38 | Federally-Regulated Commercial & Industrial Equipment | 01/28/2019 |  | 05/31/2019
Daikin Comfort Technologies Manufacturing, L.P. | Daikin | DPS007AHHE2**-3-14 |  | HSP-A, Single-Package Heat Pum | Both Heat Pump and Electric Re | 208 | 3 | False |  |  |  | True | Variable-Speed | 89000 | 7295 | 12.2 | 11 |  |  | 78000 | 6385 | 3.58 | 3.3 | 47000 | 5787 | 2.38 | Federally-Regulated Commercial & Industrial Equipment | 01/28/2019 |  | 05/31/2019
Daikin Comfort Technologies Manufacturing, L.P. | Daikin | DPS007AHHY5**-3-16 |  | HSP-A, Single-Package Heat Pum | Both Heat Pump and Electric Re | 575 | 3 | False |  |  |  | True | Variable-Speed | 90000 | 7086 | 12.7 | 11 |  |  | 78000 | 6314 | 3.62 | 3.3 | 47000 | 5763 | 2.39 | Federally-Regulated Commercial & Industrial Equipment | 01/28/2019 |  | 05/31/2019
Daikin Comfort Technologies Manufacturing, L.P. | Daikin | DPS020AHHE-24H |  | HSP-A, Single-Package Heat Pum | Both Heat Pump and Electric Re | 575 | 3 | False |  |  |  | True | Variable-Speed | 232000 | 21886 | 10.6 | 10.6 | 18.3 |  | 218000 | 19965 | 3.2 | 3.2 | 134000 | 18700 | 2.1 | Federally-Regulated Commercial & Industrial Equipment | 04/15/2019 |  | 05/31/2019
Daikin Comfort Technologies Manufacturing, L.P. | Daikin | DPS020AHHE-24H |  | HSP-A, Single-Package Heat Pum | Both Heat Pump and Electric Re | 460 | 3 | False |  |  |  | True | Variable-Speed | 232000 | 21886 | 10.6 | 10.6 | 18.3 |  | 218000 | 19965 | 3.2 | 3.2 | 134000 | 18700 | 2.1 | Federally-Regulated Commercial & Industrial Equipment | 04/15/2019 |  | 05/31/2019
Daikin Comfort Technologies Manufacturing, L.P. | Daikin | DPS020AHHE-24H |  | HSP-A, Single-Package Heat Pum | Both Heat Pump and Electric Re | 230 | 3 | False |  |  |  | True | Variable-Speed | 232000 | 21886 | 10.6 | 10.6 | 18.3 |  | 218000 | 19965 | 3.2 | 3.2 | 134000 | 18700 | 2.1 | Federally-Regulated Commercial & Industrial Equipment | 04/15/2019 |  | 05/31/2019
Daikin Comfort Technologies Manufacturing, L.P. | Daikin | DPS020AHHE-24H |  | HSP-A, Single-Package Heat Pum | Both Heat Pump and Electric Re | 208 | 3 | False |  |  |  | True | Variable-Speed | 232000 | 21886 | 10.6 | 10.6 | 18.3 |  | 218000 | 19965 | 3.2 | 3.2 | 134000 | 18700 | 2.1 | Federally-Regulated Commercial & Industrial Equipment | 04/15/2019 |  | 05/31/2019
Daikin Comfort Technologies Manufacturing, L.P. | Daikin | DPS020AHHG-24 |  | HSP-A, Single-Package Heat Pum | Heat Pump | 575 | 3 | False |  |  |  | True | Variable-Speed | 234000 | 21869 | 10.7 | 10.4 | 18.7 |  | 218000 | 19360 | 3.3 | 3.2 | 132000 | 17584 | 2.2 | Federally-Regulated Commercial & Industrial Equipment | 04/15/2019 |  | 05/31/2019
Daikin Comfort Technologies Manufacturing, L.P. | Daikin | DPS020AHHG-24 |  | HSP-A, Single-Package Heat Pum | Heat Pump | 460 | 3 | False |  |  |  | True | Variable-Speed | 234000 | 21869 | 10.7 | 10.4 | 18.7 |  | 218000 | 19360 | 3.3 | 3.2 | 132000 | 17584 | 2.2 | Federally-Regulated Commercial & Industrial Equipment | 04/15/2019 |  | 05/31/2019
Daikin Comfort Technologies Manufacturing, L.P. | Daikin | DPS020AHHG-24 |  | HSP-A, Single-Package Heat Pum | Heat Pump | 230 | 3 | False |  |  |  | True | Variable-Speed | 234000 | 21869 | 10.7 | 10.4 | 18.7 |  | 218000 | 19360 | 3.3 | 3.2 | 132000 | 17584 | 2.2 | Federally-Regulated Commercial & Industrial Equipment | 04/15/2019 |  | 05/31/2019
Daikin Comfort Technologies Manufacturing, L.P. | Daikin | DPS020AHHG-24 |  | HSP-A, Single-Package Heat Pum | Heat Pump | 208 | 3 | False |  |  |  | True | Variable-Speed | 234000 | 21869 | 10.7 | 10.4 | 18.7 |  | 218000 | 19360 | 3.3 | 3.2 | 132000 | 17584 | 2.2 | Federally-Regulated Commercial & Industrial Equipment | 04/15/2019 |  | 05/31/2019
Daikin Comfort Technologies Manufacturing, L.P. | Daikin | DPS020AHHE-24 |  | HSP-A, Single-Package Heat Pum | Both Heat Pump and Electric Re | 575 | 3 | False |  |  |  | True | Variable-Speed | 236000 | 21851 | 10.8 | 10.6 | 18.6 |  | 216000 | 18618 | 3.4 | 3.2 | 132000 | 17584 | 2.2 | Federally-Regulated Commercial & Industrial Equipment | 04/15/2019 |  | 05/31/2019
Daikin Comfort Technologies Manufacturing, L.P. | Daikin | DPS020AHHE-24 |  | HSP-A, Single-Package Heat Pum | Both Heat Pump and Electric Re | 460 | 3 | False |  |  |  | True | Variable-Speed | 236000 | 21851 | 10.8 | 10.6 | 18.6 |  | 216000 | 18618 | 3.4 | 3.2 | 132000 | 17584 | 2.2 | Federally-Regulated Commercial & Industrial Equipment | 04/15/2019 |  | 05/31/2019
Daikin Comfort Technologies Manufacturing, L.P. | Daikin | DPS020AHHE-24 |  | HSP-A, Single-Package Heat Pum | Both Heat Pump and Electric Re | 230 | 3 | False |  |  |  | True | Variable-Speed | 236000 | 21851 | 10.8 | 10.6 | 18.6 |  | 216000 | 18618 | 3.4 | 3.2 | 132000 | 17584 | 2.2 | Federally-Regulated Commercial & Industrial Equipment | 04/15/2019 |  | 05/31/2019
Daikin Comfort Technologies Manufacturing, L.P. | Daikin | DPS020AHHE-24 |  | HSP-A, Single-Package Heat Pum | Both Heat Pump and Electric Re | 208 | 3 | False |  |  |  | True | Variable-Speed | 236000 | 21851 | 10.8 | 10.6 | 18.6 |  | 216000 | 18618 | 3.4 | 3.2 | 132000 | 17584 | 2.2 | Federally-Regulated Commercial & Industrial Equipment | 04/15/2019 |  | 05/31/2019
Daikin Comfort Technologies Manufacturing, L.P. | Daikin | DPS020AHHY-24H |  | HSP-A, Single-Package Heat Pum | Heat Pump | 575 | 3 | False |  |  |  | True | Variable-Speed | 234000 | 21666 | 10.8 | 10.4 | 18.8 |  | 218000 | 19360 | 3.3 | 3.2 | 132000 | 17584 | 2.2 | Federally-Regulated Commercial & Industrial Equipment | 04/15/2019 |  | 05/31/2019
Daikin Comfort Technologies Manufacturing, L.P. | Daikin | DPS020AHHY-24H |  | HSP-A, Single-Package Heat Pum | Heat Pump | 460 | 3 | False |  |  |  | True | Variable-Speed | 234000 | 21666 | 10.8 | 10.4 | 18.8 |  | 218000 | 19360 | 3.3 | 3.2 | 132000 | 17584 | 2.2 | Federally-Regulated Commercial & Industrial Equipment | 04/15/2019 |  | 05/31/2019
Daikin Comfort Technologies Manufacturing, L.P. | Daikin | DPS020AHHY-24H |  | HSP-A, Single-Package Heat Pum | Heat Pump | 230 | 3 | False |  |  |  | True | Variable-Speed | 234000 | 21666 | 10.8 | 10.4 | 18.8 |  | 218000 | 19360 | 3.3 | 3.2 | 132000 | 17584 | 2.2 | Federally-Regulated Commercial & Industrial Equipment | 04/15/2019 |  | 05/31/2019
Daikin Comfort Technologies Manufacturing, L.P. | Daikin | DPS020AHHY-24H |  | HSP-A, Single-Package Heat Pum | Heat Pump | 208 | 3 | False |  |  |  | True | Variable-Speed | 234000 | 21666 | 10.8 | 10.4 | 18.8 |  | 218000 | 19360 | 3.3 | 3.2 | 132000 | 17584 | 2.2 | Federally-Regulated Commercial & Industrial Equipment | 04/15/2019 |  | 05/31/2019
Daikin Comfort Technologies Manufacturing, L.P. | Daikin | DPS020AHHY-24 |  | HSP-A, Single-Package Heat Pum | Heat Pump | 575 | 3 | False |  |  |  | True | Variable-Speed | 236000 | 21651 | 10.9 | 10.4 | 19 |  | 216000 | 18618 | 3.4 | 3.2 | 132000 | 17584 | 2.2 | Federally-Regulated Commercial & Industrial Equipment | 04/15/2019 |  | 05/31/2019
Daikin Comfort Technologies Manufacturing, L.P. | Daikin | DPS020AHHY-24 |  | HSP-A, Single-Package Heat Pum | Heat Pump | 460 | 3 | False |  |  |  | True | Variable-Speed | 236000 | 21651 | 10.9 | 10.4 | 19 |  | 216000 | 18618 | 3.4 | 3.2 | 132000 | 17584 | 2.2 | Federally-Regulated Commercial & Industrial Equipment | 04/15/2019 |  | 05/31/2019
Daikin Comfort Technologies Manufacturing, L.P. | Daikin | DPS020AHHY-24 |  | HSP-A, Single-Package Heat Pum | Heat Pump | 230 | 3 | False |  |  |  | True | Variable-Speed | 236000 | 21651 | 10.9 | 10.4 | 19 |  | 216000 | 18618 | 3.4 | 3.2 | 132000 | 17584 | 2.2 | Federally-Regulated Commercial & Industrial Equipment | 04/15/2019 |  | 05/31/2019
Daikin Comfort Technologies Manufacturing, L.P. | Daikin | DPS020AHHY-24 |  | HSP-A, Single-Package Heat Pum | Heat Pump | 208 | 3 | False |  |  |  | True | Variable-Speed | 236000 | 21651 | 10.9 | 10.4 | 19 |  | 216000 | 18618 | 3.4 | 3.2 | 132000 | 17584 | 2.2 | Federally-Regulated Commercial & Industrial Equipment | 04/15/2019 |  | 05/31/2019
Daikin Comfort Technologies Manufacturing, L.P. | Daikin | DPS007AHHY2**-3-16 |  | HSP-A, Single-Package Heat Pum | Both Heat Pump and Electric Re | 230 | 3 | False |  |  |  | True | Variable-Speed | 90000 | 7031 | 12.8 | 11 |  |  | 78000 | 6228 | 3.67 | 3.3 | 47000 | 5668 | 2.43 | Federally-Regulated Commercial & Industrial Equipment | 01/28/2019 |  | 05/31/2019
Daikin Comfort Technologies Manufacturing, L.P. | Daikin | DPS007AHHY4**-3-16 |  | HSP-A, Single-Package Heat Pum | Both Heat Pump and Electric Re | 460 | 3 | False |  |  |  | True | Variable-Speed | 90000 | 7031 | 12.8 | 11 |  |  | 78000 | 6228 | 3.67 | 3.3 | 47000 | 5668 | 2.43 | Federally-Regulated Commercial & Industrial Equipment | 01/28/2019 |  | 05/31/2019
Daikin Comfort Technologies Manufacturing, L.P. | Daikin | DPS007AHHY2**-3-16 |  | HSP-A, Single-Package Heat Pum | Both Heat Pump and Electric Re | 208 | 3 | False |  |  |  | True | Variable-Speed | 90000 | 7031 | 12.8 | 11 |  |  | 78000 | 6228 | 3.67 | 3.3 | 47000 | 5668 | 2.43 | Federally-Regulated Commercial & Industrial Equipment | 01/28/2019 |  | 05/31/2019
Daikin Comfort Technologies Manufacturing, L.P. | Daikin | DPS007AHHG4**-3-16 |  | HSP-A, Single-Package Heat Pum | Both Heat Pump and Electric Re | 460 | 3 | False |  |  |  | True | Variable-Speed | 90000 | 7438 | 12.1 | 11 |  |  | 78000 | 6297 | 3.63 | 3.3 | 47000 | 5715 | 2.41 | Federally-Regulated Commercial & Industrial Equipment | 01/28/2019 |  | 05/31/2019
Daikin Comfort Technologies Manufacturing, L.P. | Daikin | DPS007AHHG5**-3-16 |  | HSP-A, Single-Package Heat Pum | Both Heat Pump and Electric Re | 575 | 3 | False |  |  |  | True | Variable-Speed | 90000 | 7500 | 12 | 11 |  |  | 78000 | 6385 | 3.58 | 3.3 | 47000 | 5812 | 2.37 | Federally-Regulated Commercial & Industrial Equipment | 01/28/2019 |  | 05/31/2019
Daikin Comfort Technologies Manufacturing, L.P. | Daikin | DPS007AHHE5**-3-16 |  | HSP-A, Single-Package Heat Pum | Both Heat Pump and Electric Re | 575 | 3 | False |  |  |  | True | Variable-Speed | 90000 | 7200 | 12.5 | 11 |  |  | 78000 | 6385 | 3.58 | 3.3 | 47000 | 5763 | 2.39 | Federally-Regulated Commercial & Industrial Equipment | 01/28/2019 |  | 05/31/2019
Daikin Comfort Technologies Manufacturing, L.P. | Daikin | DPS007AHHG2**-3-16 |  | HSP-A, Single-Package Heat Pum | Both Heat Pump and Electric Re | 230 | 3 | False |  |  |  | True | Variable-Speed | 90000 | 7438 | 12.1 | 11 |  |  | 78000 | 6297 | 3.63 | 3.3 | 47000 | 5715 | 2.41 | Federally-Regulated Commercial & Industrial Equipment | 01/28/2019 |  | 05/31/2019
Daikin Comfort Technologies Manufacturing, L.P. | Daikin | DPS007AHHG2**-3-16 |  | HSP-A, Single-Package Heat Pum | Both Heat Pump and Electric Re | 208 | 3 | False |  |  |  | True | Variable-Speed | 90000 | 7438 | 12.1 | 11 |  |  | 78000 | 6297 | 3.63 | 3.3 | 47000 | 5715 | 2.41 | Federally-Regulated Commercial & Industrial Equipment | 01/28/2019 |  | 05/31/2019
Daikin Comfort Technologies Manufacturing, L.P. | Daikin | DPS007AHHE4**-3-16 |  | HSP-A, Single-Package Heat Pum | Both Heat Pump and Electric Re | 460 | 3 | False |  |  |  | True | Variable-Speed | 90000 | 7142 | 12.6 | 11 |  |  | 78000 | 6297 | 3.63 | 3.3 | 47000 | 5715 | 2.41 | Federally-Regulated Commercial & Industrial Equipment | 01/28/2019 |  | 05/31/2019
Daikin Comfort Technologies Manufacturing, L.P. | Daikin | DPS007AHHE2**-3-16 |  | HSP-A, Single-Package Heat Pum | Both Heat Pump and Electric Re | 230 | 3 | False |  |  |  | True | Variable-Speed | 90000 | 7142 | 12.6 | 11 |  |  | 78000 | 6297 | 3.63 | 3.3 | 47000 | 5715 | 2.41 | Federally-Regulated Commercial & Industrial Equipment | 01/28/2019 |  | 05/31/2019
Daikin Comfort Technologies Manufacturing, L.P. | Daikin | DPS007AHHE2**-3-16 |  | HSP-A, Single-Package Heat Pum | Both Heat Pump and Electric Re | 208 | 3 | False |  |  |  | True | Variable-Speed | 90000 | 7142 | 12.6 | 11 |  |  | 78000 | 6297 | 3.63 | 3.3 | 47000 | 5715 | 2.41 | Federally-Regulated Commercial & Industrial Equipment | 01/28/2019 |  | 05/31/2019
Daikin Comfort Technologies Manufacturing, L.P. | Daikin | DPS015AHHY5**-6 |  | HSP-A, Single-Package Heat Pum | Both Heat Pump and Electric Re | 575 | 3 | False |  |  |  | False | Variable-Speed | 166000 | 15514 | 10.7 | 10.6 |  |  | 160000 | 13098 | 3.58 | 3.2 | 91000 | 12067 | 2.21 | Federally-Regulated Commercial & Industrial Equipment | 01/28/2019 |  | 05/31/2019
Daikin Comfort Technologies Manufacturing, L.P. | Daikin | DPS015AHHY4**-6 |  | HSP-A, Single-Package Heat Pum | Both Heat Pump and Electric Re | 460 | 3 | False |  |  |  | False | Variable-Speed | 166000 | 15229 | 10.9 | 10.6 |  |  | 160000 | 12882 | 3.64 | 3.2 | 91000 | 11853 | 2.25 | Federally-Regulated Commercial & Industrial Equipment | 01/28/2019 |  | 05/31/2019
Daikin Comfort Technologies Manufacturing, L.P. | Daikin | DPS015AHHY4**-6 |  | HSP-A, Single-Package Heat Pum | Both Heat Pump and Electric Re | 230 | 3 | False |  |  |  | False | Variable-Speed | 166000 | 15229 | 10.9 | 10.6 |  |  | 160000 | 12882 | 3.64 | 3.2 | 91000 | 11853 | 2.25 | Federally-Regulated Commercial & Industrial Equipment | 01/28/2019 |  | 05/31/2019
Daikin Comfort Technologies Manufacturing, L.P. | Daikin | DPS015AHHY4**-6 |  | HSP-A, Single-Package Heat Pum | Both Heat Pump and Electric Re | 208 | 3 | False |  |  |  | False | Variable-Speed | 166000 | 15229 | 10.9 | 10.6 |  |  | 160000 | 12882 | 3.64 | 3.2 | 91000 | 11853 | 2.25 | Federally-Regulated Commercial & Industrial Equipment | 01/28/2019 |  | 05/31/2019
Daikin Comfort Technologies Manufacturing, L.P. | Daikin | DPS015AHHG4**-6 |  | HSP-A, Single-Package Heat Pum | Both Heat Pump and Electric Re | 460 | 3 | False |  |  |  | False | Variable-Speed | 164000 | 15327 | 10.7 | 10.6 | 16.4 |  | 160000 | 13397 | 3.5 | 3.2 | 91000 | 12122 | 2.2 | Federally-Regulated Commercial & Industrial Equipment | 04/15/2019 |  | 05/31/2019
Daikin Comfort Technologies Manufacturing, L.P. | Daikin | DPS015AHHG4**-6 |  | HSP-A, Single-Package Heat Pum | Both Heat Pump and Electric Re | 230 | 3 | False |  |  |  | False | Variable-Speed | 164000 | 15327 | 10.7 | 10.6 | 16.4 |  | 160000 | 13397 | 3.5 | 3.2 | 91000 | 12122 | 2.2 | Federally-Regulated Commercial & Industrial Equipment | 04/15/2019 |  | 05/31/2019
Daikin Comfort Technologies Manufacturing, L.P. | Daikin | DPS015AHHG4**-6 |  | HSP-A, Single-Package Heat Pum | Both Heat Pump and Electric Re | 208 | 3 | False |  |  |  | False | Variable-Speed | 164000 | 15327 | 10.7 | 10.6 | 16.4 |  | 160000 | 13397 | 3.5 | 3.2 | 91000 | 12122 | 2.2 | Federally-Regulated Commercial & Industrial Equipment | 04/15/2019 |  | 05/31/2019
Daikin Comfort Technologies Manufacturing, L.P. | Daikin | DPS015AHHG5**-6 |  | HSP-A, Single-Package Heat Pum | Both Heat Pump and Electric Re | 575 | 3 | False |  |  |  | False | Variable-Speed | 164000 | 15471 | 10.6 | 10.6 |  |  | 160000 | 13552 | 3.46 | 3.2 | 91000 | 12233 | 2.18 | Federally-Regulated Commercial & Industrial Equipment | 01/28/2019 |  | 05/31/2019
Daikin Comfort Technologies Manufacturing, L.P. | Daikin | DPS015AHHE5**-6 |  | HSP-A, Single-Package Heat Pum | Both Heat Pump and Electric Re | 575 | 3 | False |  |  |  | True | Variable-Speed | 166000 | 15660 | 10.6 | 10.6 |  |  | 160000 | 13283 | 3.53 | 3.2 | 91000 | 12177 | 2.19 | Federally-Regulated Commercial & Industrial Equipment | 01/28/2019 |  | 05/31/2019
Daikin Comfort Technologies Manufacturing, L.P. | Daikin | DPS015AHHE4**-6 |  | HSP-A, Single-Package Heat Pum | Both Heat Pump and Electric Re | 460 | 3 | False |  |  |  | False | Variable-Speed | 166000 | 15514 | 10.7 | 10.6 |  |  | 160000 | 13098 | 3.58 | 3.2 | 91000 | 12013 | 2.22 | Federally-Regulated Commercial & Industrial Equipment | 01/28/2019 |  | 05/31/2019
Daikin Comfort Technologies Manufacturing, L.P. | Daikin | DPS015AHHE4**-6 |  | HSP-A, Single-Package Heat Pum | Both Heat Pump and Electric Re | 230 | 3 | False |  |  |  | False | Variable-Speed | 166000 | 15514 | 10.7 | 10.6 |  |  | 160000 | 13098 | 3.58 | 3.2 | 91000 | 12013 | 2.22 | Federally-Regulated Commercial & Industrial Equipment | 01/28/2019 |  | 05/31/2019
Daikin Comfort Technologies Manufacturing, L.P. | Daikin | DPS015AHHE4**-6 |  | HSP-A, Single-Package Heat Pum | Both Heat Pump and Electric Re | 208 | 3 | False |  |  |  | False | Variable-Speed | 166000 | 15514 | 10.7 | 10.6 |  |  | 160000 | 13098 | 3.58 | 3.2 | 91000 | 12013 | 2.22 | Federally-Regulated Commercial & Industrial Equipment | 01/28/2019 |  | 05/31/2019
Daikin Comfort Technologies Manufacturing, L.P. | Daikin | DPS012AHHG5**-4* |  | HSP-A, Single-Package Heat Pum | Both Heat Pump and Electric Re | 575 | 3 | False |  |  |  | True | Variable-Speed | 142000 | 12909 | 11 | 10.6 |  |  | 136000 | 11553 | 3.45 | 3.2 | 77000 | 9854 | 2.29 | Federally-Regulated Commercial & Industrial Equipment | 01/28/2019 |  | 05/31/2019
Daikin Comfort Technologies Manufacturing, L.P. | Daikin | DPS007AHHE5**-3* |  | HSP-A, Single-Package Heat Pum | Both Heat Pump and Electric Re | 575 | 3 | False |  |  |  | True | Variable-Speed | 90000 | 7086 | 12.7 | 11 |  |  | 78000 | 6314 | 3.62 | 3.3 | 47000 | 5763 | 2.39 | Federally-Regulated Commercial & Industrial Equipment | 01/28/2019 |  | 05/31/2019
Daikin Comfort Technologies Manufacturing, L.P. | Daikin | DPS010AHHY5**-4* |  | HSP-A, Single-Package Heat Pum | Both Heat Pump and Electric Re | 575 | 3 | False |  |  |  | True | Variable-Speed | 120000 | 9917 | 12.1 | 11 |  |  | 105000 | 8971 | 3.43 | 3.3 | 62000 | 7634 | 2.38 | Federally-Regulated Commercial & Industrial Equipment | 01/28/2019 |  | 05/31/2019
Daikin Comfort Technologies Manufacturing, L.P. | Daikin | DPS007AHHG5**-3* |  | HSP-A, Single-Package Heat Pum | Both Heat Pump and Electric Re | 575 | 3 | False |  |  |  | True | Variable-Speed | 90000 | 7086 | 12.7 | 11 |  |  | 78000 | 6314 | 3.62 | 3.3 | 47000 | 5763 | 2.39 | Federally-Regulated Commercial & Industrial Equipment | 01/28/2019 |  | 05/31/2019
Daikin Comfort Technologies Manufacturing, L.P. | Daikin | DPS012AHHY5**-4* |  | HSP-A, Single-Package Heat Pum | Both Heat Pump and Electric Re | 575 | 3 | False |  |  |  | True | Variable-Speed | 142000 | 12724 | 11.16 | 10.6 |  |  | 136000 | 11071 | 3.6 | 3.2 | 77000 | 9727 | 2.32 | Federally-Regulated Commercial & Industrial Equipment | 01/28/2019 |  | 05/31/2019
Daikin Comfort Technologies Manufacturing, L.P. | Daikin | DPS010AHHG5**-4* |  | HSP-A, Single-Package Heat Pum | Both Heat Pump and Electric Re | 575 | 3 | False |  |  |  | True | Variable-Speed | 119000 | 10438 | 11.4 | 11 |  |  | 105000 | 9104 | 3.38 | 3.3 | 62000 | 7732 | 2.35 | Federally-Regulated Commercial & Industrial Equipment | 01/28/2019 |  | 05/31/2019
Daikin Comfort Technologies Manufacturing, L.P. | Daikin | DPS012AHHE5**-4* |  | HSP-A, Single-Package Heat Pum | Both Heat Pump and Electric Re | 575 | 3 | False |  |  |  | True | Variable-Speed | 142000 | 12909 | 11 | 10.6 |  |  | 136000 | 11553 | 3.45 | 3.2 | 77000 | 9854 | 2.29 | Federally-Regulated Commercial & Industrial Equipment | 01/28/2019 |  | 05/31/2019
Daikin Comfort Technologies Manufacturing, L.P. | Daikin | DPS010AHHE5**-4* |  | HSP-A, Single-Package Heat Pum | Both Heat Pump and Electric Re | 575 | 3 | False |  |  |  | True | Variable-Speed | 119000 | 10258 | 11.6 | 11 |  |  | 105000 | 9104 | 3.38 | 3.3 | 62000 | 7732 | 2.35 | Federally-Regulated Commercial & Industrial Equipment | 01/28/2019 |  | 05/31/2019
Daikin Comfort Technologies Manufacturing, L.P. | Daikin | DPS012AHHE4**-4* |  | HSP-A, Single-Package Heat Pum | Both Heat Pump and Electric Re | 460 | 3 | False |  |  |  | True | Variable-Speed | 142000 | 12827 | 11.07 | 10.6 |  |  | 136000 | 11388 | 3.5 | 3.2 | 77000 | 9727 | 2.32 | Federally-Regulated Commercial & Industrial Equipment | 01/28/2019 |  | 05/31/2019
Daikin Comfort Technologies Manufacturing, L.P. | Daikin | DPS007AHHY5**-3* |  | HSP-A, Single-Package Heat Pum | Both Heat Pump and Electric Re | 575 | 3 | False |  |  |  | True | Variable-Speed | 90000 | 6976 | 12.9 | 11 |  |  | 78000 | 6245 | 3.66 | 3.3 | 47000 | 5715 | 2.41 | Federally-Regulated Commercial & Industrial Equipment | 01/28/2019 |  | 05/31/2019
Daikin Comfort Technologies Manufacturing, L.P. | Daikin | DPS012AHHY4**-4* |  | HSP-A, Single-Package Heat Pum | Both Heat Pump and Electric Re | 460 | 3 | False |  |  |  | True | Variable-Speed | 142000 | 12611 | 11.26 | 10.6 |  |  | 136000 | 10920 | 3.65 | 3.2 | 77000 | 9602 | 2.35 | Federally-Regulated Commercial & Industrial Equipment | 01/28/2019 |  | 05/31/2019
Daikin Comfort Technologies Manufacturing, L.P. | Daikin | DPS007AHHE4**-3* |  | HSP-A, Single-Package Heat Pum | Both Heat Pump and Electric Re | 460 | 3 | False |  |  |  | True | Variable-Speed | 90000 | 7031 | 12.8 | 11 |  |  | 78000 | 6245 | 3.66 | 3.3 | 47000 | 5691 | 2.42 | Federally-Regulated Commercial & Industrial Equipment | 01/28/2019 |  | 05/31/2019
Daikin Comfort Technologies Manufacturing, L.P. | Daikin | DPS012AHHG4**-4* |  | HSP-A, Single-Package Heat Pum | Both Heat Pump and Electric Re | 460 | 3 | False |  |  |  | True | Variable-Speed | 142000 | 12909 | 11 | 10.6 |  |  | 136000 | 11388 | 3.5 | 3.2 | 77000 | 9727 | 2.32 | Federally-Regulated Commercial & Industrial Equipment | 01/28/2019 |  | 05/31/2019
Daikin Comfort Technologies Manufacturing, L.P. | Daikin | DPS007AHHG2**-3* |  | HSP-A, Single-Package Heat Pum | Both Heat Pump and Electric Re | 230 | 3 | False |  |  |  | True | Variable-Speed | 90000 | 7031 | 12.8 | 11 |  |  | 78000 | 6245 | 3.66 | 3.3 | 47000 | 5691 | 2.42 | Federally-Regulated Commercial & Industrial Equipment | 01/28/2019 |  | 05/31/2019
Daikin Comfort Technologies Manufacturing, L.P. | Daikin | DPS007AHHG2**-3* |  | HSP-A, Single-Package Heat Pum | Both Heat Pump and Electric Re | 208 | 3 | False |  |  |  | True | Variable-Speed | 90000 | 7031 | 12.8 | 11 |  |  | 78000 | 6245 | 3.66 | 3.3 | 47000 | 5691 | 2.42 | Federally-Regulated Commercial & Industrial Equipment | 01/28/2019 |  | 05/31/2019
Daikin Comfort Technologies Manufacturing, L.P. | Daikin | DPS010AHHG4**-4* |  | HSP-A, Single-Package Heat Pum | Both Heat Pump and Electric Re | 460 | 3 | False |  |  |  | True | Variable-Speed | 119000 | 10347 | 11.5 | 11 |  |  | 105000 | 8997 | 3.42 | 3.3 | 62000 | 7634 | 2.38 | Federally-Regulated Commercial & Industrial Equipment | 01/28/2019 |  | 05/31/2019
Daikin Comfort Technologies Manufacturing, L.P. | Daikin | DPS010AHHY4**-4* |  | HSP-A, Single-Package Heat Pum | Both Heat Pump and Electric Re | 460 | 3 | False |  |  |  | True | Variable-Speed | 120000 | 9836 | 12.2 | 11 |  |  | 105000 | 8868 | 3.47 | 3.3 | 62000 | 7539 | 2.41 | Federally-Regulated Commercial & Industrial Equipment | 01/28/2019 |  | 05/31/2019
Daikin Comfort Technologies Manufacturing, L.P. | Daikin | DPS006AHHE4**-4* |  | HSP-A, Single-Package Heat Pum | Both Heat Pump and Electric Re | 460 | 3 | False |  |  |  | True | Variable-Speed | 67000 | 6090 | 11 | 11 |  |  | 66000 | 5241 | 3.69 | 3.3 | 39000 | 4499 | 2.54 | Federally-Regulated Commercial & Industrial Equipment | 01/28/2019 |  | 05/31/2019
Daikin Comfort Technologies Manufacturing, L.P. | Daikin | DPS010AHHE4**-4* |  | HSP-A, Single-Package Heat Pum | Both Heat Pump and Electric Re | 460 | 3 | False |  |  |  | True | Variable-Speed | 119000 | 10170 | 11.7 | 11 |  |  | 105000 | 8997 | 3.42 | 3.3 | 62000 | 7634 | 2.38 | Federally-Regulated Commercial & Industrial Equipment | 01/28/2019 |  | 05/31/2019
Daikin Comfort Technologies Manufacturing, L.P. | Daikin | DPS007AHHG4**-3* |  | HSP-A, Single-Package Heat Pum | Both Heat Pump and Electric Re | 460 | 3 | False |  |  |  | True | Variable-Speed | 90000 | 7031 | 12.8 | 11 |  |  | 78000 | 6245 | 3.66 | 3.3 | 47000 | 5691 | 2.42 | Federally-Regulated Commercial & Industrial Equipment | 01/28/2019 |  | 05/31/2019
Daikin Comfort Technologies Manufacturing, L.P. | Daikin | DPS007AHHY4**-3* |  | HSP-A, Single-Package Heat Pum | Both Heat Pump and Electric Re | 460 | 3 | False |  |  |  | True | Variable-Speed | 90000 | 6923 | 13 | 11 |  |  | 78000 | 6178 | 3.7 | 3.3 | 47000 | 5645 | 2.44 | Federally-Regulated Commercial & Industrial Equipment | 01/28/2019 |  | 05/31/2019
Daikin Comfort Technologies Manufacturing, L.P. | Daikin | DPS012AHHY2**-4* |  | HSP-A, Single-Package Heat Pum | Both Heat Pump and Electric Re | 230 | 3 | False |  |  |  | True | Variable-Speed | 142000 | 12611 | 11.26 | 10.6 |  |  | 136000 | 10920 | 3.65 | 3.2 | 77000 | 9602 | 2.35 | Federally-Regulated Commercial & Industrial Equipment | 01/28/2019 |  | 05/31/2019
Daikin Comfort Technologies Manufacturing, L.P. | Daikin | DPS012AHHY2**-4* |  | HSP-A, Single-Package Heat Pum | Both Heat Pump and Electric Re | 208 | 3 | False |  |  |  | True | Variable-Speed | 142000 | 12611 | 11.26 | 10.6 |  |  | 136000 | 10920 | 3.65 | 3.2 | 77000 | 9602 | 2.35 | Federally-Regulated Commercial & Industrial Equipment | 01/28/2019 |  | 05/31/2019
Daikin Comfort Technologies Manufacturing, L.P. | Daikin | DPS012AHHG2**-4* |  | HSP-A, Single-Package Heat Pum | Both Heat Pump and Electric Re | 230 | 3 | False |  |  |  | True | Variable-Speed | 142000 | 12827 | 11.07 | 10.6 |  |  | 136000 | 11388 | 3.5 | 3.2 | 77000 | 9727 | 2.32 | Federally-Regulated Commercial & Industrial Equipment | 01/28/2019 |  | 05/31/2019
Daikin Comfort Technologies Manufacturing, L.P. | Daikin | DPS012AHHG2**-4* |  | HSP-A, Single-Package Heat Pum | Both Heat Pump and Electric Re | 208 | 3 | False |  |  |  | True | Variable-Speed | 142000 | 12827 | 11.07 | 10.6 |  |  | 136000 | 11388 | 3.5 | 3.2 | 77000 | 9727 | 2.32 | Federally-Regulated Commercial & Industrial Equipment | 01/28/2019 |  | 05/31/2019
Daikin Comfort Technologies Manufacturing, L.P. | Daikin | DPS006AHHG4**-4* |  | HSP-A, Single-Package Heat Pum | Both Heat Pump and Electric Re | 460 | 3 | False |  |  |  | True | Variable-Speed | 68000 | 6071 | 11.2 | 11 |  |  | 65000 | 5162 | 3.69 | 3.3 | 39000 | 4499 | 2.54 | Federally-Regulated Commercial & Industrial Equipment | 01/28/2019 |  | 05/31/2019
Daikin Comfort Technologies Manufacturing, L.P. | Daikin | DPS012AHHE2**-4* |  | HSP-A, Single-Package Heat Pum | Both Heat Pump and Electric Re | 230 | 3 | False |  |  |  | True | Variable-Speed | 142000 | 12827 | 11.07 | 10.6 |  |  | 136000 | 11388 | 3.5 | 3.2 | 77000 | 9727 | 2.32 | Federally-Regulated Commercial & Industrial Equipment | 01/28/2019 |  | 05/31/2019
Daikin Comfort Technologies Manufacturing, L.P. | Daikin | DPS012AHHE2**-4* |  | HSP-A, Single-Package Heat Pum | Both Heat Pump and Electric Re | 208 | 3 | False |  |  |  | True | Variable-Speed | 142000 | 12827 | 11.07 | 10.6 |  |  | 136000 | 11388 | 3.5 | 3.2 | 77000 | 9727 | 2.32 | Federally-Regulated Commercial & Industrial Equipment | 01/28/2019 |  | 05/31/2019
Daikin Comfort Technologies Manufacturing, L.P. | Daikin | DPS006AHHY4**-4* |  | HSP-A, Single-Package Heat Pum | Both Heat Pump and Electric Re | 460 | 3 | False |  |  |  | True | Variable-Speed | 68000 | 5964 | 11.4 | 11 |  |  | 65000 | 5093 | 3.74 | 3.3 | 39000 | 4464 | 2.56 | Federally-Regulated Commercial & Industrial Equipment | 01/28/2019 |  | 05/31/2019
Daikin Comfort Technologies Manufacturing, L.P. | Daikin | DPS007AHHY2**-3* |  | HSP-A, Single-Package Heat Pum | Both Heat Pump and Electric Re | 230 | 3 | False |  |  |  | True | Variable-Speed | 90000 | 6923 | 13 | 11 |  |  | 78000 | 6178 | 3.7 | 3.3 | 47000 | 5645 | 2.44 | Federally-Regulated Commercial & Industrial Equipment | 01/28/2019 |  | 05/31/2019
Daikin Comfort Technologies Manufacturing, L.P. | Daikin | DPS007AHHY2**-3* |  | HSP-A, Single-Package Heat Pum | Both Heat Pump and Electric Re | 208 | 3 | False |  |  |  | True | Variable-Speed | 90000 | 6923 | 13 | 11 |  |  | 78000 | 6178 | 3.7 | 3.3 | 47000 | 5645 | 2.44 | Federally-Regulated Commercial & Industrial Equipment | 01/28/2019 |  | 05/31/2019
Daikin Comfort Technologies Manufacturing, L.P. | Daikin | DPS010AHHG2**-4* |  | HSP-A, Single-Package Heat Pum | Both Heat Pump and Electric Re | 230 | 3 | False |  |  |  | True | Variable-Speed | 119000 | 10347 | 11.5 | 11 |  |  | 105000 | 8997 | 3.42 | 3.3 | 62000 | 7634 | 2.38 | Federally-Regulated Commercial & Industrial Equipment | 01/28/2019 |  | 05/31/2019
Daikin Comfort Technologies Manufacturing, L.P. | Daikin | DPS010AHHG2**-4* |  | HSP-A, Single-Package Heat Pum | Both Heat Pump and Electric Re | 208 | 3 | False |  |  |  | True | Variable-Speed | 119000 | 10347 | 11.5 | 11 |  |  | 105000 | 8997 | 3.42 | 3.3 | 62000 | 7634 | 2.38 | Federally-Regulated Commercial & Industrial Equipment | 01/28/2019 |  | 05/31/2019
Daikin Comfort Technologies Manufacturing, L.P. | Daikin | DPS010AHHY2**-4* |  | HSP-A, Single-Package Heat Pum | Both Heat Pump and Electric Re | 230 | 3 | False |  |  |  | True | Variable-Speed | 120000 | 9836 | 12.2 | 11 |  |  | 105000 | 8868 | 3.47 | 3.3 | 62000 | 7539 | 2.41 | Federally-Regulated Commercial & Industrial Equipment | 01/28/2019 |  | 05/31/2019
Daikin Comfort Technologies Manufacturing, L.P. | Daikin | DPS010AHHY2**-4* |  | HSP-A, Single-Package Heat Pum | Both Heat Pump and Electric Re | 208 | 3 | False |  |  |  | True | Variable-Speed | 120000 | 9836 | 12.2 | 11 |  |  | 105000 | 8868 | 3.47 | 3.3 | 62000 | 7539 | 2.41 | Federally-Regulated Commercial & Industrial Equipment | 01/28/2019 |  | 05/31/2019
Daikin Comfort Technologies Manufacturing, L.P. | Daikin | DPS007AHHE2**-3* |  | HSP-A, Single-Package Heat Pum | Both Heat Pump and Electric Re | 230 | 3 | False |  |  |  | True | Variable-Speed | 90000 | 7031 | 12.8 | 11 |  |  | 78000 | 6245 | 3.66 | 3.3 | 47000 | 5691 | 2.42 | Federally-Regulated Commercial & Industrial Equipment | 01/28/2019 |  | 05/31/2019
Daikin Comfort Technologies Manufacturing, L.P. | Daikin | DPS007AHHE2**-3* |  | HSP-A, Single-Package Heat Pum | Both Heat Pump and Electric Re | 208 | 3 | False |  |  |  | True | Variable-Speed | 90000 | 7031 | 12.8 | 11 |  |  | 78000 | 6245 | 3.66 | 3.3 | 47000 | 5691 | 2.42 | Federally-Regulated Commercial & Industrial Equipment | 01/28/2019 |  | 05/31/2019
Daikin Comfort Technologies Manufacturing, L.P. | Daikin | DPS006AHHG2**-4* |  | HSP-A, Single-Package Heat Pum | Both Heat Pump and Electric Re | 230 | 3 | False |  |  |  | True | Variable-Speed | 68000 | 6071 | 11.2 | 11 |  |  | 65000 | 5162 | 3.69 | 3.3 | 39000 | 4499 | 2.54 | Federally-Regulated Commercial & Industrial Equipment | 01/28/2019 |  | 05/31/2019
Daikin Comfort Technologies Manufacturing, L.P. | Daikin | DPS006AHHG2**-4* |  | HSP-A, Single-Package Heat Pum | Both Heat Pump and Electric Re | 208 | 3 | False |  |  |  | True | Variable-Speed | 68000 | 6071 | 11.2 | 11 |  |  | 65000 | 5162 | 3.69 | 3.3 | 39000 | 4499 | 2.54 | Federally-Regulated Commercial & Industrial Equipment | 01/28/2019 |  | 05/31/2019
Daikin Comfort Technologies Manufacturing, L.P. | Daikin | DPS010AHHE2**-4* |  | HSP-A, Single-Package Heat Pum | Both Heat Pump and Electric Re | 230 | 3 | False |  |  |  | True | Variable-Speed | 119000 | 10170 | 11.7 | 11 |  |  | 105000 | 8997 | 3.42 | 3.3 | 62000 | 7634 | 2.38 | Federally-Regulated Commercial & Industrial Equipment | 01/28/2019 |  | 05/31/2019
Daikin Comfort Technologies Manufacturing, L.P. | Daikin | DPS010AHHE2**-4* |  | HSP-A, Single-Package Heat Pum | Both Heat Pump and Electric Re | 208 | 3 | False |  |  |  | True | Variable-Speed | 119000 | 10170 | 11.7 | 11 |  |  | 105000 | 8997 | 3.42 | 3.3 | 62000 | 7634 | 2.38 | Federally-Regulated Commercial & Industrial Equipment | 01/28/2019 |  | 05/31/2019
Daikin Comfort Technologies Manufacturing, L.P. | Daikin | DPS006AHHE2**-4* |  | HSP-A, Single-Package Heat Pum | Both Heat Pump and Electric Re | 230 | 3 | False |  |  |  | True | Variable-Speed | 67000 | 6090 | 11 | 11 |  |  | 66000 | 5241 | 3.69 | 3.3 | 39000 | 4499 | 2.54 | Federally-Regulated Commercial & Industrial Equipment | 01/28/2019 |  | 05/31/2019
Daikin Comfort Technologies Manufacturing, L.P. | Daikin | DPS006AHHE2**-4* |  | HSP-A, Single-Package Heat Pum | Both Heat Pump and Electric Re | 208 | 3 | False |  |  |  | True | Variable-Speed | 67000 | 6090 | 11 | 11 |  |  | 66000 | 5241 | 3.69 | 3.3 | 39000 | 4499 | 2.54 | Federally-Regulated Commercial & Industrial Equipment | 01/28/2019 |  | 05/31/2019
Daikin Comfort Technologies Manufacturing, L.P. | Daikin | DPS006AHHY2**-4* |  | HSP-A, Single-Package Heat Pum | Both Heat Pump and Electric Re | 230 | 3 | False |  |  |  | True | Variable-Speed | 68000 | 5964 | 11.4 | 11 |  |  | 65000 | 5015 | 3.74 | 3.3 | 39000 | 4464 | 2.56 | Federally-Regulated Commercial & Industrial Equipment | 01/28/2019 |  | 05/31/2019
Daikin Comfort Technologies Manufacturing, L.P. | Daikin | DPS006AHHY2**-4* |  | HSP-A, Single-Package Heat Pum | Both Heat Pump and Electric Re | 208 | 3 | False |  |  |  | True | Variable-Speed | 68000 | 5964 | 11.4 | 11 |  |  | 65000 | 5093 | 3.74 | 3.3 | 39000 | 4464 | 2.56 | Federally-Regulated Commercial & Industrial Equipment | 01/28/2019 |  | 05/31/2019
Daikin Comfort Technologies Manufacturing, L.P. | AMANA DISTINCTIONS | CPH072****V***A* |  | HSP-A, Single-Package Heat Pum | Both Heat Pump and Electric Re | 575 | 3 | False |  |  |  | True | Dual-Speed | 69000 | 6160 | 11.2 | 11 | 15 |  | 69000 | 5465 | 3.7 | 3.3 | 38000 | 4842 | 2.3 | Federally-Regulated Commercial & Industrial Equipment | 04/16/2019 |  | 05/31/2019
Daikin Comfort Technologies Manufacturing, L.P. | AMANA DISTINCTIONS | CPH072****V***A* |  | HSP-A, Single-Package Heat Pum | Both Heat Pump and Electric Re | 460 | 3 | False |  |  |  | True | Dual-Speed | 69000 | 6160 | 11.2 | 11 | 15 |  | 69000 | 5465 | 3.7 | 3.3 | 38000 | 4842 | 2.3 | Federally-Regulated Commercial & Industrial Equipment | 04/16/2019 |  | 05/31/2019
Daikin Comfort Technologies Manufacturing, L.P. | AMANA DISTINCTIONS | CPH072****V***A* |  | HSP-A, Single-Package Heat Pum | Both Heat Pump and Electric Re | 230 | 3 | False |  |  |  | True | Dual-Speed | 69000 | 6160 | 11.2 | 11 | 15 |  | 69000 | 5465 | 3.7 | 3.3 | 38000 | 4842 | 2.3 | Federally-Regulated Commercial & Industrial Equipment | 04/16/2019 |  | 05/31/2019
Daikin Comfort Technologies Manufacturing, L.P. | AMANA DISTINCTIONS | CPH072****V***A* |  | HSP-A, Single-Package Heat Pum | Both Heat Pump and Electric Re | 208 | 3 | False |  |  |  | True | Dual-Speed | 69000 | 6160 | 11.2 | 11 | 15 |  | 69000 | 5465 | 3.7 | 3.3 | 38000 | 4842 | 2.3 | Federally-Regulated Commercial & Industrial Equipment | 04/16/2019 |  | 05/31/2019
Daikin Comfort Technologies Manufacturing, L.P. | AMANA DISTINCTIONS | GSZ130603A* (2) | AT12043A* | HRCU-A-CB, Split System: Heat | Both Heat Pump and Electric Re | 230 | 3 |  | False |  |  | True | Single-Speed | 114000 | 9913 | 11.5 | 11 | 13 |  | 110000 | 9769 | 3.3 | 3.3 | 70000 | 8919 | 2.3 | Federally-Regulated Commercial & Industrial Equipment | 04/16/2019 |  | 05/31/2019
Daikin Comfort Technologies Manufacturing, L.P. | AMANA DISTINCTIONS | GSZ130603A* (2) | AT12043A* | HRCU-A-CB, Split System: Heat | Both Heat Pump and Electric Re | 208 | 3 |  | False |  |  | True | Single-Speed | 114000 | 9913 | 11.5 | 11 | 13 |  | 110000 | 9769 | 3.3 | 3.3 | 70000 | 8919 | 2.3 | Federally-Regulated Commercial & Industrial Equipment | 04/16/2019 |  | 05/31/2019
Daikin Comfort Technologies Manufacturing, L.P. | AMANA DISTINCTIONS | GSZ130604A* (2) | AT12044A* | HRCU-A-CB, Split System: Heat | Both Heat Pump and Electric Re | 460 | 3 |  | False |  |  | True | Single-Speed | 114000 | 9913 | 11.5 | 11 | 13 |  | 110000 | 9769 | 3.3 | 3.3 | 70000 | 8919 | 2.3 | Federally-Regulated Commercial & Industrial Equipment | 04/16/2019 |  | 05/31/2019
Daikin Comfort Technologies Manufacturing, L.P. | AMANA DISTINCTIONS | GSZ130484A* (2) | AT09044A* | HRCU-A-CB, Split System: Heat | Both Heat Pump and Electric Re | 460 | 3 |  | False |  |  | True | Single-Speed | 88000 | 7652 | 11.5 | 11 | 14 |  | 82000 | 7282 | 3.3 | 3.3 | 52000 | 6626 | 2.3 | Federally-Regulated Commercial & Industrial Equipment | 04/16/2019 |  | 05/31/2019
Daikin Comfort Technologies Manufacturing, L.P. | AMANA DISTINCTIONS | GSZ130483A* (2) | AT09043A* | HRCU-A-CB, Split System: Heat | Both Heat Pump and Electric Re | 230 | 3 |  | False |  |  | True | Single-Speed | 88000 | 7652 | 11.5 | 11 | 14 |  | 82000 | 7282 | 3.3 | 3.3 | 52000 | 6626 | 2.3 | Federally-Regulated Commercial & Industrial Equipment | 04/16/2019 |  | 05/31/2019
Daikin Comfort Technologies Manufacturing, L.P. | AMANA DISTINCTIONS | GSZ130483A* (2) | AT09043A* | HRCU-A-CB, Split System: Heat | Both Heat Pump and Electric Re | 208 | 3 |  | False |  |  | True | Single-Speed | 88000 | 7652 | 11.5 | 11 | 14 |  | 82000 | 7282 | 3.3 | 3.3 | 52000 | 6626 | 2.3 | Federally-Regulated Commercial & Industrial Equipment | 04/16/2019 |  | 05/31/2019
Daikin Comfort Technologies Manufacturing, L.P. | AMANA DISTINCTIONS | CPH102****V***A* |  | HSP-A, Single-Package Heat Pum | Both Heat Pump and Electric Re | 575 | 3 | False |  |  |  | False | Single-Speed | 102000 | 9189 | 11.1 | 11 |  |  | 102000 | 8792 | 3.4 | 3.3 | 52000 | 6773 | 2.25 | Federally-Regulated Commercial & Industrial Equipment | 01/28/2019 |  | 05/31/2019
Daikin Comfort Technologies Manufacturing, L.P. | AMANA DISTINCTIONS | CPH102****V***A* |  | HSP-A, Single-Package Heat Pum | Both Heat Pump and Electric Re | 460 | 3 | False |  |  |  | False | Single-Speed | 102000 | 9189 | 11.1 | 11 |  |  | 102000 | 8792 | 3.4 | 3.3 | 52000 | 6773 | 2.25 | Federally-Regulated Commercial & Industrial Equipment | 01/28/2019 |  | 05/31/2019
Daikin Comfort Technologies Manufacturing, L.P. | AMANA DISTINCTIONS | CPH102****V***A* |  | HSP-A, Single-Package Heat Pum | Both Heat Pump and Electric Re | 230 | 3 | False |  |  |  | False | Single-Speed | 102000 | 9189 | 11.1 | 11 |  |  | 102000 | 8792 | 3.4 | 3.3 | 55500 | 7229 | 2.25 | Federally-Regulated Commercial & Industrial Equipment | 01/28/2019 |  | 05/31/2019
Daikin Comfort Technologies Manufacturing, L.P. | AMANA DISTINCTIONS | CPH102****V***A* |  | HSP-A, Single-Package Heat Pum | Both Heat Pump and Electric Re | 208 | 3 | False |  |  |  | False | Single-Speed | 102000 | 9189 | 11.1 | 11 |  |  | 102000 | 8792 | 3.4 | 3.3 | 52000 | 6773 | 2.25 | Federally-Regulated Commercial & Industrial Equipment | 01/28/2019 |  | 05/31/2019
Daikin Comfort Technologies Manufacturing, L.P. | AMANA DISTINCTIONS | CPH090****V***A* |  | HSP-A, Single-Package Heat Pum | Both Heat Pump and Electric Re | 575 | 3 | False |  |  |  | False | Single-Speed | 90000 | 7826 | 11.5 | 11 | 12.8 |  | 90000 | 7757 | 3.4 | 3.3 | 52000 | 6349 | 2.4 | Federally-Regulated Commercial & Industrial Equipment | 04/16/2019 |  | 05/31/2019
Daikin Comfort Technologies Manufacturing, L.P. | AMANA DISTINCTIONS | CPH090****V***A* |  | HSP-A, Single-Package Heat Pum | Both Heat Pump and Electric Re | 460 | 3 | False |  |  |  | False | Single-Speed | 90000 | 7826 | 11.5 | 11 | 12.8 |  | 90000 | 7757 | 3.4 | 3.3 | 52000 | 6349 | 2.4 | Federally-Regulated Commercial & Industrial Equipment | 04/16/2019 |  | 05/31/2019
Daikin Comfort Technologies Manufacturing, L.P. | AMANA DISTINCTIONS | CPH090****V***A* |  | HSP-A, Single-Package Heat Pum | Both Heat Pump and Electric Re | 230 | 3 | False |  |  |  | False | Single-Speed | 90000 | 7826 | 11.5 | 11 | 12.8 |  | 90000 | 7757 | 3.4 | 3.3 | 52000 | 6349 | 2.4 | Federally-Regulated Commercial & Industrial Equipment | 04/16/2019 |  | 05/31/2019
Daikin Comfort Technologies Manufacturing, L.P. | AMANA DISTINCTIONS | CPH090****V***A* |  | HSP-A, Single-Package Heat Pum | Both Heat Pump and Electric Re | 208 | 3 | False |  |  |  | False | Single-Speed | 90000 | 7826 | 11.5 | 11 | 12.8 |  | 90000 | 7757 | 3.4 | 3.3 | 52000 | 6349 | 2.4 | Federally-Regulated Commercial & Industrial Equipment | 04/16/2019 |  | 05/31/2019
Daikin Comfort Technologies Manufacturing, L.P. | AMANA DISTINCTIONS | CPH150****V***A* |  | HSP-A, Single-Package Heat Pum | Both Heat Pump and Electric Re | 575 | 3 | False |  |  |  | False | Single-Speed | 140000 | 13207 | 10.6 | 10.6 | 11.8 |  | 142000 | 13005 | 3.2 | 3.2 | 82000 | 11443 | 2.1 | Federally-Regulated Commercial & Industrial Equipment | 04/16/2019 |  | 05/31/2019
Daikin Comfort Technologies Manufacturing, L.P. | AMANA DISTINCTIONS | CPH150****V***A* |  | HSP-A, Single-Package Heat Pum | Both Heat Pump and Electric Re | 460 | 3 | False |  |  |  | False | Single-Speed | 140000 | 13207 | 10.6 | 10.6 | 11.8 |  | 142000 | 13005 | 3.2 | 3.2 | 82000 | 11443 | 2.1 | Federally-Regulated Commercial & Industrial Equipment | 04/16/2019 |  | 05/31/2019
Daikin Comfort Technologies Manufacturing, L.P. | AMANA DISTINCTIONS | CPH150****V***A* |  | HSP-A, Single-Package Heat Pum | Both Heat Pump and Electric Re | 230 | 3 | False |  |  |  | False | Single-Speed | 140000 | 13207 | 10.6 | 10.6 | 11.8 |  | 142000 | 13005 | 3.2 | 3.2 | 82000 | 11443 | 2.1 | Federally-Regulated Commercial & Industrial Equipment | 04/16/2019 |  | 05/31/2019
Daikin Comfort Technologies Manufacturing, L.P. | AMANA DISTINCTIONS | CPH150****V***A* |  | HSP-A, Single-Package Heat Pum | Both Heat Pump and Electric Re | 208 | 3 | False |  |  |  | False | Single-Speed | 140000 | 13207 | 10.6 | 10.6 | 11.8 |  | 142000 | 13005 | 3.2 | 3.2 | 82000 | 11443 | 2.1 | Federally-Regulated Commercial & Industrial Equipment | 04/16/2019 |  | 05/31/2019
Daikin Comfort Technologies Manufacturing, L.P. | AMANA DISTINCTIONS | CPH120****V***A* |  | HSP-A, Single-Package Heat Pum | Both Heat Pump and Electric Re | 575 | 3 | False |  |  |  | False | Single-Speed | 113000 | 10180 | 11.1 | 11 | 12.6 |  | 116000 | 9999 | 3.4 | 3.3 | 56000 | 7135 | 2.3 | Federally-Regulated Commercial & Industrial Equipment | 04/16/2019 |  | 05/31/2019
Daikin Comfort Technologies Manufacturing, L.P. | AMANA DISTINCTIONS | CPH120****V***A* |  | HSP-A, Single-Package Heat Pum | Both Heat Pump and Electric Re | 460 | 3 | False |  |  |  | False | Single-Speed | 113000 | 10180 | 11.1 | 11 | 12.6 |  | 116000 | 9999 | 3.4 | 3.3 | 56000 | 7135 | 2.3 | Federally-Regulated Commercial & Industrial Equipment | 04/16/2019 |  | 05/31/2019
Daikin Comfort Technologies Manufacturing, L.P. | AMANA DISTINCTIONS | CPH120****V***A* |  | HSP-A, Single-Package Heat Pum | Both Heat Pump and Electric Re | 230 | 3 | False |  |  |  | False | Single-Speed | 113000 | 10180 | 11.1 | 11 | 12.6 |  | 116000 | 9999 | 3.4 | 3.3 | 56000 | 7135 | 2.3 | Federally-Regulated Commercial & Industrial Equipment | 04/16/2019 |  | 05/31/2019
Daikin Comfort Technologies Manufacturing, L.P. | AMANA DISTINCTIONS | CPH120****V***A* |  | HSP-A, Single-Package Heat Pum | Both Heat Pump and Electric Re | 208 | 3 | False |  |  |  | False | Single-Speed | 113000 | 10180 | 11.1 | 11 | 12.6 |  | 116000 | 9999 | 3.4 | 3.3 | 56000 | 7135 | 2.3 | Federally-Regulated Commercial & Industrial Equipment | 04/16/2019 |  | 05/31/2019
Daikin Comfort Technologies Manufacturing, L.P. | EVERREST | CPH072****V***A* |  | HSP-A, Single-Package Heat Pum | Both Heat Pump and Electric Re | 575 | 3 | False |  |  |  | True | Dual-Speed | 69000 | 6160 | 11.2 | 11 | 15 |  | 69000 | 5465 | 3.7 | 3.3 | 38000 | 4842 | 2.3 | Federally-Regulated Commercial & Industrial Equipment | 04/16/2019 |  | 05/31/2019
Daikin Comfort Technologies Manufacturing, L.P. | EVERREST | CPH072****V***A* |  | HSP-A, Single-Package Heat Pum | Both Heat Pump and Electric Re | 460 | 3 | False |  |  |  | True | Dual-Speed | 69000 | 6160 | 11.2 | 11 | 15 |  | 69000 | 5465 | 3.7 | 3.3 | 38000 | 4842 | 2.3 | Federally-Regulated Commercial & Industrial Equipment | 04/16/2019 |  | 05/31/2019
Daikin Comfort Technologies Manufacturing, L.P. | EVERREST | CPH072****V***A* |  | HSP-A, Single-Package Heat Pum | Both Heat Pump and Electric Re | 230 | 3 | False |  |  |  | True | Dual-Speed | 69000 | 6160 | 11.2 | 11 | 15 |  | 69000 | 5465 | 3.7 | 3.3 | 38000 | 4842 | 2.3 | Federally-Regulated Commercial & Industrial Equipment | 04/16/2019 |  | 05/31/2019
Daikin Comfort Technologies Manufacturing, L.P. | EVERREST | CPH072****V***A* |  | HSP-A, Single-Package Heat Pum | Both Heat Pump and Electric Re | 208 | 3 | False |  |  |  | True | Dual-Speed | 69000 | 6160 | 11.2 | 11 | 15 |  | 69000 | 5465 | 3.7 | 3.3 | 38000 | 4842 | 2.3 | Federally-Regulated Commercial & Industrial Equipment | 04/16/2019 |  | 05/31/2019
Daikin Comfort Technologies Manufacturing, L.P. | EVERREST | GSZ130604A* (2) | AT12044A* | HRCU-A-CB, Split System: Heat | Both Heat Pump and Electric Re | 460 | 3 |  | False |  |  | True | Single-Speed | 114000 | 9913 | 11.5 | 11 | 13 |  | 110000 | 9769 | 3.3 | 3.3 | 70000 | 8919 | 2.3 | Federally-Regulated Commercial & Industrial Equipment | 04/16/2019 |  | 05/31/2019
Daikin Comfort Technologies Manufacturing, L.P. | EVERREST | GSZ130603A* (2) | AT12043A* | HRCU-A-CB, Split System: Heat | Both Heat Pump and Electric Re | 230 | 3 |  | False |  |  | True | Single-Speed | 114000 | 9913 | 11.5 | 11 | 13 |  | 110000 | 9769 | 3.3 | 3.3 | 70000 | 8919 | 2.3 | Federally-Regulated Commercial & Industrial Equipment | 04/16/2019 |  | 05/31/2019
Daikin Comfort Technologies Manufacturing, L.P. | EVERREST | GSZ130603A* (2) | AT12043A* | HRCU-A-CB, Split System: Heat | Both Heat Pump and Electric Re | 208 | 3 |  | False |  |  | True | Single-Speed | 114000 | 9913 | 11.5 | 11 | 13 |  | 110000 | 9769 | 3.3 | 3.3 | 70000 | 8919 | 2.3 | Federally-Regulated Commercial & Industrial Equipment | 04/16/2019 |  | 05/31/2019
Daikin Comfort Technologies Manufacturing, L.P. | EVERREST | GSZ130484A* (2) | AT09044A* | HRCU-A-CB, Split System: Heat | Both Heat Pump and Electric Re | 460 | 3 |  | False |  |  | True | Single-Speed | 88000 | 7652 | 11.5 | 11 | 14 |  | 82000 | 7282 | 3.3 | 3.3 | 52000 | 6626 | 2.3 | Federally-Regulated Commercial & Industrial Equipment | 04/16/2019 |  | 05/31/2019
Daikin Comfort Technologies Manufacturing, L.P. | EVERREST | GSZ130483A* (2) | AT09043A* | HRCU-A-CB, Split System: Heat | Both Heat Pump and Electric Re | 230 | 3 |  | False |  |  | True | Single-Speed | 88000 | 7652 | 11.5 | 11 | 14 |  | 82000 | 7282 | 3.3 | 3.3 | 52000 | 6626 | 2.3 | Federally-Regulated Commercial & Industrial Equipment | 04/16/2019 |  | 05/31/2019
Daikin Comfort Technologies Manufacturing, L.P. | EVERREST | GSZ130483A* (2) | AT09043A* | HRCU-A-CB, Split System: Heat | Both Heat Pump and Electric Re | 208 | 3 |  | False |  |  | True | Single-Speed | 88000 | 7652 | 11.5 | 11 | 14 |  | 82000 | 7282 | 3.3 | 3.3 | 52000 | 6626 | 2.3 | Federally-Regulated Commercial & Industrial Equipment | 04/16/2019 |  | 05/31/2019
Daikin Comfort Technologies Manufacturing, L.P. | EVERREST | CPH102****V***A* |  | HSP-A, Single-Package Heat Pum | Both Heat Pump and Electric Re | 575 | 3 | False |  |  |  | False | Single-Speed | 102000 | 9189 | 11.1 | 11 |  |  | 102000 | 8792 | 3.4 | 3.3 | 52000 | 6773 | 2.25 | Federally-Regulated Commercial & Industrial Equipment | 01/28/2019 |  | 05/31/2019
Daikin Comfort Technologies Manufacturing, L.P. | EVERREST | CPH102****V***A* |  | HSP-A, Single-Package Heat Pum | Both Heat Pump and Electric Re | 460 | 3 | False |  |  |  | False | Single-Speed | 102000 | 9189 | 11.1 | 11 |  |  | 102000 | 8792 | 3.4 | 3.3 | 52000 | 6773 | 2.25 | Federally-Regulated Commercial & Industrial Equipment | 01/28/2019 |  | 05/31/2019
Daikin Comfort Technologies Manufacturing, L.P. | EVERREST | CPH102****V***A* |  | HSP-A, Single-Package Heat Pum | Both Heat Pump and Electric Re | 230 | 3 | False |  |  |  | False | Single-Speed | 102000 | 9189 | 11.1 | 11 |  |  | 102000 | 8792 | 3.4 | 3.3 | 55500 | 7229 | 2.25 | Federally-Regulated Commercial & Industrial Equipment | 01/28/2019 |  | 05/31/2019
Daikin Comfort Technologies Manufacturing, L.P. | EVERREST | CPH102****V***A* |  | HSP-A, Single-Package Heat Pum | Both Heat Pump and Electric Re | 208 | 3 | False |  |  |  | False | Single-Speed | 102000 | 9189 | 11.1 | 11 |  |  | 102000 | 8792 | 3.4 | 3.3 | 52000 | 6773 | 2.25 | Federally-Regulated Commercial & Industrial Equipment | 01/28/2019 |  | 05/31/2019
Daikin Comfort Technologies Manufacturing, L.P. | EVERREST | CPH090****V***A* |  | HSP-A, Single-Package Heat Pum | Both Heat Pump and Electric Re | 575 | 3 | False |  |  |  | False | Single-Speed | 90000 | 7826 | 11.5 | 11 | 12.8 |  | 90000 | 7757 | 3.4 | 3.3 | 52000 | 6349 | 2.4 | Federally-Regulated Commercial & Industrial Equipment | 04/16/2019 |  | 05/31/2019
Daikin Comfort Technologies Manufacturing, L.P. | EVERREST | CPH090****V***A* |  | HSP-A, Single-Package Heat Pum | Both Heat Pump and Electric Re | 460 | 3 | False |  |  |  | False | Single-Speed | 90000 | 7826 | 11.5 | 11 | 12.8 |  | 90000 | 7757 | 3.4 | 3.3 | 52000 | 6349 | 2.4 | Federally-Regulated Commercial & Industrial Equipment | 04/16/2019 |  | 05/31/2019
Daikin Comfort Technologies Manufacturing, L.P. | EVERREST | CPH090****V***A* |  | HSP-A, Single-Package Heat Pum | Both Heat Pump and Electric Re | 230 | 3 | False |  |  |  | False | Single-Speed | 90000 | 7826 | 11.5 | 11 | 12.8 |  | 90000 | 7757 | 3.4 | 3.3 | 52000 | 6349 | 2.4 | Federally-Regulated Commercial & Industrial Equipment | 04/16/2019 |  | 05/31/2019
Daikin Comfort Technologies Manufacturing, L.P. | EVERREST | CPH090****V***A* |  | HSP-A, Single-Package Heat Pum | Both Heat Pump and Electric Re | 208 | 3 | False |  |  |  | False | Single-Speed | 90000 | 7826 | 11.5 | 11 | 12.8 |  | 90000 | 7757 | 3.4 | 3.3 | 52000 | 6349 | 2.4 | Federally-Regulated Commercial & Industrial Equipment | 04/16/2019 |  | 05/31/2019
Daikin Comfort Technologies Manufacturing, L.P. | EVERREST | CPH150****V***A* |  | HSP-A, Single-Package Heat Pum | Both Heat Pump and Electric Re | 575 | 3 | False |  |  |  | False | Single-Speed | 140000 | 13207 | 10.6 | 10.6 | 11.8 |  | 142000 | 13005 | 3.2 | 3.2 | 82000 | 11443 | 2.1 | Federally-Regulated Commercial & Industrial Equipment | 04/16/2019 |  | 05/31/2019
Daikin Comfort Technologies Manufacturing, L.P. | EVERREST | CPH150****V***A* |  | HSP-A, Single-Package Heat Pum | Both Heat Pump and Electric Re | 460 | 3 | False |  |  |  | False | Single-Speed | 140000 | 13207 | 10.6 | 10.6 | 11.8 |  | 142000 | 13005 | 3.2 | 3.2 | 82000 | 11443 | 2.1 | Federally-Regulated Commercial & Industrial Equipment | 04/16/2019 |  | 05/31/2019
Daikin Comfort Technologies Manufacturing, L.P. | EVERREST | CPH150****V***A* |  | HSP-A, Single-Package Heat Pum | Both Heat Pump and Electric Re | 230 | 3 | False |  |  |  | False | Single-Speed | 140000 | 13207 | 10.6 | 10.6 | 11.8 |  | 142000 | 13005 | 3.2 | 3.2 | 82000 | 11443 | 2.1 | Federally-Regulated Commercial & Industrial Equipment | 04/16/2019 |  | 05/31/2019
Daikin Comfort Technologies Manufacturing, L.P. | EVERREST | CPH150****V***A* |  | HSP-A, Single-Package Heat Pum | Both Heat Pump and Electric Re | 208 | 3 | False |  |  |  | False | Single-Speed | 140000 | 13207 | 10.6 | 10.6 | 11.8 |  | 142000 | 13005 | 3.2 | 3.2 | 82000 | 11443 | 2.1 | Federally-Regulated Commercial & Industrial Equipment | 04/16/2019 |  | 05/31/2019
Daikin Comfort Technologies Manufacturing, L.P. | EVERREST | CPH120****V***A* |  | HSP-A, Single-Package Heat Pum | Both Heat Pump and Electric Re | 575 | 3 | False |  |  |  | False | Single-Speed | 113000 | 10180 | 11.1 | 11 | 12.6 |  | 116000 | 9999 | 3.4 | 3.3 | 56000 | 7135 | 2.3 | Federally-Regulated Commercial & Industrial Equipment | 04/16/2019 |  | 05/31/2019
Daikin Comfort Technologies Manufacturing, L.P. | EVERREST | CPH120****V***A* |  | HSP-A, Single-Package Heat Pum | Both Heat Pump and Electric Re | 460 | 3 | False |  |  |  | False | Single-Speed | 113000 | 10180 | 11.1 | 11 | 12.6 |  | 116000 | 9999 | 3.4 | 3.3 | 56000 | 7135 | 2.3 | Federally-Regulated Commercial & Industrial Equipment | 04/16/2019 |  | 05/31/2019
Daikin Comfort Technologies Manufacturing, L.P. | EVERREST | CPH120****V***A* |  | HSP-A, Single-Package Heat Pum | Both Heat Pump and Electric Re | 230 | 3 | False |  |  |  | False | Single-Speed | 113000 | 10180 | 11.1 | 11 | 12.6 |  | 116000 | 9999 | 3.4 | 3.3 | 56000 | 7135 | 2.3 | Federally-Regulated Commercial & Industrial Equipment | 04/16/2019 |  | 05/31/2019
Daikin Comfort Technologies Manufacturing, L.P. | EVERREST | CPH120****V***A* |  | HSP-A, Single-Package Heat Pum | Both Heat Pump and Electric Re | 208 | 3 | False |  |  |  | False | Single-Speed | 113000 | 10180 | 11.1 | 11 | 12.6 |  | 116000 | 9999 | 3.4 | 3.3 | 56000 | 7135 | 2.3 | Federally-Regulated Commercial & Industrial Equipment | 04/16/2019 |  | 05/31/2019
Daikin Comfort Technologies Manufacturing, L.P. | Janitrol | CPH072****V***A* |  | HSP-A, Single-Package Heat Pum | Both Heat Pump and Electric Re | 575 | 3 | False |  |  |  | True | Dual-Speed | 69000 | 6160 | 11.2 | 11 | 15 |  | 69000 | 5465 | 3.7 | 3.3 | 38000 | 4842 | 2.3 | Federally-Regulated Commercial & Industrial Equipment | 04/16/2019 |  | 05/31/2019
Daikin Comfort Technologies Manufacturing, L.P. | Janitrol | CPH072****V***A* |  | HSP-A, Single-Package Heat Pum | Both Heat Pump and Electric Re | 460 | 3 | False |  |  |  | True | Dual-Speed | 69000 | 6160 | 11.2 | 11 | 15 |  | 69000 | 5465 | 3.7 | 3.3 | 38000 | 4842 | 2.3 | Federally-Regulated Commercial & Industrial Equipment | 04/16/2019 |  | 05/31/2019
Daikin Comfort Technologies Manufacturing, L.P. | Janitrol | CPH072****V***A* |  | HSP-A, Single-Package Heat Pum | Both Heat Pump and Electric Re | 230 | 3 | False |  |  |  | True | Dual-Speed | 69000 | 6160 | 11.2 | 11 | 15 |  | 69000 | 5465 | 3.7 | 3.3 | 38000 | 4842 | 2.3 | Federally-Regulated Commercial & Industrial Equipment | 04/16/2019 |  | 05/31/2019
Daikin Comfort Technologies Manufacturing, L.P. | Janitrol | CPH072****V***A* |  | HSP-A, Single-Package Heat Pum | Both Heat Pump and Electric Re | 208 | 3 | False |  |  |  | True | Dual-Speed | 69000 | 6160 | 11.2 | 11 | 15 |  | 69000 | 5465 | 3.7 | 3.3 | 38000 | 4842 | 2.3 | Federally-Regulated Commercial & Industrial Equipment | 04/16/2019 |  | 05/31/2019
Daikin Comfort Technologies Manufacturing, L.P. | Janitrol | GSZ130604A* (2) | AT12044A* | HRCU-A-CB, Split System: Heat | Both Heat Pump and Electric Re | 460 | 3 |  | False |  |  | True | Single-Speed | 114000 | 9913 | 11.5 | 11 | 13 |  | 110000 | 9769 | 3.3 | 3.3 | 70000 | 8919 | 2.3 | Federally-Regulated Commercial & Industrial Equipment | 04/16/2019 |  | 05/31/2019
Daikin Comfort Technologies Manufacturing, L.P. | Janitrol | GSZ130603A* (2) | AT12043A* | HRCU-A-CB, Split System: Heat | Both Heat Pump and Electric Re | 230 | 3 |  | False |  |  | True | Single-Speed | 114000 | 9913 | 11.5 | 11 | 13 |  | 110000 | 9769 | 3.3 | 3.3 | 70000 | 8919 | 2.3 | Federally-Regulated Commercial & Industrial Equipment | 04/16/2019 |  | 05/31/2019
Daikin Comfort Technologies Manufacturing, L.P. | Janitrol | GSZ130603A* (2) | AT12043A* | HRCU-A-CB, Split System: Heat | Both Heat Pump and Electric Re | 208 | 3 |  | False |  |  | True | Single-Speed | 114000 | 9913 | 11.5 | 11 | 13 |  | 110000 | 9769 | 3.3 | 3.3 | 70000 | 8919 | 2.3 | Federally-Regulated Commercial & Industrial Equipment | 04/16/2019 |  | 05/31/2019
Daikin Comfort Technologies Manufacturing, L.P. | Janitrol | GSZ130484A* (2) | AT09044A* | HRCU-A-CB, Split System: Heat | Both Heat Pump and Electric Re | 460 | 3 |  | False |  |  | True | Single-Speed | 88000 | 7652 | 11.5 | 11 | 14 |  | 82000 | 7282 | 3.3 | 3.3 | 52000 | 6626 | 2.3 | Federally-Regulated Commercial & Industrial Equipment | 04/16/2019 |  | 05/31/2019
Daikin Comfort Technologies Manufacturing, L.P. | Janitrol | GSZ130483A* (2) | AT09043A* | HRCU-A-CB, Split System: Heat | Both Heat Pump and Electric Re | 230 | 3 |  | False |  |  | True | Single-Speed | 88000 | 7652 | 11.5 | 11 | 14 |  | 82000 | 7282 | 3.3 | 3.3 | 52000 | 6626 | 2.3 | Federally-Regulated Commercial & Industrial Equipment | 04/16/2019 |  | 05/31/2019
Daikin Comfort Technologies Manufacturing, L.P. | Janitrol | GSZ130483A* (2) | AT09043A* | HRCU-A-CB, Split System: Heat | Both Heat Pump and Electric Re | 208 | 3 |  | False |  |  | True | Single-Speed | 88000 | 7652 | 11.5 | 11 | 14 |  | 82000 | 7282 | 3.3 | 3.3 | 52000 | 6626 | 2.3 | Federally-Regulated Commercial & Industrial Equipment | 04/16/2019 |  | 05/31/2019
Daikin Comfort Technologies Manufacturing, L.P. | Janitrol | CPH102****V***A* |  | HSP-A, Single-Package Heat Pum | Both Heat Pump and Electric Re | 575 | 3 | False |  |  |  | False | Single-Speed | 102000 | 9189 | 11.1 | 11 |  |  | 102000 | 8792 | 3.4 | 3.3 | 52000 | 6773 | 2.25 | Federally-Regulated Commercial & Industrial Equipment | 01/28/2019 |  | 05/31/2019
Daikin Comfort Technologies Manufacturing, L.P. | Janitrol | CPH102****V***A* |  | HSP-A, Single-Package Heat Pum | Both Heat Pump and Electric Re | 460 | 3 | False |  |  |  | False | Single-Speed | 102000 | 9189 | 11.1 | 11 |  |  | 102000 | 8792 | 3.4 | 3.3 | 52000 | 6773 | 2.25 | Federally-Regulated Commercial & Industrial Equipment | 01/28/2019 |  | 05/31/2019
Daikin Comfort Technologies Manufacturing, L.P. | Janitrol | CPH102****V***A* |  | HSP-A, Single-Package Heat Pum | Both Heat Pump and Electric Re | 230 | 3 | False |  |  |  | False | Single-Speed | 102000 | 9189 | 11.1 | 11 |  |  | 102000 | 8792 | 3.4 | 3.3 | 55500 | 7229 | 2.25 | Federally-Regulated Commercial & Industrial Equipment | 01/28/2019 |  | 05/31/2019
Daikin Comfort Technologies Manufacturing, L.P. | Janitrol | CPH102****V***A* |  | HSP-A, Single-Package Heat Pum | Both Heat Pump and Electric Re | 208 | 3 | False |  |  |  | False | Single-Speed | 102000 | 9189 | 11.1 | 11 |  |  | 102000 | 8792 | 3.4 | 3.3 | 52000 | 6773 | 2.25 | Federally-Regulated Commercial & Industrial Equipment | 01/28/2019 |  | 05/31/2019
Daikin Comfort Technologies Manufacturing, L.P. | Janitrol | CPH090****V***A* |  | HSP-A, Single-Package Heat Pum | Both Heat Pump and Electric Re | 575 | 3 | False |  |  |  | False | Single-Speed | 90000 | 7826 | 11.5 | 11 | 12.8 |  | 90000 | 7757 | 3.4 | 3.3 | 52000 | 6349 | 2.4 | Federally-Regulated Commercial & Industrial Equipment | 04/16/2019 |  | 05/31/2019
Daikin Comfort Technologies Manufacturing, L.P. | Janitrol | CPH090****V***A* |  | HSP-A, Single-Package Heat Pum | Both Heat Pump and Electric Re | 460 | 3 | False |  |  |  | False | Single-Speed | 90000 | 7826 | 11.5 | 11 | 12.8 |  | 90000 | 7757 | 3.4 | 3.3 | 52000 | 6349 | 2.4 | Federally-Regulated Commercial & Industrial Equipment | 04/16/2019 |  | 05/31/2019
Daikin Comfort Technologies Manufacturing, L.P. | Janitrol | CPH090****V***A* |  | HSP-A, Single-Package Heat Pum | Both Heat Pump and Electric Re | 230 | 3 | False |  |  |  | False | Single-Speed | 90000 | 7826 | 11.5 | 11 | 12.8 |  | 90000 | 7757 | 3.4 | 3.3 | 52000 | 6349 | 2.4 | Federally-Regulated Commercial & Industrial Equipment | 04/16/2019 |  | 05/31/2019
Daikin Comfort Technologies Manufacturing, L.P. | Janitrol | CPH090****V***A* |  | HSP-A, Single-Package Heat Pum | Both Heat Pump and Electric Re | 208 | 3 | False |  |  |  | False | Single-Speed | 90000 | 7826 | 11.5 | 11 | 12.8 |  | 90000 | 7757 | 3.4 | 3.3 | 52000 | 6349 | 2.4 | Federally-Regulated Commercial & Industrial Equipment | 04/16/2019 |  | 05/31/2019
Daikin Comfort Technologies Manufacturing, L.P. | Janitrol | CPH150****V***A* |  | HSP-A, Single-Package Heat Pum | Both Heat Pump and Electric Re | 575 | 3 | False |  |  |  | False | Single-Speed | 140000 | 13207 | 10.6 | 10.6 | 11.8 |  | 142000 | 13005 | 3.2 | 3.2 | 82000 | 11443 | 2.1 | Federally-Regulated Commercial & Industrial Equipment | 04/16/2019 |  | 05/31/2019
Daikin Comfort Technologies Manufacturing, L.P. | Janitrol | CPH150****V***A* |  | HSP-A, Single-Package Heat Pum | Both Heat Pump and Electric Re | 460 | 3 | False |  |  |  | False | Single-Speed | 140000 | 13207 | 10.6 | 10.6 | 11.8 |  | 142000 | 13005 | 3.2 | 3.2 | 82000 | 11443 | 2.1 | Federally-Regulated Commercial & Industrial Equipment | 04/16/2019 |  | 05/31/2019
Daikin Comfort Technologies Manufacturing, L.P. | Janitrol | CPH150****V***A* |  | HSP-A, Single-Package Heat Pum | Both Heat Pump and Electric Re | 230 | 3 | False |  |  |  | False | Single-Speed | 140000 | 13207 | 10.6 | 10.6 | 11.8 |  | 142000 | 13005 | 3.2 | 3.2 | 82000 | 11443 | 2.1 | Federally-Regulated Commercial & Industrial Equipment | 04/16/2019 |  | 05/31/2019
Daikin Comfort Technologies Manufacturing, L.P. | Janitrol | CPH150****V***A* |  | HSP-A, Single-Package Heat Pum | Both Heat Pump and Electric Re | 208 | 3 | False |  |  |  | False | Single-Speed | 140000 | 13207 | 10.6 | 10.6 | 11.8 |  | 142000 | 13005 | 3.2 | 3.2 | 82000 | 11443 | 2.1 | Federally-Regulated Commercial & Industrial Equipment | 04/16/2019 |  | 05/31/2019
Daikin Comfort Technologies Manufacturing, L.P. | Janitrol | CPH120****V***A* |  | HSP-A, Single-Package Heat Pum | Both Heat Pump and Electric Re | 575 | 3 | False |  |  |  | False | Single-Speed | 113000 | 10180 | 11.1 | 11 | 12.6 |  | 116000 | 9999 | 3.4 | 3.3 | 56000 | 7135 | 2.3 | Federally-Regulated Commercial & Industrial Equipment | 04/16/2019 |  | 05/31/2019
Daikin Comfort Technologies Manufacturing, L.P. | Janitrol | CPH120****V***A* |  | HSP-A, Single-Package Heat Pum | Both Heat Pump and Electric Re | 460 | 3 | False |  |  |  | False | Single-Speed | 113000 | 10180 | 11.1 | 11 | 12.6 |  | 116000 | 9999 | 3.4 | 3.3 | 56000 | 7135 | 2.3 | Federally-Regulated Commercial & Industrial Equipment | 04/16/2019 |  | 05/31/2019
Daikin Comfort Technologies Manufacturing, L.P. | Janitrol | CPH120****V***A* |  | HSP-A, Single-Package Heat Pum | Both Heat Pump and Electric Re | 230 | 3 | False |  |  |  | False | Single-Speed | 113000 | 10180 | 11.1 | 11 | 12.6 |  | 116000 | 9999 | 3.4 | 3.3 | 56000 | 7135 | 2.3 | Federally-Regulated Commercial & Industrial Equipment | 04/16/2019 |  | 05/31/2019
Daikin Comfort Technologies Manufacturing, L.P. | Janitrol | CPH120****V***A* |  | HSP-A, Single-Package Heat Pum | Both Heat Pump and Electric Re | 208 | 3 | False |  |  |  | False | Single-Speed | 113000 | 10180 | 11.1 | 11 | 12.6 |  | 116000 | 9999 | 3.4 | 3.3 | 56000 | 7135 | 2.3 | Federally-Regulated Commercial & Industrial Equipment | 04/16/2019 |  | 05/31/2019
Johnson Controls, Inc. | Johnson Controls | J10PCC00*(2,4,5)***5 | J10NLC00*(2,4,5,6)**** | HRCU-A-CB, Split System: Heat | Heat Pump | 575 | 3 |  | False |  |  | True | Single-Speed | 116000 | 10450 | 11.1 | 10.8 | 14.2 |  | 104000 | 9236 | 3.3 | 3.3 | 63000 | 8027 | 2.3 | Federally-Regulated Commercial & Industrial Equipment | 04/16/2019 |  | 05/31/2019
Johnson Controls, Inc. | Johnson Controls | J10PCC00*(2,4,5)***5 | J10NLC00*(2,4,5,6)**** | HRCU-A-CB, Split System: Heat | Heat Pump | 460 | 3 |  | False |  |  | True | Single-Speed | 116000 | 10450 | 11.1 | 10.8 | 14.2 |  | 104000 | 9236 | 3.3 | 3.3 | 63000 | 8027 | 2.3 | Federally-Regulated Commercial & Industrial Equipment | 04/16/2019 |  | 05/31/2019
Johnson Controls, Inc. | Johnson Controls | J10PCC00*(2,4,5)***5 | J10NLC00*(2,4,5,6)**** | HRCU-A-CB, Split System: Heat | Heat Pump | 230 | 3 |  | False |  |  | True | Single-Speed | 116000 | 10450 | 11.1 | 10.8 | 14.2 |  | 104000 | 9236 | 3.3 | 3.3 | 63000 | 8027 | 2.3 | Federally-Regulated Commercial & Industrial Equipment | 04/16/2019 |  | 05/31/2019
Johnson Controls, Inc. | Johnson Controls | J10PCC00*(2,4,5)***5 | J10NLC00*(2,4,5,6)**** | HRCU-A-CB, Split System: Heat | Heat Pump | 208 | 3 |  | False |  |  | True | Single-Speed | 116000 | 10450 | 11.1 | 10.8 | 14.2 |  | 104000 | 9236 | 3.3 | 3.3 | 63000 | 8027 | 2.3 | Federally-Regulated Commercial & Industrial Equipment | 04/16/2019 |  | 05/31/2019
Johnson Controls, Inc. | Johnson Controls | J10PCC00*(2,4,5)***5 | J10NCC00*(2,4,5,6)**** | HRCU-A-CB, Split System: Heat | Heat Pump | 575 | 3 |  | False |  |  | True | Single-Speed | 116000 | 10450 | 11.1 | 10.8 | 12.3 |  | 104000 | 9236 | 3.3 | 3.3 | 63000 | 8027 | 2.3 | Federally-Regulated Commercial & Industrial Equipment | 04/16/2019 |  | 05/31/2019
Johnson Controls, Inc. | Johnson Controls | J10PCC00*(2,4,5)***5 | J10NCC00*(2,4,5,6)**** | HRCU-A-CB, Split System: Heat | Heat Pump | 460 | 3 |  | False |  |  | True | Single-Speed | 116000 | 10450 | 11.1 | 10.8 | 12.3 |  | 104000 | 9236 | 3.3 | 3.3 | 63000 | 8027 | 2.3 | Federally-Regulated Commercial & Industrial Equipment | 04/16/2019 |  | 05/31/2019
Johnson Controls, Inc. | Johnson Controls | J10PCC00*(2,4,5)***5 | J10NCC00*(2,4,5,6)**** | HRCU-A-CB, Split System: Heat | Heat Pump | 230 | 3 |  | False |  |  | True | Single-Speed | 116000 | 10450 | 11.1 | 10.8 | 12.3 |  | 104000 | 9236 | 3.3 | 3.3 | 63000 | 8027 | 2.3 | Federally-Regulated Commercial & Industrial Equipment | 04/16/2019 |  | 05/31/2019
Johnson Controls, Inc. | Johnson Controls | J10PCC00*(2,4,5)***5 | J10NCC00*(2,4,5,6)**** | HRCU-A-CB, Split System: Heat | Heat Pump | 208 | 3 |  | False |  |  | True | Single-Speed | 116000 | 10450 | 11.1 | 10.8 | 12.3 |  | 104000 | 9236 | 3.3 | 3.3 | 63000 | 8027 | 2.3 | Federally-Regulated Commercial & Industrial Equipment | 04/16/2019 |  | 05/31/2019
Johnson Controls, Inc. | Johnson Controls | J15PDC00*(2,4,5)***** | J15NDC00*(2,4,5,6)**** | HRCU-A-CB, Split System: Heat | Heat Pump | 575 | 3 |  | False |  |  | True | Single-Speed | 174000 | 16415 | 10.6 | 10.4 |  |  | 160000 | 13791 | 3.4 | 3.2 | 100000 | 13025 | 2.25 | Federally-Regulated Commercial & Industrial Equipment | 01/28/2019 |  | 05/31/2019
Johnson Controls, Inc. | Johnson Controls | J15PDC00*(2,4,5)***** | J15NDC00*(2,4,5,6)**** | HRCU-A-CB, Split System: Heat | Heat Pump | 460 | 3 |  | False |  |  | True | Single-Speed | 174000 | 16415 | 10.6 | 10.4 |  |  | 160000 | 13791 | 3.4 | 3.2 | 100000 | 13025 | 2.25 | Federally-Regulated Commercial & Industrial Equipment | 01/28/2019 |  | 05/31/2019
Johnson Controls, Inc. | Johnson Controls | J15PDC00*(2,4,5)***** | J15NMC00*(2,4,5,6)**** | HRCU-A-CB, Split System: Heat | Heat Pump | 575 | 3 |  | False |  |  | True | Single-Speed | 174000 | 16415 | 10.6 | 10.4 |  |  | 160000 | 13791 | 3.4 | 3.2 | 100000 | 13025 | 2.25 | Federally-Regulated Commercial & Industrial Equipment | 01/28/2019 |  | 05/31/2019
Johnson Controls, Inc. | Johnson Controls | J15PDC00*(2,4,5)***** | J15NDC00*(2,4,5,6)**** | HRCU-A-CB, Split System: Heat | Heat Pump | 230 | 3 |  | False |  |  | True | Single-Speed | 174000 | 16415 | 10.6 | 10.4 |  |  | 160000 | 13791 | 3.4 | 3.2 | 100000 | 13025 | 2.25 | Federally-Regulated Commercial & Industrial Equipment | 01/28/2019 |  | 05/31/2019
Johnson Controls, Inc. | Johnson Controls | J15PDC00*(2,4,5)***** | J15NDC00*(2,4,5,6)**** | HRCU-A-CB, Split System: Heat | Heat Pump | 208 | 3 |  | False |  |  | True | Single-Speed | 174000 | 16415 | 10.6 | 10.4 |  |  | 160000 | 13791 | 3.4 | 3.2 | 100000 | 13025 | 2.25 | Federally-Regulated Commercial & Industrial Equipment | 01/28/2019 |  | 05/31/2019
Johnson Controls, Inc. | Johnson Controls | J15PDC00*(2,4,5)***** | J15NMC00*(2,4,5,6)**** | HRCU-A-CB, Split System: Heat | Heat Pump | 460 | 3 |  | False |  |  | True | Single-Speed | 174000 | 16415 | 10.6 | 10.4 |  |  | 160000 | 13791 | 3.4 | 3.2 | 100000 | 13025 | 2.25 | Federally-Regulated Commercial & Industrial Equipment | 01/28/2019 |  | 05/31/2019
Johnson Controls, Inc. | Johnson Controls | J15PDC00*(2,4,5)***** | J15NMC00*(2,4,5,6)**** | HRCU-A-CB, Split System: Heat | Heat Pump | 230 | 3 |  | False |  |  | True | Single-Speed | 174000 | 16415 | 10.6 | 10.4 |  |  | 160000 | 13791 | 3.4 | 3.2 | 100000 | 13025 | 2.25 | Federally-Regulated Commercial & Industrial Equipment | 01/28/2019 |  | 05/31/2019
Johnson Controls, Inc. | Johnson Controls | J15PDC00*(2,4,5)***** | J15NMC00*(2,4,5,6)**** | HRCU-A-CB, Split System: Heat | Heat Pump | 208 | 3 |  | False |  |  | True | Single-Speed | 174000 | 16415 | 10.6 | 10.4 |  |  | 160000 | 13791 | 3.4 | 3.2 | 100000 | 13025 | 2.25 | Federally-Regulated Commercial & Industrial Equipment | 01/28/2019 |  | 05/31/2019
Johnson Controls, Inc. | Johnson Controls | J15PCC00*(2,4,5)***** | J15NLC00*(2,4,5,6)**** | HRCU-A-CB, Split System: Heat | Heat Pump | 575 | 3 |  | False |  |  | True | Single-Speed | 180000 | 16981 | 10.6 | 10.4 | 13.3 |  | 168000 | 15386 | 3.2 | 3.2 | 104000 | 13252 | 2.3 | Federally-Regulated Commercial & Industrial Equipment | 04/16/2019 |  | 05/31/2019
Johnson Controls, Inc. | Johnson Controls | J15PCC00*(2,4,5)***** | J15NLC00*(2,4,5,6)**** | HRCU-A-CB, Split System: Heat | Heat Pump | 460 | 3 |  | False |  |  | True | Single-Speed | 180000 | 16981 | 10.6 | 10.4 | 13.3 |  | 168000 | 15386 | 3.2 | 3.2 | 104000 | 13252 | 2.3 | Federally-Regulated Commercial & Industrial Equipment | 04/16/2019 |  | 05/31/2019
Johnson Controls, Inc. | Johnson Controls | J15PCC00*(2,4,5)***** | J15NLC00*(2,4,5,6)**** | HRCU-A-CB, Split System: Heat | Heat Pump | 230 | 3 |  | False |  |  | True | Single-Speed | 180000 | 16981 | 10.6 | 10.4 | 13.3 |  | 168000 | 15386 | 3.2 | 3.2 | 104000 | 13252 | 2.3 | Federally-Regulated Commercial & Industrial Equipment | 04/16/2019 |  | 05/31/2019
Johnson Controls, Inc. | Johnson Controls | J15PCC00*(2,4,5)***** | J15NLC00*(2,4,5,6)**** | HRCU-A-CB, Split System: Heat | Heat Pump | 208 | 3 |  | False |  |  | True | Single-Speed | 180000 | 16981 | 10.6 | 10.4 | 13.3 |  | 168000 | 15386 | 3.2 | 3.2 | 104000 | 13252 | 2.3 | Federally-Regulated Commercial & Industrial Equipment | 04/16/2019 |  | 05/31/2019
Johnson Controls, Inc. | Johnson Controls | J15PCC00*(2,4,5)***** | J15NCC00*(2,4,5,6)**** | HRCU-A-CB, Split System: Heat | Heat Pump | 575 | 3 |  | False |  |  | True | Single-Speed | 180000 | 16981 | 10.6 | 10.4 | 12 |  | 168000 | 15386 | 3.2 | 3.2 | 104000 | 13252 | 2.3 | Federally-Regulated Commercial & Industrial Equipment | 04/16/2019 |  | 05/31/2019
Johnson Controls, Inc. | Johnson Controls | J15PCC00*(2,4,5)***** | J15NCC00*(2,4,5,6)**** | HRCU-A-CB, Split System: Heat | Heat Pump | 460 | 3 |  | False |  |  | True | Single-Speed | 180000 | 16981 | 10.6 | 10.4 | 12 |  | 168000 | 15386 | 3.2 | 3.2 | 104000 | 13252 | 2.3 | Federally-Regulated Commercial & Industrial Equipment | 04/16/2019 |  | 05/31/2019
Johnson Controls, Inc. | Johnson Controls | J15PCC00*(2,4,5)***** | J15NCC00*(2,4,5,6)**** | HRCU-A-CB, Split System: Heat | Heat Pump | 230 | 3 |  | False |  |  | True | Single-Speed | 180000 | 16981 | 10.6 | 10.4 | 12 |  | 168000 | 15386 | 3.2 | 3.2 | 104000 | 13252 | 2.3 | Federally-Regulated Commercial & Industrial Equipment | 04/16/2019 |  | 05/31/2019
Johnson Controls, Inc. | Johnson Controls | J15PCC00*(2,4,5)***** | J15NCC00*(2,4,5,6)**** | HRCU-A-CB, Split System: Heat | Heat Pump | 208 | 3 |  | False |  |  | True | Single-Speed | 180000 | 16981 | 10.6 | 10.4 | 12 |  | 168000 | 15386 | 3.2 | 3.2 | 104000 | 13252 | 2.3 | Federally-Regulated Commercial & Industrial Equipment | 04/16/2019 |  | 05/31/2019
Johnson Controls, Inc. | Johnson Controls | J10PCC00*(2,4,5)**** | J10NLC00*(2,4,5,6)**** | HRCU-A-CB, Split System: Heat | Heat Pump | 575 | 3 |  | False |  |  | True | Single-Speed | 120000 | 11111 | 10.8 | 10.8 |  |  | 109000 | 9680 | 3.3 | 3.3 | 63000 | 8206 | 2.25 | Federally-Regulated Commercial & Industrial Equipment | 01/28/2019 |  | 05/31/2019
Johnson Controls, Inc. | Johnson Controls | J10PCC00*(2,4,5)**** | J10NLC00*(2,4,5,6)**** | HRCU-A-CB, Split System: Heat | Heat Pump | 460 | 3 |  | False |  |  | True | Single-Speed | 120000 | 11111 | 10.8 | 10.8 |  |  | 109000 | 9680 | 3.3 | 3.3 | 63000 | 8206 | 2.25 | Federally-Regulated Commercial & Industrial Equipment | 01/28/2019 |  | 05/31/2019
Johnson Controls, Inc. | Johnson Controls | J10PCC00*(2,4,5)**** | J10NLC00*(2,4,5,6)**** | HRCU-A-CB, Split System: Heat | Heat Pump | 230 | 3 |  | False |  |  | True | Single-Speed | 120000 | 11111 | 10.8 | 10.8 |  |  | 109000 | 9680 | 3.3 | 3.3 | 63000 | 8206 | 2.25 | Federally-Regulated Commercial & Industrial Equipment | 01/28/2019 |  | 05/31/2019
Johnson Controls, Inc. | Johnson Controls | J10PCC00*(2,4,5)**** | J10NLC00*(2,4,5,6)**** | HRCU-A-CB, Split System: Heat | Heat Pump | 208 | 3 |  | False |  |  | True | Single-Speed | 120000 | 11111 | 10.8 | 10.8 |  |  | 109000 | 9680 | 3.3 | 3.3 | 63000 | 8206 | 2.25 | Federally-Regulated Commercial & Industrial Equipment | 01/28/2019 |  | 05/31/2019
Johnson Controls, Inc. | Johnson Controls | J20PDC00*(2,4,5)***** | J20NMC00*(2,4,5,6)**** | HRCU-A-CB, Split System: Heat | Heat Pump | 575 | 3 |  | False |  |  | True | Single-Speed | 230000 | 21698 | 10.6 | 10.4 | 13.3 |  | 220000 | 19538 | 3.3 | 3.2 | 130000 | 17318 | 2.2 | Federally-Regulated Commercial & Industrial Equipment | 04/16/2019 |  | 05/31/2019
Johnson Controls, Inc. | Johnson Controls | J07PCC00*(2,4,5)***** | J07NLC00*(2,4,5,6)**** | HRCU-A-CB, Split System: Heat | Heat Pump | 575 | 3 |  | False |  |  | True | Single-Speed | 89000 | 8090 | 11 | 10.8 | 12.4 |  | 82000 | 7068 | 3.4 | 3.3 | 49000 | 6243 | 2.3 | Federally-Regulated Commercial & Industrial Equipment | 04/16/2019 |  | 05/31/2019
Johnson Controls, Inc. | Johnson Controls | J20PDC00*(2,4,5)***** | J20NMC00*(2,4,5,6)**** | HRCU-A-CB, Split System: Heat | Heat Pump | 460 | 3 |  | False |  |  | True | Single-Speed | 230000 | 21698 | 10.6 | 10.4 | 13.3 |  | 220000 | 19538 | 3.3 | 3.2 | 130000 | 17318 | 2.2 | Federally-Regulated Commercial & Industrial Equipment | 04/16/2019 |  | 05/31/2019
Johnson Controls, Inc. | Johnson Controls | J07PCC00*(2,4,5)***** | J07NLC00*(2,4,5,6)**** | HRCU-A-CB, Split System: Heat | Heat Pump | 460 | 3 |  | False |  |  | True | Single-Speed | 89000 | 8090 | 11 | 10.8 | 12.4 |  | 82000 | 7068 | 3.4 | 3.3 | 49000 | 6243 | 2.3 | Federally-Regulated Commercial & Industrial Equipment | 04/16/2019 |  | 05/31/2019
Johnson Controls, Inc. | Johnson Controls | J20PDC00*(2,4,5)***** | J20NMC00*(2,4,5,6)**** | HRCU-A-CB, Split System: Heat | Heat Pump | 230 | 3 |  | False |  |  | True | Single-Speed | 230000 | 21698 | 10.6 | 10.4 | 13.3 |  | 220000 | 19538 | 3.3 | 3.2 | 130000 | 17318 | 2.2 | Federally-Regulated Commercial & Industrial Equipment | 04/16/2019 |  | 05/31/2019
Johnson Controls, Inc. | Johnson Controls | J20PDC00*(2,4,5)***** | J20NMC00*(2,4,5,6)**** | HRCU-A-CB, Split System: Heat | Heat Pump | 208 | 3 |  | False |  |  | True | Single-Speed | 230000 | 21698 | 10.6 | 10.4 | 13.3 |  | 220000 | 19538 | 3.3 | 3.2 | 130000 | 17318 | 2.2 | Federally-Regulated Commercial & Industrial Equipment | 04/16/2019 |  | 05/31/2019
Johnson Controls, Inc. | Johnson Controls | J07PCC00*(2,4,5)***** | J07NLC00*(2,4,5,6)**** | HRCU-A-CB, Split System: Heat | Heat Pump | 230 | 3 |  | False |  |  | True | Single-Speed | 89000 | 8090 | 11 | 10.8 | 12.4 |  | 82000 | 7068 | 3.4 | 3.3 | 49000 | 6243 | 2.3 | Federally-Regulated Commercial & Industrial Equipment | 04/16/2019 |  | 05/31/2019
Johnson Controls, Inc. | Johnson Controls | J07PCC00*(2,4,5)***** | J07NLC00*(2,4,5,6)**** | HRCU-A-CB, Split System: Heat | Heat Pump | 208 | 3 |  | False |  |  | True | Single-Speed | 89000 | 8090 | 11 | 10.8 | 12.4 |  | 82000 | 7068 | 3.4 | 3.3 | 49000 | 6243 | 2.3 | Federally-Regulated Commercial & Industrial Equipment | 04/16/2019 |  | 05/31/2019
Johnson Controls, Inc. | Johnson Controls | XYEA7A(2,4,5)*3********* |  | HSP-A, Single-Package Heat Pum | Heat Pump | 575 | 3 | False |  |  |  | True | Dual-Speed | 70000 | 5833 | 12 | 10.8 | 14.8 |  | 67000 | 5775 | 3.4 | 3.3 | 38000 | 4640 | 2.4 | Federally-Regulated Commercial & Industrial Equipment | 04/16/2019 |  | 05/31/2019
Johnson Controls, Inc. | Johnson Controls | XYEA7A(2,4,5)*3********* |  | HSP-A, Single-Package Heat Pum | Heat Pump | 460 | 3 | False |  |  |  | True | Dual-Speed | 70000 | 5833 | 12 | 10.8 | 14.8 |  | 67000 | 5775 | 3.4 | 3.3 | 38000 | 4640 | 2.4 | Federally-Regulated Commercial & Industrial Equipment | 04/16/2019 |  | 05/31/2019
Johnson Controls, Inc. | Johnson Controls | XYEA7A(2,4,5)*3********* |  | HSP-A, Single-Package Heat Pum | Heat Pump | 230 | 3 | False |  |  |  | True | Dual-Speed | 70000 | 5833 | 12 | 10.8 | 14.8 |  | 67000 | 5775 | 3.4 | 3.3 | 38000 | 4640 | 2.4 | Federally-Regulated Commercial & Industrial Equipment | 04/16/2019 |  | 05/31/2019
Johnson Controls, Inc. | Johnson Controls | XYEA7A(2,4,5)*3********* |  | HSP-A, Single-Package Heat Pum | Heat Pump | 208 | 3 | False |  |  |  | True | Dual-Speed | 70000 | 5833 | 12 | 10.8 | 14.8 |  | 67000 | 5775 | 3.4 | 3.3 | 38000 | 4640 | 2.4 | Federally-Regulated Commercial & Industrial Equipment | 04/16/2019 |  | 05/31/2019
Johnson Controls, Inc. | Johnson Controls | XYEA7A(2,4,5)*1********* |  | HSP-A, Single-Package Heat Pum | Heat Pump | 575 | 3 | False |  |  |  | True | Dual-Speed | 70000 | 5833 | 12 | 10.8 | 14.1 |  | 67000 | 5775 | 3.4 | 3.3 | 38000 | 4640 | 2.4 | Federally-Regulated Commercial & Industrial Equipment | 04/16/2019 |  | 05/31/2019
Johnson Controls, Inc. | Johnson Controls | XYEA7A(2,4,5)*1********* |  | HSP-A, Single-Package Heat Pum | Heat Pump | 460 | 3 | False |  |  |  | True | Dual-Speed | 70000 | 5833 | 12 | 10.8 | 14.1 |  | 67000 | 5775 | 3.4 | 3.3 | 38000 | 4640 | 2.4 | Federally-Regulated Commercial & Industrial Equipment | 04/16/2019 |  | 05/31/2019
Johnson Controls, Inc. | Johnson Controls | XYEA7A(2,4,5)*1********* |  | HSP-A, Single-Package Heat Pum | Heat Pump | 230 | 3 | False |  |  |  | True | Dual-Speed | 70000 | 5833 | 12 | 10.8 | 14.1 |  | 67000 | 5775 | 3.4 | 3.3 | 38000 | 4640 | 2.4 | Federally-Regulated Commercial & Industrial Equipment | 04/16/2019 |  | 05/31/2019
Johnson Controls, Inc. | Johnson Controls | XYEA7A(2,4,5)*1********* |  | HSP-A, Single-Package Heat Pum | Heat Pump | 208 | 3 | False |  |  |  | True | Dual-Speed | 70000 | 5833 | 12 | 10.8 | 14.1 |  | 67000 | 5775 | 3.4 | 3.3 | 38000 | 4640 | 2.4 | Federally-Regulated Commercial & Industrial Equipment | 04/16/2019 |  | 05/31/2019
Lennox Industries Inc. | K-SERIES | KHB122H4E*1Y,G,J |  | HSP-A, Single-Package Heat Pum | Heat Pump | 575 | 3 | False |  |  |  | True | Single-Speed | 118000 | 9593 | 12.3 | 10.8 | 14.8 |  | 116000 | 9443 | 3.6 | 3.3 | 65000 | 7937 | 2.4 | Federally-Regulated Commercial & Industrial Equipment | 04/16/2019 |  | 05/31/2019
Lennox Industries Inc. | K-SERIES | KHB122H4E*1Y,G,J |  | HSP-A, Single-Package Heat Pum | Heat Pump | 460 | 3 | False |  |  |  | True | Single-Speed | 118000 | 9593 | 12.3 | 10.8 | 14.8 |  | 116000 | 9443 | 3.6 | 3.3 | 65000 | 7937 | 2.4 | Federally-Regulated Commercial & Industrial Equipment | 04/16/2019 |  | 05/31/2019
Lennox Industries Inc. | K-SERIES | KHB122H4E*1Y,G,J |  | HSP-A, Single-Package Heat Pum | Heat Pump | 230 | 3 | False |  |  |  | True | Single-Speed | 118000 | 9593 | 12.3 | 10.8 | 14.8 |  | 116000 | 9443 | 3.6 | 3.3 | 65000 | 7937 | 2.4 | Federally-Regulated Commercial & Industrial Equipment | 04/16/2019 |  | 05/31/2019
Lennox Industries Inc. | K-SERIES | KHB122H4E*1Y,G,J |  | HSP-A, Single-Package Heat Pum | Heat Pump | 208 | 3 | False |  |  |  | True | Single-Speed | 118000 | 9593 | 12.3 | 10.8 | 14.8 |  | 116000 | 9443 | 3.6 | 3.3 | 65000 | 7937 | 2.4 | Federally-Regulated Commercial & Industrial Equipment | 04/16/2019 |  | 05/31/2019
Lennox Industries Inc. | K-SERIES | KDB122H4E*1Y,G,J |  | HSP-A, Single-Package Heat Pum | Heat Pump | 575 | 3 | False |  |  |  | True | Single-Speed | 118000 | 9593 | 12.3 | 10.8 | 14.8 |  | 116000 | 9443 | 3.6 | 3.3 | 65000 | 7937 | 2.4 | Federally-Regulated Commercial & Industrial Equipment | 04/16/2019 |  | 05/31/2019
Lennox Industries Inc. | K-SERIES | KDB122H4E*1Y,G,J |  | HSP-A, Single-Package Heat Pum | Heat Pump | 460 | 3 | False |  |  |  | True | Single-Speed | 118000 | 9593 | 12.3 | 10.8 | 14.8 |  | 116000 | 9443 | 3.6 | 3.3 | 65000 | 7937 | 2.4 | Federally-Regulated Commercial & Industrial Equipment | 04/16/2019 |  | 05/31/2019
Lennox Industries Inc. | K-SERIES | KDB122H4E*1Y,G,J |  | HSP-A, Single-Package Heat Pum | Heat Pump | 230 | 3 | False |  |  |  | True | Single-Speed | 118000 | 9593 | 12.3 | 10.8 | 14.8 |  | 116000 | 9443 | 3.6 | 3.3 | 65000 | 7937 | 2.4 | Federally-Regulated Commercial & Industrial Equipment | 04/16/2019 |  | 05/31/2019
Lennox Industries Inc. | K-SERIES | KDB122H4E*1Y,G,J |  | HSP-A, Single-Package Heat Pum | Heat Pump | 208 | 3 | False |  |  |  | True | Single-Speed | 118000 | 9593 | 12.3 | 10.8 | 14.8 |  | 116000 | 9443 | 3.6 | 3.3 | 65000 | 7937 | 2.4 | Federally-Regulated Commercial & Industrial Equipment | 04/16/2019 |  | 05/31/2019
Lennox Industries Inc. | K-SERIES | KHB102H4M*1Y,G,J |  | HSP-A, Single-Package Heat Pum | Heat Pump | 575 | 3 | False |  |  |  | True | Single-Speed | 100000 | 8333 | 12 | 10.8 | 14.3 |  | 100000 | 8140 | 3.6 | 3.3 | 56000 | 6838 | 2.4 | Federally-Regulated Commercial & Industrial Equipment | 05/02/2019 |  | 05/31/2019
Lennox Industries Inc. | K-SERIES | KHB102H4M*1Y,G,J |  | HSP-A, Single-Package Heat Pum | Heat Pump | 460 | 3 | False |  |  |  | True | Single-Speed | 100000 | 8333 | 12 | 10.8 | 14.3 |  | 100000 | 8140 | 3.6 | 3.3 | 56000 | 6838 | 2.4 | Federally-Regulated Commercial & Industrial Equipment | 05/02/2019 |  | 05/31/2019
Lennox Industries Inc. | K-SERIES | KHB102H4M*1Y,G,J |  | HSP-A, Single-Package Heat Pum | Heat Pump | 230 | 3 | False |  |  |  | True | Single-Speed | 100000 | 8333 | 12 | 10.8 | 14.3 |  | 100000 | 8140 | 3.6 | 3.3 | 56000 | 6838 | 2.4 | Federally-Regulated Commercial & Industrial Equipment | 05/02/2019 |  | 05/31/2019
Lennox Industries Inc. | K-SERIES | KHB102H4M*1Y,G,J |  | HSP-A, Single-Package Heat Pum | Heat Pump | 208 | 3 | False |  |  |  | True | Single-Speed | 100000 | 8333 | 12 | 10.8 | 14.3 |  | 100000 | 8140 | 3.6 | 3.3 | 56000 | 6838 | 2.4 | Federally-Regulated Commercial & Industrial Equipment | 05/02/2019 |  | 05/31/2019
Lennox Industries Inc. | K-SERIES | KHB102H4B*1Y,G,J |  | HSP-A, Single-Package Heat Pum | Heat Pump | 575 | 3 | False |  |  |  | True | Single-Speed | 100000 | 8333 | 12 | 10.8 | 12.5 |  | 100000 | 8140 | 3.6 | 3.3 | 58000 | 7082 | 2.4 | Federally-Regulated Commercial & Industrial Equipment | 05/02/2019 |  | 05/31/2019
Lennox Industries Inc. | K-SERIES | KHB102H4B*1Y,G,J |  | HSP-A, Single-Package Heat Pum | Heat Pump | 460 | 3 | False |  |  |  | True | Single-Speed | 100000 | 8333 | 12 | 10.8 | 12.5 |  | 100000 | 8140 | 3.6 | 3.3 | 58000 | 7082 | 2.4 | Federally-Regulated Commercial & Industrial Equipment | 05/02/2019 |  | 05/31/2019
Lennox Industries Inc. | K-SERIES | KHB102H4B*1Y,G,J |  | HSP-A, Single-Package Heat Pum | Heat Pump | 230 | 3 | False |  |  |  | True | Single-Speed | 100000 | 8333 | 12 | 10.8 | 12.5 |  | 100000 | 8140 | 3.6 | 3.3 | 58000 | 7082 | 2.4 | Federally-Regulated Commercial & Industrial Equipment | 05/02/2019 |  | 05/31/2019
Lennox Industries Inc. | K-SERIES | KHB102H4B*1Y,G,J |  | HSP-A, Single-Package Heat Pum | Heat Pump | 208 | 3 | False |  |  |  | True | Single-Speed | 100000 | 8333 | 12 | 10.8 | 12.5 |  | 100000 | 8140 | 3.6 | 3.3 | 58000 | 7082 | 2.4 | Federally-Regulated Commercial & Industrial Equipment | 05/02/2019 |  | 05/31/2019
Lennox Industries Inc. | K-SERIES | KHB092H4M*1Y,G,J |  | HSP-A, Single-Package Heat Pum | Heat Pump | 575 | 3 | False |  |  |  | True | Single-Speed | 89000 | 7355 | 12.1 | 10.8 | 14.2 |  | 86000 | 7001 | 3.6 | 3.3 | 51000 | 6227 | 2.4 | Federally-Regulated Commercial & Industrial Equipment | 05/02/2019 |  | 05/31/2019
Lennox Industries Inc. | K-SERIES | KHB092H4M*1Y,G,J |  | HSP-A, Single-Package Heat Pum | Heat Pump | 460 | 3 | False |  |  |  | True | Single-Speed | 89000 | 7355 | 12.1 | 10.8 | 14.2 |  | 86000 | 7001 | 3.6 | 3.3 | 51000 | 6227 | 2.4 | Federally-Regulated Commercial & Industrial Equipment | 05/02/2019 |  | 05/31/2019
Lennox Industries Inc. | K-SERIES | KHB092H4M*1Y,G,J |  | HSP-A, Single-Package Heat Pum | Heat Pump | 230 | 3 | False |  |  |  | True | Single-Speed | 89000 | 7355 | 12.1 | 10.8 | 14.2 |  | 86000 | 7001 | 3.6 | 3.3 | 51000 | 6227 | 2.4 | Federally-Regulated Commercial & Industrial Equipment | 05/02/2019 |  | 05/31/2019
Lennox Industries Inc. | K-SERIES | KHB092H4B*1Y,G,J |  | HSP-A, Single-Package Heat Pum | Heat Pump | 575 | 3 | False |  |  |  | True | Single-Speed | 89000 | 7355 | 12.1 | 10.8 | 12.9 |  | 86000 | 7001 | 3.6 | 3.3 | 51000 | 6227 | 2.4 | Federally-Regulated Commercial & Industrial Equipment | 05/02/2019 |  | 05/31/2019
Lennox Industries Inc. | K-SERIES | KHB092H4M*1Y,G,J |  | HSP-A, Single-Package Heat Pum | Heat Pump | 208 | 3 | False |  |  |  | True | Single-Speed | 89000 | 7355 | 12.1 | 10.8 | 14.2 |  | 86000 | 7001 | 3.6 | 3.3 | 51000 | 6227 | 2.4 | Federally-Regulated Commercial & Industrial Equipment | 05/02/2019 |  | 05/31/2019
Lennox Industries Inc. | K-SERIES | KHB092H4B*1Y,G,J |  | HSP-A, Single-Package Heat Pum | Heat Pump | 460 | 3 | False |  |  |  | True | Single-Speed | 89000 | 7355 | 12.1 | 10.8 | 12.9 |  | 86000 | 7001 | 3.6 | 3.3 | 51000 | 6227 | 2.4 | Federally-Regulated Commercial & Industrial Equipment | 05/02/2019 |  | 05/31/2019
Lennox Industries Inc. | K-SERIES | KHB092H4B*1Y,G,J |  | HSP-A, Single-Package Heat Pum | Heat Pump | 230 | 3 | False |  |  |  | True | Single-Speed | 89000 | 7355 | 12.1 | 10.8 | 12.9 |  | 86000 | 7001 | 3.6 | 3.3 | 51000 | 6227 | 2.4 | Federally-Regulated Commercial & Industrial Equipment | 05/02/2019 |  | 05/31/2019
Lennox Industries Inc. | K-SERIES | KHB092H4B*1Y,G,J |  | HSP-A, Single-Package Heat Pum | Heat Pump | 208 | 3 | False |  |  |  | True | Single-Speed | 89000 | 7355 | 12.1 | 10.8 | 12.9 |  | 86000 | 7001 | 3.6 | 3.3 | 51000 | 6227 | 2.4 | Federally-Regulated Commercial & Industrial Equipment | 05/02/2019 |  | 05/31/2019
Lennox Industries Inc. | K-SERIES | KHB074S4T**Y,G,J |  | HSP-A, Single-Package Heat Pum | Heat Pump | 575 | 3 | False |  |  |  | True | Dual-Speed | 68000 | 6181 | 11 | 10.8 | 14 |  | 70000 | 6216 | 3.3 | 3.3 | 40000 | 5210 | 2.25 | Federally-Regulated Commercial & Industrial Equipment | 05/02/2019 |  | 05/31/2019
Lennox Industries Inc. | K-SERIES | KHB074S4T**Y,G,J |  | HSP-A, Single-Package Heat Pum | Heat Pump | 460 | 3 | False |  |  |  | True | Dual-Speed | 68000 | 6181 | 11 | 10.8 | 14 |  | 70000 | 6216 | 3.3 | 3.3 | 40000 | 5210 | 2.25 | Federally-Regulated Commercial & Industrial Equipment | 05/02/2019 |  | 05/31/2019
Lennox Industries Inc. | K-SERIES | KHB074S4T**Y,G,J |  | HSP-A, Single-Package Heat Pum | Heat Pump | 230 | 3 | False |  |  |  | True | Dual-Speed | 68000 | 6181 | 11 | 10.8 | 14 |  | 70000 | 6216 | 3.3 | 3.3 | 40000 | 5210 | 2.25 | Federally-Regulated Commercial & Industrial Equipment | 05/02/2019 |  | 05/31/2019
Lennox Industries Inc. | K-SERIES | KHB074S4T**Y,G,J |  | HSP-A, Single-Package Heat Pum | Heat Pump | 208 | 3 | False |  |  |  | True | Dual-Speed | 68000 | 6181 | 11 | 10.8 | 14 |  | 70000 | 6216 | 3.3 | 3.3 | 40000 | 5210 | 2.25 | Federally-Regulated Commercial & Industrial Equipment | 05/02/2019 |  | 05/31/2019
Lennox Industries Inc. | K-SERIES | KHA240S4M*1Y,G,J |  | HSP-A, Single-Package Heat Pum | Heat Pump | 575 | 3 | False |  |  |  | True | Single-Speed | 214000 | 20188 | 10.6 | 10.4 | 13 |  | 220000 | 20148 | 3.2 | 3.2 | 124000 | 17727 | 2.05 | Federally-Regulated Commercial & Industrial Equipment | 05/02/2019 |  | 05/31/2019
Lennox Industries Inc. | K-SERIES | KHA240S4M*1Y,G,J |  | HSP-A, Single-Package Heat Pum | Heat Pump | 460 | 3 | False |  |  |  | True | Single-Speed | 214000 | 20188 | 10.6 | 10.4 | 13 |  | 220000 | 20148 | 3.2 | 3.2 | 124000 | 17727 | 2.05 | Federally-Regulated Commercial & Industrial Equipment | 05/02/2019 |  | 05/31/2019
Lennox Industries Inc. | K-SERIES | KHA240S4M*1Y,G,J |  | HSP-A, Single-Package Heat Pum | Heat Pump | 230 | 3 | False |  |  |  | True | Single-Speed | 214000 | 20188 | 10.6 | 10.4 | 13 |  | 220000 | 20148 | 3.2 | 3.2 | 124000 | 17727 | 2.05 | Federally-Regulated Commercial & Industrial Equipment | 05/02/2019 |  | 05/31/2019
Lennox Industries Inc. | K-SERIES | KHA240S4M*1Y,G,J |  | HSP-A, Single-Package Heat Pum | Heat Pump | 208 | 3 | False |  |  |  | True | Single-Speed | 214000 | 20188 | 10.6 | 10.4 | 13 |  | 220000 | 20148 | 3.2 | 3.2 | 124000 | 17727 | 2.05 | Federally-Regulated Commercial & Industrial Equipment | 05/02/2019 |  | 05/31/2019
Lennox Industries Inc. | K-SERIES | KHA180S4M*1Y,G,J |  | HSP-A, Single-Package Heat Pum | Heat Pump | 575 | 3 | False |  |  |  | True | Single-Speed | 174000 | 16415 | 10.6 | 10.4 | 13.2 |  | 178000 | 16302 | 3.2 | 3.2 | 100000 | 14296 | 2.05 | Federally-Regulated Commercial & Industrial Equipment | 05/02/2019 |  | 05/31/2019
Lennox Industries Inc. | K-SERIES | KHA180S4M*1Y,G,J |  | HSP-A, Single-Package Heat Pum | Heat Pump | 460 | 3 | False |  |  |  | True | Single-Speed | 174000 | 16415 | 10.6 | 10.4 | 13.2 |  | 178000 | 16302 | 3.2 | 3.2 | 100000 | 14296 | 2.05 | Federally-Regulated Commercial & Industrial Equipment | 05/02/2019 |  | 05/31/2019
Lennox Industries Inc. | K-SERIES | KHA180S4M*1Y,G,J |  | HSP-A, Single-Package Heat Pum | Heat Pump | 230 | 3 | False |  |  |  | True | Single-Speed | 174000 | 16415 | 10.6 | 10.4 | 13.2 |  | 178000 | 16302 | 3.2 | 3.2 | 100000 | 14296 | 2.05 | Federally-Regulated Commercial & Industrial Equipment | 05/02/2019 |  | 05/31/2019
Lennox Industries Inc. | K-SERIES | KHA180S4M*1Y,G,J |  | HSP-A, Single-Package Heat Pum | Heat Pump | 208 | 3 | False |  |  |  | True | Single-Speed | 174000 | 16415 | 10.6 | 10.4 | 13.2 |  | 178000 | 16302 | 3.2 | 3.2 | 100000 | 14296 | 2.05 | Federally-Regulated Commercial & Industrial Equipment | 05/02/2019 |  | 05/31/2019
Lennox Industries Inc. | K-SERIES | KHA150S4M*1Y,G,J |  | HSP-A, Single-Package Heat Pum | Both Heat Pump and Electric Re | 575 | 3 | False |  |  |  | True | Single-Speed | 138000 | 13018 | 10.6 | 10.6 | 12 |  | 138000 | 12638 | 3.2 | 3.2 | 82000 | 11722 | 2.05 | Federally-Regulated Commercial & Industrial Equipment | 05/02/2019 |  | 05/31/2019
Lennox Industries Inc. | K-SERIES | KHA150S4M*1Y,G,J |  | HSP-A, Single-Package Heat Pum | Both Heat Pump and Electric Re | 460 | 3 | False |  |  |  | True | Single-Speed | 138000 | 13018 | 10.6 | 10.6 | 12 |  | 138000 | 12638 | 3.2 | 3.2 | 82000 | 11722 | 2.05 | Federally-Regulated Commercial & Industrial Equipment | 05/02/2019 |  | 05/31/2019
Lennox Industries Inc. | K-SERIES | KHA150S4M*1Y,G,J |  | HSP-A, Single-Package Heat Pum | Both Heat Pump and Electric Re | 230 | 3 | False |  |  |  | True | Single-Speed | 138000 | 13018 | 10.6 | 10.6 | 12 |  | 138000 | 12638 | 3.2 | 3.2 | 82000 | 11722 | 2.05 | Federally-Regulated Commercial & Industrial Equipment | 05/02/2019 |  | 05/31/2019
Lennox Industries Inc. | K-SERIES | KHA150S4M*1Y,G,J |  | HSP-A, Single-Package Heat Pum | Both Heat Pump and Electric Re | 208 | 3 | False |  |  |  | True | Single-Speed | 138000 | 13018 | 10.6 | 10.6 | 12 |  | 138000 | 12638 | 3.2 | 3.2 | 82000 | 11722 | 2.05 | Federally-Regulated Commercial & Industrial Equipment | 05/02/2019 |  | 05/31/2019
Lennox Industries Inc. | K-SERIES | KHA102S4M*1Y,G,J |  | HSP-A, Single-Package Heat Pum | Both Heat Pump and Electric Re | 575 | 3 | False |  |  |  | True | Single-Speed | 100000 | 9090 | 11 | 11 | 12.5 |  | 100000 | 8881 | 3.3 | 3.3 | 55000 | 7164 | 2.25 | Federally-Regulated Commercial & Industrial Equipment | 05/02/2019 |  | 05/31/2019
Lennox Industries Inc. | K-SERIES | KHA102S4M*1Y,G,J |  | HSP-A, Single-Package Heat Pum | Both Heat Pump and Electric Re | 460 | 3 | False |  |  |  | True | Single-Speed | 100000 | 9090 | 11 | 11 | 12.5 |  | 100000 | 8881 | 3.3 | 3.3 | 55000 | 7164 | 2.25 | Federally-Regulated Commercial & Industrial Equipment | 05/02/2019 |  | 05/31/2019
Lennox Industries Inc. | K-SERIES | KHA102S4M*1Y,G,J |  | HSP-A, Single-Package Heat Pum | Both Heat Pump and Electric Re | 230 | 3 | False |  |  |  | True | Single-Speed | 100000 | 9090 | 11 | 11 | 12.5 |  | 100000 | 8881 | 3.3 | 3.3 | 55000 | 7164 | 2.25 | Federally-Regulated Commercial & Industrial Equipment | 05/02/2019 |  | 05/31/2019
Lennox Industries Inc. | K-SERIES | KHA102S4M*1Y,G,J |  | HSP-A, Single-Package Heat Pum | Both Heat Pump and Electric Re | 208 | 3 | False |  |  |  | True | Single-Speed | 100000 | 9090 | 11 | 11 | 12.5 |  | 100000 | 8881 | 3.3 | 3.3 | 55000 | 7164 | 2.25 | Federally-Regulated Commercial & Industrial Equipment | 05/02/2019 |  | 05/31/2019
Lennox Industries Inc. | K-SERIES | KHA092S4M*1Y,G,J |  | HSP-A, Single-Package Heat Pum | Both Heat Pump and Electric Re | 575 | 3 | False |  |  |  | True | Single-Speed | 89000 | 8090 | 11 | 11 | 12.5 |  | 89000 | 7904 | 3.3 | 3.3 | 53000 | 6903 | 2.25 | Federally-Regulated Commercial & Industrial Equipment | 05/02/2019 |  | 05/31/2019
Lennox Industries Inc. | K-SERIES | KHA092S4M*1Y,G,J |  | HSP-A, Single-Package Heat Pum | Both Heat Pump and Electric Re | 460 | 3 | False |  |  |  | True | Single-Speed | 89000 | 8090 | 11 | 11 | 12.5 |  | 89000 | 7904 | 3.3 | 3.3 | 53000 | 6903 | 2.25 | Federally-Regulated Commercial & Industrial Equipment | 05/02/2019 |  | 05/31/2019
Lennox Industries Inc. | K-SERIES | KHA092S4M*1Y,G,J |  | HSP-A, Single-Package Heat Pum | Both Heat Pump and Electric Re | 230 | 3 | False |  |  |  | True | Single-Speed | 89000 | 8090 | 11 | 11 | 12.5 |  | 89000 | 7904 | 3.3 | 3.3 | 53000 | 6903 | 2.25 | Federally-Regulated Commercial & Industrial Equipment | 05/02/2019 |  | 05/31/2019
Lennox Industries Inc. | K-SERIES | KHA092S4M*1Y,G,J |  | HSP-A, Single-Package Heat Pum | Both Heat Pump and Electric Re | 208 | 3 | False |  |  |  | True | Single-Speed | 89000 | 8090 | 11 | 11 | 12.5 |  | 89000 | 7904 | 3.3 | 3.3 | 53000 | 6903 | 2.25 | Federally-Regulated Commercial & Industrial Equipment | 05/02/2019 |  | 05/31/2019
Lennox Industries Inc. | K-SERIES | KHA072S4B**Y,G,J |  | HSP-A, Single-Package Heat Pum | Both Heat Pump and Electric Re | 575 | 3 | False |  |  |  | True | Single-Speed | 69000 | 6272 | 11 | 11 | 12.2 |  | 70000 | 6216 | 3.3 | 3.3 | 40000 | 5210 | 2.25 | Federally-Regulated Commercial & Industrial Equipment | 05/02/2019 |  | 05/31/2019
Lennox Industries Inc. | K-SERIES | KHA072S4B**Y,G,J |  | HSP-A, Single-Package Heat Pum | Both Heat Pump and Electric Re | 460 | 3 | False |  |  |  | True | Single-Speed | 69000 | 6272 | 11 | 11 | 12.2 |  | 70000 | 6216 | 3.3 | 3.3 | 40000 | 5210 | 2.25 | Federally-Regulated Commercial & Industrial Equipment | 05/02/2019 |  | 05/31/2019
Lennox Industries Inc. | K-SERIES | KHA072S4B**Y,G,J |  | HSP-A, Single-Package Heat Pum | Both Heat Pump and Electric Re | 230 | 3 | False |  |  |  | True | Single-Speed | 69000 | 6272 | 11 | 11 | 12.2 |  | 70000 | 6216 | 3.3 | 3.3 | 40000 | 5210 | 2.25 | Federally-Regulated Commercial & Industrial Equipment | 05/02/2019 |  | 05/31/2019
Lennox Industries Inc. | K-SERIES | KHA072S4B**Y,G,J |  | HSP-A, Single-Package Heat Pum | Both Heat Pump and Electric Re | 208 | 3 | False |  |  |  | True | Single-Speed | 69000 | 6272 | 11 | 11 | 12.2 |  | 70000 | 6216 | 3.3 | 3.3 | 40000 | 5210 | 2.25 | Federally-Regulated Commercial & Industrial Equipment | 05/02/2019 |  | 05/31/2019
Lennox Industries Inc. | K-SERIES | KDB102H4M*1Y,G,J |  | HSP-A, Single-Package Heat Pum | Heat Pump | 575 | 3 | False |  |  |  | True | Single-Speed | 100000 | 8333 | 12 | 10.8 | 14.3 |  | 100000 | 8140 | 3.6 | 3.3 | 56000 | 7135 | 2.3 | Federally-Regulated Commercial & Industrial Equipment | 05/02/2019 |  | 05/31/2019
Lennox Industries Inc. | K-SERIES | KDB092H4M*1Y,G,J |  | HSP-A, Single-Package Heat Pum | Heat Pump | 575 | 3 | False |  |  |  | True | Single-Speed | 89000 | 7355 | 12.1 | 10.8 | 14.2 |  | 86000 | 7001 | 3.6 | 3.3 | 51000 | 6227 | 2.4 | Federally-Regulated Commercial & Industrial Equipment | 05/02/2019 |  | 05/31/2019
Lennox Industries Inc. | K-SERIES | KDB102H4M*1Y,G,J |  | HSP-A, Single-Package Heat Pum | Heat Pump | 460 | 3 | False |  |  |  | True | Single-Speed | 100000 | 8333 | 12 | 10.8 | 14.3 |  | 100000 | 8140 | 3.6 | 3.3 | 56000 | 7135 | 2.3 | Federally-Regulated Commercial & Industrial Equipment | 05/02/2019 |  | 05/31/2019
Lennox Industries Inc. | K-SERIES | KDB092H4M*1Y,G,J |  | HSP-A, Single-Package Heat Pum | Heat Pump | 460 | 3 | False |  |  |  | True | Single-Speed | 89000 | 7355 | 12.1 | 10.8 | 14.2 |  | 86000 | 7001 | 3.6 | 3.3 | 51000 | 6227 | 2.4 | Federally-Regulated Commercial & Industrial Equipment | 05/02/2019 |  | 05/31/2019
Lennox Industries Inc. | K-SERIES | KDB102H4M*1Y,G,J |  | HSP-A, Single-Package Heat Pum | Heat Pump | 230 | 3 | False |  |  |  | True | Single-Speed | 100000 | 8333 | 12 | 10.8 | 14.3 |  | 100000 | 8140 | 3.6 | 3.3 | 56000 | 7135 | 2.3 | Federally-Regulated Commercial & Industrial Equipment | 05/02/2019 |  | 05/31/2019
Lennox Industries Inc. | K-SERIES | KDB092H4M*1Y,G,J |  | HSP-A, Single-Package Heat Pum | Heat Pump | 230 | 3 | False |  |  |  | True | Single-Speed | 89000 | 7355 | 12.1 | 10.8 | 14.2 |  | 86000 | 7001 | 3.6 | 3.3 | 51000 | 6227 | 2.4 | Federally-Regulated Commercial & Industrial Equipment | 05/02/2019 |  | 05/31/2019
Lennox Industries Inc. | K-SERIES | KDB102H4M*1Y,G,J |  | HSP-A, Single-Package Heat Pum | Heat Pump | 208 | 3 | False |  |  |  | True | Single-Speed | 100000 | 8333 | 12 | 10.8 | 14.3 |  | 100000 | 8140 | 3.6 | 3.3 | 56000 | 7135 | 2.3 | Federally-Regulated Commercial & Industrial Equipment | 05/02/2019 |  | 05/31/2019
Lennox Industries Inc. | K-SERIES | KDB092H4M*1Y,G,J |  | HSP-A, Single-Package Heat Pum | Heat Pump | 208 | 3 | False |  |  |  | True | Single-Speed | 89000 | 7355 | 12.1 | 10.8 | 14.2 |  | 86000 | 7001 | 3.6 | 3.3 | 51000 | 6227 | 2.4 | Federally-Regulated Commercial & Industrial Equipment | 05/02/2019 |  | 05/31/2019
Lennox Industries Inc. | K-SERIES | KDB092H4B*1Y,G,J |  | HSP-A, Single-Package Heat Pum | Heat Pump | 575 | 3 | False |  |  |  | True | Single-Speed | 89000 | 7355 | 12.1 | 10.8 | 12.9 |  | 86000 | 7001 | 3.6 | 3.3 | 51000 | 6227 | 2.4 | Federally-Regulated Commercial & Industrial Equipment | 05/02/2019 |  | 05/31/2019
Lennox Industries Inc. | K-SERIES | KDB092H4B*1Y,G,J |  | HSP-A, Single-Package Heat Pum | Heat Pump | 460 | 3 | False |  |  |  | True | Single-Speed | 89000 | 7355 | 12.1 | 10.8 | 12.9 |  | 86000 | 7001 | 3.6 | 3.3 | 51000 | 6227 | 2.4 | Federally-Regulated Commercial & Industrial Equipment | 05/02/2019 |  | 05/31/2019
Lennox Industries Inc. | K-SERIES | KDB092H4B*1Y,G,J |  | HSP-A, Single-Package Heat Pum | Heat Pump | 230 | 3 | False |  |  |  | True | Single-Speed | 89000 | 7355 | 12.1 | 10.8 | 12.9 |  | 86000 | 7001 | 3.6 | 3.3 | 51000 | 6227 | 2.4 | Federally-Regulated Commercial & Industrial Equipment | 05/02/2019 |  | 05/31/2019
Lennox Industries Inc. | K-SERIES | KDB092H4B*1Y,G,J |  | HSP-A, Single-Package Heat Pum | Heat Pump | 208 | 3 | False |  |  |  | True | Single-Speed | 89000 | 7355 | 12.1 | 10.8 | 12.9 |  | 86000 | 7001 | 3.6 | 3.3 | 51000 | 6227 | 2.4 | Federally-Regulated Commercial & Industrial Equipment | 05/02/2019 |  | 05/31/2019
Lennox Industries Inc. | K-SERIES | KDB102H4B*1Y,G,J |  | HSP-A, Single-Package Heat Pum | Heat Pump | 575 | 3 | False |  |  |  | True | Single-Speed | 100000 | 8333 | 12 | 10.8 | 12.5 |  | 100000 | 8140 | 3.6 | 3.3 | 55000 | 7008 | 2.3 | Federally-Regulated Commercial & Industrial Equipment | 05/02/2019 |  | 05/31/2019
Lennox Industries Inc. | K-SERIES | KDB102H4B*1Y,G,J |  | HSP-A, Single-Package Heat Pum | Heat Pump | 460 | 3 | False |  |  |  | True | Single-Speed | 100000 | 8333 | 12 | 10.8 | 12.5 |  | 100000 | 8140 | 3.6 | 3.3 | 55000 | 7008 | 2.3 | Federally-Regulated Commercial & Industrial Equipment | 05/02/2019 |  | 05/31/2019
Lennox Industries Inc. | K-SERIES | KDB102H4B*1Y,G,J |  | HSP-A, Single-Package Heat Pum | Heat Pump | 230 | 3 | False |  |  |  | True | Single-Speed | 100000 | 8333 | 12 | 10.8 | 12.5 |  | 100000 | 8140 | 3.6 | 3.3 | 55000 | 7008 | 2.3 | Federally-Regulated Commercial & Industrial Equipment | 05/02/2019 |  | 05/31/2019
Lennox Industries Inc. | K-SERIES | KDB102H4B*1Y,G,J |  | HSP-A, Single-Package Heat Pum | Heat Pump | 208 | 3 | False |  |  |  | True | Single-Speed | 100000 | 8333 | 12 | 10.8 | 12.5 |  | 100000 | 8140 | 3.6 | 3.3 | 55000 | 7008 | 2.3 | Federally-Regulated Commercial & Industrial Equipment | 05/02/2019 |  | 05/31/2019
Lennox Industries Inc. | LANDMARK | KHA180S4B*1Y,G,J |  | HSP-A, Single-Package Heat Pum | Heat Pump | 575 | 3 | False |  |  |  | True | Single-Speed | 174000 | 16415 | 10.6 | 10.4 | 12.2 |  | 178000 | 16302 | 3.2 | 3.2 | 100000 | 14296 | 2.05 | Federally-Regulated Commercial & Industrial Equipment | 05/02/2019 |  | 05/31/2019
Lennox Industries Inc. | LANDMARK | KHA180S4B*1Y,G,J |  | HSP-A, Single-Package Heat Pum | Heat Pump | 460 | 3 | False |  |  |  | True | Single-Speed | 174000 | 16415 | 10.6 | 10.4 | 12.2 |  | 178000 | 16302 | 3.2 | 3.2 | 100000 | 14296 | 2.05 | Federally-Regulated Commercial & Industrial Equipment | 05/02/2019 |  | 05/31/2019
Lennox Industries Inc. | LANDMARK | KHA180S4B*1Y,G,J |  | HSP-A, Single-Package Heat Pum | Heat Pump | 230 | 3 | False |  |  |  | True | Single-Speed | 174000 | 16415 | 10.6 | 10.4 | 12.2 |  | 178000 | 16302 | 3.2 | 3.2 | 100000 | 14296 | 2.05 | Federally-Regulated Commercial & Industrial Equipment | 05/02/2019 |  | 05/31/2019
Lennox Industries Inc. | LANDMARK | KHA180S4B*1Y,G,J |  | HSP-A, Single-Package Heat Pum | Heat Pump | 208 | 3 | False |  |  |  | True | Single-Speed | 174000 | 16415 | 10.6 | 10.4 | 12.2 |  | 178000 | 16302 | 3.2 | 3.2 | 100000 | 14296 | 2.05 | Federally-Regulated Commercial & Industrial Equipment | 05/02/2019 |  | 05/31/2019
Lennox Industries Inc. | LANDMARK | KHA102S4B**Y,G,J |  | HSP-A, Single-Package Heat Pum | Both Heat Pump and Electric Re | 575 | 3 | False |  |  |  | True | Single-Speed | 100000 | 9090 | 11 | 11 | 12.2 |  | 100000 | 8881 | 3.3 | 3.3 | 55000 | 7164 | 2.25 | Federally-Regulated Commercial & Industrial Equipment | 05/02/2019 |  | 05/31/2019
Lennox Industries Inc. | LANDMARK | KHA102S4B**Y,G,J |  | HSP-A, Single-Package Heat Pum | Both Heat Pump and Electric Re | 460 | 3 | False |  |  |  | True | Single-Speed | 100000 | 9090 | 11 | 11 | 12.2 |  | 100000 | 8881 | 3.3 | 3.3 | 55000 | 7164 | 2.25 | Federally-Regulated Commercial & Industrial Equipment | 05/02/2019 |  | 05/31/2019
Lennox Industries Inc. | LANDMARK | KHA102S4B**Y,G,J |  | HSP-A, Single-Package Heat Pum | Both Heat Pump and Electric Re | 230 | 3 | False |  |  |  | True | Single-Speed | 100000 | 9090 | 11 | 11 | 12.2 |  | 100000 | 8881 | 3.3 | 3.3 | 55000 | 7164 | 2.25 | Federally-Regulated Commercial & Industrial Equipment | 05/02/2019 |  | 05/31/2019
Lennox Industries Inc. | LANDMARK | KHA102S4B**Y,G,J |  | HSP-A, Single-Package Heat Pum | Both Heat Pump and Electric Re | 208 | 3 | False |  |  |  | True | Single-Speed | 100000 | 9090 | 11 | 11 | 12.2 |  | 100000 | 8881 | 3.3 | 3.3 | 55000 | 7164 | 2.25 | Federally-Regulated Commercial & Industrial Equipment | 05/02/2019 |  | 05/31/2019
Lennox Industries Inc. | LANDMARK | KHA092S4B**Y,G,J |  | HSP-A, Single-Package Heat Pum | Both Heat Pump and Electric Re | 575 | 3 | False |  |  |  | True | Single-Speed | 89000 | 8090 | 11 | 11 | 12.2 |  | 89000 | 7904 | 3.3 | 3.3 | 53000 | 6903 | 2.25 | Federally-Regulated Commercial & Industrial Equipment | 05/02/2019 |  | 05/31/2019
Lennox Industries Inc. | LANDMARK | KHA092S4B**Y,G,J |  | HSP-A, Single-Package Heat Pum | Both Heat Pump and Electric Re | 460 | 3 | False |  |  |  | True | Single-Speed | 89000 | 8090 | 11 | 11 | 12.2 |  | 89000 | 7904 | 3.3 | 3.3 | 53000 | 6903 | 2.25 | Federally-Regulated Commercial & Industrial Equipment | 05/02/2019 |  | 05/31/2019
Lennox Industries Inc. | LANDMARK | KHA092S4B**Y,G,J |  | HSP-A, Single-Package Heat Pum | Both Heat Pump and Electric Re | 230 | 3 | False |  |  |  | True | Single-Speed | 89000 | 8090 | 11 | 11 | 12.2 |  | 89000 | 7904 | 3.3 | 3.3 | 53000 | 6903 | 2.25 | Federally-Regulated Commercial & Industrial Equipment | 05/02/2019 |  | 05/31/2019
Lennox Industries Inc. | LANDMARK | KHA092S4B**Y,G,J |  | HSP-A, Single-Package Heat Pum | Both Heat Pump and Electric Re | 208 | 3 | False |  |  |  | True | Single-Speed | 89000 | 8090 | 11 | 11 | 12.2 |  | 89000 | 7904 | 3.3 | 3.3 | 53000 | 6903 | 2.25 | Federally-Regulated Commercial & Industrial Equipment | 05/02/2019 |  | 05/31/2019
Lennox Industries Inc. | Z-SERIES | ZHA120S4M**Y,G,J |  | HSP-A, Single-Package Heat Pum | Heat Pump | 575 | 3 | False |  |  |  | False | Single-Speed | 118000 | 10727 | 11 | 10.8 | 12.5 |  | 116000 | 10302 | 3.3 | 3.3 | 70000 | 9117 | 2.25 | Federally-Regulated Commercial & Industrial Equipment | 05/02/2019 |  | 05/31/2019
Lennox Industries Inc. | Z-SERIES | ZHA120S4M**Y,G,J |  | HSP-A, Single-Package Heat Pum | Heat Pump | 460 | 3 | False |  |  |  | False | Single-Speed | 118000 | 10727 | 11 | 10.8 | 12.5 |  | 116000 | 10302 | 3.3 | 3.3 | 70000 | 9117 | 2.25 | Federally-Regulated Commercial & Industrial Equipment | 05/02/2019 |  | 05/31/2019
Lennox Industries Inc. | Z-SERIES | ZHA120S4M**Y,G,J |  | HSP-A, Single-Package Heat Pum | Heat Pump | 230 | 3 | False |  |  |  | False | Single-Speed | 118000 | 10727 | 11 | 10.8 | 12.5 |  | 116000 | 10302 | 3.3 | 3.3 | 70000 | 9117 | 2.25 | Federally-Regulated Commercial & Industrial Equipment | 05/02/2019 |  | 05/31/2019
Lennox Industries Inc. | Z-SERIES | ZHA120S4M**Y,G,J |  | HSP-A, Single-Package Heat Pum | Heat Pump | 208 | 3 | False |  |  |  | False | Single-Speed | 118000 | 10727 | 11 | 10.8 | 12.5 |  | 116000 | 10302 | 3.3 | 3.3 | 70000 | 9117 | 2.25 | Federally-Regulated Commercial & Industrial Equipment | 05/02/2019 |  | 05/31/2019
Lennox Industries Inc. | Z-SERIES | ZHB072S4B**Y,G,J |  | HSP-A, Single-Package Heat Pum | Heat Pump | 575 | 3 | False |  |  |  | True | Single-Speed | 69000 | 6272 | 11 | 10.8 | 12.2 |  | 70000 | 6216 | 3.3 | 3.3 | 40000 | 5210 | 2.25 | Federally-Regulated Commercial & Industrial Equipment | 05/02/2019 |  | 05/31/2019
Lennox Industries Inc. | Z-SERIES | ZHB072S4B**Y,G,J |  | HSP-A, Single-Package Heat Pum | Heat Pump | 460 | 3 | False |  |  |  | True | Single-Speed | 69000 | 6272 | 11 | 10.8 | 12.2 |  | 70000 | 6216 | 3.3 | 3.3 | 40000 | 5210 | 2.25 | Federally-Regulated Commercial & Industrial Equipment | 05/02/2019 |  | 05/31/2019
Lennox Industries Inc. | Z-SERIES | ZHB072S4B**Y,G,J |  | HSP-A, Single-Package Heat Pum | Heat Pump | 230 | 3 | False |  |  |  | True | Single-Speed | 69000 | 6272 | 11 | 10.8 | 12.2 |  | 70000 | 6216 | 3.3 | 3.3 | 40000 | 5210 | 2.25 | Federally-Regulated Commercial & Industrial Equipment | 05/02/2019 |  | 05/31/2019
Lennox Industries Inc. | Z-SERIES | ZHB072S4B**Y,G,J |  | HSP-A, Single-Package Heat Pum | Heat Pump | 208 | 3 | False |  |  |  | True | Single-Speed | 69000 | 6272 | 11 | 10.8 | 12.2 |  | 70000 | 6216 | 3.3 | 3.3 | 40000 | 5210 | 2.25 | Federally-Regulated Commercial & Industrial Equipment | 05/02/2019 |  | 05/31/2019
Lennox Industries Inc. | Z-SERIES | ZHA102S4M**Y,G,J |  | HSP-A, Single-Package Heat Pum | Heat Pump | 575 | 3 | False |  |  |  | False | Single-Speed | 100000 | 9090 | 11 | 10.8 | 12.5 |  | 100000 | 8881 | 3.3 | 3.3 | 55000 | 7164 | 2.25 | Federally-Regulated Commercial & Industrial Equipment | 05/02/2019 |  | 05/31/2019
Lennox Industries Inc. | Z-SERIES | ZHA102S4M**Y,G,J |  | HSP-A, Single-Package Heat Pum | Heat Pump | 460 | 3 | False |  |  |  | False | Single-Speed | 100000 | 9090 | 11 | 10.8 | 12.5 |  | 100000 | 8881 | 3.3 | 3.3 | 55000 | 7164 | 2.25 | Federally-Regulated Commercial & Industrial Equipment | 05/02/2019 |  | 05/31/2019
Lennox Industries Inc. | Z-SERIES | ZHA102S4M**Y,G,J |  | HSP-A, Single-Package Heat Pum | Heat Pump | 230 | 3 | False |  |  |  | False | Single-Speed | 100000 | 9090 | 11 | 10.8 | 12.5 |  | 100000 | 8881 | 3.3 | 3.3 | 55000 | 7164 | 2.25 | Federally-Regulated Commercial & Industrial Equipment | 05/02/2019 |  | 05/31/2019
Lennox Industries Inc. | Z-SERIES | ZHA102S4M**Y,G,J |  | HSP-A, Single-Package Heat Pum | Heat Pump | 208 | 3 | False |  |  |  | False | Single-Speed | 100000 | 9090 | 11 | 10.8 | 12.5 |  | 100000 | 8881 | 3.3 | 3.3 | 55000 | 7164 | 2.25 | Federally-Regulated Commercial & Industrial Equipment | 05/02/2019 |  | 05/31/2019
Lennox Industries Inc. | Z-SERIES | ZHA102S4B**Y,G,J |  | HSP-A, Single-Package Heat Pum | Heat Pump | 575 | 3 | False |  |  |  | False | Single-Speed | 100000 | 9090 | 11 | 10.8 | 12.2 |  | 100000 | 8881 | 3.3 | 3.3 | 55000 | 7164 | 2.25 | Federally-Regulated Commercial & Industrial Equipment | 05/02/2019 |  | 05/31/2019
Lennox Industries Inc. | Z-SERIES | ZHA102S4B**Y,G,J |  | HSP-A, Single-Package Heat Pum | Heat Pump | 460 | 3 | False |  |  |  | False | Single-Speed | 100000 | 9090 | 11 | 10.8 | 12.2 |  | 100000 | 8881 | 3.3 | 3.3 | 55000 | 7164 | 2.25 | Federally-Regulated Commercial & Industrial Equipment | 05/02/2019 |  | 05/31/2019
Lennox Industries Inc. | Z-SERIES | ZHA102S4B**Y,G,J |  | HSP-A, Single-Package Heat Pum | Heat Pump | 230 | 3 | False |  |  |  | False | Single-Speed | 100000 | 9090 | 11 | 10.8 | 12.2 |  | 100000 | 8881 | 3.3 | 3.3 | 55000 | 7164 | 2.25 | Federally-Regulated Commercial & Industrial Equipment | 05/02/2019 |  | 05/31/2019
Lennox Industries Inc. | Z-SERIES | ZHA102S4B**Y,G,J |  | HSP-A, Single-Package Heat Pum | Heat Pump | 208 | 3 | False |  |  |  | False | Single-Speed | 100000 | 9090 | 11 | 10.8 | 12.2 |  | 100000 | 8881 | 3.3 | 3.3 | 55000 | 7164 | 2.25 | Federally-Regulated Commercial & Industrial Equipment | 05/02/2019 |  | 05/31/2019
Lennox Industries Inc. | Z-SERIES | ZHA092S4M**Y,G,J |  | HSP-A, Single-Package Heat Pum | Heat Pump | 575 | 3 | False |  |  |  | False | Single-Speed | 87000 | 7909 | 11 | 10.8 | 12.5 |  | 89000 | 7904 | 3.3 | 3.3 | 53000 | 6903 | 2.25 | Federally-Regulated Commercial & Industrial Equipment | 05/02/2019 |  | 05/31/2019
Lennox Industries Inc. | Z-SERIES | ZHA092S4M**Y,G,J |  | HSP-A, Single-Package Heat Pum | Heat Pump | 460 | 3 | False |  |  |  | False | Single-Speed | 87000 | 7909 | 11 | 10.8 | 12.5 |  | 89000 | 7904 | 3.3 | 3.3 | 53000 | 6903 | 2.25 | Federally-Regulated Commercial & Industrial Equipment | 05/02/2019 |  | 05/31/2019
Lennox Industries Inc. | Z-SERIES | ZHA092S4M**Y,G,J |  | HSP-A, Single-Package Heat Pum | Heat Pump | 230 | 3 | False |  |  |  | False | Single-Speed | 87000 | 7909 | 11 | 10.8 | 12.5 |  | 89000 | 7904 | 3.3 | 3.3 | 53000 | 6903 | 2.25 | Federally-Regulated Commercial & Industrial Equipment | 05/02/2019 |  | 05/31/2019
Lennox Industries Inc. | Z-SERIES | ZHA092S4M**Y,G,J |  | HSP-A, Single-Package Heat Pum | Heat Pump | 208 | 3 | False |  |  |  | False | Single-Speed | 87000 | 7909 | 11 | 10.8 | 12.5 |  | 89000 | 7904 | 3.3 | 3.3 | 53000 | 6903 | 2.25 | Federally-Regulated Commercial & Industrial Equipment | 05/02/2019 |  | 05/31/2019
Lennox Industries Inc. | Z-SERIES | ZHA092S4B**Y,G,J |  | HSP-A, Single-Package Heat Pum | Heat Pump | 575 | 3 | False |  |  |  | False | Single-Speed | 87000 | 7909 | 11 | 10.8 | 12.2 |  | 89000 | 7904 | 3.3 | 3.3 | 53000 | 6903 | 2.25 | Federally-Regulated Commercial & Industrial Equipment | 05/02/2019 |  | 05/31/2019
Lennox Industries Inc. | Z-SERIES | ZHA092S4B**Y,G,J |  | HSP-A, Single-Package Heat Pum | Heat Pump | 460 | 3 | False |  |  |  | False | Single-Speed | 87000 | 7909 | 11 | 10.8 | 12.2 |  | 89000 | 7904 | 3.3 | 3.3 | 53000 | 6903 | 2.25 | Federally-Regulated Commercial & Industrial Equipment | 05/02/2019 |  | 05/31/2019
Lennox Industries Inc. | Z-SERIES | ZHA092S4B**Y,G,J |  | HSP-A, Single-Package Heat Pum | Heat Pump | 230 | 3 | False |  |  |  | False | Single-Speed | 87000 | 7909 | 11 | 10.8 | 12.2 |  | 89000 | 7904 | 3.3 | 3.3 | 53000 | 6903 | 2.25 | Federally-Regulated Commercial & Industrial Equipment | 05/02/2019 |  | 05/31/2019
Lennox Industries Inc. | Z-SERIES | ZHA092S4B**Y,G,J |  | HSP-A, Single-Package Heat Pum | Heat Pump | 208 | 3 | False |  |  |  | False | Single-Speed | 87000 | 7909 | 11 | 10.8 | 12.2 |  | 89000 | 7904 | 3.3 | 3.3 | 53000 | 6903 | 2.25 | Federally-Regulated Commercial & Industrial Equipment | 05/02/2019 |  | 05/31/2019
Lennox Industries Inc. | Lennox | ELP090S4ST*Y,G,J | ELA240S4D-*Y,G,J | HRCU-A-CB, Split System: Heat | Heat Pump | 575 | 3 |  | False |  |  | True | Dual-Speed | 178000 | 16181 | 11 | 10.4 | 13.6 |  | 170000 | 15569 | 3.2 | 3.2 | 98000 | 14010 | 2.05 | Federally-Regulated Commercial & Industrial Equipment | 05/02/2019 |  | 05/31/2019
Lennox Industries Inc. | Lennox | ELP090S4ST*Y,G,J | ELA240S4D-*Y,G,J | HRCU-A-CB, Split System: Heat | Heat Pump | 460 | 3 |  | False |  |  | True | Dual-Speed | 178000 | 16181 | 11 | 10.4 | 13.6 |  | 170000 | 15569 | 3.2 | 3.2 | 98000 | 14010 | 2.05 | Federally-Regulated Commercial & Industrial Equipment | 05/02/2019 |  | 05/31/2019
Lennox Industries Inc. | Lennox | ELP090S4ST*Y,G,J | ELA240S4D-*Y,G,J | HRCU-A-CB, Split System: Heat | Heat Pump | 230 | 3 |  | False |  |  | True | Dual-Speed | 178000 | 16181 | 11 | 10.4 | 13.6 |  | 170000 | 15569 | 3.2 | 3.2 | 98000 | 14010 | 2.05 | Federally-Regulated Commercial & Industrial Equipment | 05/02/2019 |  | 05/31/2019
Lennox Industries Inc. | Lennox | ELP090S4ST*Y,G,J | ELA240S4D-*Y,G,J | HRCU-A-CB, Split System: Heat | Heat Pump | 208 | 3 |  | False |  |  | True | Dual-Speed | 178000 | 16181 | 11 | 10.4 | 13.6 |  | 170000 | 15569 | 3.2 | 3.2 | 98000 | 14010 | 2.05 | Federally-Regulated Commercial & Industrial Equipment | 05/02/2019 |  | 05/31/2019
Lennox Industries Inc. | Lennox | KDB122H4E*1Y,G,J |  | HSP-A, Single-Package Heat Pum | Heat Pump | 575 | 3 | False |  |  |  | True | Single-Speed | 118000 | 9593 | 12.3 | 10.8 | 14.8 |  | 116000 | 9443 | 3.6 | 3.3 | 65000 | 7937 | 2.4 | Federally-Regulated Commercial & Industrial Equipment | 04/16/2019 |  | 05/31/2019
Lennox Industries Inc. | Lennox | KDB122H4E*1Y,G,J |  | HSP-A, Single-Package Heat Pum | Heat Pump | 460 | 3 | False |  |  |  | True | Single-Speed | 118000 | 9593 | 12.3 | 10.8 | 14.8 |  | 116000 | 9443 | 3.6 | 3.3 | 65000 | 7937 | 2.4 | Federally-Regulated Commercial & Industrial Equipment | 04/16/2019 |  | 05/31/2019
Lennox Industries Inc. | Lennox | KDB122H4E*1Y,G,J |  | HSP-A, Single-Package Heat Pum | Heat Pump | 230 | 3 | False |  |  |  | True | Single-Speed | 118000 | 9593 | 12.3 | 10.8 | 14.8 |  | 116000 | 9443 | 3.6 | 3.3 | 65000 | 7937 | 2.4 | Federally-Regulated Commercial & Industrial Equipment | 04/16/2019 |  | 05/31/2019
Lennox Industries Inc. | Lennox | KDB122H4E*1Y,G,J |  | HSP-A, Single-Package Heat Pum | Heat Pump | 208 | 3 | False |  |  |  | True | Single-Speed | 118000 | 9593 | 12.3 | 10.8 | 14.8 |  | 116000 | 9443 | 3.6 | 3.3 | 65000 | 7937 | 2.4 | Federally-Regulated Commercial & Industrial Equipment | 04/16/2019 |  | 05/31/2019
Lennox Industries Inc. | Lennox | KDB092H4M*1Y,G,J |  | HSP-A, Single-Package Heat Pum | Heat Pump | 575 | 3 | False |  |  |  | True | Single-Speed | 89000 | 7355 | 12.1 | 10.8 | 14.2 |  | 86000 | 7001 | 3.6 | 3.3 | 51000 | 6227 | 2.4 | Federally-Regulated Commercial & Industrial Equipment | 05/02/2019 |  | 05/31/2019
Lennox Industries Inc. | Lennox | KDB092H4M*1Y,G,J |  | HSP-A, Single-Package Heat Pum | Heat Pump | 460 | 3 | False |  |  |  | True | Single-Speed | 89000 | 7355 | 12.1 | 10.8 | 14.2 |  | 86000 | 7001 | 3.6 | 3.3 | 51000 | 6227 | 2.4 | Federally-Regulated Commercial & Industrial Equipment | 05/02/2019 |  | 05/31/2019
Lennox Industries Inc. | Lennox | KDB102H4M*1Y,G,J |  | HSP-A, Single-Package Heat Pum | Heat Pump | 575 | 3 | False |  |  |  | True | Single-Speed | 100000 | 8333 | 12 | 10.8 | 14.3 |  | 100000 | 8140 | 3.6 | 3.3 | 56000 | 7135 | 2.3 | Federally-Regulated Commercial & Industrial Equipment | 05/02/2019 |  | 05/31/2019
Lennox Industries Inc. | Lennox | KDB092H4M*1Y,G,J |  | HSP-A, Single-Package Heat Pum | Heat Pump | 230 | 3 | False |  |  |  | True | Single-Speed | 89000 | 7355 | 12.1 | 10.8 | 14.2 |  | 86000 | 7001 | 3.6 | 3.3 | 51000 | 6227 | 2.4 | Federally-Regulated Commercial & Industrial Equipment | 05/02/2019 |  | 05/31/2019
Lennox Industries Inc. | Lennox | KDB102H4M*1Y,G,J |  | HSP-A, Single-Package Heat Pum | Heat Pump | 460 | 3 | False |  |  |  | True | Single-Speed | 100000 | 8333 | 12 | 10.8 | 14.3 |  | 100000 | 8140 | 3.6 | 3.3 | 56000 | 7135 | 2.3 | Federally-Regulated Commercial & Industrial Equipment | 05/02/2019 |  | 05/31/2019
Lennox Industries Inc. | Lennox | KDB092H4M*1Y,G,J |  | HSP-A, Single-Package Heat Pum | Heat Pump | 208 | 3 | False |  |  |  | True | Single-Speed | 89000 | 7355 | 12.1 | 10.8 | 14.2 |  | 86000 | 7001 | 3.6 | 3.3 | 51000 | 6227 | 2.4 | Federally-Regulated Commercial & Industrial Equipment | 05/02/2019 |  | 05/31/2019
Lennox Industries Inc. | Lennox | KDB102H4M*1Y,G,J |  | HSP-A, Single-Package Heat Pum | Heat Pump | 230 | 3 | False |  |  |  | True | Single-Speed | 100000 | 8333 | 12 | 10.8 | 14.3 |  | 100000 | 8140 | 3.6 | 3.3 | 56000 | 7135 | 2.3 | Federally-Regulated Commercial & Industrial Equipment | 05/02/2019 |  | 05/31/2019
Lennox Industries Inc. | Lennox | KHB092H4B*1Y,G,J |  | HSP-A, Single-Package Heat Pum | Heat Pump | 575 | 3 | False |  |  |  | True | Single-Speed | 89000 | 7355 | 12.1 | 10.8 | 12.9 |  | 86000 | 7001 | 3.6 | 3.3 | 51000 | 6227 | 2.4 | Federally-Regulated Commercial & Industrial Equipment | 05/02/2019 |  | 05/31/2019
Lennox Industries Inc. | Lennox | KDB102H4M*1Y,G,J |  | HSP-A, Single-Package Heat Pum | Heat Pump | 208 | 3 | False |  |  |  | True | Single-Speed | 100000 | 8333 | 12 | 10.8 | 14.3 |  | 100000 | 8140 | 3.6 | 3.3 | 56000 | 7135 | 2.3 | Federally-Regulated Commercial & Industrial Equipment | 05/02/2019 |  | 05/31/2019
Lennox Industries Inc. | Lennox | KDB102H4B*1Y,G,J |  | HSP-A, Single-Package Heat Pum | Heat Pump | 575 | 3 | False |  |  |  | True | Single-Speed | 100000 | 8333 | 12 | 10.8 | 12.5 |  | 100000 | 8140 | 3.6 | 3.3 | 55000 | 7008 | 2.3 | Federally-Regulated Commercial & Industrial Equipment | 05/02/2019 |  | 05/31/2019
Lennox Industries Inc. | Lennox | KHB092H4B*1Y,G,J |  | HSP-A, Single-Package Heat Pum | Heat Pump | 460 | 3 | False |  |  |  | True | Single-Speed | 89000 | 7355 | 12.1 | 10.8 | 12.9 |  | 86000 | 7001 | 3.6 | 3.3 | 51000 | 6227 | 2.4 | Federally-Regulated Commercial & Industrial Equipment | 05/02/2019 |  | 05/31/2019
Lennox Industries Inc. | Lennox | KDB102H4B*1Y,G,J |  | HSP-A, Single-Package Heat Pum | Heat Pump | 460 | 3 | False |  |  |  | True | Single-Speed | 100000 | 8333 | 12 | 10.8 | 12.5 |  | 100000 | 8140 | 3.6 | 3.3 | 55000 | 7008 | 2.3 | Federally-Regulated Commercial & Industrial Equipment | 05/02/2019 |  | 05/31/2019
Lennox Industries Inc. | Lennox | KHB092H4B*1Y,G,J |  | HSP-A, Single-Package Heat Pum | Heat Pump | 230 | 3 | False |  |  |  | True | Single-Speed | 89000 | 7355 | 12.1 | 10.8 | 12.9 |  | 86000 | 7001 | 3.6 | 3.3 | 51000 | 6227 | 2.4 | Federally-Regulated Commercial & Industrial Equipment | 05/02/2019 |  | 05/31/2019
Lennox Industries Inc. | Lennox | KDB102H4B*1Y,G,J |  | HSP-A, Single-Package Heat Pum | Heat Pump | 230 | 3 | False |  |  |  | True | Single-Speed | 100000 | 8333 | 12 | 10.8 | 12.5 |  | 100000 | 8140 | 3.6 | 3.3 | 55000 | 7008 | 2.3 | Federally-Regulated Commercial & Industrial Equipment | 05/02/2019 |  | 05/31/2019
Lennox Industries Inc. | Lennox | KHB092H4B*1Y,G,J |  | HSP-A, Single-Package Heat Pum | Heat Pump | 208 | 3 | False |  |  |  | True | Single-Speed | 89000 | 7355 | 12.1 | 10.8 | 12.9 |  | 86000 | 7001 | 3.6 | 3.3 | 51000 | 6227 | 2.4 | Federally-Regulated Commercial & Industrial Equipment | 05/02/2019 |  | 05/31/2019
Lennox Industries Inc. | Lennox | KDB102H4B*1Y,G,J |  | HSP-A, Single-Package Heat Pum | Heat Pump | 208 | 3 | False |  |  |  | True | Single-Speed | 100000 | 8333 | 12 | 10.8 | 12.5 |  | 100000 | 8140 | 3.6 | 3.3 | 55000 | 7008 | 2.3 | Federally-Regulated Commercial & Industrial Equipment | 05/02/2019 |  | 05/31/2019
Lennox Industries Inc. | Lennox | KHB102H4M*1Y,G,J |  | HSP-A, Single-Package Heat Pum | Heat Pump | 575 | 3 | False |  |  |  | True | Single-Speed | 100000 | 8333 | 12 | 10.8 | 14.3 |  | 100000 | 8140 | 3.6 | 3.3 | 56000 | 6838 | 2.4 | Federally-Regulated Commercial & Industrial Equipment | 05/02/2019 |  | 05/31/2019
Lennox Industries Inc. | Lennox | KHB102H4M*1Y,G,J |  | HSP-A, Single-Package Heat Pum | Heat Pump | 460 | 3 | False |  |  |  | True | Single-Speed | 100000 | 8333 | 12 | 10.8 | 14.3 |  | 100000 | 8140 | 3.6 | 3.3 | 56000 | 6838 | 2.4 | Federally-Regulated Commercial & Industrial Equipment | 05/02/2019 |  | 05/31/2019
Lennox Industries Inc. | Lennox | KHB102H4M*1Y,G,J |  | HSP-A, Single-Package Heat Pum | Heat Pump | 230 | 3 | False |  |  |  | True | Single-Speed | 100000 | 8333 | 12 | 10.8 | 14.3 |  | 100000 | 8140 | 3.6 | 3.3 | 56000 | 6838 | 2.4 | Federally-Regulated Commercial & Industrial Equipment | 05/02/2019 |  | 05/31/2019
Lennox Industries Inc. | Lennox | KHB102H4M*1Y,G,J |  | HSP-A, Single-Package Heat Pum | Heat Pump | 208 | 3 | False |  |  |  | True | Single-Speed | 100000 | 8333 | 12 | 10.8 | 14.3 |  | 100000 | 8140 | 3.6 | 3.3 | 56000 | 6838 | 2.4 | Federally-Regulated Commercial & Industrial Equipment | 05/02/2019 |  | 05/31/2019
Lennox Industries Inc. | Lennox | KDB092H4B*1Y,G,J |  | HSP-A, Single-Package Heat Pum | Heat Pump | 575 | 3 | False |  |  |  | True | Single-Speed | 89000 | 7355 | 12.1 | 10.8 | 12.9 |  | 86000 | 7001 | 3.6 | 3.3 | 51000 | 6227 | 2.4 | Federally-Regulated Commercial & Industrial Equipment | 05/02/2019 |  | 05/31/2019
Lennox Industries Inc. | Lennox | KDB092H4B*1Y,G,J |  | HSP-A, Single-Package Heat Pum | Heat Pump | 460 | 3 | False |  |  |  | True | Single-Speed | 89000 | 7355 | 12.1 | 10.8 | 12.9 |  | 86000 | 7001 | 3.6 | 3.3 | 51000 | 6227 | 2.4 | Federally-Regulated Commercial & Industrial Equipment | 05/02/2019 |  | 05/31/2019
Lennox Industries Inc. | Lennox | KDB092H4B*1Y,G,J |  | HSP-A, Single-Package Heat Pum | Heat Pump | 230 | 3 | False |  |  |  | True | Single-Speed | 89000 | 7355 | 12.1 | 10.8 | 12.9 |  | 86000 | 7001 | 3.6 | 3.3 | 51000 | 6227 | 2.4 | Federally-Regulated Commercial & Industrial Equipment | 05/02/2019 |  | 05/31/2019
Lennox Industries Inc. | Lennox | KDB092H4B*1Y,G,J |  | HSP-A, Single-Package Heat Pum | Heat Pump | 208 | 3 | False |  |  |  | True | Single-Speed | 89000 | 7355 | 12.1 | 10.8 | 12.9 |  | 86000 | 7001 | 3.6 | 3.3 | 51000 | 6227 | 2.4 | Federally-Regulated Commercial & Industrial Equipment | 05/02/2019 |  | 05/31/2019
Lennox Industries Inc. | Lennox | KHB102H4B*1Y,G,J |  | HSP-A, Single-Package Heat Pum | Heat Pump | 575 | 3 | False |  |  |  | True | Single-Speed | 100000 | 8333 | 12 | 10.8 | 12.5 |  | 100000 | 8140 | 3.6 | 3.3 | 58000 | 7082 | 2.4 | Federally-Regulated Commercial & Industrial Equipment | 05/02/2019 |  | 05/31/2019
Lennox Industries Inc. | Lennox | KHB102H4B*1Y,G,J |  | HSP-A, Single-Package Heat Pum | Heat Pump | 460 | 3 | False |  |  |  | True | Single-Speed | 100000 | 8333 | 12 | 10.8 | 12.5 |  | 100000 | 8140 | 3.6 | 3.3 | 58000 | 7082 | 2.4 | Federally-Regulated Commercial & Industrial Equipment | 05/02/2019 |  | 05/31/2019
Lennox Industries Inc. | Lennox | KHB122H4E*1Y,G,J |  | HSP-A, Single-Package Heat Pum | Heat Pump | 575 | 3 | False |  |  |  | True | Single-Speed | 118000 | 9593 | 12.3 | 10.8 | 14.8 |  | 116000 | 9443 | 3.6 | 3.3 | 65000 | 7937 | 2.4 | Federally-Regulated Commercial & Industrial Equipment | 04/16/2019 |  | 05/31/2019
Lennox Industries Inc. | Lennox | KHB102H4B*1Y,G,J |  | HSP-A, Single-Package Heat Pum | Heat Pump | 230 | 3 | False |  |  |  | True | Single-Speed | 100000 | 8333 | 12 | 10.8 | 12.5 |  | 100000 | 8140 | 3.6 | 3.3 | 58000 | 7082 | 2.4 | Federally-Regulated Commercial & Industrial Equipment | 05/02/2019 |  | 05/31/2019
Lennox Industries Inc. | Lennox | KHB122H4E*1Y,G,J |  | HSP-A, Single-Package Heat Pum | Heat Pump | 460 | 3 | False |  |  |  | True | Single-Speed | 118000 | 9593 | 12.3 | 10.8 | 14.8 |  | 116000 | 9443 | 3.6 | 3.3 | 65000 | 7937 | 2.4 | Federally-Regulated Commercial & Industrial Equipment | 04/16/2019 |  | 05/31/2019
Lennox Industries Inc. | Lennox | KHB102H4B*1Y,G,J |  | HSP-A, Single-Package Heat Pum | Heat Pump | 208 | 3 | False |  |  |  | True | Single-Speed | 100000 | 8333 | 12 | 10.8 | 12.5 |  | 100000 | 8140 | 3.6 | 3.3 | 58000 | 7082 | 2.4 | Federally-Regulated Commercial & Industrial Equipment | 05/02/2019 |  | 05/31/2019
Lennox Industries Inc. | Lennox | KHB122H4E*1Y,G,J |  | HSP-A, Single-Package Heat Pum | Heat Pump | 230 | 3 | False |  |  |  | True | Single-Speed | 118000 | 9593 | 12.3 | 10.8 | 14.8 |  | 116000 | 9443 | 3.6 | 3.3 | 65000 | 7937 | 2.4 | Federally-Regulated Commercial & Industrial Equipment | 04/16/2019 |  | 05/31/2019
Lennox Industries Inc. | Lennox | KHB122H4E*1Y,G,J |  | HSP-A, Single-Package Heat Pum | Heat Pump | 208 | 3 | False |  |  |  | True | Single-Speed | 118000 | 9593 | 12.3 | 10.8 | 14.8 |  | 116000 | 9443 | 3.6 | 3.3 | 65000 | 7937 | 2.4 | Federally-Regulated Commercial & Industrial Equipment | 04/16/2019 |  | 05/31/2019
Lennox Industries Inc. | Lennox | KHB074S4T**Y,G,J |  | HSP-A, Single-Package Heat Pum | Heat Pump | 575 | 3 | False |  |  |  | True | Dual-Speed | 68000 | 6181 | 11 | 10.8 | 14 |  | 70000 | 6216 | 3.3 | 3.3 | 40000 | 5210 | 2.25 | Federally-Regulated Commercial & Industrial Equipment | 05/02/2019 |  | 05/31/2019
Lennox Industries Inc. | Lennox | KHB074S4T**Y,G,J |  | HSP-A, Single-Package Heat Pum | Heat Pump | 460 | 3 | False |  |  |  | True | Dual-Speed | 68000 | 6181 | 11 | 10.8 | 14 |  | 70000 | 6216 | 3.3 | 3.3 | 40000 | 5210 | 2.25 | Federally-Regulated Commercial & Industrial Equipment | 05/02/2019 |  | 05/31/2019
Lennox Industries Inc. | Lennox | KHB074S4T**Y,G,J |  | HSP-A, Single-Package Heat Pum | Heat Pump | 230 | 3 | False |  |  |  | True | Dual-Speed | 68000 | 6181 | 11 | 10.8 | 14 |  | 70000 | 6216 | 3.3 | 3.3 | 40000 | 5210 | 2.25 | Federally-Regulated Commercial & Industrial Equipment | 05/02/2019 |  | 05/31/2019
Lennox Industries Inc. | Lennox | KHB074S4T**Y,G,J |  | HSP-A, Single-Package Heat Pum | Heat Pump | 208 | 3 | False |  |  |  | True | Dual-Speed | 68000 | 6181 | 11 | 10.8 | 14 |  | 70000 | 6216 | 3.3 | 3.3 | 40000 | 5210 | 2.25 | Federally-Regulated Commercial & Industrial Equipment | 05/02/2019 |  | 05/31/2019
Lennox Industries Inc. | Lennox | KHB092H4M*1Y,G,J |  | HSP-A, Single-Package Heat Pum | Heat Pump | 575 | 3 | False |  |  |  | True | Single-Speed | 89000 | 7355 | 12.1 | 10.8 | 14.2 |  | 86000 | 7001 | 3.6 | 3.3 | 51000 | 6227 | 2.4 | Federally-Regulated Commercial & Industrial Equipment | 05/02/2019 |  | 05/31/2019
Lennox Industries Inc. | Lennox | KHB092H4M*1Y,G,J |  | HSP-A, Single-Package Heat Pum | Heat Pump | 460 | 3 | False |  |  |  | True | Single-Speed | 89000 | 7355 | 12.1 | 10.8 | 14.2 |  | 86000 | 7001 | 3.6 | 3.3 | 51000 | 6227 | 2.4 | Federally-Regulated Commercial & Industrial Equipment | 05/02/2019 |  | 05/31/2019
Lennox Industries Inc. | Lennox | KHB092H4M*1Y,G,J |  | HSP-A, Single-Package Heat Pum | Heat Pump | 230 | 3 | False |  |  |  | True | Single-Speed | 89000 | 7355 | 12.1 | 10.8 | 14.2 |  | 86000 | 7001 | 3.6 | 3.3 | 51000 | 6227 | 2.4 | Federally-Regulated Commercial & Industrial Equipment | 05/02/2019 |  | 05/31/2019
Lennox Industries Inc. | Lennox | KHB092H4M*1Y,G,J |  | HSP-A, Single-Package Heat Pum | Heat Pump | 208 | 3 | False |  |  |  | True | Single-Speed | 89000 | 7355 | 12.1 | 10.8 | 14.2 |  | 86000 | 7001 | 3.6 | 3.3 | 51000 | 6227 | 2.4 | Federally-Regulated Commercial & Industrial Equipment | 05/02/2019 |  | 05/31/2019
Lennox Industries Inc. | Lennox | ZHA102S4M**Y,G,J |  | HSP-A, Single-Package Heat Pum | Heat Pump | 575 | 3 | False |  |  |  | False | Single-Speed | 100000 | 9090 | 11 | 10.8 |  |  | 100000 | 8881 | 3.3 | 3.3 | 55000 | 7164 | 2.25 | Federally-Regulated Commercial & Industrial Equipment | 01/28/2019 |  | 05/31/2019
Lennox Industries Inc. | Lennox | ZHA102S4M**Y,G,J |  | HSP-A, Single-Package Heat Pum | Heat Pump | 460 | 3 | False |  |  |  | False | Single-Speed | 100000 | 9090 | 11 | 10.8 |  |  | 100000 | 8881 | 3.3 | 3.3 | 55000 | 7164 | 2.25 | Federally-Regulated Commercial & Industrial Equipment | 01/28/2019 |  | 05/31/2019
Lennox Industries Inc. | Lennox | ZHA102S4M**Y,G,J |  | HSP-A, Single-Package Heat Pum | Heat Pump | 230 | 3 | False |  |  |  | False | Single-Speed | 100000 | 9090 | 11 | 10.8 |  |  | 100000 | 8881 | 3.3 | 3.3 | 55000 | 7164 | 2.25 | Federally-Regulated Commercial & Industrial Equipment | 01/28/2019 |  | 05/31/2019
Lennox Industries Inc. | Lennox | ZHA102S4M**Y,G,J |  | HSP-A, Single-Package Heat Pum | Heat Pump | 208 | 3 | False |  |  |  | False | Single-Speed | 100000 | 9090 | 11 | 10.8 |  |  | 100000 | 8881 | 3.3 | 3.3 | 55000 | 7164 | 2.25 | Federally-Regulated Commercial & Industrial Equipment | 01/28/2019 |  | 05/31/2019
Lennox Industries Inc. | Lennox | ZHA092S4B**Y,G,J |  | HSP-A, Single-Package Heat Pum | Heat Pump | 575 | 3 | False |  |  |  | False | Single-Speed | 87000 | 7909 | 11 | 10.8 | 12.2 |  | 89000 | 7904 | 3.3 | 3.3 | 53000 | 6903 | 2.25 | Federally-Regulated Commercial & Industrial Equipment | 05/02/2019 |  | 05/31/2019
Lennox Industries Inc. | Lennox | ZHA102S4B**Y,G,J |  | HSP-A, Single-Package Heat Pum | Heat Pump | 575 | 3 | False |  |  |  | False | Single-Speed | 100000 | 9090 | 11 | 10.8 | 12.2 |  | 100000 | 8881 | 3.3 | 3.3 | 55000 | 7164 | 2.25 | Federally-Regulated Commercial & Industrial Equipment | 05/02/2019 |  | 05/31/2019
Lennox Industries Inc. | Lennox | ZHA102S4B**Y,G,J |  | HSP-A, Single-Package Heat Pum | Heat Pump | 460 | 3 | False |  |  |  | False | Single-Speed | 100000 | 9090 | 11 | 10.8 | 12.2 |  | 100000 | 8881 | 3.3 | 3.3 | 55000 | 7164 | 2.25 | Federally-Regulated Commercial & Industrial Equipment | 05/02/2019 |  | 05/31/2019
Lennox Industries Inc. | Lennox | ZHA092S4B**Y,G,J |  | HSP-A, Single-Package Heat Pum | Heat Pump | 460 | 3 | False |  |  |  | False | Single-Speed | 87000 | 7909 | 11 | 10.8 | 12.2 |  | 89000 | 7904 | 3.3 | 3.3 | 53000 | 6903 | 2.25 | Federally-Regulated Commercial & Industrial Equipment | 05/02/2019 |  | 05/31/2019
Lennox Industries Inc. | Lennox | ZHA102S4B**Y,G,J |  | HSP-A, Single-Package Heat Pum | Heat Pump | 230 | 3 | False |  |  |  | False | Single-Speed | 100000 | 9090 | 11 | 10.8 | 12.2 |  | 100000 | 8881 | 3.3 | 3.3 | 55000 | 7164 | 2.25 | Federally-Regulated Commercial & Industrial Equipment | 05/02/2019 |  | 05/31/2019
Lennox Industries Inc. | Lennox | ZHA092S4B**Y,G,J |  | HSP-A, Single-Package Heat Pum | Heat Pump | 230 | 3 | False |  |  |  | False | Single-Speed | 87000 | 7909 | 11 | 10.8 | 12.2 |  | 89000 | 7904 | 3.3 | 3.3 | 53000 | 6903 | 2.25 | Federally-Regulated Commercial & Industrial Equipment | 05/02/2019 |  | 05/31/2019
Lennox Industries Inc. | Lennox | ZHA102S4B**Y,G,J |  | HSP-A, Single-Package Heat Pum | Heat Pump | 208 | 3 | False |  |  |  | False | Single-Speed | 100000 | 9090 | 11 | 10.8 | 12.2 |  | 100000 | 8881 | 3.3 | 3.3 | 55000 | 7164 | 2.25 | Federally-Regulated Commercial & Industrial Equipment | 05/02/2019 |  | 05/31/2019
Lennox Industries Inc. | Lennox | ZHA092S4B**Y,G,J |  | HSP-A, Single-Package Heat Pum | Heat Pump | 208 | 3 | False |  |  |  | False | Single-Speed | 87000 | 7909 | 11 | 10.8 | 12.2 |  | 89000 | 7904 | 3.3 | 3.3 | 53000 | 6903 | 2.25 | Federally-Regulated Commercial & Industrial Equipment | 05/02/2019 |  | 05/31/2019
Lennox Industries Inc. | Lennox | ZHA092S4M**Y,G,J |  | HSP-A, Single-Package Heat Pum | Heat Pump | 575 | 3 | False |  |  |  | False | Single-Speed | 87000 | 7909 | 11 | 10.8 |  |  | 89000 | 7904 | 3.3 | 3.3 | 53000 | 6903 | 2.25 | Federally-Regulated Commercial & Industrial Equipment | 01/28/2019 |  | 05/31/2019
Lennox Industries Inc. | Lennox | ZHA092S4M**Y,G,J |  | HSP-A, Single-Package Heat Pum | Heat Pump | 460 | 3 | False |  |  |  | False | Single-Speed | 87000 | 7909 | 11 | 10.8 |  |  | 89000 | 7904 | 3.3 | 3.3 | 53000 | 6903 | 2.25 | Federally-Regulated Commercial & Industrial Equipment | 01/28/2019 |  | 05/31/2019
Lennox Industries Inc. | Lennox | ZHA092S4M**Y,G,J |  | HSP-A, Single-Package Heat Pum | Heat Pump | 230 | 3 | False |  |  |  | False | Single-Speed | 87000 | 7909 | 11 | 10.8 |  |  | 89000 | 7904 | 3.3 | 3.3 | 53000 | 6903 | 2.25 | Federally-Regulated Commercial & Industrial Equipment | 01/28/2019 |  | 05/31/2019
Lennox Industries Inc. | Lennox | ZHA092S4M**Y,G,J |  | HSP-A, Single-Package Heat Pum | Heat Pump | 208 | 3 | False |  |  |  | False | Single-Speed | 87000 | 7909 | 11 | 10.8 |  |  | 89000 | 7904 | 3.3 | 3.3 | 53000 | 6903 | 2.25 | Federally-Regulated Commercial & Industrial Equipment | 01/28/2019 |  | 05/31/2019
Lennox Industries Inc. | Lennox | ZHA120S4M**Y,G,J |  | HSP-A, Single-Package Heat Pum | Heat Pump | 575 | 3 | False |  |  |  | False | Single-Speed | 118000 | 10727 | 11 | 10.8 |  |  | 116000 | 10302 | 3.3 | 3.3 | 70000 | 9117 | 2.25 | Federally-Regulated Commercial & Industrial Equipment | 01/28/2019 |  | 05/31/2019
Lennox Industries Inc. | Lennox | ZHA120S4M**Y,G,J |  | HSP-A, Single-Package Heat Pum | Heat Pump | 460 | 3 | False |  |  |  | False | Single-Speed | 118000 | 10727 | 11 | 10.8 |  |  | 116000 | 10302 | 3.3 | 3.3 | 70000 | 9117 | 2.25 | Federally-Regulated Commercial & Industrial Equipment | 01/28/2019 |  | 05/31/2019
Lennox Industries Inc. | Lennox | ZHA120S4M**Y,G,J |  | HSP-A, Single-Package Heat Pum | Heat Pump | 230 | 3 | False |  |  |  | False | Single-Speed | 118000 | 10727 | 11 | 10.8 |  |  | 116000 | 10302 | 3.3 | 3.3 | 70000 | 9117 | 2.25 | Federally-Regulated Commercial & Industrial Equipment | 01/28/2019 |  | 05/31/2019
Lennox Industries Inc. | Lennox | ZHA120S4M**Y,G,J |  | HSP-A, Single-Package Heat Pum | Heat Pump | 208 | 3 | False |  |  |  | False | Single-Speed | 118000 | 10727 | 11 | 10.8 |  |  | 116000 | 10302 | 3.3 | 3.3 | 70000 | 9117 | 2.25 | Federally-Regulated Commercial & Industrial Equipment | 01/28/2019 |  | 05/31/2019
Lennox Industries Inc. | Lennox | KHA240S4M*1Y,G,J |  | HSP-A, Single-Package Heat Pum | Heat Pump | 575 | 3 | False |  |  |  | True | Single-Speed | 214000 | 20188 | 10.6 | 10.4 | 13 |  | 220000 | 20148 | 3.2 | 3.2 | 124000 | 17727 | 2.05 | Federally-Regulated Commercial & Industrial Equipment | 05/02/2019 |  | 05/31/2019
Lennox Industries Inc. | Lennox | KHA240S4M*1Y,G,J |  | HSP-A, Single-Package Heat Pum | Heat Pump | 460 | 3 | False |  |  |  | True | Single-Speed | 214000 | 20188 | 10.6 | 10.4 | 13 |  | 220000 | 20148 | 3.2 | 3.2 | 124000 | 17727 | 2.05 | Federally-Regulated Commercial & Industrial Equipment | 05/02/2019 |  | 05/31/2019
Lennox Industries Inc. | Lennox | KHA240S4M*1Y,G,J |  | HSP-A, Single-Package Heat Pum | Heat Pump | 230 | 3 | False |  |  |  | True | Single-Speed | 214000 | 20188 | 10.6 | 10.4 | 13 |  | 220000 | 20148 | 3.2 | 3.2 | 124000 | 17727 | 2.05 | Federally-Regulated Commercial & Industrial Equipment | 05/02/2019 |  | 05/31/2019
Lennox Industries Inc. | Lennox | KHA240S4M*1Y,G,J |  | HSP-A, Single-Package Heat Pum | Heat Pump | 208 | 3 | False |  |  |  | True | Single-Speed | 214000 | 20188 | 10.6 | 10.4 | 13 |  | 220000 | 20148 | 3.2 | 3.2 | 124000 | 17727 | 2.05 | Federally-Regulated Commercial & Industrial Equipment | 05/02/2019 |  | 05/31/2019
Lennox Industries Inc. | Lennox | KHA180S4M*1Y,G,J |  | HSP-A, Single-Package Heat Pum | Heat Pump | 575 | 3 | False |  |  |  | True | Single-Speed | 174000 | 16415 | 10.6 | 10.4 | 13.2 |  | 178000 | 16302 | 3.2 | 3.2 | 100000 | 14296 | 2.05 | Federally-Regulated Commercial & Industrial Equipment | 05/02/2019 |  | 05/31/2019
Lennox Industries Inc. | Lennox | KHA180S4M*1Y,G,J |  | HSP-A, Single-Package Heat Pum | Heat Pump | 460 | 3 | False |  |  |  | True | Single-Speed | 174000 | 16415 | 10.6 | 10.4 | 13.2 |  | 178000 | 16302 | 3.2 | 3.2 | 100000 | 14296 | 2.05 | Federally-Regulated Commercial & Industrial Equipment | 05/02/2019 |  | 05/31/2019
Lennox Industries Inc. | Lennox | KHA180S4M*1Y,G,J |  | HSP-A, Single-Package Heat Pum | Heat Pump | 230 | 3 | False |  |  |  | True | Single-Speed | 174000 | 16415 | 10.6 | 10.4 | 13.2 |  | 178000 | 16302 | 3.2 | 3.2 | 100000 | 14296 | 2.05 | Federally-Regulated Commercial & Industrial Equipment | 05/02/2019 |  | 05/31/2019
Lennox Industries Inc. | Lennox | KHA180S4M*1Y,G,J |  | HSP-A, Single-Package Heat Pum | Heat Pump | 208 | 3 | False |  |  |  | True | Single-Speed | 174000 | 16415 | 10.6 | 10.4 | 13.2 |  | 178000 | 16302 | 3.2 | 3.2 | 100000 | 14296 | 2.05 | Federally-Regulated Commercial & Industrial Equipment | 05/02/2019 |  | 05/31/2019
Lennox Industries Inc. | Lennox | KHA150S4M*1Y,G,J |  | HSP-A, Single-Package Heat Pum | Both Heat Pump and Electric Re | 575 | 3 | False |  |  |  | True | Single-Speed | 138000 | 13018 | 10.6 | 10.6 | 12 |  | 138000 | 12638 | 3.2 | 3.2 | 82000 | 11722 | 2.05 | Federally-Regulated Commercial & Industrial Equipment | 05/02/2019 |  | 05/31/2019
Lennox Industries Inc. | Lennox | KHA150S4M*1Y,G,J |  | HSP-A, Single-Package Heat Pum | Both Heat Pump and Electric Re | 460 | 3 | False |  |  |  | True | Single-Speed | 138000 | 13018 | 10.6 | 10.6 | 12 |  | 138000 | 12638 | 3.2 | 3.2 | 82000 | 11722 | 2.05 | Federally-Regulated Commercial & Industrial Equipment | 05/02/2019 |  | 05/31/2019
Lennox Industries Inc. | Lennox | KHA150S4M*1Y,G,J |  | HSP-A, Single-Package Heat Pum | Both Heat Pump and Electric Re | 230 | 3 | False |  |  |  | True | Single-Speed | 138000 | 13018 | 10.6 | 10.6 | 12 |  | 138000 | 12638 | 3.2 | 3.2 | 82000 | 11722 | 2.05 | Federally-Regulated Commercial & Industrial Equipment | 05/02/2019 |  | 05/31/2019
Lennox Industries Inc. | Lennox | KHA150S4M*1Y,G,J |  | HSP-A, Single-Package Heat Pum | Both Heat Pump and Electric Re | 208 | 3 | False |  |  |  | True | Single-Speed | 138000 | 13018 | 10.6 | 10.6 | 12 |  | 138000 | 12638 | 3.2 | 3.2 | 82000 | 11722 | 2.05 | Federally-Regulated Commercial & Industrial Equipment | 05/02/2019 |  | 05/31/2019
Lennox Industries Inc. | Lennox | KHA120S4M*1Y,G,J |  | HSP-A, Single-Package Heat Pum | Both Heat Pump and Electric Re | 575 | 3 | False |  |  |  | True | Single-Speed | 118000 | 10727 | 11 | 11 |  |  | 115000 | 10213 | 3.3 | 3.3 | 70000 | 9910 | 2.07 | Federally-Regulated Commercial & Industrial Equipment | 01/28/2019 |  | 05/31/2019
Lennox Industries Inc. | Lennox | KHA120S4M*1Y,G,J |  | HSP-A, Single-Package Heat Pum | Both Heat Pump and Electric Re | 460 | 3 | False |  |  |  | True | Single-Speed | 118000 | 10727 | 11 | 11 |  |  | 115000 | 10213 | 3.3 | 3.3 | 70000 | 9910 | 2.07 | Federally-Regulated Commercial & Industrial Equipment | 01/28/2019 |  | 05/31/2019
Lennox Industries Inc. | Lennox | KHA120S4M*1Y,G,J |  | HSP-A, Single-Package Heat Pum | Both Heat Pump and Electric Re | 230 | 3 | False |  |  |  | True | Single-Speed | 118000 | 10727 | 11 | 11 |  |  | 115000 | 10213 | 3.3 | 3.3 | 70000 | 9910 | 2.07 | Federally-Regulated Commercial & Industrial Equipment | 01/28/2019 |  | 05/31/2019
Lennox Industries Inc. | Lennox | KHA120S4M*1Y,G,J |  | HSP-A, Single-Package Heat Pum | Both Heat Pump and Electric Re | 208 | 3 | False |  |  |  | True | Single-Speed | 118000 | 10727 | 11 | 11 |  |  | 115000 | 10213 | 3.3 | 3.3 | 70000 | 9910 | 2.07 | Federally-Regulated Commercial & Industrial Equipment | 01/28/2019 |  | 05/31/2019
Lennox Industries Inc. | Lennox | KHA102S4M*1Y,G,J |  | HSP-A, Single-Package Heat Pum | Both Heat Pump and Electric Re | 575 | 3 | False |  |  |  | True | Single-Speed | 100000 | 9090 | 11 | 11 | 12.5 |  | 100000 | 8881 | 3.3 | 3.3 | 55000 | 7164 | 2.25 | Federally-Regulated Commercial & Industrial Equipment | 05/02/2019 |  | 05/31/2019
Lennox Industries Inc. | Lennox | KHA102S4M*1Y,G,J |  | HSP-A, Single-Package Heat Pum | Both Heat Pump and Electric Re | 460 | 3 | False |  |  |  | True | Single-Speed | 100000 | 9090 | 11 | 11 | 12.5 |  | 100000 | 8881 | 3.3 | 3.3 | 55000 | 7164 | 2.25 | Federally-Regulated Commercial & Industrial Equipment | 05/02/2019 |  | 05/31/2019
Lennox Industries Inc. | Lennox | KHA102S4M*1Y,G,J |  | HSP-A, Single-Package Heat Pum | Both Heat Pump and Electric Re | 230 | 3 | False |  |  |  | True | Single-Speed | 100000 | 9090 | 11 | 11 | 12.5 |  | 100000 | 8881 | 3.3 | 3.3 | 55000 | 7164 | 2.25 | Federally-Regulated Commercial & Industrial Equipment | 05/02/2019 |  | 05/31/2019
Lennox Industries Inc. | Lennox | KHA102S4M*1Y,G,J |  | HSP-A, Single-Package Heat Pum | Both Heat Pump and Electric Re | 208 | 3 | False |  |  |  | True | Single-Speed | 100000 | 9090 | 11 | 11 | 12.5 |  | 100000 | 8881 | 3.3 | 3.3 | 55000 | 7164 | 2.25 | Federally-Regulated Commercial & Industrial Equipment | 05/02/2019 |  | 05/31/2019
Lennox Industries Inc. | Lennox | KHA092S4M*1Y,G,J |  | HSP-A, Single-Package Heat Pum | Both Heat Pump and Electric Re | 575 | 3 | False |  |  |  | True | Single-Speed | 89000 | 8090 | 11 | 11 | 12.5 |  | 89000 | 7904 | 3.3 | 3.3 | 53000 | 6903 | 2.25 | Federally-Regulated Commercial & Industrial Equipment | 05/02/2019 |  | 05/31/2019
Lennox Industries Inc. | Lennox | KHA092S4M*1Y,G,J |  | HSP-A, Single-Package Heat Pum | Both Heat Pump and Electric Re | 460 | 3 | False |  |  |  | True | Single-Speed | 89000 | 8090 | 11 | 11 | 12.5 |  | 89000 | 7904 | 3.3 | 3.3 | 53000 | 6903 | 2.25 | Federally-Regulated Commercial & Industrial Equipment | 05/02/2019 |  | 05/31/2019
Lennox Industries Inc. | Lennox | KHA092S4M*1Y,G,J |  | HSP-A, Single-Package Heat Pum | Both Heat Pump and Electric Re | 230 | 3 | False |  |  |  | True | Single-Speed | 89000 | 8090 | 11 | 11 | 12.5 |  | 89000 | 7904 | 3.3 | 3.3 | 53000 | 6903 | 2.25 | Federally-Regulated Commercial & Industrial Equipment | 05/02/2019 |  | 05/31/2019
Lennox Industries Inc. | Lennox | KHA092S4M*1Y,G,J |  | HSP-A, Single-Package Heat Pum | Both Heat Pump and Electric Re | 208 | 3 | False |  |  |  | True | Single-Speed | 89000 | 8090 | 11 | 11 | 12.5 |  | 89000 | 7904 | 3.3 | 3.3 | 53000 | 6903 | 2.25 | Federally-Regulated Commercial & Industrial Equipment | 05/02/2019 |  | 05/31/2019
Lennox Industries Inc. | Lennox | KHA072S4B**Y,G,J |  | HSP-A, Single-Package Heat Pum | Both Heat Pump and Electric Re | 575 | 3 | False |  |  |  | True | Single-Speed | 69000 | 6272 | 11 | 11 | 12.2 |  | 70000 | 6216 | 3.3 | 3.3 | 40000 | 5210 | 2.25 | Federally-Regulated Commercial & Industrial Equipment | 05/02/2019 |  | 05/31/2019
Lennox Industries Inc. | Lennox | KHA072S4B**Y,G,J |  | HSP-A, Single-Package Heat Pum | Both Heat Pump and Electric Re | 460 | 3 | False |  |  |  | True | Single-Speed | 69000 | 6272 | 11 | 11 | 12.2 |  | 70000 | 6216 | 3.3 | 3.3 | 40000 | 5210 | 2.25 | Federally-Regulated Commercial & Industrial Equipment | 05/02/2019 |  | 05/31/2019
Lennox Industries Inc. | Lennox | KHA072S4B**Y,G,J |  | HSP-A, Single-Package Heat Pum | Both Heat Pump and Electric Re | 230 | 3 | False |  |  |  | True | Single-Speed | 69000 | 6272 | 11 | 11 | 12.2 |  | 70000 | 6216 | 3.3 | 3.3 | 40000 | 5210 | 2.25 | Federally-Regulated Commercial & Industrial Equipment | 05/02/2019 |  | 05/31/2019
Lennox Industries Inc. | Lennox | KHA072S4B**Y,G,J |  | HSP-A, Single-Package Heat Pum | Both Heat Pump and Electric Re | 208 | 3 | False |  |  |  | True | Single-Speed | 69000 | 6272 | 11 | 11 | 12.2 |  | 70000 | 6216 | 3.3 | 3.3 | 40000 | 5210 | 2.25 | Federally-Regulated Commercial & Industrial Equipment | 05/02/2019 |  | 05/31/2019
Lennox Industries Inc. | Lennox | ELP090S4ST*Y,G,J | ELA090S4D-*Y,G,J | HRCU-A-CB, Split System: Heat | Heat Pump | 575 | 3 |  | False |  |  | True | Dual-Speed | 89000 | 8090 | 11 | 10.8 | 13.6 |  | 88000 | 7815 | 3.3 | 3.3 | 50000 | 6512 | 2.25 | Federally-Regulated Commercial & Industrial Equipment | 05/02/2019 |  | 05/31/2019
Lennox Industries Inc. | Lennox | ELP090S4ST*Y,G,J | ELA090S4D-*Y,G,J | HRCU-A-CB, Split System: Heat | Heat Pump | 460 | 3 |  | False |  |  | True | Dual-Speed | 89000 | 8090 | 11 | 10.8 | 13.6 |  | 88000 | 7815 | 3.3 | 3.3 | 50000 | 6512 | 2.25 | Federally-Regulated Commercial & Industrial Equipment | 05/02/2019 |  | 05/31/2019
Lennox Industries Inc. | Lennox | ELP090S4ST*Y,G,J | ELA090S4D-*Y,G,J | HRCU-A-CB, Split System: Heat | Heat Pump | 230 | 3 |  | False |  |  | True | Dual-Speed | 89000 | 8090 | 11 | 10.8 | 13.6 |  | 88000 | 7815 | 3.3 | 3.3 | 50000 | 6512 | 2.25 | Federally-Regulated Commercial & Industrial Equipment | 05/02/2019 |  | 05/31/2019
Lennox Industries Inc. | Lennox | ELP090S4ST*Y,G,J | ELA090S4D-*Y,G,J | HRCU-A-CB, Split System: Heat | Heat Pump | 208 | 3 |  | False |  |  | True | Dual-Speed | 89000 | 8090 | 11 | 10.8 | 13.6 |  | 88000 | 7815 | 3.3 | 3.3 | 50000 | 6512 | 2.25 | Federally-Regulated Commercial & Industrial Equipment | 05/02/2019 |  | 05/31/2019
Lennox Industries Inc. | Lennox | ELP120S4ST*Y,G,J | ELA120S4D-*Y,G,J | HRCU-A-CB, Split System: Heat | Heat Pump | 575 | 3 |  | False |  |  | True | Dual-Speed | 115000 | 10454 | 11 | 10.8 | 13.6 |  | 114000 | 10124 | 3.3 | 3.3 | 70000 | 9117 | 2.25 | Federally-Regulated Commercial & Industrial Equipment | 05/02/2019 |  | 05/31/2019
Lennox Industries Inc. | Lennox | ELP120S4ST*Y,G,J | ELA120S4D-*Y,G,J | HRCU-A-CB, Split System: Heat | Heat Pump | 460 | 3 |  | False |  |  | True | Dual-Speed | 115000 | 10454 | 11 | 10.8 | 13.6 |  | 114000 | 10124 | 3.3 | 3.3 | 70000 | 9117 | 2.25 | Federally-Regulated Commercial & Industrial Equipment | 05/02/2019 |  | 05/31/2019
Lennox Industries Inc. | Lennox | ELP120S4ST*Y,G,J | ELA120S4D-*Y,G,J | HRCU-A-CB, Split System: Heat | Heat Pump | 230 | 3 |  | False |  |  | True | Dual-Speed | 115000 | 10454 | 11 | 10.8 | 13.6 |  | 114000 | 10124 | 3.3 | 3.3 | 70000 | 9117 | 2.25 | Federally-Regulated Commercial & Industrial Equipment | 05/02/2019 |  | 05/31/2019
Lennox Industries Inc. | Lennox | ELP120S4ST*Y,G,J | ELA120S4D-*Y,G,J | HRCU-A-CB, Split System: Heat | Heat Pump | 208 | 3 |  | False |  |  | True | Dual-Speed | 115000 | 10454 | 11 | 10.8 | 13.6 |  | 114000 | 10124 | 3.3 | 3.3 | 70000 | 9117 | 2.25 | Federally-Regulated Commercial & Industrial Equipment | 05/02/2019 |  | 05/31/2019
Lennox Industries Inc. | Lennox | ZHB072S4B**Y,G,J |  | HSP-A, Single-Package Heat Pum | Heat Pump | 575 | 3 | False |  |  |  | True | Single-Speed | 69000 | 6272 | 11 | 10.8 | 12.2 |  | 70000 | 6216 | 3.3 | 3.3 | 40000 | 5210 | 2.25 | Federally-Regulated Commercial & Industrial Equipment | 05/02/2019 |  | 05/31/2019
Lennox Industries Inc. | Lennox | ZHB072S4B**Y,G,J |  | HSP-A, Single-Package Heat Pum | Heat Pump | 460 | 3 | False |  |  |  | True | Single-Speed | 69000 | 6272 | 11 | 10.8 | 12.2 |  | 70000 | 6216 | 3.3 | 3.3 | 40000 | 5210 | 2.25 | Federally-Regulated Commercial & Industrial Equipment | 05/02/2019 |  | 05/31/2019
Lennox Industries Inc. | Lennox | ZHB072S4B**Y,G,J |  | HSP-A, Single-Package Heat Pum | Heat Pump | 230 | 3 | False |  |  |  | True | Single-Speed | 69000 | 6272 | 11 | 10.8 | 12.2 |  | 70000 | 6216 | 3.3 | 3.3 | 40000 | 5210 | 2.25 | Federally-Regulated Commercial & Industrial Equipment | 05/02/2019 |  | 05/31/2019
Lennox Industries Inc. | Lennox | ZHB072S4B**Y,G,J |  | HSP-A, Single-Package Heat Pum | Heat Pump | 208 | 3 | False |  |  |  | True | Single-Speed | 69000 | 6272 | 11 | 10.8 | 12.2 |  | 70000 | 6216 | 3.3 | 3.3 | 40000 | 5210 | 2.25 | Federally-Regulated Commercial & Industrial Equipment | 05/02/2019 |  | 05/31/2019
Nordyne, LLC | Mammoth | T6BQ120-D | B6TM120-D | HRCU-A-CB, Split System: Heat | Heat Pump | 460 | 3 |  | False |  |  | True | Dual-Speed | 116000 | 10545 | 11 | 10.8 | 12.7 |  | 110000 | 9769 | 3.3 | 3.3 | 70000 | 8548 | 2.4 | Federally-Regulated Commercial & Industrial Equipment | 04/16/2019 |  | 05/31/2019
Nordyne, LLC | Mammoth | T6BQ090-D | B6TM090-D | HRCU-A-CB, Split System: Heat | Heat Pump | 460 | 3 |  | False |  |  | True | Dual-Speed | 90000 | 8181 | 11 | 10.8 | 12.7 |  | 86000 | 7637 | 3.3 | 3.3 | 54000 | 6594 | 2.4 | Federally-Regulated Commercial & Industrial Equipment | 04/16/2019 |  | 05/31/2019
Nordyne, LLC | Mammoth | T6BQ090-C | B6TM090-C | HRCU-A-CB, Split System: Heat | Heat Pump | 230 | 3 |  | False |  |  | True | Dual-Speed | 90000 | 8181 | 11 | 10.8 | 12.7 |  | 86000 | 7637 | 3.3 | 3.3 | 54000 | 6594 | 2.4 | Federally-Regulated Commercial & Industrial Equipment | 04/16/2019 |  | 05/31/2019
Nordyne, LLC | Mammoth | T6BQ090-C | B6TM090-C | HRCU-A-CB, Split System: Heat | Heat Pump | 208 | 3 |  | False |  |  | True | Dual-Speed | 90000 | 8181 | 11 | 10.8 | 12.7 |  | 86000 | 7637 | 3.3 | 3.3 | 54000 | 6594 | 2.4 | Federally-Regulated Commercial & Industrial Equipment | 04/16/2019 |  | 05/31/2019
Nordyne, LLC | Mammoth | T6BQ120-C | B6TM120-C | HRCU-A-CB, Split System: Heat | Heat Pump | 230 | 3 |  | False |  |  | True | Dual-Speed | 116000 | 10545 | 11 | 10.8 | 12.7 |  | 110000 | 9769 | 3.3 | 3.3 | 70000 | 8548 | 2.4 | Federally-Regulated Commercial & Industrial Equipment | 04/16/2019 |  | 05/31/2019
Nordyne, LLC | Mammoth | T6BQ120-C | B6TM120-C | HRCU-A-CB, Split System: Heat | Heat Pump | 208 | 3 |  | False |  |  | True | Dual-Speed | 116000 | 10545 | 11 | 10.8 | 12.7 |  | 110000 | 9769 | 3.3 | 3.3 | 70000 | 8548 | 2.4 | Federally-Regulated Commercial & Industrial Equipment | 04/16/2019 |  | 05/31/2019
Nordyne, LLC | Mammoth | Q6SP-090D |  | HSP-A, Single-Package Heat Pum | Heat Pump | 460 | 3 | False |  |  |  | True | Single-Speed | 90000 | 8181 | 11 | 10.8 |  |  | 85000 | 7548 | 3.3 | 3.3 | 47000 | 6122 | 2.25 | Federally-Regulated Commercial & Industrial Equipment | 01/28/2019 |  | 05/31/2019
Lennox Industries Inc. | T-CLASS | (2)TPA060H4N*G | TAA120S4D-1G | HRCU-A-CB, Split System: Heat | Both Heat Pump and Electric Re | 460 | 3 |  | False |  |  | True | Single-Speed | 115000 | 9913 | 11.6 | 11 | 12.5 |  | 113000 | 10035 | 3.3 | 3.3 | 73000 | 9508 | 2.25 | Federally-Regulated Commercial & Industrial Equipment | 05/02/2019 |  | 05/31/2019
Lennox Industries Inc. | T-CLASS | (2)TPA060H4N*Y | TAA120S4D-1Y | HRCU-A-CB, Split System: Heat | Both Heat Pump and Electric Re | 230 | 3 |  | False |  |  | True | Single-Speed | 115000 | 9913 | 11.6 | 11 | 12.5 |  | 113000 | 10035 | 3.3 | 3.3 | 73000 | 9508 | 2.25 | Federally-Regulated Commercial & Industrial Equipment | 05/02/2019 |  | 05/31/2019
Lennox Industries Inc. | T-CLASS | (2)TPA060H4N*Y | TAA120S4D-1Y | HRCU-A-CB, Split System: Heat | Both Heat Pump and Electric Re | 208 | 3 |  | False |  |  | True | Single-Speed | 115000 | 9913 | 11.6 | 11 | 12.5 |  | 113000 | 10035 | 3.3 | 3.3 | 73000 | 9508 | 2.25 | Federally-Regulated Commercial & Industrial Equipment | 05/02/2019 |  | 05/31/2019
Lennox Industries Inc. | T-CLASS | TPA090S4S*1* | TAA090S4D*1* | HRCU-A-CB, Split System: Heat | Heat Pump | 575 | 3 |  | False |  |  | True | Single-Speed | 89000 | 8090 | 11 | 10.8 | 12 |  | 88000 | 7815 | 3.3 | 3.3 | 50000 | 6512 | 2.25 | Federally-Regulated Commercial & Industrial Equipment | 05/02/2019 |  | 05/31/2019
Lennox Industries Inc. | T-CLASS | TPA090S4S*1* | TAA090S4D*1* | HRCU-A-CB, Split System: Heat | Heat Pump | 460 | 3 |  | False |  |  | True | Single-Speed | 89000 | 8090 | 11 | 10.8 | 12 |  | 88000 | 7815 | 3.3 | 3.3 | 50000 | 6512 | 2.25 | Federally-Regulated Commercial & Industrial Equipment | 05/02/2019 |  | 05/31/2019
Lennox Industries Inc. | T-CLASS | TPA090S4S*1* | TAA090S4D*1* | HRCU-A-CB, Split System: Heat | Heat Pump | 230 | 3 |  | False |  |  | True | Single-Speed | 89000 | 8090 | 11 | 10.8 | 12 |  | 88000 | 7815 | 3.3 | 3.3 | 50000 | 6512 | 2.25 | Federally-Regulated Commercial & Industrial Equipment | 05/02/2019 |  | 05/31/2019
Lennox Industries Inc. | T-CLASS | TPA090S4S*1* | TAA090S4D*1* | HRCU-A-CB, Split System: Heat | Heat Pump | 208 | 3 |  | False |  |  | True | Single-Speed | 89000 | 8090 | 11 | 10.8 | 12 |  | 88000 | 7815 | 3.3 | 3.3 | 50000 | 6512 | 2.25 | Federally-Regulated Commercial & Industrial Equipment | 05/02/2019 |  | 05/31/2019
Rheem Sales Company, Inc. | Rheem | RHPDZS120AD*****B |  | HSP-A, Single-Package Heat Pum | Both Heat Pump and Electric Re | 460 | 3 | False |  |  |  | True | Dual-Speed | 114000 | 10363 | 11 | 11 | 12.2 |  | 112000 | 9946 | 3.3 | 3.3 | 68000 | 8857 | 2.25 | Federally-Regulated Commercial & Industrial Equipment | 05/01/2019 |  | 05/31/2019
Rheem Sales Company, Inc. | Rheem | RHPDZS090AC*****B |  | HSP-A, Single-Package Heat Pum | Both Heat Pump and Electric Re | 230 | 3 | False |  |  |  | True | Dual-Speed | 86000 | 7818 | 11 | 11 | 12.2 |  | 84000 | 7460 | 3.3 | 3.3 | 48000 | 6252 | 2.25 | Federally-Regulated Commercial & Industrial Equipment | 05/01/2019 |  | 05/31/2019
Rheem Sales Company, Inc. | Rheem | RHPDZS090AC*****B |  | HSP-A, Single-Package Heat Pum | Both Heat Pump and Electric Re | 208 | 3 | False |  |  |  | True | Dual-Speed | 86000 | 7818 | 11 | 11 | 12.2 |  | 84000 | 7460 | 3.3 | 3.3 | 48000 | 6252 | 2.25 | Federally-Regulated Commercial & Industrial Equipment | 05/01/2019 |  | 05/31/2019
Rheem Sales Company, Inc. | Rheem | RHPDZS120AC*****B |  | HSP-A, Single-Package Heat Pum | Both Heat Pump and Electric Re | 230 | 3 | False |  |  |  | True | Dual-Speed | 114000 | 10363 | 11 | 11 | 12.2 |  | 112000 | 9946 | 3.3 | 3.3 | 68000 | 8857 | 2.25 | Federally-Regulated Commercial & Industrial Equipment | 05/01/2019 |  | 05/31/2019
Rheem Sales Company, Inc. | Rheem | RHPDZS120AC*****B |  | HSP-A, Single-Package Heat Pum | Both Heat Pump and Electric Re | 208 | 3 | False |  |  |  | True | Dual-Speed | 114000 | 10363 | 11 | 11 | 12.2 |  | 112000 | 9946 | 3.3 | 3.3 | 68000 | 8857 | 2.25 | Federally-Regulated Commercial & Industrial Equipment | 05/01/2019 |  | 05/31/2019
Rheem Sales Company, Inc. | Rheem | RHPDZS090AD*****B |  | HSP-A, Single-Package Heat Pum | Both Heat Pump and Electric Re | 460 | 3 | False |  |  |  | True | Dual-Speed | 86000 | 7818 | 11 | 11 | 12.2 |  | 84000 | 7460 | 3.3 | 3.3 | 48000 | 6252 | 2.25 | Federally-Regulated Commercial & Industrial Equipment | 05/01/2019 |  | 05/31/2019
Rheem Sales Company, Inc. | Rheem | RPWL-090D | RHGM-090Z | HRCU-A-CB, Split System: Heat | Heat Pump | 460 | 3 |  | False |  |  | False | Single-Speed | 86000 | 7818 | 11 | 10.8 | 12.8 |  | 90000 | 7992 | 3.3 | 3.3 | 55000 | 7326 | 2.2 | Federally-Regulated Commercial & Industrial Equipment | 04/16/2019 |  | 05/31/2019
Rheem Sales Company, Inc. | Rheem | RPWL-090C | RHGM-090Z | HRCU-A-CB, Split System: Heat | Heat Pump | 230 | 3 |  | False |  |  | False | Single-Speed | 86000 | 7818 | 11 | 10.8 | 12.6 |  | 90000 | 7992 | 3.3 | 3.3 | 55000 | 7326 | 2.2 | Federally-Regulated Commercial & Industrial Equipment | 04/16/2019 |  | 05/31/2019
Rheem Sales Company, Inc. | Rheem | RPWL-090C | RHGM-090Z | HRCU-A-CB, Split System: Heat | Heat Pump | 208 | 3 |  | False |  |  | False | Single-Speed | 86000 | 7818 | 11 | 10.8 | 12.6 |  | 90000 | 7992 | 3.3 | 3.3 | 55000 | 7326 | 2.2 | Federally-Regulated Commercial & Industrial Equipment | 04/16/2019 |  | 05/31/2019
Lennox Industries Inc. | T-SERIES | ELP120S4ST*Y,G,J | ELA120S4D-*Y,G,J | HRCU-A-CB, Split System: Heat | Heat Pump | 575 | 3 |  | False |  |  | True | Dual-Speed | 115000 | 10454 | 11 | 10.8 | 13.6 |  | 114000 | 10124 | 3.3 | 3.3 | 70000 | 9117 | 2.25 | Federally-Regulated Commercial & Industrial Equipment | 05/02/2019 |  | 05/31/2019
Lennox Industries Inc. | T-SERIES | ELP120S4ST*Y,G,J | ELA120S4D-*Y,G,J | HRCU-A-CB, Split System: Heat | Heat Pump | 460 | 3 |  | False |  |  | True | Dual-Speed | 115000 | 10454 | 11 | 10.8 | 13.6 |  | 114000 | 10124 | 3.3 | 3.3 | 70000 | 9117 | 2.25 | Federally-Regulated Commercial & Industrial Equipment | 05/02/2019 |  | 05/31/2019
Lennox Industries Inc. | T-SERIES | ELP120S4ST*Y,G,J | ELA120S4D-*Y,G,J | HRCU-A-CB, Split System: Heat | Heat Pump | 230 | 3 |  | False |  |  | True | Dual-Speed | 115000 | 10454 | 11 | 10.8 | 13.6 |  | 114000 | 10124 | 3.3 | 3.3 | 70000 | 9117 | 2.25 | Federally-Regulated Commercial & Industrial Equipment | 05/02/2019 |  | 05/31/2019
Lennox Industries Inc. | T-SERIES | ELP120S4ST*Y,G,J | ELA120S4D-*Y,G,J | HRCU-A-CB, Split System: Heat | Heat Pump | 208 | 3 |  | False |  |  | True | Dual-Speed | 115000 | 10454 | 11 | 10.8 | 13.6 |  | 114000 | 10124 | 3.3 | 3.3 | 70000 | 9117 | 2.25 | Federally-Regulated Commercial & Industrial Equipment | 05/02/2019 |  | 05/31/2019
Lennox Industries Inc. | T-SERIES | ELP090S4ST*Y,G,J | ELA090S4D-*Y,G,J | HRCU-A-CB, Split System: Heat | Heat Pump | 575 | 3 |  | False |  |  | True | Dual-Speed | 89000 | 8090 | 11 | 10.8 | 13.6 |  | 88000 | 7815 | 3.3 | 3.3 | 50000 | 6512 | 2.25 | Federally-Regulated Commercial & Industrial Equipment | 05/02/2019 |  | 05/31/2019
Lennox Industries Inc. | T-SERIES | ELP090S4ST*Y,G,J | ELA090S4D-*Y,G,J | HRCU-A-CB, Split System: Heat | Heat Pump | 460 | 3 |  | False |  |  | True | Dual-Speed | 89000 | 8090 | 11 | 10.8 | 13.6 |  | 88000 | 7815 | 3.3 | 3.3 | 50000 | 6512 | 2.25 | Federally-Regulated Commercial & Industrial Equipment | 05/02/2019 |  | 05/31/2019
Lennox Industries Inc. | T-SERIES | ELP090S4ST*Y,G,J | ELA090S4D-*Y,G,J | HRCU-A-CB, Split System: Heat | Heat Pump | 230 | 3 |  | False |  |  | True | Dual-Speed | 89000 | 8090 | 11 | 10.8 | 13.6 |  | 88000 | 7815 | 3.3 | 3.3 | 50000 | 6512 | 2.25 | Federally-Regulated Commercial & Industrial Equipment | 05/02/2019 |  | 05/31/2019
Lennox Industries Inc. | T-SERIES | ELP090S4ST*Y,G,J | ELA090S4D-*Y,G,J | HRCU-A-CB, Split System: Heat | Heat Pump | 208 | 3 |  | False |  |  | True | Dual-Speed | 89000 | 8090 | 11 | 10.8 | 13.6 |  | 88000 | 7815 | 3.3 | 3.3 | 50000 | 6512 | 2.25 | Federally-Regulated Commercial & Industrial Equipment | 05/02/2019 |  | 05/31/2019
York International | Luxaire | PH-10C00*(2,4,5)***5 | NS-10C00*(S,T,W,X)**** | HRCU-A-CB, Split System: Heat | Heat Pump | 575 | 3 |  | False |  |  | True | Single-Speed | 116000 | 10450 | 11.1 | 10.8 | 14.2 |  | 104000 | 9236 | 3.3 | 3.3 | 63000 | 8027 | 2.3 | Federally-Regulated Commercial & Industrial Equipment | 04/16/2019 |  | 05/31/2019
York International | Luxaire | PH-10C00*(2,4,5)***5 | NS-10C00*(S,T,W,X)**** | HRCU-A-CB, Split System: Heat | Heat Pump | 460 | 3 |  | False |  |  | True | Single-Speed | 116000 | 10450 | 11.1 | 10.8 | 14.2 |  | 104000 | 9236 | 3.3 | 3.3 | 63000 | 8027 | 2.3 | Federally-Regulated Commercial & Industrial Equipment | 04/16/2019 |  | 05/31/2019
York International | Luxaire | PH-10C00*(2,4,5)***5 | NS-10C00*(S,T,W,X)**** | HRCU-A-CB, Split System: Heat | Heat Pump | 230 | 3 |  | False |  |  | True | Single-Speed | 116000 | 10450 | 11.1 | 10.8 | 14.2 |  | 104000 | 9236 | 3.3 | 3.3 | 63000 | 8027 | 2.3 | Federally-Regulated Commercial & Industrial Equipment | 04/16/2019 |  | 05/31/2019
York International | Luxaire | PH-10C00*(2,4,5)***5 | NS-10C00*(S,T,W,X)**** | HRCU-A-CB, Split System: Heat | Heat Pump | 208 | 3 |  | False |  |  | True | Single-Speed | 116000 | 10450 | 11.1 | 10.8 | 14.2 |  | 104000 | 9236 | 3.3 | 3.3 | 63000 | 8027 | 2.3 | Federally-Regulated Commercial & Industrial Equipment | 04/16/2019 |  | 05/31/2019
York International | Luxaire | PH-10C00*(2,4,5)***5 | NH-10C00*(S,T,W,X)**** | HRCU-A-CB, Split System: Heat | Heat Pump | 575 | 3 |  | False |  |  | True | Single-Speed | 116000 | 10450 | 11.1 | 10.8 | 12.3 |  | 104000 | 9236 | 3.3 | 3.3 | 63000 | 8027 | 2.3 | Federally-Regulated Commercial & Industrial Equipment | 04/16/2019 |  | 05/31/2019
York International | Luxaire | PH-10C00*(2,4,5)***5 | NH-10C00*(S,T,W,X)**** | HRCU-A-CB, Split System: Heat | Heat Pump | 460 | 3 |  | False |  |  | True | Single-Speed | 116000 | 10450 | 11.1 | 10.8 | 12.3 |  | 104000 | 9236 | 3.3 | 3.3 | 63000 | 8027 | 2.3 | Federally-Regulated Commercial & Industrial Equipment | 04/16/2019 |  | 05/31/2019
York International | Luxaire | PH-10C00*(2,4,5)***5 | NH-10C00*(S,T,W,X)**** | HRCU-A-CB, Split System: Heat | Heat Pump | 230 | 3 |  | False |  |  | True | Single-Speed | 116000 | 10450 | 11.1 | 10.8 | 12.3 |  | 104000 | 9236 | 3.3 | 3.3 | 63000 | 8027 | 2.3 | Federally-Regulated Commercial & Industrial Equipment | 04/16/2019 |  | 05/31/2019
York International | Luxaire | PH-10C00*(2,4,5)***5 | NH-10C00*(S,T,W,X)**** | HRCU-A-CB, Split System: Heat | Heat Pump | 208 | 3 |  | False |  |  | True | Single-Speed | 116000 | 10450 | 11.1 | 10.8 | 12.3 |  | 104000 | 9236 | 3.3 | 3.3 | 63000 | 8027 | 2.3 | Federally-Regulated Commercial & Industrial Equipment | 04/16/2019 |  | 05/31/2019
York International | Luxaire | PJ-20C00*(2,4,5)***** | NW-20C00*(2,4,5,6)**** | HRCU-A-CB, Split System: Heat | Heat Pump | 575 | 3 |  | False |  |  | True | Single-Speed | 230000 | 21698 | 10.6 | 10.4 | 13.3 |  | 220000 | 19538 | 3.3 | 3.2 | 130000 | 17318 | 2.2 | Federally-Regulated Commercial & Industrial Equipment | 04/16/2019 |  | 05/31/2019
York International | Luxaire | PJ-20C00*(2,4,5)***** | NW-20C00*(2,4,5,6)**** | HRCU-A-CB, Split System: Heat | Heat Pump | 460 | 3 |  | False |  |  | True | Single-Speed | 230000 | 21698 | 10.6 | 10.4 | 13.3 |  | 220000 | 19538 | 3.3 | 3.2 | 130000 | 17318 | 2.2 | Federally-Regulated Commercial & Industrial Equipment | 04/16/2019 |  | 05/31/2019
York International | Luxaire | PJ-20C00*(2,4,5)***** | NW-20C00*(2,4,5,6)**** | HRCU-A-CB, Split System: Heat | Heat Pump | 230 | 3 |  | False |  |  | True | Single-Speed | 230000 | 21698 | 10.6 | 10.4 | 13.3 |  | 220000 | 19538 | 3.3 | 3.2 | 130000 | 17318 | 2.2 | Federally-Regulated Commercial & Industrial Equipment | 04/16/2019 |  | 05/31/2019
York International | Luxaire | PJ-20C00*(2,4,5)***** | NW-20C00*(2,4,5,6)**** | HRCU-A-CB, Split System: Heat | Heat Pump | 208 | 3 |  | False |  |  | True | Single-Speed | 230000 | 21698 | 10.6 | 10.4 | 13.3 |  | 220000 | 19538 | 3.3 | 3.2 | 130000 | 17318 | 2.2 | Federally-Regulated Commercial & Industrial Equipment | 04/16/2019 |  | 05/31/2019
York International | Luxaire | PJ-15C00*(2,4,5)***** | NW-15C00*(2,4,5,6)**** | HRCU-A-CB, Split System: Heat | Heat Pump | 575 | 3 |  | False |  |  | True | Single-Speed | 174000 | 16415 | 10.6 | 10.4 |  |  | 160000 | 13791 | 3.4 | 3.2 | 100000 | 13025 | 2.25 | Federally-Regulated Commercial & Industrial Equipment | 01/28/2019 |  | 05/31/2019
York International | Luxaire | PJ-15C00*(2,4,5)***** | NW-15C00*(2,4,5,6)**** | HRCU-A-CB, Split System: Heat | Heat Pump | 460 | 3 |  | False |  |  | True | Single-Speed | 174000 | 16415 | 10.6 | 10.4 |  |  | 160000 | 13791 | 3.4 | 3.2 | 100000 | 13025 | 2.25 | Federally-Regulated Commercial & Industrial Equipment | 01/28/2019 |  | 05/31/2019
York International | Luxaire | PJ-15C00*(2,4,5)***** | NW-15C00*(2,4,5,6)**** | HRCU-A-CB, Split System: Heat | Heat Pump | 230 | 3 |  | False |  |  | True | Single-Speed | 174000 | 16415 | 10.6 | 10.4 |  |  | 160000 | 13791 | 3.4 | 3.2 | 100000 | 13025 | 2.25 | Federally-Regulated Commercial & Industrial Equipment | 01/28/2019 |  | 05/31/2019
York International | Luxaire | PJ-15C00*(2,4,5)***** | NW-15C00*(2,4,5,6)**** | HRCU-A-CB, Split System: Heat | Heat Pump | 208 | 3 |  | False |  |  | True | Single-Speed | 174000 | 16415 | 10.6 | 10.4 |  |  | 160000 | 13791 | 3.4 | 3.2 | 100000 | 13025 | 2.25 | Federally-Regulated Commercial & Industrial Equipment | 01/28/2019 |  | 05/31/2019
York International | Luxaire | PJ-15C00*(2,4,5)***** | NJ-15C00*(2,4,5,6)**** | HRCU-A-CB, Split System: Heat | Heat Pump | 575 | 3 |  | False |  |  | True | Single-Speed | 174000 | 16415 | 10.6 | 10.4 |  |  | 160000 | 13791 | 3.4 | 3.2 | 100000 | 13025 | 2.25 | Federally-Regulated Commercial & Industrial Equipment | 01/28/2019 |  | 05/31/2019
York International | Luxaire | PJ-15C00*(2,4,5)***** | NJ-15C00*(2,4,5,6)**** | HRCU-A-CB, Split System: Heat | Heat Pump | 460 | 3 |  | False |  |  | True | Single-Speed | 174000 | 16415 | 10.6 | 10.4 |  |  | 160000 | 13791 | 3.4 | 3.2 | 100000 | 13025 | 2.25 | Federally-Regulated Commercial & Industrial Equipment | 01/28/2019 |  | 05/31/2019
York International | Luxaire | PJ-15C00*(2,4,5)***** | NJ-15C00*(2,4,5,6)**** | HRCU-A-CB, Split System: Heat | Heat Pump | 230 | 3 |  | False |  |  | True | Single-Speed | 174000 | 16415 | 10.6 | 10.4 |  |  | 160000 | 13791 | 3.4 | 3.2 | 100000 | 13025 | 2.25 | Federally-Regulated Commercial & Industrial Equipment | 01/28/2019 |  | 05/31/2019
York International | Luxaire | PJ-15C00*(2,4,5)***** | NJ-15C00*(2,4,5,6)**** | HRCU-A-CB, Split System: Heat | Heat Pump | 208 | 3 |  | False |  |  | True | Single-Speed | 174000 | 16415 | 10.6 | 10.4 |  |  | 160000 | 13791 | 3.4 | 3.2 | 100000 | 13025 | 2.25 | Federally-Regulated Commercial & Industrial Equipment | 01/28/2019 |  | 05/31/2019
York International | Luxaire | PH-15C00*(2,4,5)***** | NH-15C00*(2,4,5,6)**** | HRCU-A-CB, Split System: Heat | Heat Pump | 575 | 3 |  | False |  |  | True | Single-Speed | 180000 | 16981 | 10.6 | 10.4 | 12 |  | 168000 | 15386 | 3.2 | 3.2 | 104000 | 13252 | 2.3 | Federally-Regulated Commercial & Industrial Equipment | 04/16/2019 |  | 05/31/2019
York International | Luxaire | PH-15C00*(2,4,5)***** | NH-15C00*(2,4,5,6)**** | HRCU-A-CB, Split System: Heat | Heat Pump | 460 | 3 |  | False |  |  | True | Single-Speed | 180000 | 16981 | 10.6 | 10.4 | 12 |  | 168000 | 15386 | 3.2 | 3.2 | 104000 | 13252 | 2.3 | Federally-Regulated Commercial & Industrial Equipment | 04/16/2019 |  | 05/31/2019
York International | Luxaire | PH-15C00*(2,4,5)***** | NH-15C00*(2,4,5,6)**** | HRCU-A-CB, Split System: Heat | Heat Pump | 230 | 3 |  | False |  |  | True | Single-Speed | 180000 | 16981 | 10.6 | 10.4 | 12 |  | 168000 | 15386 | 3.2 | 3.2 | 104000 | 13252 | 2.3 | Federally-Regulated Commercial & Industrial Equipment | 04/16/2019 |  | 05/31/2019
York International | Luxaire | PH-07C00*(2,4,5)***** | NS-07C00*(2,4,5,6)**** | HRCU-A-CB, Split System: Heat | Heat Pump | 575 | 3 |  | False |  |  | True | Single-Speed | 89000 | 8090 | 11 | 10.8 | 12.4 |  | 82000 | 7068 | 3.4 | 3.3 | 49000 | 6243 | 2.3 | Federally-Regulated Commercial & Industrial Equipment | 04/16/2019 |  | 05/31/2019
York International | Luxaire | PH-15C00*(2,4,5)***** | NH-15C00*(2,4,5,6)**** | HRCU-A-CB, Split System: Heat | Heat Pump | 208 | 3 |  | False |  |  | True | Single-Speed | 180000 | 16981 | 10.6 | 10.4 | 12 |  | 168000 | 15386 | 3.2 | 3.2 | 104000 | 13252 | 2.3 | Federally-Regulated Commercial & Industrial Equipment | 04/16/2019 |  | 05/31/2019
York International | Luxaire | PH-07C00*(2,4,5)***** | NS-07C00*(2,4,5,6)**** | HRCU-A-CB, Split System: Heat | Heat Pump | 460 | 3 |  | False |  |  | True | Single-Speed | 89000 | 8090 | 11 | 10.8 | 12.4 |  | 82000 | 7068 | 3.4 | 3.3 | 49000 | 6243 | 2.3 | Federally-Regulated Commercial & Industrial Equipment | 04/16/2019 |  | 05/31/2019
York International | Luxaire | PH-07C00*(2,4,5)***** | NS-07C00*(2,4,5,6)**** | HRCU-A-CB, Split System: Heat | Heat Pump | 230 | 3 |  | False |  |  | True | Single-Speed | 89000 | 8090 | 11 | 10.8 | 12.4 |  | 82000 | 7068 | 3.4 | 3.3 | 49000 | 6243 | 2.3 | Federally-Regulated Commercial & Industrial Equipment | 04/16/2019 |  | 05/31/2019
York International | Luxaire | PH-07C00*(2,4,5)***** | NS-07C00*(2,4,5,6)**** | HRCU-A-CB, Split System: Heat | Heat Pump | 208 | 3 |  | False |  |  | True | Single-Speed | 89000 | 8090 | 11 | 10.8 | 12.4 |  | 82000 | 7068 | 3.4 | 3.3 | 49000 | 6243 | 2.3 | Federally-Regulated Commercial & Industrial Equipment | 04/16/2019 |  | 05/31/2019
York International | Luxaire | PH-10C00*(2,4,5)**** | NS-10C00*(2,4,5,6)**** | HRCU-A-CB, Split System: Heat | Heat Pump | 575 | 3 |  | False |  |  | True | Single-Speed | 120000 | 11111 | 10.8 | 10.8 |  |  | 109000 | 9680 | 3.3 | 3.3 | 63000 | 8206 | 2.25 | Federally-Regulated Commercial & Industrial Equipment | 01/28/2019 |  | 05/31/2019
York International | Luxaire | PH-10C00*(2,4,5)**** | NS-10C00*(2,4,5,6)**** | HRCU-A-CB, Split System: Heat | Heat Pump | 460 | 3 |  | False |  |  | True | Single-Speed | 120000 | 11111 | 10.8 | 10.8 |  |  | 109000 | 9680 | 3.3 | 3.3 | 63000 | 8206 | 2.25 | Federally-Regulated Commercial & Industrial Equipment | 01/28/2019 |  | 05/31/2019
York International | Luxaire | PH-10C00*(2,4,5)**** | NS-10C00*(2,4,5,6)**** | HRCU-A-CB, Split System: Heat | Heat Pump | 230 | 3 |  | False |  |  | True | Single-Speed | 120000 | 11111 | 10.8 | 10.8 |  |  | 109000 | 9680 | 3.3 | 3.3 | 63000 | 8206 | 2.25 | Federally-Regulated Commercial & Industrial Equipment | 01/28/2019 |  | 05/31/2019
York International | Luxaire | PH-15C00*(2,4,5)***** | NS-15C00*(2,4,5,6)**** | HRCU-A-CB, Split System: Heat | Heat Pump | 575 | 3 |  | False |  |  | True | Single-Speed | 180000 | 16981 | 10.6 | 10.4 | 13.3 |  | 168000 | 15386 | 3.2 | 3.2 | 104000 | 13252 | 2.3 | Federally-Regulated Commercial & Industrial Equipment | 04/16/2019 |  | 05/31/2019
York International | Luxaire | PH-10C00*(2,4,5)**** | NS-10C00*(2,4,5,6)**** | HRCU-A-CB, Split System: Heat | Heat Pump | 208 | 3 |  | False |  |  | True | Single-Speed | 120000 | 11111 | 10.8 | 10.8 |  |  | 109000 | 9680 | 3.3 | 3.3 | 63000 | 8206 | 2.25 | Federally-Regulated Commercial & Industrial Equipment | 01/28/2019 |  | 05/31/2019
York International | Luxaire | PH-15C00*(2,4,5)***** | NS-15C00*(2,4,5,6)**** | HRCU-A-CB, Split System: Heat | Heat Pump | 460 | 3 |  | False |  |  | True | Single-Speed | 180000 | 16981 | 10.6 | 10.4 | 13.3 |  | 168000 | 15386 | 3.2 | 3.2 | 104000 | 13252 | 2.3 | Federally-Regulated Commercial & Industrial Equipment | 04/16/2019 |  | 05/31/2019
York International | Luxaire | PH-15C00*(2,4,5)***** | NS-15C00*(2,4,5,6)**** | HRCU-A-CB, Split System: Heat | Heat Pump | 230 | 3 |  | False |  |  | True | Single-Speed | 180000 | 16981 | 10.6 | 10.4 | 13.3 |  | 168000 | 15386 | 3.2 | 3.2 | 104000 | 13252 | 2.3 | Federally-Regulated Commercial & Industrial Equipment | 04/16/2019 |  | 05/31/2019
York International | Luxaire | PH-15C00*(2,4,5)***** | NS-15C00*(2,4,5,6)**** | HRCU-A-CB, Split System: Heat | Heat Pump | 208 | 3 |  | False |  |  | True | Single-Speed | 180000 | 16981 | 10.6 | 10.4 | 13.3 |  | 168000 | 15386 | 3.2 | 3.2 | 104000 | 13252 | 2.3 | Federally-Regulated Commercial & Industrial Equipment | 04/16/2019 |  | 05/31/2019
York International | Luxaire | XYEA7A(2,4,5)*3********* |  | HSP-A, Single-Package Heat Pum | Heat Pump | 575 | 3 | False |  |  |  | True | Dual-Speed | 70000 | 5833 | 12 | 10.8 | 14.8 |  | 67000 | 5775 | 3.4 | 3.3 | 38000 | 4640 | 2.4 | Federally-Regulated Commercial & Industrial Equipment | 04/16/2019 |  | 05/31/2019
York International | Luxaire | XYEA7A(2,4,5)*3********* |  | HSP-A, Single-Package Heat Pum | Heat Pump | 460 | 3 | False |  |  |  | True | Dual-Speed | 70000 | 5833 | 12 | 10.8 | 14.8 |  | 67000 | 5775 | 3.4 | 3.3 | 38000 | 4640 | 2.4 | Federally-Regulated Commercial & Industrial Equipment | 04/16/2019 |  | 05/31/2019
York International | Luxaire | XYEA7A(2,4,5)*3********* |  | HSP-A, Single-Package Heat Pum | Heat Pump | 230 | 3 | False |  |  |  | True | Dual-Speed | 70000 | 5833 | 12 | 10.8 | 14.8 |  | 67000 | 5775 | 3.4 | 3.3 | 38000 | 4640 | 2.4 | Federally-Regulated Commercial & Industrial Equipment | 04/16/2019 |  | 05/31/2019
York International | Luxaire | XYEA7A(2,4,5)*3********* |  | HSP-A, Single-Package Heat Pum | Heat Pump | 208 | 3 | False |  |  |  | True | Dual-Speed | 70000 | 5833 | 12 | 10.8 | 14.8 |  | 67000 | 5775 | 3.4 | 3.3 | 38000 | 4640 | 2.4 | Federally-Regulated Commercial & Industrial Equipment | 04/16/2019 |  | 05/31/2019
York International | Luxaire | XYEA7A(2,4,5)*1********* |  | HSP-A, Single-Package Heat Pum | Heat Pump | 575 | 3 | False |  |  |  | True | Dual-Speed | 70000 | 5833 | 12 | 10.8 | 14.1 |  | 67000 | 5775 | 3.4 | 3.3 | 38000 | 4640 | 2.4 | Federally-Regulated Commercial & Industrial Equipment | 04/16/2019 |  | 05/31/2019
York International | Luxaire | XYEA7A(2,4,5)*1********* |  | HSP-A, Single-Package Heat Pum | Heat Pump | 460 | 3 | False |  |  |  | True | Dual-Speed | 70000 | 5833 | 12 | 10.8 | 14.1 |  | 67000 | 5775 | 3.4 | 3.3 | 38000 | 4640 | 2.4 | Federally-Regulated Commercial & Industrial Equipment | 04/16/2019 |  | 05/31/2019
York International | Luxaire | XYEA7A(2,4,5)*1********* |  | HSP-A, Single-Package Heat Pum | Heat Pump | 230 | 3 | False |  |  |  | True | Dual-Speed | 70000 | 5833 | 12 | 10.8 | 14.1 |  | 67000 | 5775 | 3.4 | 3.3 | 38000 | 4640 | 2.4 | Federally-Regulated Commercial & Industrial Equipment | 04/16/2019 |  | 05/31/2019
York International | Luxaire | XYEA7A(2,4,5)*1********* |  | HSP-A, Single-Package Heat Pum | Heat Pump | 208 | 3 | False |  |  |  | True | Dual-Speed | 70000 | 5833 | 12 | 10.8 | 14.1 |  | 67000 | 5775 | 3.4 | 3.3 | 38000 | 4640 | 2.4 | Federally-Regulated Commercial & Industrial Equipment | 04/16/2019 |  | 05/31/2019
Nordyne, LLC | Nordyne | Q6SP-090D |  | HSP-A, Single-Package Heat Pum | Heat Pump | 460 | 3 | False |  |  |  | True | Single-Speed | 90000 | 8181 | 11 | 10.8 |  |  | 85000 | 7548 | 3.3 | 3.3 | 47000 | 6122 | 2.25 | Federally-Regulated Commercial & Industrial Equipment | 01/28/2019 |  | 05/31/2019
Nordyne, LLC | Reznor | T6BQ120-D | B6TM120-D | HRCU-A-CB, Split System: Heat | Heat Pump | 460 | 3 |  | False |  |  | True | Dual-Speed | 116000 | 10545 | 11 | 10.8 | 12.7 |  | 110000 | 9769 | 3.3 | 3.3 | 70000 | 8548 | 2.4 | Federally-Regulated Commercial & Industrial Equipment | 04/16/2019 |  | 05/31/2019
Nordyne, LLC | Reznor | T6BQ090-D | B6TM090-D | HRCU-A-CB, Split System: Heat | Heat Pump | 460 | 3 |  | False |  |  | True | Dual-Speed | 90000 | 8181 | 11 | 10.8 | 12.7 |  | 86000 | 7637 | 3.3 | 3.3 | 54000 | 6594 | 2.4 | Federally-Regulated Commercial & Industrial Equipment | 04/16/2019 |  | 05/31/2019
Nordyne, LLC | Reznor | T6BQ090-C | B6TM090-C | HRCU-A-CB, Split System: Heat | Heat Pump | 230 | 3 |  | False |  |  | True | Dual-Speed | 90000 | 8181 | 11 | 10.8 | 12.7 |  | 86000 | 7637 | 3.3 | 3.3 | 54000 | 6594 | 2.4 | Federally-Regulated Commercial & Industrial Equipment | 04/16/2019 |  | 05/31/2019
Nordyne, LLC | Reznor | T6BQ090-C | B6TM090-C | HRCU-A-CB, Split System: Heat | Heat Pump | 208 | 3 |  | False |  |  | True | Dual-Speed | 90000 | 8181 | 11 | 10.8 | 12.7 |  | 86000 | 7637 | 3.3 | 3.3 | 54000 | 6594 | 2.4 | Federally-Regulated Commercial & Industrial Equipment | 04/16/2019 |  | 05/31/2019
Nordyne, LLC | Reznor | T6BQ120-C | B6TM120-C | HRCU-A-CB, Split System: Heat | Heat Pump | 230 | 3 |  | False |  |  | True | Dual-Speed | 116000 | 10545 | 11 | 10.8 | 12.7 |  | 110000 | 9769 | 3.3 | 3.3 | 70000 | 8548 | 2.4 | Federally-Regulated Commercial & Industrial Equipment | 04/16/2019 |  | 05/31/2019
Nordyne, LLC | Reznor | T6BQ120-C | B6TM120-C | HRCU-A-CB, Split System: Heat | Heat Pump | 208 | 3 |  | False |  |  | True | Dual-Speed | 116000 | 10545 | 11 | 10.8 | 12.7 |  | 110000 | 9769 | 3.3 | 3.3 | 70000 | 8548 | 2.4 | Federally-Regulated Commercial & Industrial Equipment | 04/16/2019 |  | 05/31/2019
Nordyne, LLC | Reznor | Q6SP-090D |  | HSP-A, Single-Package Heat Pum | Heat Pump | 460 | 3 | False |  |  |  | True | Single-Speed | 90000 | 8181 | 11 | 10.8 |  |  | 85000 | 7548 | 3.3 | 3.3 | 47000 | 6122 | 2.25 | Federally-Regulated Commercial & Industrial Equipment | 01/28/2019 |  | 05/31/2019
Rheem Sales Company, Inc. | Ruud | RHPDZS120AC*****B |  | HSP-A, Single-Package Heat Pum | Both Heat Pump and Electric Re | 230 | 3 | False |  |  |  | True | Dual-Speed | 114000 | 10363 | 11 | 11 | 12.2 |  | 112000 | 9946 | 3.3 | 3.3 | 68000 | 8857 | 2.25 | Federally-Regulated Commercial & Industrial Equipment | 05/01/2019 |  | 05/31/2019
Rheem Sales Company, Inc. | Ruud | RHPDZS120AC*****B |  | HSP-A, Single-Package Heat Pum | Both Heat Pump and Electric Re | 208 | 3 | False |  |  |  | True | Dual-Speed | 114000 | 10363 | 11 | 11 | 12.2 |  | 112000 | 9946 | 3.3 | 3.3 | 68000 | 8857 | 2.25 | Federally-Regulated Commercial & Industrial Equipment | 05/01/2019 |  | 05/31/2019
Rheem Sales Company, Inc. | Ruud | RHPDZS090AD*****B |  | HSP-A, Single-Package Heat Pum | Both Heat Pump and Electric Re | 460 | 3 | False |  |  |  | True | Dual-Speed | 86000 | 7818 | 11 | 11 | 12.2 |  | 84000 | 7460 | 3.3 | 3.3 | 48000 | 6252 | 2.25 | Federally-Regulated Commercial & Industrial Equipment | 05/01/2019 |  | 05/31/2019
Rheem Sales Company, Inc. | Ruud | RHPDZS120AD*****B |  | HSP-A, Single-Package Heat Pum | Both Heat Pump and Electric Re | 460 | 3 | False |  |  |  | True | Dual-Speed | 114000 | 10363 | 11 | 11 | 12.2 |  | 112000 | 9946 | 3.3 | 3.3 | 68000 | 8857 | 2.25 | Federally-Regulated Commercial & Industrial Equipment | 05/01/2019 |  | 05/31/2019
Rheem Sales Company, Inc. | Ruud | RHPDZS090AC*****B |  | HSP-A, Single-Package Heat Pum | Both Heat Pump and Electric Re | 230 | 3 | False |  |  |  | True | Dual-Speed | 86000 | 7818 | 11 | 11 | 12.2 |  | 84000 | 7460 | 3.3 | 3.3 | 48000 | 6252 | 2.25 | Federally-Regulated Commercial & Industrial Equipment | 05/01/2019 |  | 05/31/2019
Rheem Sales Company, Inc. | Ruud | RHPDZS090AC*****B |  | HSP-A, Single-Package Heat Pum | Both Heat Pump and Electric Re | 208 | 3 | False |  |  |  | True | Dual-Speed | 86000 | 7818 | 11 | 11 | 12.2 |  | 84000 | 7460 | 3.3 | 3.3 | 48000 | 6252 | 2.25 | Federally-Regulated Commercial & Industrial Equipment | 05/01/2019 |  | 05/31/2019
Rheem Sales Company, Inc. | Ruud | RPWL-090C | RHGM-090Z | HRCU-A-CB, Split System: Heat | Heat Pump | 230 | 3 |  | False |  |  | False | Single-Speed | 86000 | 7818 | 11 | 10.8 | 12.6 |  | 90000 | 7992 | 3.3 | 3.3 | 55000 | 7326 | 2.2 | Federally-Regulated Commercial & Industrial Equipment | 04/16/2019 |  | 05/31/2019
Rheem Sales Company, Inc. | Ruud | RPWL-090C | RHGM-090Z | HRCU-A-CB, Split System: Heat | Heat Pump | 208 | 3 |  | False |  |  | False | Single-Speed | 86000 | 7818 | 11 | 10.8 | 12.6 |  | 90000 | 7992 | 3.3 | 3.3 | 55000 | 7326 | 2.2 | Federally-Regulated Commercial & Industrial Equipment | 04/16/2019 |  | 05/31/2019
Rheem Sales Company, Inc. | Ruud | RPWL-090D | RHGM-090Z | HRCU-A-CB, Split System: Heat | Heat Pump | 460 | 3 |  | False |  |  | False | Single-Speed | 86000 | 7818 | 11 | 10.8 | 12.8 |  | 90000 | 7992 | 3.3 | 3.3 | 55000 | 7326 | 2.2 | Federally-Regulated Commercial & Industrial Equipment | 04/16/2019 |  | 05/31/2019
Rheem Sales Company, Inc. | Weatherking | RHPDZS120AD*****B |  | HSP-A, Single-Package Heat Pum | Both Heat Pump and Electric Re | 460 | 3 | False |  |  |  | True | Dual-Speed | 114000 | 10363 | 11 | 11 | 12.2 |  | 112000 | 9946 | 3.3 | 3.3 | 68000 | 8857 | 2.25 | Federally-Regulated Commercial & Industrial Equipment | 04/30/2019 |  | 05/31/2019
Rheem Sales Company, Inc. | Weatherking | RHPDZS120AC*****B |  | HSP-A, Single-Package Heat Pum | Both Heat Pump and Electric Re | 230 | 3 | False |  |  |  | True | Dual-Speed | 114000 | 10363 | 11 | 11 | 12.2 |  | 112000 | 9946 | 3.3 | 3.3 | 68000 | 8857 | 2.25 | Federally-Regulated Commercial & Industrial Equipment | 04/30/2019 |  | 05/31/2019
Rheem Sales Company, Inc. | Weatherking | RHPDZS120AC*****B |  | HSP-A, Single-Package Heat Pum | Both Heat Pump and Electric Re | 208 | 3 | False |  |  |  | True | Dual-Speed | 114000 | 10363 | 11 | 11 | 12.2 |  | 112000 | 9946 | 3.3 | 3.3 | 68000 | 8857 | 2.25 | Federally-Regulated Commercial & Industrial Equipment | 04/30/2019 |  | 05/31/2019
Rheem Sales Company, Inc. | Weatherking | RHPDZS090AD*****B |  | HSP-A, Single-Package Heat Pum | Both Heat Pump and Electric Re | 460 | 3 | False |  |  |  | True | Dual-Speed | 86000 | 7818 | 11 | 11 | 12.2 |  | 84000 | 7460 | 3.3 | 3.3 | 48000 | 6252 | 2.25 | Federally-Regulated Commercial & Industrial Equipment | 04/30/2019 |  | 05/31/2019
Rheem Sales Company, Inc. | Weatherking | RHPDZS090AC*****B |  | HSP-A, Single-Package Heat Pum | Both Heat Pump and Electric Re | 230 | 3 | False |  |  |  | True | Dual-Speed | 86000 | 7818 | 11 | 11 | 12.2 |  | 84000 | 7460 | 3.3 | 3.3 | 48000 | 6252 | 2.25 | Federally-Regulated Commercial & Industrial Equipment | 04/30/2019 |  | 05/31/2019
Rheem Sales Company, Inc. | Weatherking | RHPDZS090AC*****B |  | HSP-A, Single-Package Heat Pum | Both Heat Pump and Electric Re | 208 | 3 | False |  |  |  | True | Dual-Speed | 86000 | 7818 | 11 | 11 | 12.2 |  | 84000 | 7460 | 3.3 | 3.3 | 48000 | 6252 | 2.25 | Federally-Regulated Commercial & Industrial Equipment | 04/30/2019 |  | 05/31/2019
Trane U.S. Inc. | AMERICAN STANDARD | DHC120H(3,4)*(L,M,H,X,Y,Z)A***7 |  | HSP-A, Single-Package Heat Pum | Both Heat Pump and Electric Re | 460 | 3 | False |  |  |  | True | Multiple-Speed | 121000 | 10521 | 11.5 | 11 | 16 |  | 118000 | 9526 | 3.63 | 3.3 | 61000 | 7945 | 2.25 | Federally-Regulated Commercial & Industrial Equipment | 05/02/2019 |  | 05/31/2019
Trane U.S. Inc. | AMERICAN STANDARD | WHC120HW*0A***7 |  | HSP-A, Single-Package Heat Pum | Heat Pump | 575 | 3 | False |  |  |  | True | Multiple-Speed | 121000 | 10521 | 11.5 | 10.8 | 16 |  | 118000 | 9579 | 3.61 | 3.3 | 61000 | 7945 | 2.25 | Federally-Regulated Commercial & Industrial Equipment | 05/02/2019 |  | 05/31/2019
Trane U.S. Inc. | AMERICAN STANDARD | DHC120H(3,4)*(L,M,H,X,Y,Z)A***7 |  | HSP-A, Single-Package Heat Pum | Both Heat Pump and Electric Re | 230 | 3 | False |  |  |  | True | Multiple-Speed | 121000 | 10521 | 11.5 | 11 | 16 |  | 118000 | 9526 | 3.63 | 3.3 | 61000 | 7945 | 2.25 | Federally-Regulated Commercial & Industrial Equipment | 05/02/2019 |  | 05/31/2019
Trane U.S. Inc. | AMERICAN STANDARD | WHC120HW*(G,K,N,P)A***7 |  | HSP-A, Single-Package Heat Pum | Both Heat Pump and Electric Re | 575 | 3 | False |  |  |  | True | Multiple-Speed | 121000 | 10521 | 11.5 | 11 | 16 |  | 118000 | 9579 | 3.61 | 3.3 | 61000 | 7945 | 2.25 | Federally-Regulated Commercial & Industrial Equipment | 05/02/2019 |  | 05/31/2019
Trane U.S. Inc. | AMERICAN STANDARD | WHC102H(3,4)*(C,G,K,N)A***7 |  | HSP-A, Single-Package Heat Pum | Both Heat Pump and Electric Re | 460 | 3 | False |  |  |  | True | Multiple-Speed | 104000 | 8666 | 12 | 11 | 16 |  | 93000 | 7508 | 3.63 | 3.3 | 57000 | 7424 | 2.25 | Federally-Regulated Commercial & Industrial Equipment | 05/02/2019 |  | 05/31/2019
Trane U.S. Inc. | AMERICAN STANDARD | DHC120H(3,4)*(L,M,H,X,Y,Z)A***7 |  | HSP-A, Single-Package Heat Pum | Both Heat Pump and Electric Re | 208 | 3 | False |  |  |  | True | Multiple-Speed | 121000 | 10521 | 11.5 | 11 | 16 |  | 118000 | 9526 | 3.63 | 3.3 | 61000 | 7945 | 2.25 | Federally-Regulated Commercial & Industrial Equipment | 05/02/2019 |  | 05/31/2019
Trane U.S. Inc. | AMERICAN STANDARD | DHC120HW*(L,M,H,X,Y,Z)A***7 |  | HSP-A, Single-Package Heat Pum | Both Heat Pump and Electric Re | 575 | 3 | False |  |  |  | True | Multiple-Speed | 121000 | 10521 | 11.5 | 11 | 16 |  | 118000 | 9579 | 3.61 | 3.3 | 61000 | 7945 | 2.25 | Federally-Regulated Commercial & Industrial Equipment | 05/02/2019 |  | 05/31/2019
Trane U.S. Inc. | AMERICAN STANDARD | WHC102H(3,4)*(C,G,K,N)A***7 |  | HSP-A, Single-Package Heat Pum | Both Heat Pump and Electric Re | 230 | 3 | False |  |  |  | True | Multiple-Speed | 104000 | 8666 | 12 | 11 | 16 |  | 93000 | 7508 | 3.63 | 3.3 | 57000 | 7424 | 2.25 | Federally-Regulated Commercial & Industrial Equipment | 05/02/2019 |  | 05/31/2019
Trane U.S. Inc. | AMERICAN STANDARD | WHC120H(3,4)*(G,K,N,P)A***7 |  | HSP-A, Single-Package Heat Pum | Both Heat Pump and Electric Re | 460 | 3 | False |  |  |  | True | Multiple-Speed | 121000 | 10521 | 11.5 | 11 | 16 |  | 118000 | 9526 | 3.63 | 3.3 | 61000 | 7945 | 2.25 | Federally-Regulated Commercial & Industrial Equipment | 05/02/2019 |  | 05/31/2019
Trane U.S. Inc. | AMERICAN STANDARD | WHC120H(3,4)*0A***7 |  | HSP-A, Single-Package Heat Pum | Heat Pump | 460 | 3 | False |  |  |  | True | Multiple-Speed | 121000 | 10521 | 11.5 | 10.8 | 16 |  | 118000 | 9526 | 3.63 | 3.3 | 61000 | 7945 | 2.25 | Federally-Regulated Commercial & Industrial Equipment | 05/02/2019 |  | 05/31/2019
Trane U.S. Inc. | AMERICAN STANDARD | WHC102H(3,4)*(C,G,K,N)A***7 |  | HSP-A, Single-Package Heat Pum | Both Heat Pump and Electric Re | 208 | 3 | False |  |  |  | True | Multiple-Speed | 104000 | 8666 | 12 | 11 | 16 |  | 93000 | 7508 | 3.63 | 3.3 | 57000 | 7424 | 2.25 | Federally-Regulated Commercial & Industrial Equipment | 05/02/2019 |  | 05/31/2019
Trane U.S. Inc. | AMERICAN STANDARD | DHC102H(3,4)*(L,M,H,X,Y,Z)A***7 |  | HSP-A, Single-Package Heat Pum | Both Heat Pump and Electric Re | 460 | 3 | False |  |  |  | True | Multiple-Speed | 104000 | 8666 | 12 | 11 | 16 |  | 93000 | 7508 | 3.63 | 3.3 | 57000 | 7424 | 2.25 | Federally-Regulated Commercial & Industrial Equipment | 05/02/2019 |  | 05/31/2019
Trane U.S. Inc. | AMERICAN STANDARD | WHC102HW*(C,G,K,N)A***7 |  | HSP-A, Single-Package Heat Pum | Both Heat Pump and Electric Re | 575 | 3 | False |  |  |  | True | Multiple-Speed | 104000 | 8813 | 11.8 | 11 | 16 |  | 93000 | 7550 | 3.61 | 3.3 | 57000 | 7424 | 2.25 | Federally-Regulated Commercial & Industrial Equipment | 05/02/2019 |  | 05/31/2019
Trane U.S. Inc. | AMERICAN STANDARD | WHC120H(3,4)*(G,K,N,P)A***7 |  | HSP-A, Single-Package Heat Pum | Both Heat Pump and Electric Re | 230 | 3 | False |  |  |  | True | Multiple-Speed | 121000 | 10521 | 11.5 | 11 | 16 |  | 118000 | 9526 | 3.63 | 3.3 | 61000 | 7945 | 2.25 | Federally-Regulated Commercial & Industrial Equipment | 05/02/2019 |  | 05/31/2019
Trane U.S. Inc. | AMERICAN STANDARD | WHC120H(3,4)*0A***7 |  | HSP-A, Single-Package Heat Pum | Heat Pump | 230 | 3 | False |  |  |  | True | Multiple-Speed | 121000 | 10521 | 11.5 | 10.8 | 16 |  | 118000 | 9526 | 3.63 | 3.3 | 61000 | 7945 | 2.25 | Federally-Regulated Commercial & Industrial Equipment | 05/02/2019 |  | 05/31/2019
Trane U.S. Inc. | AMERICAN STANDARD | DHC102H(3,4)*(L,M,H,X,Y,Z)A***7 |  | HSP-A, Single-Package Heat Pum | Both Heat Pump and Electric Re | 230 | 3 | False |  |  |  | True | Multiple-Speed | 104000 | 8666 | 12 | 11 | 16 |  | 93000 | 7508 | 3.63 | 3.3 | 57000 | 7424 | 2.25 | Federally-Regulated Commercial & Industrial Equipment | 05/02/2019 |  | 05/31/2019
Trane U.S. Inc. | AMERICAN STANDARD | DHC102HW*(L,M,H,X,Y,Z)A***7 |  | HSP-A, Single-Package Heat Pum | Both Heat Pump and Electric Re | 575 | 3 | False |  |  |  | True | Multiple-Speed | 104000 | 8813 | 11.8 | 11 | 16 |  | 93000 | 7550 | 3.61 | 3.3 | 57000 | 7424 | 2.25 | Federally-Regulated Commercial & Industrial Equipment | 05/02/2019 |  | 05/31/2019
Trane U.S. Inc. | AMERICAN STANDARD | WHC120H(3,4)*(G,K,N,P)A***7 |  | HSP-A, Single-Package Heat Pum | Both Heat Pump and Electric Re | 208 | 3 | False |  |  |  | True | Multiple-Speed | 121000 | 10521 | 11.5 | 11 | 16 |  | 118000 | 9526 | 3.63 | 3.3 | 61000 | 7945 | 2.25 | Federally-Regulated Commercial & Industrial Equipment | 05/02/2019 |  | 05/31/2019
Trane U.S. Inc. | AMERICAN STANDARD | WHC120H(3,4)*0A***7 |  | HSP-A, Single-Package Heat Pum | Heat Pump | 208 | 3 | False |  |  |  | True | Multiple-Speed | 121000 | 10521 | 11.5 | 10.8 | 16 |  | 118000 | 9526 | 3.63 | 3.3 | 61000 | 7945 | 2.25 | Federally-Regulated Commercial & Industrial Equipment | 05/02/2019 |  | 05/31/2019
Trane U.S. Inc. | AMERICAN STANDARD | DHC102H(3,4)*(L,M,H,X,Y,Z)A***7 |  | HSP-A, Single-Package Heat Pum | Both Heat Pump and Electric Re | 208 | 3 | False |  |  |  | True | Multiple-Speed | 104000 | 8666 | 12 | 11 | 16 |  | 93000 | 7508 | 3.63 | 3.3 | 57000 | 7424 | 2.25 | Federally-Regulated Commercial & Industrial Equipment | 05/02/2019 |  | 05/31/2019
Trane U.S. Inc. | AMERICAN STANDARD | WHC092HW*0A***7 |  | HSP-A, Single-Package Heat Pum | Heat Pump | 575 | 3 | False |  |  |  | True | Multiple-Speed | 95000 | 8050 | 11.8 | 10.8 | 16 |  | 87000 | 7326 | 3.48 | 3.3 | 49000 | 6382 | 2.25 | Federally-Regulated Commercial & Industrial Equipment | 05/02/2019 |  | 05/31/2019
Trane U.S. Inc. | AMERICAN STANDARD | WHC092H(3,4)*(C,G,K,N)A***7 |  | HSP-A, Single-Package Heat Pum | Both Heat Pump and Electric Re | 460 | 3 | False |  |  |  | True | Multiple-Speed | 95000 | 8050 | 11.8 | 11 | 16 |  | 87000 | 7284 | 3.5 | 3.3 | 49000 | 6382 | 2.25 | Federally-Regulated Commercial & Industrial Equipment | 05/02/2019 |  | 05/31/2019
Trane U.S. Inc. | AMERICAN STANDARD | WHC092H(3,4)*(C,G,K,N)A***7 |  | HSP-A, Single-Package Heat Pum | Both Heat Pump and Electric Re | 230 | 3 | False |  |  |  | True | Multiple-Speed | 95000 | 8050 | 11.8 | 11 | 16 |  | 87000 | 7284 | 3.5 | 3.3 | 49000 | 6382 | 2.25 | Federally-Regulated Commercial & Industrial Equipment | 05/02/2019 |  | 05/31/2019
Trane U.S. Inc. | AMERICAN STANDARD | WHC092H(3,4)*(C,G,K,N)A***7 |  | HSP-A, Single-Package Heat Pum | Both Heat Pump and Electric Re | 208 | 3 | False |  |  |  | True | Multiple-Speed | 95000 | 8050 | 11.8 | 11 | 16 |  | 87000 | 7284 | 3.5 | 3.3 | 49000 | 6382 | 2.25 | Federally-Regulated Commercial & Industrial Equipment | 05/02/2019 |  | 05/31/2019
Trane U.S. Inc. | AMERICAN STANDARD | WHC102H(3,4)*0A***7 |  | HSP-A, Single-Package Heat Pum | Heat Pump | 460 | 3 | False |  |  |  | True | Multiple-Speed | 104000 | 8666 | 12 | 10.8 | 16 |  | 93000 | 7508 | 3.63 | 3.3 | 57000 | 7424 | 2.25 | Federally-Regulated Commercial & Industrial Equipment | 05/02/2019 |  | 05/31/2019
Trane U.S. Inc. | AMERICAN STANDARD | WHC102H(3,4)*0A***7 |  | HSP-A, Single-Package Heat Pum | Heat Pump | 230 | 3 | False |  |  |  | True | Multiple-Speed | 104000 | 8666 | 12 | 10.8 | 16 |  | 93000 | 7508 | 3.63 | 3.3 | 57000 | 7424 | 2.25 | Federally-Regulated Commercial & Industrial Equipment | 05/02/2019 |  | 05/31/2019
Trane U.S. Inc. | AMERICAN STANDARD | WHC102H(3,4)*0A***7 |  | HSP-A, Single-Package Heat Pum | Heat Pump | 208 | 3 | False |  |  |  | True | Multiple-Speed | 104000 | 8666 | 12 | 10.8 | 16 |  | 93000 | 7508 | 3.63 | 3.3 | 57000 | 7424 | 2.25 | Federally-Regulated Commercial & Industrial Equipment | 05/02/2019 |  | 05/31/2019
Trane U.S. Inc. | AMERICAN STANDARD | WHC092HW*(C,G,K,N)A***7 |  | HSP-A, Single-Package Heat Pum | Both Heat Pump and Electric Re | 575 | 3 | False |  |  |  | True | Multiple-Speed | 95000 | 8050 | 11.8 | 11 | 16 |  | 87000 | 7326 | 3.48 | 3.3 | 49000 | 6382 | 2.25 | Federally-Regulated Commercial & Industrial Equipment | 05/02/2019 |  | 05/31/2019
Trane U.S. Inc. | AMERICAN STANDARD | WHC074HW*(C,G,K,N)A***7 |  | HSP-A, Single-Package Heat Pum | Both Heat Pump and Electric Re | 575 | 3 | False |  |  |  | True | Multiple-Speed | 78000 | 6446 | 12.1 | 11 | 16 |  | 75000 | 6316 | 3.48 | 3.3 | 40000 | 5210 | 2.25 | Federally-Regulated Commercial & Industrial Equipment | 05/02/2019 |  | 05/31/2019
Trane U.S. Inc. | AMERICAN STANDARD | DHC092H(3,4)*(L,M,H,X,Y,Z)A***7 |  | HSP-A, Single-Package Heat Pum | Both Heat Pump and Electric Re | 460 | 3 | False |  |  |  | True | Multiple-Speed | 95000 | 8050 | 11.8 | 11 | 16 |  | 87000 | 7284 | 3.5 | 3.3 | 49000 | 6382 | 2.25 | Federally-Regulated Commercial & Industrial Equipment | 05/02/2019 |  | 05/31/2019
Trane U.S. Inc. | AMERICAN STANDARD | WHC074H(3,4)*0A***7 |  | HSP-A, Single-Package Heat Pum | Heat Pump | 460 | 3 | False |  |  |  | True | Multiple-Speed | 78000 | 6446 | 12.1 | 10.8 | 16 |  | 75000 | 6280 | 3.5 | 3.3 | 40000 | 5210 | 2.25 | Federally-Regulated Commercial & Industrial Equipment | 05/02/2019 |  | 05/31/2019
Trane U.S. Inc. | AMERICAN STANDARD | DHC092H(3,4)*(L,M,H,X,Y,Z)A***7 |  | HSP-A, Single-Package Heat Pum | Both Heat Pump and Electric Re | 230 | 3 | False |  |  |  | True | Multiple-Speed | 95000 | 8050 | 11.8 | 11 | 16 |  | 87000 | 7284 | 3.5 | 3.3 | 49000 | 6382 | 2.25 | Federally-Regulated Commercial & Industrial Equipment | 05/02/2019 |  | 05/31/2019
Trane U.S. Inc. | AMERICAN STANDARD | DHC074H(3,4)*(L,M,H,X,Y,Z)A***7 |  | HSP-A, Single-Package Heat Pum | Both Heat Pump and Electric Re | 460 | 3 | False |  |  |  | True | Multiple-Speed | 78000 | 6446 | 12.1 | 11 | 16 |  | 75000 | 6280 | 3.5 | 3.3 | 40000 | 5210 | 2.25 | Federally-Regulated Commercial & Industrial Equipment | 05/02/2019 |  | 05/31/2019
Trane U.S. Inc. | AMERICAN STANDARD | WHC074H(3,4)*(C,G,K,N)A***7 |  | HSP-A, Single-Package Heat Pum | Both Heat Pump and Electric Re | 460 | 3 | False |  |  |  | True | Multiple-Speed | 78000 | 6446 | 12.1 | 11 | 16 |  | 75000 | 6280 | 3.5 | 3.3 | 40000 | 5210 | 2.25 | Federally-Regulated Commercial & Industrial Equipment | 05/02/2019 |  | 05/31/2019
Trane U.S. Inc. | AMERICAN STANDARD | WHC074H(3,4)*0A***7 |  | HSP-A, Single-Package Heat Pum | Heat Pump | 230 | 3 | False |  |  |  | True | Multiple-Speed | 78000 | 6446 | 12.1 | 10.8 | 16 |  | 75000 | 6280 | 3.5 | 3.3 | 40000 | 5210 | 2.25 | Federally-Regulated Commercial & Industrial Equipment | 05/02/2019 |  | 05/31/2019
Trane U.S. Inc. | AMERICAN STANDARD | DHC092H(3,4)*(L,M,H,X,Y,Z)A***7 |  | HSP-A, Single-Package Heat Pum | Both Heat Pump and Electric Re | 208 | 3 | False |  |  |  | True | Multiple-Speed | 95000 | 8050 | 11.8 | 11 | 16 |  | 87000 | 7284 | 3.5 | 3.3 | 49000 | 6382 | 2.25 | Federally-Regulated Commercial & Industrial Equipment | 05/02/2019 |  | 05/31/2019
Trane U.S. Inc. | AMERICAN STANDARD | WHC074H(3,4)*(C,G,K,N)A***7 |  | HSP-A, Single-Package Heat Pum | Both Heat Pump and Electric Re | 230 | 3 | False |  |  |  | True | Multiple-Speed | 78000 | 6446 | 12.1 | 11 | 16 |  | 75000 | 6280 | 3.5 | 3.3 | 40000 | 5210 | 2.25 | Federally-Regulated Commercial & Industrial Equipment | 05/02/2019 |  | 05/31/2019
Trane U.S. Inc. | AMERICAN STANDARD | DHC092HW*(L,M,H,X,Y,Z)A***7 |  | HSP-A, Single-Package Heat Pum | Both Heat Pump and Electric Re | 575 | 3 | False |  |  |  | True | Multiple-Speed | 95000 | 8050 | 11.8 | 11 | 16 |  | 87000 | 7326 | 3.48 | 3.3 | 49000 | 6382 | 2.25 | Federally-Regulated Commercial & Industrial Equipment | 05/02/2019 |  | 05/31/2019
Trane U.S. Inc. | AMERICAN STANDARD | DHC074H(3,4)*(L,M,H,X,Y,Z)A***7 |  | HSP-A, Single-Package Heat Pum | Both Heat Pump and Electric Re | 230 | 3 | False |  |  |  | True | Multiple-Speed | 78000 | 6446 | 12.1 | 11 | 16 |  | 75000 | 6280 | 3.5 | 3.3 | 40000 | 5210 | 2.25 | Federally-Regulated Commercial & Industrial Equipment | 05/02/2019 |  | 05/31/2019
Trane U.S. Inc. | AMERICAN STANDARD | DHC120HW*(L,M,H,X,Y,Z)A***6 |  | HSP-A, Single-Package Heat Pum | Both Heat Pump and Electric Re | 575 | 3 | False |  |  |  | True | Multiple-Speed | 121000 | 10521 | 11.5 | 11 | 16.5 |  | 118000 | 9579 | 3.61 | 3.3 | 61000 | 7945 | 2.25 | Federally-Regulated Commercial & Industrial Equipment | 05/02/2019 |  | 05/31/2019
Trane U.S. Inc. | AMERICAN STANDARD | WHC074H(3,4)*0A***7 |  | HSP-A, Single-Package Heat Pum | Heat Pump | 208 | 3 | False |  |  |  | True | Multiple-Speed | 78000 | 6446 | 12.1 | 10.8 | 16 |  | 75000 | 6280 | 3.5 | 3.3 | 40000 | 5210 | 2.25 | Federally-Regulated Commercial & Industrial Equipment | 05/02/2019 |  | 05/31/2019
Trane U.S. Inc. | AMERICAN STANDARD | DHC074H(3,4)*(L,M,H,X,Y,Z)A***7 |  | HSP-A, Single-Package Heat Pum | Both Heat Pump and Electric Re | 208 | 3 | False |  |  |  | True | Multiple-Speed | 78000 | 6446 | 12.1 | 11 | 16 |  | 75000 | 6280 | 3.5 | 3.3 | 40000 | 5210 | 2.25 | Federally-Regulated Commercial & Industrial Equipment | 05/02/2019 |  | 05/31/2019
Trane U.S. Inc. | AMERICAN STANDARD | WHC074H(3,4)*(C,G,K,N)A***7 |  | HSP-A, Single-Package Heat Pum | Both Heat Pump and Electric Re | 208 | 3 | False |  |  |  | True | Multiple-Speed | 78000 | 6446 | 12.1 | 11 | 16 |  | 75000 | 6280 | 3.5 | 3.3 | 40000 | 5210 | 2.25 | Federally-Regulated Commercial & Industrial Equipment | 05/02/2019 |  | 05/31/2019
Trane U.S. Inc. | AMERICAN STANDARD | WHC092H(3,4)*0A***7 |  | HSP-A, Single-Package Heat Pum | Heat Pump | 460 | 3 | False |  |  |  | True | Multiple-Speed | 95000 | 8050 | 11.8 | 10.8 | 16 |  | 87000 | 7284 | 3.5 | 3.3 | 49000 | 6382 | 2.25 | Federally-Regulated Commercial & Industrial Equipment | 05/02/2019 |  | 05/31/2019
Trane U.S. Inc. | AMERICAN STANDARD | DHC120H(3,4)*(L,M,H,X,Y,Z)A***6 |  | HSP-A, Single-Package Heat Pum | Both Heat Pump and Electric Re | 460 | 3 | False |  |  |  | True | Multiple-Speed | 121000 | 10521 | 11.5 | 11 | 16.5 |  | 118000 | 9526 | 3.63 | 3.3 | 61000 | 7945 | 2.25 | Federally-Regulated Commercial & Industrial Equipment | 05/02/2019 |  | 05/31/2019
Trane U.S. Inc. | AMERICAN STANDARD | WHC092H(3,4)*0A***7 |  | HSP-A, Single-Package Heat Pum | Heat Pump | 230 | 3 | False |  |  |  | True | Multiple-Speed | 95000 | 8050 | 11.8 | 10.8 | 16 |  | 87000 | 7284 | 3.5 | 3.3 | 49000 | 6382 | 2.25 | Federally-Regulated Commercial & Industrial Equipment | 05/02/2019 |  | 05/31/2019
Trane U.S. Inc. | AMERICAN STANDARD | DHC120H(3,4)*(L,M,H,X,Y,Z)A***6 |  | HSP-A, Single-Package Heat Pum | Both Heat Pump and Electric Re | 230 | 3 | False |  |  |  | True | Multiple-Speed | 121000 | 10521 | 11.5 | 11 | 16.5 |  | 118000 | 9526 | 3.63 | 3.3 | 61000 | 7945 | 2.25 | Federally-Regulated Commercial & Industrial Equipment | 05/02/2019 |  | 05/31/2019
Trane U.S. Inc. | AMERICAN STANDARD | DHC074HW*(L,M,H,X,Y,Z)A***7 |  | HSP-A, Single-Package Heat Pum | Both Heat Pump and Electric Re | 575 | 3 | False |  |  |  | True | Multiple-Speed | 78000 | 6446 | 12.1 | 11 | 16 |  | 75000 | 6316 | 3.48 | 3.3 | 40000 | 5210 | 2.25 | Federally-Regulated Commercial & Industrial Equipment | 05/02/2019 |  | 05/31/2019
Trane U.S. Inc. | AMERICAN STANDARD | WHC092H(3,4)*0A***7 |  | HSP-A, Single-Package Heat Pum | Heat Pump | 208 | 3 | False |  |  |  | True | Multiple-Speed | 95000 | 8050 | 11.8 | 10.8 | 16 |  | 87000 | 7284 | 3.5 | 3.3 | 49000 | 6382 | 2.25 | Federally-Regulated Commercial & Industrial Equipment | 05/02/2019 |  | 05/31/2019
Trane U.S. Inc. | AMERICAN STANDARD | DHC120H(3,4)*(L,M,H,X,Y,Z)A***6 |  | HSP-A, Single-Package Heat Pum | Both Heat Pump and Electric Re | 208 | 3 | False |  |  |  | True | Multiple-Speed | 121000 | 10521 | 11.5 | 11 | 16.5 |  | 118000 | 9526 | 3.63 | 3.3 | 61000 | 7945 | 2.25 | Federally-Regulated Commercial & Industrial Equipment | 05/02/2019 |  | 05/31/2019
Trane U.S. Inc. | AMERICAN STANDARD | WHC120HW*(G,K,N,P)A***6 |  | HSP-A, Single-Package Heat Pum | Both Heat Pump and Electric Re | 575 | 3 | False |  |  |  | True | Multiple-Speed | 121000 | 10521 | 11.5 | 11 | 16.5 |  | 118000 | 9579 | 3.61 | 3.3 | 61000 | 7945 | 2.25 | Federally-Regulated Commercial & Industrial Equipment | 05/02/2019 |  | 05/31/2019
Trane U.S. Inc. | AMERICAN STANDARD | WHC074HW*0A***7 |  | HSP-A, Single-Package Heat Pum | Heat Pump | 575 | 3 | False |  |  |  | True | Multiple-Speed | 78000 | 6446 | 12.1 | 10.8 | 16 |  | 75000 | 6316 | 3.48 | 3.3 | 40000 | 5210 | 2.25 | Federally-Regulated Commercial & Industrial Equipment | 05/02/2019 |  | 05/31/2019
Trane U.S. Inc. | AMERICAN STANDARD | DHC120HW*(L,M,H,X,Y,Z)A |  | HSP-A, Single-Package Heat Pum | Both Heat Pump and Electric Re | 575 | 3 | False |  |  |  | True | Multiple-Speed | 121000 | 10521 | 11.5 | 11 | 15.5 |  | 118000 | 9579 | 3.61 | 3.3 | 61000 | 7945 | 2.25 | Federally-Regulated Commercial & Industrial Equipment | 05/02/2019 |  | 05/31/2019
Trane U.S. Inc. | AMERICAN STANDARD | WHC120HW*0A***6 |  | HSP-A, Single-Package Heat Pum | Heat Pump | 575 | 3 | False |  |  |  | True | Multiple-Speed | 121000 | 10521 | 11.5 | 10.8 | 16.5 |  | 118000 | 9579 | 3.61 | 3.3 | 61000 | 7945 | 2.25 | Federally-Regulated Commercial & Industrial Equipment | 05/02/2019 |  | 05/31/2019
Trane U.S. Inc. | AMERICAN STANDARD | WHC120H(3,4)*(G,K,N,P)A***6 |  | HSP-A, Single-Package Heat Pum | Both Heat Pump and Electric Re | 460 | 3 | False |  |  |  | True | Multiple-Speed | 121000 | 10521 | 11.5 | 11 | 16.5 |  | 118000 | 9526 | 3.63 | 3.3 | 61000 | 7945 | 2.25 | Federally-Regulated Commercial & Industrial Equipment | 05/02/2019 |  | 05/31/2019
Trane U.S. Inc. | AMERICAN STANDARD | WHC120H(3,4)*(G,K,N,P)A***6 |  | HSP-A, Single-Package Heat Pum | Both Heat Pump and Electric Re | 230 | 3 | False |  |  |  | True | Multiple-Speed | 121000 | 10521 | 11.5 | 11 | 16.5 |  | 118000 | 9526 | 3.63 | 3.3 | 61000 | 7945 | 2.25 | Federally-Regulated Commercial & Industrial Equipment | 05/02/2019 |  | 05/31/2019
Trane U.S. Inc. | AMERICAN STANDARD | WHC120H(3,4)*(G,K,N,P)A***6 |  | HSP-A, Single-Package Heat Pum | Both Heat Pump and Electric Re | 208 | 3 | False |  |  |  | True | Multiple-Speed | 121000 | 10521 | 11.5 | 11 | 16.5 |  | 118000 | 9526 | 3.63 | 3.3 | 61000 | 7945 | 2.25 | Federally-Regulated Commercial & Industrial Equipment | 05/02/2019 |  | 05/31/2019
Trane U.S. Inc. | AMERICAN STANDARD | WHC120HW*0A |  | HSP-A, Single-Package Heat Pum | Heat Pump | 575 | 3 | False |  |  |  | True | Multiple-Speed | 121000 | 10521 | 11.5 | 10.8 | 15.5 |  | 118000 | 9579 | 3.61 | 3.3 | 61000 | 7945 | 2.25 | Federally-Regulated Commercial & Industrial Equipment | 05/02/2019 |  | 05/31/2019
Trane U.S. Inc. | AMERICAN STANDARD | WHC120H(3,4)*0A |  | HSP-A, Single-Package Heat Pum | Heat Pump | 460 | 3 | False |  |  |  | True | Multiple-Speed | 121000 | 10521 | 11.5 | 10.8 | 15.5 |  | 118000 | 9526 | 3.63 | 3.3 | 61000 | 7945 | 2.25 | Federally-Regulated Commercial & Industrial Equipment | 05/02/2019 |  | 05/31/2019
Trane U.S. Inc. | AMERICAN STANDARD | WHC120H(3,4)*0A |  | HSP-A, Single-Package Heat Pum | Heat Pump | 230 | 3 | False |  |  |  | True | Multiple-Speed | 121000 | 10521 | 11.5 | 10.8 | 15.5 |  | 118000 | 9526 | 3.63 | 3.3 | 61000 | 7945 | 2.25 | Federally-Regulated Commercial & Industrial Equipment | 05/02/2019 |  | 05/31/2019
Trane U.S. Inc. | AMERICAN STANDARD | WHC120H(3,4)*0A |  | HSP-A, Single-Package Heat Pum | Heat Pump | 208 | 3 | False |  |  |  | True | Multiple-Speed | 121000 | 10521 | 11.5 | 10.8 | 15.5 |  | 118000 | 9526 | 3.63 | 3.3 | 61000 | 7945 | 2.25 | Federally-Regulated Commercial & Industrial Equipment | 05/02/2019 |  | 05/31/2019
Trane U.S. Inc. | AMERICAN STANDARD | WHC102HW*0A***6 |  | HSP-A, Single-Package Heat Pum | Heat Pump | 575 | 3 | False |  |  |  | True | Multiple-Speed | 104000 | 8813 | 11.8 | 10.8 | 16.5 |  | 93000 | 7550 | 3.61 | 3.3 | 57000 | 7424 | 2.25 | Federally-Regulated Commercial & Industrial Equipment | 05/02/2019 |  | 05/31/2019
Trane U.S. Inc. | AMERICAN STANDARD | DHC102H(3,4)*(L,M,H,X,Y,Z)A***6 |  | HSP-A, Single-Package Heat Pum | Both Heat Pump and Electric Re | 460 | 3 | False |  |  |  | True | Multiple-Speed | 104000 | 8666 | 12 | 11 |  |  | 93000 | 7508 | 3.63 | 3.3 | 57000 | 7424 | 2.25 | Federally-Regulated Commercial & Industrial Equipment | 01/28/2019 |  | 05/31/2019
Trane U.S. Inc. | AMERICAN STANDARD | DHC102H(3,4)*(L,M,H,X,Y,Z)A***6 |  | HSP-A, Single-Package Heat Pum | Both Heat Pump and Electric Re | 230 | 3 | False |  |  |  | True | Multiple-Speed | 104000 | 8666 | 12 | 11 |  |  | 93000 | 7508 | 3.63 | 3.3 | 57000 | 7424 | 2.25 | Federally-Regulated Commercial & Industrial Equipment | 01/28/2019 |  | 05/31/2019
Trane U.S. Inc. | AMERICAN STANDARD | WHC102H(3,4)*(C,G,K,N)A***6 |  | HSP-A, Single-Package Heat Pum | Both Heat Pump and Electric Re | 460 | 3 | False |  |  |  | True | Multiple-Speed | 104000 | 8666 | 12 | 11 |  |  | 93000 | 7508 | 3.63 | 3.3 | 57000 | 7424 | 2.25 | Federally-Regulated Commercial & Industrial Equipment | 01/28/2019 |  | 05/31/2019
Trane U.S. Inc. | AMERICAN STANDARD | DHC102H(3,4)*(L,M,H,X,Y,Z)A***6 |  | HSP-A, Single-Package Heat Pum | Both Heat Pump and Electric Re | 208 | 3 | False |  |  |  | True | Multiple-Speed | 104000 | 8666 | 12 | 11 |  |  | 93000 | 7508 | 3.63 | 3.3 | 57000 | 7424 | 2.25 | Federally-Regulated Commercial & Industrial Equipment | 01/28/2019 |  | 05/31/2019
Trane U.S. Inc. | AMERICAN STANDARD | WHC102H(3,4)*(C,G,K,N)A***6 |  | HSP-A, Single-Package Heat Pum | Both Heat Pump and Electric Re | 230 | 3 | False |  |  |  | True | Multiple-Speed | 104000 | 8666 | 12 | 11 |  |  | 93000 | 7508 | 3.63 | 3.3 | 57000 | 7424 | 2.25 | Federally-Regulated Commercial & Industrial Equipment | 01/28/2019 |  | 05/31/2019
Trane U.S. Inc. | AMERICAN STANDARD | WHC102H(3,4)*(C,G,K,N)A***6 |  | HSP-A, Single-Package Heat Pum | Both Heat Pump and Electric Re | 208 | 3 | False |  |  |  | True | Multiple-Speed | 104000 | 8666 | 12 | 11 |  |  | 93000 | 7508 | 3.63 | 3.3 | 57000 | 7424 | 2.25 | Federally-Regulated Commercial & Industrial Equipment | 01/28/2019 |  | 05/31/2019
Trane U.S. Inc. | AMERICAN STANDARD | WHC120H(3,4)*0A***6 |  | HSP-A, Single-Package Heat Pum | Heat Pump | 460 | 3 | False |  |  |  | True | Multiple-Speed | 121000 | 10521 | 11.5 | 10.8 | 16.5 |  | 118000 | 9526 | 3.63 | 3.3 | 61000 | 7945 | 2.25 | Federally-Regulated Commercial & Industrial Equipment | 05/02/2019 |  | 05/31/2019
Trane U.S. Inc. | AMERICAN STANDARD | WHC120H(3,4)*0A***6 |  | HSP-A, Single-Package Heat Pum | Heat Pump | 230 | 3 | False |  |  |  | True | Multiple-Speed | 121000 | 10521 | 11.5 | 10.8 | 16.5 |  | 118000 | 9526 | 3.63 | 3.3 | 61000 | 7945 | 2.25 | Federally-Regulated Commercial & Industrial Equipment | 05/02/2019 |  | 05/31/2019
Trane U.S. Inc. | AMERICAN STANDARD | DHC120H(3,4)*(L,M,H,X,Y,Z)A |  | HSP-A, Single-Package Heat Pum | Both Heat Pump and Electric Re | 460 | 3 | False |  |  |  | True | Multiple-Speed | 121000 | 10521 | 11.5 | 11 | 15.5 |  | 118000 | 9526 | 3.63 | 3.3 | 61000 | 7945 | 2.25 | Federally-Regulated Commercial & Industrial Equipment | 05/02/2019 |  | 05/31/2019
Trane U.S. Inc. | AMERICAN STANDARD | WHC120H(3,4)*0A***6 |  | HSP-A, Single-Package Heat Pum | Heat Pump | 208 | 3 | False |  |  |  | True | Multiple-Speed | 121000 | 10521 | 11.5 | 10.8 | 16.5 |  | 118000 | 9526 | 3.63 | 3.3 | 61000 | 7945 | 2.25 | Federally-Regulated Commercial & Industrial Equipment | 05/02/2019 |  | 05/31/2019
Trane U.S. Inc. | AMERICAN STANDARD | DHC120H(3,4)*(L,M,H,X,Y,Z)A |  | HSP-A, Single-Package Heat Pum | Both Heat Pump and Electric Re | 230 | 3 | False |  |  |  | True | Multiple-Speed | 121000 | 10521 | 11.5 | 11 | 15.5 |  | 118000 | 9526 | 3.63 | 3.3 | 61000 | 7945 | 2.25 | Federally-Regulated Commercial & Industrial Equipment | 05/02/2019 |  | 05/31/2019
Trane U.S. Inc. | AMERICAN STANDARD | DHC120H(3,4)*(L,M,H,X,Y,Z)A |  | HSP-A, Single-Package Heat Pum | Both Heat Pump and Electric Re | 208 | 3 | False |  |  |  | True | Multiple-Speed | 121000 | 10521 | 11.5 | 11 | 15.5 |  | 118000 | 9526 | 3.63 | 3.3 | 61000 | 7945 | 2.25 | Federally-Regulated Commercial & Industrial Equipment | 05/02/2019 |  | 05/31/2019
Trane U.S. Inc. | AMERICAN STANDARD | DHC102HW*(L,M,H,X,Y,Z)A***6 |  | HSP-A, Single-Package Heat Pum | Both Heat Pump and Electric Re | 575 | 3 | False |  |  |  | True | Multiple-Speed | 104000 | 8813 | 11.8 | 11 | 16.5 |  | 93000 | 7550 | 3.61 | 3.3 | 57000 | 7424 | 2.25 | Federally-Regulated Commercial & Industrial Equipment | 05/02/2019 |  | 05/31/2019
Trane U.S. Inc. | AMERICAN STANDARD | WHC102HW*(C,G,K,N)A***6 |  | HSP-A, Single-Package Heat Pum | Both Heat Pump and Electric Re | 575 | 3 | False |  |  |  | True | Multiple-Speed | 104000 | 8813 | 11.8 | 11 | 16.5 |  | 93000 | 7550 | 3.61 | 3.3 | 57000 | 7424 | 2.25 | Federally-Regulated Commercial & Industrial Equipment | 05/02/2019 |  | 05/31/2019
Trane U.S. Inc. | AMERICAN STANDARD | WHC102H(3,4)*0A***6 |  | HSP-A, Single-Package Heat Pum | Heat Pump | 460 | 3 | False |  |  |  | True | Multiple-Speed | 104000 | 8666 | 12 | 10.8 |  |  | 93000 | 7508 | 3.63 | 3.3 | 57000 | 7424 | 2.25 | Federally-Regulated Commercial & Industrial Equipment | 01/28/2019 |  | 05/31/2019
Trane U.S. Inc. | AMERICAN STANDARD | WHC102H(3,4)*0A***6 |  | HSP-A, Single-Package Heat Pum | Heat Pump | 230 | 3 | False |  |  |  | True | Multiple-Speed | 104000 | 8666 | 12 | 10.8 |  |  | 93000 | 7508 | 3.63 | 3.3 | 57000 | 7424 | 2.25 | Federally-Regulated Commercial & Industrial Equipment | 01/28/2019 |  | 05/31/2019
Trane U.S. Inc. | AMERICAN STANDARD | WHC102H(3,4)*0A***6 |  | HSP-A, Single-Package Heat Pum | Heat Pump | 208 | 3 | False |  |  |  | True | Multiple-Speed | 104000 | 8666 | 12 | 10.8 |  |  | 93000 | 7508 | 3.63 | 3.3 | 57000 | 7424 | 2.25 | Federally-Regulated Commercial & Industrial Equipment | 01/28/2019 |  | 05/31/2019
Trane U.S. Inc. | AMERICAN STANDARD | DHC102HW*(L,M,H,X,Y,Z)A |  | HSP-A, Single-Package Heat Pum | Both Heat Pump and Electric Re | 575 | 3 | False |  |  |  | True | Multiple-Speed | 104000 | 8813 | 11.8 | 11 | 15.5 |  | 93000 | 7550 | 3.61 | 3.3 | 57000 | 7424 | 2.25 | Federally-Regulated Commercial & Industrial Equipment | 05/02/2019 |  | 05/31/2019
Trane U.S. Inc. | AMERICAN STANDARD | DHC102H(3,4)*(L,M,H,X,Y,Z)A |  | HSP-A, Single-Package Heat Pum | Both Heat Pump and Electric Re | 460 | 3 | False |  |  |  | True | Multiple-Speed | 104000 | 8666 | 12 | 11 |  |  | 93000 | 7508 | 3.63 | 3.3 | 57000 | 7424 | 2.25 | Federally-Regulated Commercial & Industrial Equipment | 01/28/2019 |  | 05/31/2019
Trane U.S. Inc. | AMERICAN STANDARD | DHC102H(3,4)*(L,M,H,X,Y,Z)A |  | HSP-A, Single-Package Heat Pum | Both Heat Pump and Electric Re | 230 | 3 | False |  |  |  | True | Multiple-Speed | 104000 | 8666 | 12 | 11 |  |  | 93000 | 7508 | 3.63 | 3.3 | 57000 | 7424 | 2.25 | Federally-Regulated Commercial & Industrial Equipment | 01/28/2019 |  | 05/31/2019
Trane U.S. Inc. | AMERICAN STANDARD | DHC102H(3,4)*(L,M,H,X,Y,Z)A |  | HSP-A, Single-Package Heat Pum | Both Heat Pump and Electric Re | 208 | 3 | False |  |  |  | True | Multiple-Speed | 104000 | 8666 | 12 | 11 |  |  | 93000 | 7508 | 3.63 | 3.3 | 57000 | 7424 | 2.25 | Federally-Regulated Commercial & Industrial Equipment | 01/28/2019 |  | 05/31/2019
Trane U.S. Inc. | AMERICAN STANDARD | WHC102H(3,4)*0A |  | HSP-A, Single-Package Heat Pum | Heat Pump | 460 | 3 | False |  |  |  | True | Multiple-Speed | 104000 | 8666 | 12 | 10.8 | 15.5 |  | 93000 | 7508 | 3.63 | 3.3 | 57000 | 7424 | 2.25 | Federally-Regulated Commercial & Industrial Equipment | 05/02/2019 |  | 05/31/2019
Trane U.S. Inc. | AMERICAN STANDARD | WHC102H(3,4)*0A |  | HSP-A, Single-Package Heat Pum | Heat Pump | 230 | 3 | False |  |  |  | True | Multiple-Speed | 104000 | 8666 | 12 | 10.8 | 15.5 |  | 93000 | 7508 | 3.63 | 3.3 | 57000 | 7424 | 2.25 | Federally-Regulated Commercial & Industrial Equipment | 05/02/2019 |  | 05/31/2019
Trane U.S. Inc. | AMERICAN STANDARD | WHC102H(3,4)*0A |  | HSP-A, Single-Package Heat Pum | Heat Pump | 208 | 3 | False |  |  |  | True | Multiple-Speed | 104000 | 8666 | 12 | 10.8 | 15.5 |  | 93000 | 7508 | 3.63 | 3.3 | 57000 | 7424 | 2.25 | Federally-Regulated Commercial & Industrial Equipment | 05/02/2019 |  | 05/31/2019
Trane U.S. Inc. | AMERICAN STANDARD | WHC092HW*(C,G,K,N)A***6 |  | HSP-A, Single-Package Heat Pum | Both Heat Pump and Electric Re | 575 | 3 | False |  |  |  | True | Multiple-Speed | 95000 | 8050 | 11.8 | 11 |  |  | 87000 | 7326 | 3.48 | 3.3 | 49000 | 6382 | 2.25 | Federally-Regulated Commercial & Industrial Equipment | 01/28/2019 |  | 05/31/2019
Trane U.S. Inc. | AMERICAN STANDARD | WHC092HW*0A***6 |  | HSP-A, Single-Package Heat Pum | Heat Pump | 575 | 3 | False |  |  |  | True | Multiple-Speed | 95000 | 8050 | 11.8 | 10.8 |  |  | 87000 | 7326 | 3.48 | 3.3 | 49000 | 6382 | 2.25 | Federally-Regulated Commercial & Industrial Equipment | 01/28/2019 |  | 05/31/2019
Trane U.S. Inc. | AMERICAN STANDARD | DHC092HW*(L,M,H,X,Y,Z)A***6 |  | HSP-A, Single-Package Heat Pum | Both Heat Pump and Electric Re | 575 | 3 | False |  |  |  | True | Multiple-Speed | 95000 | 8050 | 11.8 | 11 |  |  | 87000 | 7326 | 3.48 | 3.3 | 49000 | 6382 | 2.25 | Federally-Regulated Commercial & Industrial Equipment | 01/28/2019 |  | 05/31/2019
Trane U.S. Inc. | AMERICAN STANDARD | WHC102HW*0A |  | HSP-A, Single-Package Heat Pum | Heat Pump | 575 | 3 | False |  |  |  | True | Multiple-Speed | 104000 | 8813 | 11.8 | 10.8 | 15.5 |  | 93000 | 7550 | 3.61 | 3.3 | 57000 | 7424 | 2.25 | Federally-Regulated Commercial & Industrial Equipment | 05/02/2019 |  | 05/31/2019
Trane U.S. Inc. | AMERICAN STANDARD | WHC092H(3,4)*(C,G,K,N)A***6 |  | HSP-A, Single-Package Heat Pum | Both Heat Pump and Electric Re | 460 | 3 | False |  |  |  | True | Multiple-Speed | 95000 | 8050 | 11.8 | 11 |  |  | 87000 | 7284 | 3.5 | 3.3 | 49000 | 6382 | 2.25 | Federally-Regulated Commercial & Industrial Equipment | 01/28/2019 |  | 05/31/2019
Trane U.S. Inc. | AMERICAN STANDARD | WHC092H(3,4)*(C,G,K,N)A***6 |  | HSP-A, Single-Package Heat Pum | Both Heat Pump and Electric Re | 230 | 3 | False |  |  |  | True | Multiple-Speed | 95000 | 8050 | 11.8 | 11 |  |  | 87000 | 7284 | 3.5 | 3.3 | 49000 | 6382 | 2.25 | Federally-Regulated Commercial & Industrial Equipment | 01/28/2019 |  | 05/31/2019
Trane U.S. Inc. | AMERICAN STANDARD | WHC092H(3,4)*(C,G,K,N)A***6 |  | HSP-A, Single-Package Heat Pum | Both Heat Pump and Electric Re | 208 | 3 | False |  |  |  | True | Multiple-Speed | 95000 | 8050 | 11.8 | 11 |  |  | 87000 | 7284 | 3.5 | 3.3 | 49000 | 6382 | 2.25 | Federally-Regulated Commercial & Industrial Equipment | 01/28/2019 |  | 05/31/2019
Trane U.S. Inc. | AMERICAN STANDARD | DHC092HW*(L,M,H,X,Y,Z)A |  | HSP-A, Single-Package Heat Pum | Both Heat Pump and Electric Re | 575 | 3 | False |  |  |  | True | Multiple-Speed | 95000 | 8050 | 11.8 | 11 |  |  | 87000 | 7326 | 3.48 | 3.3 | 49000 | 6382 | 2.25 | Federally-Regulated Commercial & Industrial Equipment | 01/28/2019 |  | 05/31/2019
Trane U.S. Inc. | AMERICAN STANDARD | DHC092H(3,4)*(L,M,H,X,Y,Z)A***6 |  | HSP-A, Single-Package Heat Pum | Both Heat Pump and Electric Re | 460 | 3 | False |  |  |  | True | Multiple-Speed | 95000 | 8050 | 11.8 | 11 |  |  | 87000 | 7284 | 3.5 | 3.3 | 49000 | 6382 | 2.25 | Federally-Regulated Commercial & Industrial Equipment | 01/28/2019 |  | 05/31/2019
Trane U.S. Inc. | AMERICAN STANDARD | DHC092H(3,4)*(L,M,H,X,Y,Z)A***6 |  | HSP-A, Single-Package Heat Pum | Both Heat Pump and Electric Re | 230 | 3 | False |  |  |  | True | Multiple-Speed | 95000 | 8050 | 11.8 | 11 |  |  | 87000 | 7284 | 3.5 | 3.3 | 49000 | 6382 | 2.25 | Federally-Regulated Commercial & Industrial Equipment | 01/28/2019 |  | 05/31/2019
Trane U.S. Inc. | AMERICAN STANDARD | DHC092H(3,4)*(L,M,H,X,Y,Z)A***6 |  | HSP-A, Single-Package Heat Pum | Both Heat Pump and Electric Re | 208 | 3 | False |  |  |  | True | Multiple-Speed | 95000 | 8050 | 11.8 | 11 |  |  | 87000 | 7284 | 3.5 | 3.3 | 49000 | 6382 | 2.25 | Federally-Regulated Commercial & Industrial Equipment | 01/28/2019 |  | 05/31/2019
Trane U.S. Inc. | AMERICAN STANDARD | WHC092HW*0A |  | HSP-A, Single-Package Heat Pum | Heat Pump | 575 | 3 | False |  |  |  | True | Multiple-Speed | 95000 | 8050 | 11.8 | 10.8 |  |  | 87000 | 7326 | 3.48 | 3.3 | 49000 | 6382 | 2.25 | Federally-Regulated Commercial & Industrial Equipment | 01/28/2019 |  | 05/31/2019
Trane U.S. Inc. | AMERICAN STANDARD | WHC092H(3,4)*0A***6 |  | HSP-A, Single-Package Heat Pum | Heat Pump | 460 | 3 | False |  |  |  | True | Multiple-Speed | 95000 | 8050 | 11.8 | 10.8 |  |  | 87000 | 7284 | 3.5 | 3.3 | 49000 | 6382 | 2.25 | Federally-Regulated Commercial & Industrial Equipment | 01/28/2019 |  | 05/31/2019
Trane U.S. Inc. | AMERICAN STANDARD | WHC092H(3,4)*0A***6 |  | HSP-A, Single-Package Heat Pum | Heat Pump | 230 | 3 | False |  |  |  | True | Multiple-Speed | 95000 | 8050 | 11.8 | 10.8 |  |  | 87000 | 7284 | 3.5 | 3.3 | 49000 | 6382 | 2.25 | Federally-Regulated Commercial & Industrial Equipment | 01/28/2019 |  | 05/31/2019
Trane U.S. Inc. | AMERICAN STANDARD | WHC092H(3,4)*0A***6 |  | HSP-A, Single-Package Heat Pum | Heat Pump | 208 | 3 | False |  |  |  | True | Multiple-Speed | 95000 | 8050 | 11.8 | 10.8 |  |  | 87000 | 7284 | 3.5 | 3.3 | 49000 | 6382 | 2.25 | Federally-Regulated Commercial & Industrial Equipment | 01/28/2019 |  | 05/31/2019
Trane U.S. Inc. | AMERICAN STANDARD | DHC092H(3,4)*(L,M,H,X,Y,Z)A |  | HSP-A, Single-Package Heat Pum | Both Heat Pump and Electric Re | 460 | 3 | False |  |  |  | True | Multiple-Speed | 95000 | 8050 | 11.8 | 11 |  |  | 87000 | 7284 | 3.5 | 3.3 | 49000 | 6382 | 2.25 | Federally-Regulated Commercial & Industrial Equipment | 01/28/2019 |  | 05/31/2019
Trane U.S. Inc. | AMERICAN STANDARD | DHC092H(3,4)*(L,M,H,X,Y,Z)A |  | HSP-A, Single-Package Heat Pum | Both Heat Pump and Electric Re | 230 | 3 | False |  |  |  | True | Multiple-Speed | 95000 | 8050 | 11.8 | 11 |  |  | 87000 | 7284 | 3.5 | 3.3 | 49000 | 6382 | 2.25 | Federally-Regulated Commercial & Industrial Equipment | 01/28/2019 |  | 05/31/2019
Trane U.S. Inc. | AMERICAN STANDARD | DHC092H(3,4)*(L,M,H,X,Y,Z)A |  | HSP-A, Single-Package Heat Pum | Both Heat Pump and Electric Re | 208 | 3 | False |  |  |  | True | Multiple-Speed | 95000 | 8050 | 11.8 | 11 |  |  | 87000 | 7284 | 3.5 | 3.3 | 49000 | 6382 | 2.25 | Federally-Regulated Commercial & Industrial Equipment | 01/28/2019 |  | 05/31/2019
Trane U.S. Inc. | AMERICAN STANDARD | DHC074HW*(L,M,H,X,Y,Z)A***6 |  | HSP-A, Single-Package Heat Pum | Both Heat Pump and Electric Re | 575 | 3 | False |  |  |  | True | Multiple-Speed | 78000 | 6446 | 12.1 | 11 |  |  | 75000 | 6316 | 3.48 | 3.3 | 40000 | 5210 | 2.25 | Federally-Regulated Commercial & Industrial Equipment | 01/28/2019 |  | 05/31/2019
Trane U.S. Inc. | AMERICAN STANDARD | WHC092H(3,4)*0A |  | HSP-A, Single-Package Heat Pum | Heat Pump | 460 | 3 | False |  |  |  | True | Multiple-Speed | 95000 | 8050 | 11.8 | 10.8 |  |  | 87000 | 7284 | 3.5 | 3.3 | 49000 | 6382 | 2.25 | Federally-Regulated Commercial & Industrial Equipment | 01/28/2019 |  | 05/31/2019
Trane U.S. Inc. | AMERICAN STANDARD | WHC092H(3,4)*0A |  | HSP-A, Single-Package Heat Pum | Heat Pump | 230 | 3 | False |  |  |  | True | Multiple-Speed | 95000 | 8050 | 11.8 | 10.8 |  |  | 87000 | 7284 | 3.5 | 3.3 | 49000 | 6382 | 2.25 | Federally-Regulated Commercial & Industrial Equipment | 01/28/2019 |  | 05/31/2019
Trane U.S. Inc. | AMERICAN STANDARD | WHC092H(3,4)*0A |  | HSP-A, Single-Package Heat Pum | Heat Pump | 208 | 3 | False |  |  |  | True | Multiple-Speed | 95000 | 8050 | 11.8 | 10.8 |  |  | 87000 | 7284 | 3.5 | 3.3 | 49000 | 6382 | 2.25 | Federally-Regulated Commercial & Industrial Equipment | 01/28/2019 |  | 05/31/2019
Trane U.S. Inc. | AMERICAN STANDARD | WHC074H(3,4)*0A***6 |  | HSP-A, Single-Package Heat Pum | Heat Pump | 460 | 3 | False |  |  |  | True | Multiple-Speed | 78000 | 6446 | 12.1 | 10.8 |  |  | 75000 | 6280 | 3.5 | 3.3 | 40000 | 5210 | 2.25 | Federally-Regulated Commercial & Industrial Equipment | 01/28/2019 |  | 05/31/2019
Trane U.S. Inc. | AMERICAN STANDARD | WHC074H(3,4)*(C,G,K,N)A***6 |  | HSP-A, Single-Package Heat Pum | Both Heat Pump and Electric Re | 460 | 3 | False |  |  |  | True | Multiple-Speed | 78000 | 6446 | 12.1 | 11 |  |  | 75000 | 6280 | 3.5 | 3.3 | 40000 | 5210 | 2.25 | Federally-Regulated Commercial & Industrial Equipment | 01/28/2019 |  | 05/31/2019
Trane U.S. Inc. | AMERICAN STANDARD | WHC074H(3,4)*0A***6 |  | HSP-A, Single-Package Heat Pum | Heat Pump | 230 | 3 | False |  |  |  | True | Multiple-Speed | 78000 | 6446 | 12.1 | 10.8 |  |  | 75000 | 6280 | 3.5 | 3.3 | 40000 | 5210 | 2.25 | Federally-Regulated Commercial & Industrial Equipment | 01/28/2019 |  | 05/31/2019
Trane U.S. Inc. | AMERICAN STANDARD | WHC074H(3,4)*(C,G,K,N)A***6 |  | HSP-A, Single-Package Heat Pum | Both Heat Pump and Electric Re | 230 | 3 | False |  |  |  | True | Multiple-Speed | 78000 | 6446 | 12.1 | 11 |  |  | 75000 | 6280 | 3.5 | 3.3 | 40000 | 5210 | 2.25 | Federally-Regulated Commercial & Industrial Equipment | 01/28/2019 |  | 05/31/2019
Trane U.S. Inc. | AMERICAN STANDARD | WHC074H(3,4)*0A***6 |  | HSP-A, Single-Package Heat Pum | Heat Pump | 208 | 3 | False |  |  |  | True | Multiple-Speed | 78000 | 6446 | 12.1 | 10.8 |  |  | 75000 | 6280 | 3.5 | 3.3 | 40000 | 5210 | 2.25 | Federally-Regulated Commercial & Industrial Equipment | 01/28/2019 |  | 05/31/2019
Trane U.S. Inc. | AMERICAN STANDARD | WHC074H(3,4)*(C,G,K,N)A***6 |  | HSP-A, Single-Package Heat Pum | Both Heat Pump and Electric Re | 208 | 3 | False |  |  |  | True | Multiple-Speed | 78000 | 6446 | 12.1 | 11 |  |  | 75000 | 6280 | 3.5 | 3.3 | 40000 | 5210 | 2.25 | Federally-Regulated Commercial & Industrial Equipment | 01/28/2019 |  | 05/31/2019
Trane U.S. Inc. | AMERICAN STANDARD | DHC074H(3,4)*(L,M,H,X,Y,Z)A |  | HSP-A, Single-Package Heat Pum | Both Heat Pump and Electric Re | 460 | 3 | False |  |  |  | True | Multiple-Speed | 78000 | 6446 | 12.1 | 11 |  |  | 75000 | 6280 | 3.5 | 3.3 | 40000 | 5210 | 2.25 | Federally-Regulated Commercial & Industrial Equipment | 01/28/2019 |  | 05/31/2019
Trane U.S. Inc. | AMERICAN STANDARD | WHC074HW*0A***6 |  | HSP-A, Single-Package Heat Pum | Heat Pump | 575 | 3 | False |  |  |  | True | Multiple-Speed | 78000 | 6446 | 12.1 | 10.8 |  |  | 75000 | 6316 | 3.48 | 3.3 | 40000 | 5210 | 2.25 | Federally-Regulated Commercial & Industrial Equipment | 01/28/2019 |  | 05/31/2019
Trane U.S. Inc. | AMERICAN STANDARD | DHC074H(3,4)*(L,M,H,X,Y,Z)A |  | HSP-A, Single-Package Heat Pum | Both Heat Pump and Electric Re | 230 | 3 | False |  |  |  | True | Multiple-Speed | 78000 | 6446 | 12.1 | 11 |  |  | 75000 | 6280 | 3.5 | 3.3 | 40000 | 5210 | 2.25 | Federally-Regulated Commercial & Industrial Equipment | 01/28/2019 |  | 05/31/2019
Trane U.S. Inc. | AMERICAN STANDARD | DHC074H(3,4)*(L,M,H,X,Y,Z)A |  | HSP-A, Single-Package Heat Pum | Both Heat Pump and Electric Re | 208 | 3 | False |  |  |  | True | Multiple-Speed | 78000 | 6446 | 12.1 | 11 |  |  | 75000 | 6280 | 3.5 | 3.3 | 40000 | 5210 | 2.25 | Federally-Regulated Commercial & Industrial Equipment | 01/28/2019 |  | 05/31/2019
Trane U.S. Inc. | AMERICAN STANDARD | WHC074HW*(C,G,K,N)A***6 |  | HSP-A, Single-Package Heat Pum | Both Heat Pump and Electric Re | 575 | 3 | False |  |  |  | True | Multiple-Speed | 78000 | 6446 | 12.1 | 11 |  |  | 75000 | 6316 | 3.48 | 3.3 | 40000 | 5210 | 2.25 | Federally-Regulated Commercial & Industrial Equipment | 01/28/2019 |  | 05/31/2019
Trane U.S. Inc. | AMERICAN STANDARD | DHC074H(3,4)*(L,M,H,X,Y,Z)A***6 |  | HSP-A, Single-Package Heat Pum | Both Heat Pump and Electric Re | 460 | 3 | False |  |  |  | True | Multiple-Speed | 78000 | 6446 | 12.1 | 11 |  |  | 75000 | 6280 | 3.5 | 3.3 | 40000 | 5210 | 2.25 | Federally-Regulated Commercial & Industrial Equipment | 01/28/2019 |  | 05/31/2019
Trane U.S. Inc. | AMERICAN STANDARD | WHC074H(3,4)*0A |  | HSP-A, Single-Package Heat Pum | Heat Pump | 460 | 3 | False |  |  |  | True | Multiple-Speed | 78000 | 6446 | 12.1 | 10.8 |  |  | 75000 | 6280 | 3.5 | 3.3 | 40000 | 5210 | 2.25 | Federally-Regulated Commercial & Industrial Equipment | 01/28/2019 |  | 05/31/2019
Trane U.S. Inc. | AMERICAN STANDARD | DHC074H(3,4)*(L,M,H,X,Y,Z)A***6 |  | HSP-A, Single-Package Heat Pum | Both Heat Pump and Electric Re | 230 | 3 | False |  |  |  | True | Multiple-Speed | 78000 | 6446 | 12.1 | 11 |  |  | 75000 | 6280 | 3.5 | 3.3 | 40000 | 5210 | 2.25 | Federally-Regulated Commercial & Industrial Equipment | 01/28/2019 |  | 05/31/2019
Trane U.S. Inc. | AMERICAN STANDARD | WHC074H(3,4)*0A |  | HSP-A, Single-Package Heat Pum | Heat Pump | 230 | 3 | False |  |  |  | True | Multiple-Speed | 78000 | 6446 | 12.1 | 10.8 |  |  | 75000 | 6280 | 3.5 | 3.3 | 40000 | 5210 | 2.25 | Federally-Regulated Commercial & Industrial Equipment | 01/28/2019 |  | 05/31/2019
Trane U.S. Inc. | AMERICAN STANDARD | DHC074H(3,4)*(L,M,H,X,Y,Z)A***6 |  | HSP-A, Single-Package Heat Pum | Both Heat Pump and Electric Re | 208 | 3 | False |  |  |  | True | Multiple-Speed | 78000 | 6446 | 12.1 | 11 |  |  | 75000 | 6280 | 3.5 | 3.3 | 40000 | 5210 | 2.25 | Federally-Regulated Commercial & Industrial Equipment | 01/28/2019 |  | 05/31/2019
Trane U.S. Inc. | AMERICAN STANDARD | WHC074H(3,4)*0A |  | HSP-A, Single-Package Heat Pum | Heat Pump | 208 | 3 | False |  |  |  | True | Multiple-Speed | 78000 | 6446 | 12.1 | 10.8 |  |  | 75000 | 6280 | 3.5 | 3.3 | 40000 | 5210 | 2.25 | Federally-Regulated Commercial & Industrial Equipment | 01/28/2019 |  | 05/31/2019
Trane U.S. Inc. | AMERICAN STANDARD | DHC074HW*(L,M,H,X,Y,Z)A |  | HSP-A, Single-Package Heat Pum | Both Heat Pump and Electric Re | 575 | 3 | False |  |  |  | True | Multiple-Speed | 78000 | 6446 | 12.1 | 11 |  |  | 75000 | 6316 | 3.48 | 3.3 | 40000 | 5210 | 2.25 | Federally-Regulated Commercial & Industrial Equipment | 01/28/2019 |  | 05/31/2019
Trane U.S. Inc. | AMERICAN STANDARD | WHC074HW*0A |  | HSP-A, Single-Package Heat Pum | Heat Pump | 575 | 3 | False |  |  |  | True | Multiple-Speed | 78000 | 6446 | 12.1 | 10.8 |  |  | 75000 | 6316 | 3.48 | 3.3 | 40000 | 5210 | 2.25 | Federally-Regulated Commercial & Industrial Equipment | 01/28/2019 |  | 05/31/2019
Trane U.S. Inc. | AMERICAN STANDARD | TWA240E(3,4)**B* | TWE2404(3,4,W)B*A***00 | HRCU-A-CB, Split System: Heat | Heat Pump | 575 | 3 |  | False |  |  | True | Single-Speed | 248000 | 24800 | 10 | 9.3 |  |  | 238000 | 21797 | 3.2 | 3.2 | 148000 | 21158 | 2.05 | Federally-Regulated Commercial & Industrial Equipment | 01/28/2019 |  | 05/31/2019
Trane U.S. Inc. | AMERICAN STANDARD | TWA240E(3,4)**A* | TWE2404(3,4,W)B*A***00 | HRCU-A-CB, Split System: Heat | Heat Pump | 575 | 3 |  | False |  |  | True | Single-Speed | 248000 | 24800 | 10 | 9.3 |  |  | 238000 | 21797 | 3.2 | 3.2 | 148000 | 21158 | 2.05 | Federally-Regulated Commercial & Industrial Equipment | 01/28/2019 |  | 05/31/2019
Trane U.S. Inc. | AMERICAN STANDARD | TWA240E(3,4)**B* | TWE2404(3,4,W)B*A***00 | HRCU-A-CB, Split System: Heat | Heat Pump | 460 | 3 |  | False |  |  | True | Single-Speed | 248000 | 24800 | 10 | 9.3 |  |  | 238000 | 21797 | 3.2 | 3.2 | 148000 | 21158 | 2.05 | Federally-Regulated Commercial & Industrial Equipment | 01/28/2019 |  | 05/31/2019
Trane U.S. Inc. | AMERICAN STANDARD | TWA240E(3,4)**A* | TWE2404(3,4,W)B*A***00 | HRCU-A-CB, Split System: Heat | Heat Pump | 460 | 3 |  | False |  |  | True | Single-Speed | 248000 | 24800 | 10 | 9.3 |  |  | 238000 | 21797 | 3.2 | 3.2 | 148000 | 21158 | 2.05 | Federally-Regulated Commercial & Industrial Equipment | 01/28/2019 |  | 05/31/2019
Trane U.S. Inc. | AMERICAN STANDARD | TWA240E(3,4)**B* | TWE2404(3,4,W)B*A***00 | HRCU-A-CB, Split System: Heat | Heat Pump | 230 | 3 |  | False |  |  | True | Single-Speed | 248000 | 24800 | 10 | 9.3 |  |  | 238000 | 21797 | 3.2 | 3.2 | 148000 | 21158 | 2.05 | Federally-Regulated Commercial & Industrial Equipment | 01/28/2019 |  | 05/31/2019
Trane U.S. Inc. | AMERICAN STANDARD | TWA240E(3,4)**A* | TWE2404(3,4,W)B*A***00 | HRCU-A-CB, Split System: Heat | Heat Pump | 230 | 3 |  | False |  |  | True | Single-Speed | 248000 | 24800 | 10 | 9.3 |  |  | 238000 | 21797 | 3.2 | 3.2 | 148000 | 21158 | 2.05 | Federally-Regulated Commercial & Industrial Equipment | 01/28/2019 |  | 05/31/2019
Trane U.S. Inc. | AMERICAN STANDARD | TWA240E(3,4)**B* | TWE2404(3,4,W)B*A***00 | HRCU-A-CB, Split System: Heat | Heat Pump | 208 | 3 |  | False |  |  | True | Single-Speed | 248000 | 24800 | 10 | 9.3 |  |  | 238000 | 21797 | 3.2 | 3.2 | 148000 | 21158 | 2.05 | Federally-Regulated Commercial & Industrial Equipment | 01/28/2019 |  | 05/31/2019
Trane U.S. Inc. | AMERICAN STANDARD | TWA240E(3,4)**A* | TWE2404(3,4,W)B*A***00 | HRCU-A-CB, Split System: Heat | Heat Pump | 208 | 3 |  | False |  |  | True | Single-Speed | 248000 | 24800 | 10 | 9.3 |  |  | 238000 | 21797 | 3.2 | 3.2 | 148000 | 21158 | 2.05 | Federally-Regulated Commercial & Industrial Equipment | 01/28/2019 |  | 05/31/2019
Trane U.S. Inc. | AMERICAN STANDARD | TWA180E(3,4,W)**A* | TWE1804(3,W)B*A***00 | HRCU-A-CB, Split System: Heat | Heat Pump | 575 | 3 |  | False |  |  | True | Single-Speed | 188000 | 17407 | 10.8 | 10.4 |  |  | 178000 | 16302 | 3.2 | 3.2 | 117000 | 16726 | 2.05 | Federally-Regulated Commercial & Industrial Equipment | 01/28/2019 |  | 05/31/2019
Trane U.S. Inc. | AMERICAN STANDARD | TWA120E(3,W)**A* | TWE1204(3,W)B*A***00 | HRCU-A-CB, Split System: Heat | Heat Pump | 575 | 3 |  | False |  |  | True | Single-Speed | 118000 | 10535 | 11.2 | 10.8 |  |  | 112000 | 9946 | 3.3 | 3.3 | 71000 | 9248 | 2.25 | Federally-Regulated Commercial & Industrial Equipment | 01/28/2019 |  | 05/31/2019
Trane U.S. Inc. | AMERICAN STANDARD | TWA180E(3,4,W)**A* | TWE1804(3,W)B*A***00 | HRCU-A-CB, Split System: Heat | Heat Pump | 460 | 3 |  | False |  |  | True | Single-Speed | 188000 | 17407 | 10.8 | 10.4 |  |  | 178000 | 16302 | 3.2 | 3.2 | 117000 | 16726 | 2.05 | Federally-Regulated Commercial & Industrial Equipment | 01/28/2019 |  | 05/31/2019
Trane U.S. Inc. | AMERICAN STANDARD | TWA180E(3,4,W)**A* | TWE1804(3,W)B*A***00 | HRCU-A-CB, Split System: Heat | Heat Pump | 230 | 3 |  | False |  |  | True | Single-Speed | 188000 | 17407 | 10.8 | 10.4 |  |  | 178000 | 16302 | 3.2 | 3.2 | 117000 | 16726 | 2.05 | Federally-Regulated Commercial & Industrial Equipment | 01/28/2019 |  | 05/31/2019
Trane U.S. Inc. | AMERICAN STANDARD | TWA120E(3,W)**A* | TWE1204(3,W)B*A***00 | HRCU-A-CB, Split System: Heat | Heat Pump | 460 | 3 |  | False |  |  | True | Single-Speed | 118000 | 10535 | 11.2 | 10.8 |  |  | 112000 | 9946 | 3.3 | 3.3 | 71000 | 9248 | 2.25 | Federally-Regulated Commercial & Industrial Equipment | 01/28/2019 |  | 05/31/2019
Trane U.S. Inc. | AMERICAN STANDARD | TWA180E(3,4,W)**A* | TWE1804(3,W)B*A***00 | HRCU-A-CB, Split System: Heat | Heat Pump | 208 | 3 |  | False |  |  | True | Single-Speed | 188000 | 17407 | 10.8 | 10.4 |  |  | 178000 | 16302 | 3.2 | 3.2 | 117000 | 16726 | 2.05 | Federally-Regulated Commercial & Industrial Equipment | 01/28/2019 |  | 05/31/2019
Trane U.S. Inc. | AMERICAN STANDARD | TWA120E(3,W)**A* | TWE1204(3,W)B*A***00 | HRCU-A-CB, Split System: Heat | Heat Pump | 230 | 3 |  | False |  |  | True | Single-Speed | 118000 | 10535 | 11.2 | 10.8 |  |  | 112000 | 9946 | 3.3 | 3.3 | 71000 | 9248 | 2.25 | Federally-Regulated Commercial & Industrial Equipment | 01/28/2019 |  | 05/31/2019
Trane U.S. Inc. | AMERICAN STANDARD | TWA120E(3,W)**A* | TWE1204(3,W)B*A***00 | HRCU-A-CB, Split System: Heat | Heat Pump | 208 | 3 |  | False |  |  | True | Single-Speed | 118000 | 10535 | 11.2 | 10.8 |  |  | 112000 | 9946 | 3.3 | 3.3 | 71000 | 9248 | 2.25 | Federally-Regulated Commercial & Industrial Equipment | 01/28/2019 |  | 05/31/2019
Trane U.S. Inc. | AMERICAN STANDARD | TWA120D(3,4,W)**B* | TWE12041A*A***00 | HRCU-A-CB, Split System: Heat | Heat Pump | 460 | 3 |  | False |  |  | True | Single-Speed | 123000 | 10884 | 11.3 | 10.8 |  |  | 120000 | 10657 | 3.3 | 3.3 | 76000 | 9899 | 2.25 | Federally-Regulated Commercial & Industrial Equipment | 01/28/2019 |  | 05/31/2019
Trane U.S. Inc. | AMERICAN STANDARD | TWA120D(3,4,W)**B* | TWE12041A*A***00 | HRCU-A-CB, Split System: Heat | Heat Pump | 230 | 3 |  | False |  |  | True | Single-Speed | 123000 | 10884 | 11.3 | 10.8 |  |  | 120000 | 10657 | 3.3 | 3.3 | 76000 | 9899 | 2.25 | Federally-Regulated Commercial & Industrial Equipment | 01/28/2019 |  | 05/31/2019
Trane U.S. Inc. | AMERICAN STANDARD | TWA120D(3,4,W)**B* | TWE12041A*A***00 | HRCU-A-CB, Split System: Heat | Heat Pump | 208 | 3 |  | False |  |  | True | Single-Speed | 123000 | 10884 | 11.3 | 10.8 |  |  | 120000 | 10657 | 3.3 | 3.3 | 76000 | 9899 | 2.25 | Federally-Regulated Commercial & Industrial Equipment | 01/28/2019 |  | 05/31/2019
Trane U.S. Inc. | AMERICAN STANDARD | TWA120D(3,4,W)**A* | TWE12041A*A***00 | HRCU-A-CB, Split System: Heat | Heat Pump | 460 | 3 |  | False |  |  | True | Single-Speed | 123000 | 10884 | 11.3 | 10.8 |  |  | 120000 | 10657 | 3.3 | 3.3 | 76000 | 9899 | 2.25 | Federally-Regulated Commercial & Industrial Equipment | 01/28/2019 |  | 05/31/2019
Trane U.S. Inc. | AMERICAN STANDARD | TWA120D(3,4,W)**A* | TWE12041A*A***00 | HRCU-A-CB, Split System: Heat | Heat Pump | 230 | 3 |  | False |  |  | True | Single-Speed | 123000 | 10884 | 11.3 | 10.8 |  |  | 120000 | 10657 | 3.3 | 3.3 | 76000 | 9899 | 2.25 | Federally-Regulated Commercial & Industrial Equipment | 01/28/2019 |  | 05/31/2019
Trane U.S. Inc. | AMERICAN STANDARD | TWA120D(3,4,W)**A* | TWE12041A*A***00 | HRCU-A-CB, Split System: Heat | Heat Pump | 208 | 3 |  | False |  |  | True | Single-Speed | 123000 | 10884 | 11.3 | 10.8 |  |  | 120000 | 10657 | 3.3 | 3.3 | 76000 | 9899 | 2.25 | Federally-Regulated Commercial & Industrial Equipment | 01/28/2019 |  | 05/31/2019
Trane U.S. Inc. | AMERICAN STANDARD | TWA073E(3,4)0RA* | TWE0724(3,W)B*A***00 | HRCU-A-CB, Split System: Heat | Heat Pump | 575 | 3 |  | False |  |  | True | Single-Speed | 77000 | 6875 | 11.2 | 10.8 |  |  | 64000 | 5683 | 3.3 | 3.3 | 38000 | 4949 | 2.25 | Federally-Regulated Commercial & Industrial Equipment | 01/28/2019 |  | 05/31/2019
Trane U.S. Inc. | AMERICAN STANDARD | TWA073E(3,4)0RA* | TWE0724(3,W)B*A***00 | HRCU-A-CB, Split System: Heat | Heat Pump | 460 | 3 |  | False |  |  | True | Single-Speed | 77000 | 6875 | 11.2 | 10.8 |  |  | 64000 | 5683 | 3.3 | 3.3 | 38000 | 4949 | 2.25 | Federally-Regulated Commercial & Industrial Equipment | 01/28/2019 |  | 05/31/2019
Trane U.S. Inc. | AMERICAN STANDARD | TWA073E(3,4)0RA* | TWE0724(3,W)B*A***00 | HRCU-A-CB, Split System: Heat | Heat Pump | 230 | 3 |  | False |  |  | True | Single-Speed | 77000 | 6875 | 11.2 | 10.8 |  |  | 64000 | 5683 | 3.3 | 3.3 | 38000 | 4949 | 2.25 | Federally-Regulated Commercial & Industrial Equipment | 01/28/2019 |  | 05/31/2019
Trane U.S. Inc. | AMERICAN STANDARD | TWA073E(3,4)0RA* | TWE0724(3,W)B*A***00 | HRCU-A-CB, Split System: Heat | Heat Pump | 208 | 3 |  | False |  |  | True | Single-Speed | 77000 | 6875 | 11.2 | 10.8 |  |  | 64000 | 5683 | 3.3 | 3.3 | 38000 | 4949 | 2.25 | Federally-Regulated Commercial & Industrial Equipment | 01/28/2019 |  | 05/31/2019
Trane U.S. Inc. | AMERICAN STANDARD | TWA090E(3,4,W)**A* | TWE0904(3,W)B*A***00 | HRCU-A-CB, Split System: Heat | Heat Pump | 575 | 3 |  | False |  |  | True | Single-Speed | 93000 | 8303 | 11.2 | 10.8 |  |  | 82000 | 7282 | 3.3 | 3.3 | 51500 | 6708 | 2.25 | Federally-Regulated Commercial & Industrial Equipment | 01/28/2019 |  | 05/31/2019
Trane U.S. Inc. | AMERICAN STANDARD | TWA090E(3,4,W)**A* | TWE0904(3,W)B*A***00 | HRCU-A-CB, Split System: Heat | Heat Pump | 460 | 3 |  | False |  |  | True | Single-Speed | 93000 | 8303 | 11.2 | 10.8 |  |  | 82000 | 7282 | 3.3 | 3.3 | 51500 | 6708 | 2.25 | Federally-Regulated Commercial & Industrial Equipment | 01/28/2019 |  | 05/31/2019
Trane U.S. Inc. | AMERICAN STANDARD | TWA090E(3,4,W)**A* | TWE0904(3,W)B*A***00 | HRCU-A-CB, Split System: Heat | Heat Pump | 230 | 3 |  | False |  |  | True | Single-Speed | 93000 | 8303 | 11.2 | 10.8 |  |  | 82000 | 7282 | 3.3 | 3.3 | 51500 | 6708 | 2.25 | Federally-Regulated Commercial & Industrial Equipment | 01/28/2019 |  | 05/31/2019
Trane U.S. Inc. | AMERICAN STANDARD | TWA090E(3,4,W)**A* | TWE0904(3,W)B*A***00 | HRCU-A-CB, Split System: Heat | Heat Pump | 208 | 3 |  | False |  |  | True | Single-Speed | 93000 | 8303 | 11.2 | 10.8 |  |  | 82000 | 7282 | 3.3 | 3.3 | 51500 | 6708 | 2.25 | Federally-Regulated Commercial & Industrial Equipment | 01/28/2019 |  | 05/31/2019
Trane U.S. Inc. | AMERICAN STANDARD | TWA073D(3,4,W)**A* | TWE0904(3,W)A*A***00 | HRCU-A-CB, Split System: Heat | Heat Pump | 575 | 3 |  | False |  |  | True | Single-Speed | 80000 | 7079 | 11.3 | 10.8 |  |  | 72000 | 6394 | 3.3 | 3.3 | 46000 | 5991 | 2.25 | Federally-Regulated Commercial & Industrial Equipment | 01/28/2019 |  | 05/31/2019
Trane U.S. Inc. | AMERICAN STANDARD | TWA073D(3,4,W)**A* | TWE0904(3,W)A*A***00 | HRCU-A-CB, Split System: Heat | Heat Pump | 460 | 3 |  | False |  |  | True | Single-Speed | 80000 | 7079 | 11.3 | 10.8 |  |  | 72000 | 6394 | 3.3 | 3.3 | 46000 | 5991 | 2.25 | Federally-Regulated Commercial & Industrial Equipment | 01/28/2019 |  | 05/31/2019
Trane U.S. Inc. | AMERICAN STANDARD | TWA073D(3,4,W)**A* | TWE0904(3,W)A*A***00 | HRCU-A-CB, Split System: Heat | Heat Pump | 230 | 3 |  | False |  |  | True | Single-Speed | 80000 | 7079 | 11.3 | 10.8 |  |  | 72000 | 6394 | 3.3 | 3.3 | 46000 | 5991 | 2.25 | Federally-Regulated Commercial & Industrial Equipment | 01/28/2019 |  | 05/31/2019
Trane U.S. Inc. | AMERICAN STANDARD | TWA073D(3,4,W)**A* | TWE0904(3,W)A*A***00 | HRCU-A-CB, Split System: Heat | Heat Pump | 208 | 3 |  | False |  |  | True | Single-Speed | 80000 | 7079 | 11.3 | 10.8 |  |  | 72000 | 6394 | 3.3 | 3.3 | 46000 | 5991 | 2.25 | Federally-Regulated Commercial & Industrial Equipment | 01/28/2019 |  | 05/31/2019
Trane U.S. Inc. | AMERICAN STANDARD | WSC092H(3,4,W)*0A***7 |  | HSP-A, Single-Package Heat Pum | Heat Pump | 575 | 3 | False |  |  |  | True | Dual-Speed | 93000 | 8230 | 11.3 | 10.8 |  |  | 87000 | 7499 | 3.4 | 3.3 | 48000 | 6252 | 2.25 | Federally-Regulated Commercial & Industrial Equipment | 01/28/2019 |  | 05/31/2019
Trane U.S. Inc. | AMERICAN STANDARD | WSC092H(3,4,W)*0A***7 |  | HSP-A, Single-Package Heat Pum | Heat Pump | 460 | 3 | False |  |  |  | True | Dual-Speed | 93000 | 8230 | 11.3 | 10.8 |  |  | 87000 | 7499 | 3.4 | 3.3 | 48000 | 6252 | 2.25 | Federally-Regulated Commercial & Industrial Equipment | 01/28/2019 |  | 05/31/2019
Trane U.S. Inc. | AMERICAN STANDARD | WSC092H(3,4,W)*0A***7 |  | HSP-A, Single-Package Heat Pum | Heat Pump | 230 | 3 | False |  |  |  | True | Dual-Speed | 93000 | 8230 | 11.3 | 10.8 |  |  | 87000 | 7499 | 3.4 | 3.3 | 48000 | 6252 | 2.25 | Federally-Regulated Commercial & Industrial Equipment | 01/28/2019 |  | 05/31/2019
Trane U.S. Inc. | AMERICAN STANDARD | WSC092H(3,4,W)*0A***7 |  | HSP-A, Single-Package Heat Pum | Heat Pump | 208 | 3 | False |  |  |  | True | Dual-Speed | 93000 | 8230 | 11.3 | 10.8 |  |  | 87000 | 7499 | 3.4 | 3.3 | 48000 | 6252 | 2.25 | Federally-Regulated Commercial & Industrial Equipment | 01/28/2019 |  | 05/31/2019
Trane U.S. Inc. | AMERICAN STANDARD | WSC092H(3,4,W)*(G,K,N)A***7 |  | HSP-A, Single-Package Heat Pum | Both Heat Pump and Electric Re | 575 | 3 | False |  |  |  | True | Dual-Speed | 93000 | 8230 | 11.3 | 11 |  |  | 87000 | 7499 | 3.4 | 3.3 | 48000 | 6252 | 2.25 | Federally-Regulated Commercial & Industrial Equipment | 01/28/2019 |  | 05/31/2019
Trane U.S. Inc. | AMERICAN STANDARD | WSC092H(3,4,W)*(G,K,N)A***7 |  | HSP-A, Single-Package Heat Pum | Both Heat Pump and Electric Re | 460 | 3 | False |  |  |  | True | Dual-Speed | 93000 | 8230 | 11.3 | 11 |  |  | 87000 | 7499 | 3.4 | 3.3 | 48000 | 6252 | 2.25 | Federally-Regulated Commercial & Industrial Equipment | 01/28/2019 |  | 05/31/2019
Trane U.S. Inc. | AMERICAN STANDARD | WSC092H(3,4,W)*(G,K,N)A***7 |  | HSP-A, Single-Package Heat Pum | Both Heat Pump and Electric Re | 230 | 3 | False |  |  |  | True | Dual-Speed | 93000 | 8230 | 11.3 | 11 |  |  | 87000 | 7499 | 3.4 | 3.3 | 48000 | 6252 | 2.25 | Federally-Regulated Commercial & Industrial Equipment | 01/28/2019 |  | 05/31/2019
Trane U.S. Inc. | AMERICAN STANDARD | WSC092H(3,4,W)*(G,K,N)A***7 |  | HSP-A, Single-Package Heat Pum | Both Heat Pump and Electric Re | 208 | 3 | False |  |  |  | True | Dual-Speed | 93000 | 8230 | 11.3 | 11 |  |  | 87000 | 7499 | 3.4 | 3.3 | 48000 | 6252 | 2.25 | Federally-Regulated Commercial & Industrial Equipment | 01/28/2019 |  | 05/31/2019
Trane U.S. Inc. | AMERICAN STANDARD | WSC092H(3,4,W)*(G,K,N)A***6 |  | HSP-A, Single-Package Heat Pum | Both Heat Pump and Electric Re | 575 | 3 | False |  |  |  | True | Dual-Speed | 93000 | 8230 | 11.3 | 11 |  |  | 87000 | 7499 | 3.4 | 3.3 | 48000 | 6252 | 2.25 | Federally-Regulated Commercial & Industrial Equipment | 01/28/2019 |  | 05/31/2019
Trane U.S. Inc. | AMERICAN STANDARD | WSC092H(3,4,W)*(G,K,N)A***6 |  | HSP-A, Single-Package Heat Pum | Both Heat Pump and Electric Re | 460 | 3 | False |  |  |  | True | Dual-Speed | 93000 | 8230 | 11.3 | 11 |  |  | 87000 | 7499 | 3.4 | 3.3 | 48000 | 6252 | 2.25 | Federally-Regulated Commercial & Industrial Equipment | 01/28/2019 |  | 05/31/2019
Trane U.S. Inc. | AMERICAN STANDARD | WSC092H(3,4,W)*(G,K,N)A***6 |  | HSP-A, Single-Package Heat Pum | Both Heat Pump and Electric Re | 230 | 3 | False |  |  |  | True | Dual-Speed | 93000 | 8230 | 11.3 | 11 |  |  | 87000 | 7499 | 3.4 | 3.3 | 48000 | 6252 | 2.25 | Federally-Regulated Commercial & Industrial Equipment | 01/28/2019 |  | 05/31/2019
Trane U.S. Inc. | AMERICAN STANDARD | WSC092H(3,4,W)*(G,K,N)A***6 |  | HSP-A, Single-Package Heat Pum | Both Heat Pump and Electric Re | 208 | 3 | False |  |  |  | True | Dual-Speed | 93000 | 8230 | 11.3 | 11 |  |  | 87000 | 7499 | 3.4 | 3.3 | 48000 | 6252 | 2.25 | Federally-Regulated Commercial & Industrial Equipment | 01/28/2019 |  | 05/31/2019
Trane U.S. Inc. | AMERICAN STANDARD | WSC090H(3,4,W)*0A |  | HSP-A, Single-Package Heat Pum | Heat Pump | 575 | 3 | False |  |  |  | True | Single-Speed | 90000 | 8108 | 11.1 | 10.8 |  |  | 87000 | 7499 | 3.4 | 3.3 | 48000 | 6252 | 2.25 | Federally-Regulated Commercial & Industrial Equipment | 01/28/2019 |  | 05/31/2019
Trane U.S. Inc. | AMERICAN STANDARD | WSC090H(3,4,W)*0A |  | HSP-A, Single-Package Heat Pum | Heat Pump | 460 | 3 | False |  |  |  | True | Single-Speed | 90000 | 8108 | 11.1 | 10.8 |  |  | 87000 | 7499 | 3.4 | 3.3 | 48000 | 6252 | 2.25 | Federally-Regulated Commercial & Industrial Equipment | 01/28/2019 |  | 05/31/2019
Trane U.S. Inc. | AMERICAN STANDARD | WSC090H(3,4,W)*0A |  | HSP-A, Single-Package Heat Pum | Heat Pump | 230 | 3 | False |  |  |  | True | Single-Speed | 90000 | 8108 | 11.1 | 10.8 |  |  | 87000 | 7499 | 3.4 | 3.3 | 48000 | 6252 | 2.25 | Federally-Regulated Commercial & Industrial Equipment | 01/28/2019 |  | 05/31/2019
Trane U.S. Inc. | AMERICAN STANDARD | WSC090H(3,4,W)*0A |  | HSP-A, Single-Package Heat Pum | Heat Pump | 208 | 3 | False |  |  |  | True | Single-Speed | 90000 | 8108 | 11.1 | 10.8 |  |  | 87000 | 7499 | 3.4 | 3.3 | 48000 | 6252 | 2.25 | Federally-Regulated Commercial & Industrial Equipment | 01/28/2019 |  | 05/31/2019
Trane U.S. Inc. | AMERICAN STANDARD | WSC092H(3,4,W)*0A |  | HSP-A, Single-Package Heat Pum | Heat Pump | 575 | 3 | False |  |  |  | True | Dual-Speed | 93000 | 8230 | 11.3 | 10.8 |  |  | 88000 | 7585 | 3.4 | 3.3 | 48000 | 6252 | 2.25 | Federally-Regulated Commercial & Industrial Equipment | 01/28/2019 |  | 05/31/2019
Trane U.S. Inc. | AMERICAN STANDARD | WSC092H(3,4,W)*0A |  | HSP-A, Single-Package Heat Pum | Heat Pump | 460 | 3 | False |  |  |  | True | Dual-Speed | 93000 | 8230 | 11.3 | 10.8 |  |  | 88000 | 7585 | 3.4 | 3.3 | 48000 | 6252 | 2.25 | Federally-Regulated Commercial & Industrial Equipment | 01/28/2019 |  | 05/31/2019
Trane U.S. Inc. | AMERICAN STANDARD | WSC092H(3,4,W)*0A |  | HSP-A, Single-Package Heat Pum | Heat Pump | 230 | 3 | False |  |  |  | True | Dual-Speed | 93000 | 8230 | 11.3 | 10.8 |  |  | 88000 | 7585 | 3.4 | 3.3 | 48000 | 6252 | 2.25 | Federally-Regulated Commercial & Industrial Equipment | 01/28/2019 |  | 05/31/2019
Trane U.S. Inc. | AMERICAN STANDARD | WSC092H(3,4,W)*0A |  | HSP-A, Single-Package Heat Pum | Heat Pump | 208 | 3 | False |  |  |  | True | Dual-Speed | 93000 | 8230 | 11.3 | 10.8 |  |  | 88000 | 7585 | 3.4 | 3.3 | 48000 | 6252 | 2.25 | Federally-Regulated Commercial & Industrial Equipment | 01/28/2019 |  | 05/31/2019
Trane U.S. Inc. | AMERICAN STANDARD | WSC092H(3,4,W)*0A***6 |  | HSP-A, Single-Package Heat Pum | Heat Pump | 575 | 3 | False |  |  |  | True | Dual-Speed | 93000 | 8230 | 11.3 | 10.8 |  |  | 87000 | 7499 | 3.4 | 3.3 | 48000 | 6252 | 2.25 | Federally-Regulated Commercial & Industrial Equipment | 01/28/2019 |  | 05/31/2019
Trane U.S. Inc. | AMERICAN STANDARD | WSC092H(3,4,W)*0A***6 |  | HSP-A, Single-Package Heat Pum | Heat Pump | 460 | 3 | False |  |  |  | True | Dual-Speed | 93000 | 8230 | 11.3 | 10.8 |  |  | 87000 | 7499 | 3.4 | 3.3 | 48000 | 6252 | 2.25 | Federally-Regulated Commercial & Industrial Equipment | 01/28/2019 |  | 05/31/2019
Trane U.S. Inc. | AMERICAN STANDARD | WSC092H(3,4,W)*0A***6 |  | HSP-A, Single-Package Heat Pum | Heat Pump | 230 | 3 | False |  |  |  | True | Dual-Speed | 93000 | 8230 | 11.3 | 10.8 |  |  | 87000 | 7499 | 3.4 | 3.3 | 48000 | 6252 | 2.25 | Federally-Regulated Commercial & Industrial Equipment | 01/28/2019 |  | 05/31/2019
Trane U.S. Inc. | AMERICAN STANDARD | WSC092H(3,4,W)*0A***6 |  | HSP-A, Single-Package Heat Pum | Heat Pump | 208 | 3 | False |  |  |  | True | Dual-Speed | 93000 | 8230 | 11.3 | 10.8 |  |  | 87000 | 7499 | 3.4 | 3.3 | 48000 | 6252 | 2.25 | Federally-Regulated Commercial & Industrial Equipment | 01/28/2019 |  | 05/31/2019
Trane U.S. Inc. | AMERICAN STANDARD | WSC090H(3,4,W)*(G,K,N)A |  | HSP-A, Single-Package Heat Pum | Both Heat Pump and Electric Re | 575 | 3 | False |  |  |  | True | Single-Speed | 90000 | 8108 | 11.1 | 11 |  |  | 87000 | 7499 | 3.4 | 3.3 | 48000 | 6252 | 2.25 | Federally-Regulated Commercial & Industrial Equipment | 01/28/2019 |  | 05/31/2019
Trane U.S. Inc. | AMERICAN STANDARD | WSC090H(3,4,W)*(G,K,N)A |  | HSP-A, Single-Package Heat Pum | Both Heat Pump and Electric Re | 460 | 3 | False |  |  |  | True | Single-Speed | 90000 | 8108 | 11.1 | 11 |  |  | 87000 | 7499 | 3.4 | 3.3 | 48000 | 6252 | 2.25 | Federally-Regulated Commercial & Industrial Equipment | 01/28/2019 |  | 05/31/2019
Trane U.S. Inc. | AMERICAN STANDARD | WSC090H(3,4,W)*(G,K,N)A |  | HSP-A, Single-Package Heat Pum | Both Heat Pump and Electric Re | 230 | 3 | False |  |  |  | True | Single-Speed | 90000 | 8108 | 11.1 | 11 |  |  | 87000 | 7499 | 3.4 | 3.3 | 48000 | 6252 | 2.25 | Federally-Regulated Commercial & Industrial Equipment | 01/28/2019 |  | 05/31/2019
Trane U.S. Inc. | AMERICAN STANDARD | WSC090H(3,4,W)*(G,K,N)A |  | HSP-A, Single-Package Heat Pum | Both Heat Pump and Electric Re | 208 | 3 | False |  |  |  | True | Single-Speed | 90000 | 8108 | 11.1 | 11 |  |  | 87000 | 7499 | 3.4 | 3.3 | 48000 | 6252 | 2.25 | Federally-Regulated Commercial & Industrial Equipment | 01/28/2019 |  | 05/31/2019
Trane U.S. Inc. | AMERICAN STANDARD | TWA090D4**B* | TWE090D10*A* | HRCU-A-CB, Split System: Heat | Heat Pump | 230 | 3 |  | False |  |  | True | Single-Speed | 86000 | 7610 | 11.3 | 10.8 |  |  | 79000 | 7016 | 3.3 | 3.3 | 50500 | 6577 | 2.25 | Federally-Regulated Commercial & Industrial Equipment | 01/28/2019 |  | 05/31/2019
Trane U.S. Inc. | AMERICAN STANDARD | TWA090D4**B* | TWE090D10*A* | HRCU-A-CB, Split System: Heat | Heat Pump | 208 | 3 |  | False |  |  | True | Single-Speed | 86000 | 7610 | 11.3 | 10.8 |  |  | 79000 | 7016 | 3.3 | 3.3 | 50500 | 6577 | 2.25 | Federally-Regulated Commercial & Industrial Equipment | 01/28/2019 |  | 05/31/2019
Trane U.S. Inc. | AMERICAN STANDARD | TWA090DW**B* | TWE090DW0*A* | HRCU-A-CB, Split System: Heat | Heat Pump | 575 | 3 |  | False |  |  | True | Single-Speed | 86000 | 7610 | 11.3 | 10.8 |  |  | 79000 | 7016 | 3.3 | 3.3 | 50500 | 6577 | 2.25 | Federally-Regulated Commercial & Industrial Equipment | 01/28/2019 |  | 05/31/2019
Trane U.S. Inc. | AMERICAN STANDARD | TWA090D3**B* | TWE090D30*A* | HRCU-A-CB, Split System: Heat | Heat Pump | 460 | 3 |  | False |  |  | True | Single-Speed | 86000 | 7610 | 11.3 | 10.8 |  |  | 79000 | 7016 | 3.3 | 3.3 | 50500 | 6577 | 2.25 | Federally-Regulated Commercial & Industrial Equipment | 01/28/2019 |  | 05/31/2019
Trane U.S. Inc. | AMERICAN STANDARD | TWA090D3**B* | TWE090D10*A* | HRCU-A-CB, Split System: Heat | Heat Pump | 230 | 3 |  | False |  |  | True | Single-Speed | 86000 | 7610 | 11.3 | 10.8 |  |  | 79000 | 7016 | 3.3 | 3.3 | 50500 | 6577 | 2.25 | Federally-Regulated Commercial & Industrial Equipment | 01/28/2019 |  | 05/31/2019
Trane U.S. Inc. | AMERICAN STANDARD | TWA090D3**B* | TWE090D10*A* | HRCU-A-CB, Split System: Heat | Heat Pump | 208 | 3 |  | False |  |  | True | Single-Speed | 86000 | 7610 | 11.3 | 10.8 |  |  | 79000 | 7016 | 3.3 | 3.3 | 50500 | 6577 | 2.25 | Federally-Regulated Commercial & Industrial Equipment | 01/28/2019 |  | 05/31/2019
Trane U.S. Inc. | AMERICAN STANDARD | TWA090D4**B* | TWE090D30*A* | HRCU-A-CB, Split System: Heat | Heat Pump | 460 | 3 |  | False |  |  | True | Single-Speed | 86000 | 7610 | 11.3 | 10.8 |  |  | 79000 | 7016 | 3.3 | 3.3 | 50500 | 6577 | 2.25 | Federally-Regulated Commercial & Industrial Equipment | 01/28/2019 |  | 05/31/2019
Trane U.S. Inc. | AMERICAN STANDARD | TWA2404(3,4,W)DA*00AR* | TWE240E(3,4,W)0*B* | HRCU-A-CB, Split System: Heat | Heat Pump | 575 | 3 |  | False |  |  | True | Single-Speed | 248000 | 24800 | 10 | 9.3 |  |  | 238000 | 21797 | 3.2 | 3.2 | 148000 | 21158 | 2.05 | Federally-Regulated Commercial & Industrial Equipment | 01/28/2019 |  | 05/31/2019
Trane U.S. Inc. | AMERICAN STANDARD | TWA2404(3,4,W)DA*00AR* | TWE240E(3,4,W)0*B* | HRCU-A-CB, Split System: Heat | Heat Pump | 460 | 3 |  | False |  |  | True | Single-Speed | 248000 | 24800 | 10 | 9.3 |  |  | 238000 | 21797 | 3.2 | 3.2 | 148000 | 21158 | 2.05 | Federally-Regulated Commercial & Industrial Equipment | 01/28/2019 |  | 05/31/2019
Trane U.S. Inc. | AMERICAN STANDARD | TWA2404(3,4,W)DA*00AR* | TWE240E(3,4,W)0*B* | HRCU-A-CB, Split System: Heat | Heat Pump | 230 | 3 |  | False |  |  | True | Single-Speed | 248000 | 24800 | 10 | 9.3 |  |  | 238000 | 21797 | 3.2 | 3.2 | 148000 | 21158 | 2.05 | Federally-Regulated Commercial & Industrial Equipment | 01/28/2019 |  | 05/31/2019
Trane U.S. Inc. | AMERICAN STANDARD | TWA2404(3,4,W)DA*00AR* | TWE240E(3,4,W)0*B* | HRCU-A-CB, Split System: Heat | Heat Pump | 208 | 3 |  | False |  |  | True | Single-Speed | 248000 | 24800 | 10 | 9.3 |  |  | 238000 | 21797 | 3.2 | 3.2 | 148000 | 21158 | 2.05 | Federally-Regulated Commercial & Industrial Equipment | 01/28/2019 |  | 05/31/2019
Trane U.S. Inc. | AMERICAN STANDARD | TWA1204(3,4,W)DA*00A* | TWE120E(3,W)0*A* | HRCU-A-CB, Split System: Heat | Heat Pump | 575 | 3 |  | False |  |  | True | Single-Speed | 118000 | 10535 | 11.2 | 10.8 |  |  | 112000 | 9946 | 3.3 | 3.3 | 71000 | 9248 | 2.25 | Federally-Regulated Commercial & Industrial Equipment | 01/28/2019 |  | 05/31/2019
Trane U.S. Inc. | AMERICAN STANDARD | TWA1204(3,4,W)DA*00A* | TWE120E(3,W)0*A* | HRCU-A-CB, Split System: Heat | Heat Pump | 460 | 3 |  | False |  |  | True | Single-Speed | 118000 | 10535 | 11.2 | 10.8 |  |  | 112000 | 9946 | 3.3 | 3.3 | 71000 | 9248 | 2.25 | Federally-Regulated Commercial & Industrial Equipment | 01/28/2019 |  | 05/31/2019
Trane U.S. Inc. | AMERICAN STANDARD | TWA1204(3,4,W)DA*00A* | TWE120E(3,W)0*A* | HRCU-A-CB, Split System: Heat | Heat Pump | 230 | 3 |  | False |  |  | True | Single-Speed | 118000 | 10535 | 11.2 | 10.8 |  |  | 112000 | 9946 | 3.3 | 3.3 | 71000 | 9248 | 2.25 | Federally-Regulated Commercial & Industrial Equipment | 01/28/2019 |  | 05/31/2019
Trane U.S. Inc. | AMERICAN STANDARD | TWA1204(3,4,W)DA*00A* | TWE120E(3,W)0*A* | HRCU-A-CB, Split System: Heat | Heat Pump | 208 | 3 |  | False |  |  | True | Single-Speed | 118000 | 10535 | 11.2 | 10.8 |  |  | 112000 | 9946 | 3.3 | 3.3 | 71000 | 9248 | 2.25 | Federally-Regulated Commercial & Industrial Equipment | 01/28/2019 |  | 05/31/2019
Trane U.S. Inc. | AMERICAN STANDARD | TWA0904(3,4,W)DA*00AR* | TWE090E(3,4,W)R*A* | HRCU-A-CB, Split System: Heat | Heat Pump | 575 | 3 |  | False |  |  | True | Single-Speed | 93000 | 8303 | 11.2 | 10.8 |  |  | 82000 | 7282 | 3.3 | 3.3 | 51500 | 6708 | 2.25 | Federally-Regulated Commercial & Industrial Equipment | 01/28/2019 |  | 05/31/2019
Trane U.S. Inc. | AMERICAN STANDARD | TWA0724(3,4,W)AA*00A* | TWE090D(3,W)0*A* | HRCU-A-CB, Split System: Heat | Heat Pump | 575 | 3 |  | False |  |  | True | Single-Speed | 80000 | 7079 | 11.3 | 10.8 |  |  | 72000 | 6394 | 3.3 | 3.3 | 46000 | 5991 | 2.25 | Federally-Regulated Commercial & Industrial Equipment | 01/28/2019 |  | 05/31/2019
Trane U.S. Inc. | AMERICAN STANDARD | TWA0904(3,4,W)DA*00AR* | TWE090E(3,4,W)R*A* | HRCU-A-CB, Split System: Heat | Heat Pump | 460 | 3 |  | False |  |  | True | Single-Speed | 93000 | 8303 | 11.2 | 10.8 |  |  | 82000 | 7282 | 3.3 | 3.3 | 51500 | 6708 | 2.25 | Federally-Regulated Commercial & Industrial Equipment | 01/28/2019 |  | 05/31/2019
Trane U.S. Inc. | AMERICAN STANDARD | TWA0724(3,4,W)AA*00A* | TWE090D(3,W)0*A* | HRCU-A-CB, Split System: Heat | Heat Pump | 460 | 3 |  | False |  |  | True | Single-Speed | 80000 | 7079 | 11.3 | 10.8 |  |  | 72000 | 6394 | 3.3 | 3.3 | 46000 | 5991 | 2.25 | Federally-Regulated Commercial & Industrial Equipment | 01/28/2019 |  | 05/31/2019
Trane U.S. Inc. | AMERICAN STANDARD | TWA0904(3,4,W)DA*00AR* | TWE090E(3,4,W)R*A* | HRCU-A-CB, Split System: Heat | Heat Pump | 230 | 3 |  | False |  |  | True | Single-Speed | 93000 | 8303 | 11.2 | 10.8 |  |  | 82000 | 7282 | 3.3 | 3.3 | 51500 | 6708 | 2.25 | Federally-Regulated Commercial & Industrial Equipment | 01/28/2019 |  | 05/31/2019
Trane U.S. Inc. | AMERICAN STANDARD | TWA0904(3,4,W)DA*00AR* | TWE090E(3,4,W)R*A* | HRCU-A-CB, Split System: Heat | Heat Pump | 208 | 3 |  | False |  |  | True | Single-Speed | 93000 | 8303 | 11.2 | 10.8 |  |  | 82000 | 7282 | 3.3 | 3.3 | 51500 | 6708 | 2.25 | Federally-Regulated Commercial & Industrial Equipment | 01/28/2019 |  | 05/31/2019
Trane U.S. Inc. | AMERICAN STANDARD | TWA0724(3,4,W)AA*00A* | TWE090D(3,W)0*A* | HRCU-A-CB, Split System: Heat | Heat Pump | 230 | 3 |  | False |  |  | True | Single-Speed | 80000 | 7079 | 11.3 | 10.8 |  |  | 72000 | 6394 | 3.3 | 3.3 | 46000 | 5991 | 2.25 | Federally-Regulated Commercial & Industrial Equipment | 01/28/2019 |  | 05/31/2019
Trane U.S. Inc. | AMERICAN STANDARD | TWA0724(3,4,W)AA*00A* | TWE090D(3,W)0*A* | HRCU-A-CB, Split System: Heat | Heat Pump | 208 | 3 |  | False |  |  | True | Single-Speed | 80000 | 7079 | 11.3 | 10.8 |  |  | 72000 | 6394 | 3.3 | 3.3 | 46000 | 5991 | 2.25 | Federally-Regulated Commercial & Industrial Equipment | 01/28/2019 |  | 05/31/2019
Trane U.S. Inc. | AMERICAN STANDARD | TWA0904(3,4,W)AA*00A* | TWE090D(3,4,W)0*A* | HRCU-A-CB, Split System: Heat | Heat Pump | 575 | 3 |  | False |  |  | True | Single-Speed | 86000 | 7610 | 11.3 | 10.8 |  |  | 79000 | 7016 | 3.3 | 3.3 | 50000 | 6512 | 2.25 | Federally-Regulated Commercial & Industrial Equipment | 01/28/2019 |  | 05/31/2019
Trane U.S. Inc. | AMERICAN STANDARD | TWA0904(3,4,W)AA*00A* | TWE090D(3,4,W)0*A* | HRCU-A-CB, Split System: Heat | Heat Pump | 460 | 3 |  | False |  |  | True | Single-Speed | 86000 | 7610 | 11.3 | 10.8 |  |  | 79000 | 7016 | 3.3 | 3.3 | 50000 | 6512 | 2.25 | Federally-Regulated Commercial & Industrial Equipment | 01/28/2019 |  | 05/31/2019
Trane U.S. Inc. | AMERICAN STANDARD | TWA0904(3,4,W)AA*00A* | TWE090D(3,4,W)0*A* | HRCU-A-CB, Split System: Heat | Heat Pump | 230 | 3 |  | False |  |  | True | Single-Speed | 86000 | 7610 | 11.3 | 10.8 |  |  | 79000 | 7016 | 3.3 | 3.3 | 50000 | 6512 | 2.25 | Federally-Regulated Commercial & Industrial Equipment | 01/28/2019 |  | 05/31/2019
Trane U.S. Inc. | AMERICAN STANDARD | TWA0904(3,4,W)AA*00A* | TWE090D(3,4,W)0*A* | HRCU-A-CB, Split System: Heat | Heat Pump | 208 | 3 |  | False |  |  | True | Single-Speed | 86000 | 7610 | 11.3 | 10.8 |  |  | 79000 | 7016 | 3.3 | 3.3 | 50000 | 6512 | 2.25 | Federally-Regulated Commercial & Industrial Equipment | 01/28/2019 |  | 05/31/2019
Trane U.S. Inc. | AMERICAN STANDARD | TWA0904(3,4,W)DA*00A* | TWE090E(3,W)0*A* | HRCU-A-CB, Split System: Heat | Heat Pump | 575 | 3 |  | False |  |  | True | Single-Speed | 93000 | 8303 | 11.2 | 10.8 |  |  | 82000 | 7282 | 3.3 | 3.3 | 51500 | 6708 | 2.25 | Federally-Regulated Commercial & Industrial Equipment | 01/28/2019 |  | 05/31/2019
Trane U.S. Inc. | AMERICAN STANDARD | TWA0904(3,4,W)DA*00A* | TWE090E(3,W)0*A* | HRCU-A-CB, Split System: Heat | Heat Pump | 460 | 3 |  | False |  |  | True | Single-Speed | 93000 | 8303 | 11.2 | 10.8 |  |  | 82000 | 7282 | 3.3 | 3.3 | 51500 | 6708 | 2.25 | Federally-Regulated Commercial & Industrial Equipment | 01/28/2019 |  | 05/31/2019
Trane U.S. Inc. | AMERICAN STANDARD | TWA0904(3,4,W)DA*00A* | TWE090E(3,W)0*A* | HRCU-A-CB, Split System: Heat | Heat Pump | 230 | 3 |  | False |  |  | True | Single-Speed | 93000 | 8303 | 11.2 | 10.8 |  |  | 82000 | 7282 | 3.3 | 3.3 | 51500 | 6708 | 2.25 | Federally-Regulated Commercial & Industrial Equipment | 01/28/2019 |  | 05/31/2019
Trane U.S. Inc. | AMERICAN STANDARD | TWA0904(3,4,W)DA*00A* | TWE090E(3,W)0*A* | HRCU-A-CB, Split System: Heat | Heat Pump | 208 | 3 |  | False |  |  | True | Single-Speed | 93000 | 8303 | 11.2 | 10.8 |  |  | 82000 | 7282 | 3.3 | 3.3 | 51500 | 6708 | 2.25 | Federally-Regulated Commercial & Industrial Equipment | 01/28/2019 |  | 05/31/2019
Trane U.S. Inc. | AMERICAN STANDARD | WSC120H(3,4,W)*(G,K,N,P)A***7 |  | HSP-A, Single-Package Heat Pum | Both Heat Pump and Electric Re | 575 | 3 | False |  |  |  | True | Dual-Speed | 115000 | 10454 | 11 | 11 |  |  | 106000 | 9137 | 3.4 | 3.3 | 58500 | 7619 | 2.25 | Federally-Regulated Commercial & Industrial Equipment | 01/28/2019 |  | 05/31/2019
Trane U.S. Inc. | AMERICAN STANDARD | WSC120H(3,4,W)*(G,K,N,P)A***7 |  | HSP-A, Single-Package Heat Pum | Both Heat Pump and Electric Re | 460 | 3 | False |  |  |  | True | Dual-Speed | 115000 | 10454 | 11 | 11 |  |  | 106000 | 9137 | 3.4 | 3.3 | 58500 | 7619 | 2.25 | Federally-Regulated Commercial & Industrial Equipment | 01/28/2019 |  | 05/31/2019
Trane U.S. Inc. | AMERICAN STANDARD | WSC120H(3,4,W)*(G,K,N,P)A***7 |  | HSP-A, Single-Package Heat Pum | Both Heat Pump and Electric Re | 230 | 3 | False |  |  |  | True | Dual-Speed | 115000 | 10454 | 11 | 11 |  |  | 106000 | 9137 | 3.4 | 3.3 | 58500 | 7619 | 2.25 | Federally-Regulated Commercial & Industrial Equipment | 01/28/2019 |  | 05/31/2019
Trane U.S. Inc. | AMERICAN STANDARD | WSC120H(3,4,W)*(G,K,N,P)A***7 |  | HSP-A, Single-Package Heat Pum | Both Heat Pump and Electric Re | 208 | 3 | False |  |  |  | True | Dual-Speed | 115000 | 10454 | 11 | 11 |  |  | 106000 | 9137 | 3.4 | 3.3 | 58500 | 7619 | 2.25 | Federally-Regulated Commercial & Industrial Equipment | 01/28/2019 |  | 05/31/2019
Trane U.S. Inc. | AMERICAN STANDARD | WSC120H(3,4,W)*(G,K,N,P)A |  | HSP-A, Single-Package Heat Pum | Both Heat Pump and Electric Re | 575 | 3 | False |  |  |  | True | Dual-Speed | 115000 | 10454 | 11 | 11 |  |  | 106000 | 9137 | 3.4 | 3.3 | 58500 | 7619 | 2.25 | Federally-Regulated Commercial & Industrial Equipment | 01/28/2019 |  | 05/31/2019
Trane U.S. Inc. | AMERICAN STANDARD | WSC120H(3,4,W)*(G,K,N,P)A |  | HSP-A, Single-Package Heat Pum | Both Heat Pump and Electric Re | 460 | 3 | False |  |  |  | True | Dual-Speed | 115000 | 10454 | 11 | 11 |  |  | 106000 | 9137 | 3.4 | 3.3 | 58500 | 7619 | 2.25 | Federally-Regulated Commercial & Industrial Equipment | 01/28/2019 |  | 05/31/2019
Trane U.S. Inc. | AMERICAN STANDARD | WSC120H(3,4,W)*(G,K,N,P)A |  | HSP-A, Single-Package Heat Pum | Both Heat Pump and Electric Re | 230 | 3 | False |  |  |  | True | Dual-Speed | 115000 | 10454 | 11 | 11 |  |  | 106000 | 9137 | 3.4 | 3.3 | 58500 | 7619 | 2.25 | Federally-Regulated Commercial & Industrial Equipment | 01/28/2019 |  | 05/31/2019
Trane U.S. Inc. | AMERICAN STANDARD | WSC102H(3,4,W)*(G,K,N)A***7 |  | HSP-A, Single-Package Heat Pum | Both Heat Pump and Electric Re | 575 | 3 | False |  |  |  | True | Dual-Speed | 100000 | 9090 | 11 | 11 | 12.9 |  | 89000 | 7671 | 3.4 | 3.3 | 48500 | 6768 | 2.1 | Federally-Regulated Commercial & Industrial Equipment | 04/23/2019 |  | 05/31/2019
Trane U.S. Inc. | AMERICAN STANDARD | WSC120H(3,4,W)*(G,K,N,P)A***6 |  | HSP-A, Single-Package Heat Pum | Both Heat Pump and Electric Re | 575 | 3 | False |  |  |  | True | Dual-Speed | 115000 | 10454 | 11 | 11 |  |  | 106000 | 9137 | 3.4 | 3.3 | 58500 | 7619 | 2.25 | Federally-Regulated Commercial & Industrial Equipment | 01/28/2019 |  | 05/31/2019
Trane U.S. Inc. | AMERICAN STANDARD | WSC120H(3,4,W)*(G,K,N,P)A |  | HSP-A, Single-Package Heat Pum | Both Heat Pump and Electric Re | 208 | 3 | False |  |  |  | True | Dual-Speed | 115000 | 10454 | 11 | 11 |  |  | 106000 | 9137 | 3.4 | 3.3 | 58500 | 7619 | 2.25 | Federally-Regulated Commercial & Industrial Equipment | 01/28/2019 |  | 05/31/2019
Trane U.S. Inc. | AMERICAN STANDARD | WSC120H(3,4,W)*(G,K,N,P)A***6 |  | HSP-A, Single-Package Heat Pum | Both Heat Pump and Electric Re | 460 | 3 | False |  |  |  | True | Dual-Speed | 115000 | 10454 | 11 | 11 |  |  | 106000 | 9137 | 3.4 | 3.3 | 58500 | 7619 | 2.25 | Federally-Regulated Commercial & Industrial Equipment | 01/28/2019 |  | 05/31/2019
Trane U.S. Inc. | AMERICAN STANDARD | WSC102H(3,4,W)*(G,K,N)A***7 |  | HSP-A, Single-Package Heat Pum | Both Heat Pump and Electric Re | 460 | 3 | False |  |  |  | True | Dual-Speed | 100000 | 9090 | 11 | 11 | 12.9 |  | 89000 | 7671 | 3.4 | 3.3 | 48500 | 6768 | 2.1 | Federally-Regulated Commercial & Industrial Equipment | 04/23/2019 |  | 05/31/2019
Trane U.S. Inc. | AMERICAN STANDARD | WSC102H(3,4,W)*(G,K,N)A***7 |  | HSP-A, Single-Package Heat Pum | Both Heat Pump and Electric Re | 230 | 3 | False |  |  |  | True | Dual-Speed | 100000 | 9090 | 11 | 11 | 12.9 |  | 89000 | 7671 | 3.4 | 3.3 | 48500 | 6768 | 2.1 | Federally-Regulated Commercial & Industrial Equipment | 04/23/2019 |  | 05/31/2019
Trane U.S. Inc. | AMERICAN STANDARD | WSC120H(3,4,W)*(G,K,N,P)A***6 |  | HSP-A, Single-Package Heat Pum | Both Heat Pump and Electric Re | 230 | 3 | False |  |  |  | True | Dual-Speed | 115000 | 10454 | 11 | 11 |  |  | 106000 | 9137 | 3.4 | 3.3 | 58500 | 7619 | 2.25 | Federally-Regulated Commercial & Industrial Equipment | 01/28/2019 |  | 05/31/2019
Trane U.S. Inc. | AMERICAN STANDARD | WSC102H(3,4,W)*(G,K,N)A***7 |  | HSP-A, Single-Package Heat Pum | Both Heat Pump and Electric Re | 208 | 3 | False |  |  |  | True | Dual-Speed | 100000 | 9090 | 11 | 11 | 12.9 |  | 89000 | 7671 | 3.4 | 3.3 | 48500 | 6768 | 2.1 | Federally-Regulated Commercial & Industrial Equipment | 04/23/2019 |  | 05/31/2019
Trane U.S. Inc. | AMERICAN STANDARD | WSC120H(3,4,W)*(G,K,N,P)A***6 |  | HSP-A, Single-Package Heat Pum | Both Heat Pump and Electric Re | 208 | 3 | False |  |  |  | True | Dual-Speed | 115000 | 10454 | 11 | 11 |  |  | 106000 | 9137 | 3.4 | 3.3 | 58500 | 7619 | 2.25 | Federally-Regulated Commercial & Industrial Equipment | 01/28/2019 |  | 05/31/2019
Trane U.S. Inc. | AMERICAN STANDARD | WSC102H(3,4,W)*(G,K,N)A***6 |  | HSP-A, Single-Package Heat Pum | Both Heat Pump and Electric Re | 575 | 3 | False |  |  |  | True | Dual-Speed | 100000 | 9090 | 11 | 11 | 13.4 |  | 89000 | 7671 | 3.4 | 3.3 | 48500 | 6768 | 2.1 | Federally-Regulated Commercial & Industrial Equipment | 04/23/2019 |  | 05/31/2019
Trane U.S. Inc. | AMERICAN STANDARD | WSC102H(3,4,W)*(G,K,N)A***6 |  | HSP-A, Single-Package Heat Pum | Both Heat Pump and Electric Re | 460 | 3 | False |  |  |  | True | Dual-Speed | 100000 | 9090 | 11 | 11 | 13.4 |  | 89000 | 7671 | 3.4 | 3.3 | 48500 | 6768 | 2.1 | Federally-Regulated Commercial & Industrial Equipment | 04/23/2019 |  | 05/31/2019
Trane U.S. Inc. | AMERICAN STANDARD | WSC102H(3,4,W)*(G,K,N)A***6 |  | HSP-A, Single-Package Heat Pum | Both Heat Pump and Electric Re | 230 | 3 | False |  |  |  | True | Dual-Speed | 100000 | 9090 | 11 | 11 | 13.4 |  | 89000 | 7671 | 3.4 | 3.3 | 48500 | 6768 | 2.1 | Federally-Regulated Commercial & Industrial Equipment | 04/23/2019 |  | 05/31/2019
Trane U.S. Inc. | AMERICAN STANDARD | WSC102H(3,4,W)*(G,K,N)A***6 |  | HSP-A, Single-Package Heat Pum | Both Heat Pump and Electric Re | 208 | 3 | False |  |  |  | True | Dual-Speed | 100000 | 9090 | 11 | 11 | 13.4 |  | 89000 | 7671 | 3.4 | 3.3 | 48500 | 6768 | 2.1 | Federally-Regulated Commercial & Industrial Equipment | 04/23/2019 |  | 05/31/2019
Trane U.S. Inc. | AMERICAN STANDARD | WSC102H(3,4,W)*(G,K,N)A |  | HSP-A, Single-Package Heat Pum | Both Heat Pump and Electric Re | 575 | 3 | False |  |  |  | True | Dual-Speed | 100000 | 9090 | 11 | 11 | 12.2 |  | 92000 | 7930 | 3.4 | 3.3 | 48500 | 6768 | 2.1 | Federally-Regulated Commercial & Industrial Equipment | 04/23/2019 |  | 05/31/2019
Trane U.S. Inc. | AMERICAN STANDARD | WSC102H(3,4,W)*(G,K,N)A |  | HSP-A, Single-Package Heat Pum | Both Heat Pump and Electric Re | 460 | 3 | False |  |  |  | True | Dual-Speed | 100000 | 9090 | 11 | 11 | 12.2 |  | 92000 | 7930 | 3.4 | 3.3 | 48500 | 6768 | 2.1 | Federally-Regulated Commercial & Industrial Equipment | 04/23/2019 |  | 05/31/2019
Trane U.S. Inc. | AMERICAN STANDARD | WSC102H(3,4,W)*(G,K,N)A |  | HSP-A, Single-Package Heat Pum | Both Heat Pump and Electric Re | 230 | 3 | False |  |  |  | True | Dual-Speed | 100000 | 9090 | 11 | 11 | 12.2 |  | 92000 | 7930 | 3.4 | 3.3 | 48500 | 6768 | 2.1 | Federally-Regulated Commercial & Industrial Equipment | 04/23/2019 |  | 05/31/2019
Trane U.S. Inc. | AMERICAN STANDARD | WSC102H(3,4,W)*(G,K,N)A |  | HSP-A, Single-Package Heat Pum | Both Heat Pump and Electric Re | 208 | 3 | False |  |  |  | True | Dual-Speed | 100000 | 9090 | 11 | 11 | 12.2 |  | 92000 | 7930 | 3.4 | 3.3 | 48500 | 6768 | 2.1 | Federally-Regulated Commercial & Industrial Equipment | 04/23/2019 |  | 05/31/2019
Trane U.S. Inc. | AMERICAN STANDARD | TWA2404(3,4,W)DA*00AR* | TWE2404(3,4,W)B*A***00 | HRCU-A-CB, Split System: Heat | Heat Pump | 575 | 3 |  | False |  |  | True | Single-Speed | 248000 | 24800 | 10 | 9.3 | 10.6 |  | 238000 | 21797 | 3.2 | 3.2 | 148000 | 21158 | 2.05 | Federally-Regulated Commercial & Industrial Equipment | 05/02/2019 |  | 05/31/2019
Trane U.S. Inc. | AMERICAN STANDARD | TWA2404(3,4,W)DA*00AR* | TWE2404(3,4,W)B*A***00 | HRCU-A-CB, Split System: Heat | Heat Pump | 460 | 3 |  | False |  |  | True | Single-Speed | 248000 | 24800 | 10 | 9.3 | 10.6 |  | 238000 | 21797 | 3.2 | 3.2 | 148000 | 21158 | 2.05 | Federally-Regulated Commercial & Industrial Equipment | 05/02/2019 |  | 05/31/2019
Trane U.S. Inc. | AMERICAN STANDARD | TWA2404(3,4,W)DA*00AR* | TWE2404(3,4,W)B*A***00 | HRCU-A-CB, Split System: Heat | Heat Pump | 230 | 3 |  | False |  |  | True | Single-Speed | 248000 | 24800 | 10 | 9.3 | 10.6 |  | 238000 | 21797 | 3.2 | 3.2 | 148000 | 21158 | 2.05 | Federally-Regulated Commercial & Industrial Equipment | 05/02/2019 |  | 05/31/2019
Trane U.S. Inc. | AMERICAN STANDARD | TWA2404(3,4,W)DA*00AR* | TWE2404(3,4,W)B*A***00 | HRCU-A-CB, Split System: Heat | Heat Pump | 208 | 3 |  | False |  |  | True | Single-Speed | 248000 | 24800 | 10 | 9.3 | 10.6 |  | 238000 | 21797 | 3.2 | 3.2 | 148000 | 21158 | 2.05 | Federally-Regulated Commercial & Industrial Equipment | 05/02/2019 |  | 05/31/2019
Trane U.S. Inc. | AMERICAN STANDARD | TWA2404(3,4)DA*00AR* | TWE2404(3,4)B*A***B0 | HRCU-A-CB, Split System: Heat | Heat Pump | 460 | 3 |  | False |  |  | True | Single-Speed | 248000 | 24800 | 10 | 9.3 |  |  | 238000 | 21797 | 3.2 | 3.2 | 148000 | 21158 | 2.05 | Federally-Regulated Commercial & Industrial Equipment | 01/28/2019 |  | 05/31/2019
Trane U.S. Inc. | AMERICAN STANDARD | TWA2404(3,4)DA*00AR* | TWE2404(3,4)B*A***B0 | HRCU-A-CB, Split System: Heat | Heat Pump | 230 | 3 |  | False |  |  | True | Single-Speed | 248000 | 24800 | 10 | 9.3 |  |  | 238000 | 21797 | 3.2 | 3.2 | 148000 | 21158 | 2.05 | Federally-Regulated Commercial & Industrial Equipment | 01/28/2019 |  | 05/31/2019
Trane U.S. Inc. | AMERICAN STANDARD | TWA2404(3,4)DA*00AR* | TWE2404(3,4)B*A***B0 | HRCU-A-CB, Split System: Heat | Heat Pump | 208 | 3 |  | False |  |  | True | Single-Speed | 248000 | 24800 | 10 | 9.3 |  |  | 238000 | 21797 | 3.2 | 3.2 | 148000 | 21158 | 2.05 | Federally-Regulated Commercial & Industrial Equipment | 01/28/2019 |  | 05/31/2019
Trane U.S. Inc. | AMERICAN STANDARD | TWA2404WDA*00A* | TWE2404WB*A***00 | HRCU-A-CB, Split System: Heat | Heat Pump | 575 | 3 |  | False |  |  | True | Single-Speed | 248000 | 24800 | 10 | 9.3 | 10.6 |  | 238000 | 21797 | 3.2 | 3.2 | 148000 | 21158 | 2.05 | Federally-Regulated Commercial & Industrial Equipment | 05/02/2019 |  | 05/31/2019
Trane U.S. Inc. | AMERICAN STANDARD | TWA1804(3,4,W)DA*00AR* | TWE1804(3,4,W)B*A***B0 | HRCU-A-CB, Split System: Heat | Heat Pump | 575 | 3 |  | False |  |  | True | Single-Speed | 188000 | 17407 | 10.8 | 10.4 | 12.7 |  | 178000 | 16302 | 3.2 | 3.2 | 117000 | 16726 | 2.05 | Federally-Regulated Commercial & Industrial Equipment | 05/02/2019 |  | 05/31/2019
Trane U.S. Inc. | AMERICAN STANDARD | TWA1804(3,4,W)DA*00AR* | TWE1804(3,4,W)B*A***B0 | HRCU-A-CB, Split System: Heat | Heat Pump | 460 | 3 |  | False |  |  | True | Single-Speed | 188000 | 17407 | 10.8 | 10.4 | 12.7 |  | 178000 | 16302 | 3.2 | 3.2 | 117000 | 16726 | 2.05 | Federally-Regulated Commercial & Industrial Equipment | 05/02/2019 |  | 05/31/2019
Trane U.S. Inc. | AMERICAN STANDARD | TWA1804(3,4,W)DA*00AR* | TWE1804(3,4,W)B*A***B0 | HRCU-A-CB, Split System: Heat | Heat Pump | 230 | 3 |  | False |  |  | True | Single-Speed | 188000 | 17407 | 10.8 | 10.4 | 12.7 |  | 178000 | 16302 | 3.2 | 3.2 | 117000 | 16726 | 2.05 | Federally-Regulated Commercial & Industrial Equipment | 05/02/2019 |  | 05/31/2019
Trane U.S. Inc. | AMERICAN STANDARD | TWA1804(3,4,W)DA*00A* | TWE1804(3,W)B*A***00 | HRCU-A-CB, Split System: Heat | Heat Pump | 575 | 3 |  | False |  |  | True | Single-Speed | 188000 | 17407 | 10.8 | 10.4 | 11.6 |  | 178000 | 16302 | 3.2 | 3.2 | 117000 | 16726 | 2.05 | Federally-Regulated Commercial & Industrial Equipment | 05/02/2019 |  | 05/31/2019
Trane U.S. Inc. | AMERICAN STANDARD | TWA1804(3,4,W)DA*00AR* | TWE1804(3,4,W)B*A***B0 | HRCU-A-CB, Split System: Heat | Heat Pump | 208 | 3 |  | False |  |  | True | Single-Speed | 188000 | 17407 | 10.8 | 10.4 | 12.7 |  | 178000 | 16302 | 3.2 | 3.2 | 117000 | 16726 | 2.05 | Federally-Regulated Commercial & Industrial Equipment | 05/02/2019 |  | 05/31/2019
Trane U.S. Inc. | AMERICAN STANDARD | TWA1804(3,4,W)DA*00A* | TWE1804(3,W)B*A***00 | HRCU-A-CB, Split System: Heat | Heat Pump | 460 | 3 |  | False |  |  | True | Single-Speed | 188000 | 17407 | 10.8 | 10.4 | 11.6 |  | 178000 | 16302 | 3.2 | 3.2 | 117000 | 16726 | 2.05 | Federally-Regulated Commercial & Industrial Equipment | 05/02/2019 |  | 05/31/2019
Trane U.S. Inc. | AMERICAN STANDARD | TWA1804(3,4,W)DA*00A* | TWE1804(3,W)B*A***00 | HRCU-A-CB, Split System: Heat | Heat Pump | 230 | 3 |  | False |  |  | True | Single-Speed | 188000 | 17407 | 10.8 | 10.4 | 11.6 |  | 178000 | 16302 | 3.2 | 3.2 | 117000 | 16726 | 2.05 | Federally-Regulated Commercial & Industrial Equipment | 05/02/2019 |  | 05/31/2019
Trane U.S. Inc. | AMERICAN STANDARD | TWA1804(3,4,W)DA*00A* | TWE1804(3,W)B*A***00 | HRCU-A-CB, Split System: Heat | Heat Pump | 208 | 3 |  | False |  |  | True | Single-Speed | 188000 | 17407 | 10.8 | 10.4 | 11.6 |  | 178000 | 16302 | 3.2 | 3.2 | 117000 | 16726 | 2.05 | Federally-Regulated Commercial & Industrial Equipment | 05/02/2019 |  | 05/31/2019
Trane U.S. Inc. | AMERICAN STANDARD | TWA1204(3,4)DA*00A* | TWE12041B*A***00 | HRCU-A-CB, Split System: Heat | Heat Pump | 460 | 3 |  | False |  |  | True | Single-Speed | 118000 | 10535 | 11.2 | 10.8 | 12.2 |  | 112000 | 9946 | 3.3 | 3.3 | 71000 | 9248 | 2.25 | Federally-Regulated Commercial & Industrial Equipment | 05/02/2019 |  | 05/31/2019
Trane U.S. Inc. | AMERICAN STANDARD | TWA1204(3,4,W)DA*00AR* | TWE1204(3,4,W)B*A***B0 | HRCU-A-CB, Split System: Heat | Heat Pump | 575 | 3 |  | False |  |  | True | Single-Speed | 118000 | 10535 | 11.2 | 10.8 | 13.3 |  | 112000 | 9946 | 3.3 | 3.3 | 71000 | 9248 | 2.25 | Federally-Regulated Commercial & Industrial Equipment | 05/02/2019 |  | 05/31/2019
Trane U.S. Inc. | AMERICAN STANDARD | TWA1204(3,4,W)DA*00AR* | TWE1204(3,4,W)B*A***B0 | HRCU-A-CB, Split System: Heat | Heat Pump | 460 | 3 |  | False |  |  | True | Single-Speed | 118000 | 10535 | 11.2 | 10.8 | 13.3 |  | 112000 | 9946 | 3.3 | 3.3 | 71000 | 9248 | 2.25 | Federally-Regulated Commercial & Industrial Equipment | 05/02/2019 |  | 05/31/2019
Trane U.S. Inc. | AMERICAN STANDARD | TWA1204(3,4)DA*00A* | TWE12041B*A***00 | HRCU-A-CB, Split System: Heat | Heat Pump | 230 | 3 |  | False |  |  | True | Single-Speed | 118000 | 10535 | 11.2 | 10.8 | 12.2 |  | 112000 | 9946 | 3.3 | 3.3 | 71000 | 9248 | 2.25 | Federally-Regulated Commercial & Industrial Equipment | 05/02/2019 |  | 05/31/2019
Trane U.S. Inc. | AMERICAN STANDARD | TWA1204(3,4)DA*00A* | TWE12041B*A***00 | HRCU-A-CB, Split System: Heat | Heat Pump | 208 | 3 |  | False |  |  | True | Single-Speed | 118000 | 10535 | 11.2 | 10.8 | 12.2 |  | 112000 | 9946 | 3.3 | 3.3 | 71000 | 9248 | 2.25 | Federally-Regulated Commercial & Industrial Equipment | 05/02/2019 |  | 05/31/2019
Trane U.S. Inc. | AMERICAN STANDARD | TWA1204(3,4,W)DA*00AR* | TWE1204(3,4,W)B*A***B0 | HRCU-A-CB, Split System: Heat | Heat Pump | 230 | 3 |  | False |  |  | True | Single-Speed | 118000 | 10535 | 11.2 | 10.8 | 13.3 |  | 112000 | 9946 | 3.3 | 3.3 | 71000 | 9248 | 2.25 | Federally-Regulated Commercial & Industrial Equipment | 05/02/2019 |  | 05/31/2019
Trane U.S. Inc. | AMERICAN STANDARD | TWA1204(3,4,W)DA*00A* | TWE1204(3,W)B*A***00 | HRCU-A-CB, Split System: Heat | Heat Pump | 575 | 3 |  | False |  |  | True | Single-Speed | 118000 | 10535 | 11.2 | 10.8 | 12.2 |  | 112000 | 9946 | 3.3 | 3.3 | 71000 | 9248 | 2.25 | Federally-Regulated Commercial & Industrial Equipment | 05/02/2019 |  | 05/31/2019
Trane U.S. Inc. | AMERICAN STANDARD | TWA1204(3,4,W)DA*00AR* | TWE1204(3,4,W)B*A***B0 | HRCU-A-CB, Split System: Heat | Heat Pump | 208 | 3 |  | False |  |  | True | Single-Speed | 118000 | 10535 | 11.2 | 10.8 | 13.3 |  | 112000 | 9946 | 3.3 | 3.3 | 71000 | 9248 | 2.25 | Federally-Regulated Commercial & Industrial Equipment | 05/02/2019 |  | 05/31/2019
Trane U.S. Inc. | AMERICAN STANDARD | TWA1204(3,4,W)DA*00A* | TWE1204(3,W)B*A***00 | HRCU-A-CB, Split System: Heat | Heat Pump | 460 | 3 |  | False |  |  | True | Single-Speed | 118000 | 10535 | 11.2 | 10.8 | 12.2 |  | 112000 | 9946 | 3.3 | 3.3 | 71000 | 9248 | 2.25 | Federally-Regulated Commercial & Industrial Equipment | 05/02/2019 |  | 05/31/2019
Trane U.S. Inc. | AMERICAN STANDARD | TWA1204(3,4,W)DA*00A* | TWE1204(3,W)B*A***00 | HRCU-A-CB, Split System: Heat | Heat Pump | 230 | 3 |  | False |  |  | True | Single-Speed | 118000 | 10535 | 11.2 | 10.8 | 12.2 |  | 112000 | 9946 | 3.3 | 3.3 | 71000 | 9248 | 2.25 | Federally-Regulated Commercial & Industrial Equipment | 05/02/2019 |  | 05/31/2019
Trane U.S. Inc. | AMERICAN STANDARD | TWA1204(3,4,W)DA*00A* | TWE1204(3,W)B*A***00 | HRCU-A-CB, Split System: Heat | Heat Pump | 208 | 3 |  | False |  |  | True | Single-Speed | 118000 | 10535 | 11.2 | 10.8 | 12.2 |  | 112000 | 9946 | 3.3 | 3.3 | 71000 | 9248 | 2.25 | Federally-Regulated Commercial & Industrial Equipment | 05/02/2019 |  | 05/31/2019
Trane U.S. Inc. | AMERICAN STANDARD | TWA1204(3,4,W)AA*00A* | TWE1204(3,W)A*A***00 | HRCU-A-CB, Split System: Heat | Heat Pump | 575 | 3 |  | False |  |  | True | Single-Speed | 123000 | 10884 | 11.3 | 10.8 | 12.4 |  | 120000 | 10657 | 3.3 | 3.3 | 76000 | 9899 | 2.25 | Federally-Regulated Commercial & Industrial Equipment | 05/02/2019 |  | 05/31/2019
Trane U.S. Inc. | AMERICAN STANDARD | TWA1204(3,4,W)AA*00A* | TWE1204(3,W)A*A***00 | HRCU-A-CB, Split System: Heat | Heat Pump | 460 | 3 |  | False |  |  | True | Single-Speed | 123000 | 10884 | 11.3 | 10.8 | 12.4 |  | 120000 | 10657 | 3.3 | 3.3 | 76000 | 9899 | 2.25 | Federally-Regulated Commercial & Industrial Equipment | 05/02/2019 |  | 05/31/2019
Trane U.S. Inc. | AMERICAN STANDARD | TWA1204(3,4,W)AA*00A* | TWE1204(3,W)A*A***00 | HRCU-A-CB, Split System: Heat | Heat Pump | 230 | 3 |  | False |  |  | True | Single-Speed | 123000 | 10884 | 11.3 | 10.8 | 12.4 |  | 120000 | 10657 | 3.3 | 3.3 | 76000 | 9899 | 2.25 | Federally-Regulated Commercial & Industrial Equipment | 05/02/2019 |  | 05/31/2019
Trane U.S. Inc. | AMERICAN STANDARD | TWA1204(3,4,W)AA*00A* | TWE1204(3,W)A*A***00 | HRCU-A-CB, Split System: Heat | Heat Pump | 208 | 3 |  | False |  |  | True | Single-Speed | 123000 | 10884 | 11.3 | 10.8 | 12.4 |  | 120000 | 10657 | 3.3 | 3.3 | 76000 | 9899 | 2.25 | Federally-Regulated Commercial & Industrial Equipment | 05/02/2019 |  | 05/31/2019
Trane U.S. Inc. | AMERICAN STANDARD | TWA1204(3,4)AA*00A* | TWE12041A*A***00 | HRCU-A-CB, Split System: Heat | Heat Pump | 460 | 3 |  | False |  |  | True | Single-Speed | 123000 | 10884 | 11.3 | 10.8 | 12.4 |  | 120000 | 10657 | 3.3 | 3.3 | 76000 | 9899 | 2.25 | Federally-Regulated Commercial & Industrial Equipment | 05/02/2019 |  | 05/31/2019
Trane U.S. Inc. | AMERICAN STANDARD | TWA1204(3,4)AA*00A* | TWE12041A*A***00 | HRCU-A-CB, Split System: Heat | Heat Pump | 230 | 3 |  | False |  |  | True | Single-Speed | 123000 | 10884 | 11.3 | 10.8 | 12.4 |  | 120000 | 10657 | 3.3 | 3.3 | 76000 | 9899 | 2.25 | Federally-Regulated Commercial & Industrial Equipment | 05/02/2019 |  | 05/31/2019
Trane U.S. Inc. | AMERICAN STANDARD | TWA1204(3,4)AA*00A* | TWE12041A*A***00 | HRCU-A-CB, Split System: Heat | Heat Pump | 208 | 3 |  | False |  |  | True | Single-Speed | 123000 | 10884 | 11.3 | 10.8 | 12.4 |  | 120000 | 10657 | 3.3 | 3.3 | 76000 | 9899 | 2.25 | Federally-Regulated Commercial & Industrial Equipment | 05/02/2019 |  | 05/31/2019
Trane U.S. Inc. | AMERICAN STANDARD | TWA0904(3,4,W)DA*00AR* | TWE0904(3,4,W)B*A***B0 | HRCU-A-CB, Split System: Heat | Heat Pump | 575 | 3 |  | False |  |  | True | Single-Speed | 93000 | 8303 | 11.2 | 10.8 | 13.3 |  | 82000 | 7282 | 3.3 | 3.3 | 51500 | 6708 | 2.25 | Federally-Regulated Commercial & Industrial Equipment | 05/02/2019 |  | 05/31/2019
Trane U.S. Inc. | AMERICAN STANDARD | TWA0904(3,4,W)DA*00AR* | TWE0904(3,4,W)B*A***B0 | HRCU-A-CB, Split System: Heat | Heat Pump | 460 | 3 |  | False |  |  | True | Single-Speed | 93000 | 8303 | 11.2 | 10.8 | 13.3 |  | 82000 | 7282 | 3.3 | 3.3 | 51500 | 6708 | 2.25 | Federally-Regulated Commercial & Industrial Equipment | 05/02/2019 |  | 05/31/2019
Trane U.S. Inc. | AMERICAN STANDARD | TWA0904(3,4,W)DA*00AR* | TWE0904(3,4,W)B*A***B0 | HRCU-A-CB, Split System: Heat | Heat Pump | 230 | 3 |  | False |  |  | True | Single-Speed | 93000 | 8303 | 11.2 | 10.8 | 13.3 |  | 82000 | 7282 | 3.3 | 3.3 | 51500 | 6708 | 2.25 | Federally-Regulated Commercial & Industrial Equipment | 05/02/2019 |  | 05/31/2019
Trane U.S. Inc. | AMERICAN STANDARD | TWA0904(3,4,W)DA*00AR* | TWE0904(3,4,W)B*A***B0 | HRCU-A-CB, Split System: Heat | Heat Pump | 208 | 3 |  | False |  |  | True | Single-Speed | 93000 | 8303 | 11.2 | 10.8 | 13.3 |  | 82000 | 7282 | 3.3 | 3.3 | 51500 | 6708 | 2.25 | Federally-Regulated Commercial & Industrial Equipment | 05/02/2019 |  | 05/31/2019
Trane U.S. Inc. | AMERICAN STANDARD | TWA0904(3,4)DA*00A* | TWE09041B*A***00 | HRCU-A-CB, Split System: Heat | Heat Pump | 460 | 3 |  | False |  |  | True | Single-Speed | 93000 | 8303 | 11.2 | 10.8 | 12.2 |  | 82000 | 7282 | 3.3 | 3.3 | 51500 | 6708 | 2.25 | Federally-Regulated Commercial & Industrial Equipment | 05/02/2019 |  | 05/31/2019
Trane U.S. Inc. | AMERICAN STANDARD | TWA0904(3,4)DA*00A* | TWE09041B*A***00 | HRCU-A-CB, Split System: Heat | Heat Pump | 230 | 3 |  | False |  |  | True | Single-Speed | 93000 | 8303 | 11.2 | 10.8 | 12.2 |  | 82000 | 7282 | 3.3 | 3.3 | 51500 | 6708 | 2.25 | Federally-Regulated Commercial & Industrial Equipment | 05/02/2019 |  | 05/31/2019
Trane U.S. Inc. | AMERICAN STANDARD | TWA0904(3,4)DA*00A* | TWE09041B*A***00 | HRCU-A-CB, Split System: Heat | Heat Pump | 208 | 3 |  | False |  |  | True | Single-Speed | 93000 | 8303 | 11.2 | 10.8 | 12.2 |  | 82000 | 7282 | 3.3 | 3.3 | 51500 | 6708 | 2.25 | Federally-Regulated Commercial & Industrial Equipment | 05/02/2019 |  | 05/31/2019
Trane U.S. Inc. | AMERICAN STANDARD | TWA0904(3,4,W)DA*00A* | TWE0904(3,W)B*A***00 | HRCU-A-CB, Split System: Heat | Heat Pump | 575 | 3 |  | False |  |  | True | Single-Speed | 93000 | 8303 | 11.2 | 10.8 | 12.2 |  | 82000 | 7282 | 3.3 | 3.3 | 51500 | 6708 | 2.25 | Federally-Regulated Commercial & Industrial Equipment | 05/02/2019 |  | 05/31/2019
Trane U.S. Inc. | AMERICAN STANDARD | TWA0904(3,4,W)DA*00A* | TWE0904(3,W)B*A***00 | HRCU-A-CB, Split System: Heat | Heat Pump | 460 | 3 |  | False |  |  | True | Single-Speed | 93000 | 8303 | 11.2 | 10.8 | 12.2 |  | 82000 | 7282 | 3.3 | 3.3 | 51500 | 6708 | 2.25 | Federally-Regulated Commercial & Industrial Equipment | 05/02/2019 |  | 05/31/2019
Trane U.S. Inc. | AMERICAN STANDARD | TWA0904(3,4,W)DA*00A* | TWE0904(3,W)B*A***00 | HRCU-A-CB, Split System: Heat | Heat Pump | 230 | 3 |  | False |  |  | True | Single-Speed | 93000 | 8303 | 11.2 | 10.8 | 12.2 |  | 82000 | 7282 | 3.3 | 3.3 | 51500 | 6708 | 2.25 | Federally-Regulated Commercial & Industrial Equipment | 05/02/2019 |  | 05/31/2019
Trane U.S. Inc. | AMERICAN STANDARD | TWA0904(3,4,W)DA*00A* | TWE0904(3,W)B*A***00 | HRCU-A-CB, Split System: Heat | Heat Pump | 208 | 3 |  | False |  |  | True | Single-Speed | 93000 | 8303 | 11.2 | 10.8 | 12.2 |  | 82000 | 7282 | 3.3 | 3.3 | 51500 | 6708 | 2.25 | Federally-Regulated Commercial & Industrial Equipment | 05/02/2019 |  | 05/31/2019
Trane U.S. Inc. | AMERICAN STANDARD | TWA0904(3,4)AA*00A* | TWE09041A*A***00 | HRCU-A-CB, Split System: Heat | Heat Pump | 460 | 3 |  | False |  |  | True | Single-Speed | 86000 | 7610 | 11.3 | 10.8 | 12.4 |  | 79000 | 7016 | 3.3 | 3.3 | 50000 | 6512 | 2.25 | Federally-Regulated Commercial & Industrial Equipment | 05/02/2019 |  | 05/31/2019
Trane U.S. Inc. | AMERICAN STANDARD | TWA0904(3,4)AA*00A* | TWE09041A*A***00 | HRCU-A-CB, Split System: Heat | Heat Pump | 230 | 3 |  | False |  |  | True | Single-Speed | 86000 | 7610 | 11.3 | 10.8 | 12.4 |  | 79000 | 7016 | 3.3 | 3.3 | 50000 | 6512 | 2.25 | Federally-Regulated Commercial & Industrial Equipment | 05/02/2019 |  | 05/31/2019
Trane U.S. Inc. | AMERICAN STANDARD | TWA0904(3,4)AA*00A* | TWE09041A*A***00 | HRCU-A-CB, Split System: Heat | Heat Pump | 208 | 3 |  | False |  |  | True | Single-Speed | 86000 | 7610 | 11.3 | 10.8 | 12.4 |  | 79000 | 7016 | 3.3 | 3.3 | 50000 | 6512 | 2.25 | Federally-Regulated Commercial & Industrial Equipment | 05/02/2019 |  | 05/31/2019
Trane U.S. Inc. | AMERICAN STANDARD | TWA0904(3,4,W)AA*00A* | TWE0904(3,W)A*A***00 | HRCU-A-CB, Split System: Heat | Heat Pump | 575 | 3 |  | False |  |  | True | Single-Speed | 86000 | 7610 | 11.3 | 10.8 | 12.4 |  | 79000 | 7016 | 3.3 | 3.3 | 50000 | 6512 | 2.25 | Federally-Regulated Commercial & Industrial Equipment | 05/02/2019 |  | 05/31/2019
Trane U.S. Inc. | AMERICAN STANDARD | TWA0904(3,4,W)AA*00A* | TWE0904(3,W)A*A***00 | HRCU-A-CB, Split System: Heat | Heat Pump | 460 | 3 |  | False |  |  | True | Single-Speed | 86000 | 7610 | 11.3 | 10.8 | 12.4 |  | 79000 | 7016 | 3.3 | 3.3 | 50000 | 6512 | 2.25 | Federally-Regulated Commercial & Industrial Equipment | 05/02/2019 |  | 05/31/2019
Trane U.S. Inc. | AMERICAN STANDARD | TWA0904(3,4,W)AA*00A* | TWE0904(3,W)A*A***00 | HRCU-A-CB, Split System: Heat | Heat Pump | 230 | 3 |  | False |  |  | True | Single-Speed | 86000 | 7610 | 11.3 | 10.8 | 12.4 |  | 79000 | 7016 | 3.3 | 3.3 | 50000 | 6512 | 2.25 | Federally-Regulated Commercial & Industrial Equipment | 05/02/2019 |  | 05/31/2019
Trane U.S. Inc. | AMERICAN STANDARD | TWA0904(3,4,W)AA*00A* | TWE0904(3,W)A*A***00 | HRCU-A-CB, Split System: Heat | Heat Pump | 208 | 3 |  | False |  |  | True | Single-Speed | 86000 | 7610 | 11.3 | 10.8 | 12.4 |  | 79000 | 7016 | 3.3 | 3.3 | 50000 | 6512 | 2.25 | Federally-Regulated Commercial & Industrial Equipment | 05/02/2019 |  | 05/31/2019
Trane U.S. Inc. | AMERICAN STANDARD | TWA0724(3,4,W)DA*00AR* | TWE0724(3,4,W)B*A***B0 | HRCU-A-CB, Split System: Heat | Heat Pump | 575 | 3 |  | False |  |  | True | Single-Speed | 77000 | 6875 | 11.2 | 10.8 | 13.3 |  | 64000 | 5683 | 3.3 | 3.3 | 38000 | 4949 | 2.25 | Federally-Regulated Commercial & Industrial Equipment | 05/02/2019 |  | 05/31/2019
Trane U.S. Inc. | AMERICAN STANDARD | TWA0724(3,4,W)DA*00AR* | TWE0724(3,4,W)B*A***B0 | HRCU-A-CB, Split System: Heat | Heat Pump | 460 | 3 |  | False |  |  | True | Single-Speed | 77000 | 6875 | 11.2 | 10.8 | 13.3 |  | 64000 | 5683 | 3.3 | 3.3 | 38000 | 4949 | 2.25 | Federally-Regulated Commercial & Industrial Equipment | 05/02/2019 |  | 05/31/2019
Trane U.S. Inc. | AMERICAN STANDARD | TWA0724(3,4,W)DA*00AR* | TWE0724(3,4,W)B*A***B0 | HRCU-A-CB, Split System: Heat | Heat Pump | 230 | 3 |  | False |  |  | True | Single-Speed | 77000 | 6875 | 11.2 | 10.8 | 13.3 |  | 64000 | 5683 | 3.3 | 3.3 | 38000 | 4949 | 2.25 | Federally-Regulated Commercial & Industrial Equipment | 05/02/2019 |  | 05/31/2019
Trane U.S. Inc. | AMERICAN STANDARD | TWA0724(3,4,W)DA*00AR* | TWE0724(3,4,W)B*A***B0 | HRCU-A-CB, Split System: Heat | Heat Pump | 208 | 3 |  | False |  |  | True | Single-Speed | 77000 | 6875 | 11.2 | 10.8 | 13.3 |  | 64000 | 5683 | 3.3 | 3.3 | 38000 | 4949 | 2.25 | Federally-Regulated Commercial & Industrial Equipment | 05/02/2019 |  | 05/31/2019
Trane U.S. Inc. | AMERICAN STANDARD | TWA0724(3,4,W)DA*00A* | TWE0724(3,W)B*A***00 | HRCU-A-CB, Split System: Heat | Heat Pump | 575 | 3 |  | False |  |  | True | Single-Speed | 77000 | 6875 | 11.2 | 10.8 | 12.2 |  | 64000 | 5683 | 3.3 | 3.3 | 38000 | 4949 | 2.25 | Federally-Regulated Commercial & Industrial Equipment | 05/02/2019 |  | 05/31/2019
Trane U.S. Inc. | AMERICAN STANDARD | TWA0724(3,4,W)DA*00A* | TWE0724(3,W)B*A***00 | HRCU-A-CB, Split System: Heat | Heat Pump | 460 | 3 |  | False |  |  | True | Single-Speed | 77000 | 6875 | 11.2 | 10.8 | 12.2 |  | 64000 | 5683 | 3.3 | 3.3 | 38000 | 4949 | 2.25 | Federally-Regulated Commercial & Industrial Equipment | 05/02/2019 |  | 05/31/2019
Trane U.S. Inc. | AMERICAN STANDARD | TWA0724(3,4,W)DA*00A* | TWE0724(3,W)B*A***00 | HRCU-A-CB, Split System: Heat | Heat Pump | 230 | 3 |  | False |  |  | True | Single-Speed | 77000 | 6875 | 11.2 | 10.8 | 12.2 |  | 64000 | 5683 | 3.3 | 3.3 | 38000 | 4949 | 2.25 | Federally-Regulated Commercial & Industrial Equipment | 05/02/2019 |  | 05/31/2019
Trane U.S. Inc. | AMERICAN STANDARD | TWA0724(3,4,W)DA*00A* | TWE0724(3,W)B*A***00 | HRCU-A-CB, Split System: Heat | Heat Pump | 208 | 3 |  | False |  |  | True | Single-Speed | 77000 | 6875 | 11.2 | 10.8 | 12.2 |  | 64000 | 5683 | 3.3 | 3.3 | 38000 | 4949 | 2.25 | Federally-Regulated Commercial & Industrial Equipment | 05/02/2019 |  | 05/31/2019
Trane U.S. Inc. | AMERICAN STANDARD | TWA0724(3,4)AA*00A* | TWE09041A*A***00 | HRCU-A-CB, Split System: Heat | Heat Pump | 460 | 3 |  | False |  |  | True | Single-Speed | 80000 | 7079 | 11.3 | 10.8 | 12.4 |  | 72000 | 6394 | 3.3 | 3.3 | 46000 | 5991 | 2.25 | Federally-Regulated Commercial & Industrial Equipment | 05/02/2019 |  | 05/31/2019
Trane U.S. Inc. | AMERICAN STANDARD | TWA0724(3,4)AA*00A* | TWE09041A*A***00 | HRCU-A-CB, Split System: Heat | Heat Pump | 230 | 3 |  | False |  |  | True | Single-Speed | 80000 | 7079 | 11.3 | 10.8 | 12.4 |  | 72000 | 6394 | 3.3 | 3.3 | 46000 | 5991 | 2.25 | Federally-Regulated Commercial & Industrial Equipment | 05/02/2019 |  | 05/31/2019
Trane U.S. Inc. | AMERICAN STANDARD | TWA0724(3,4)AA*00A* | TWE09041A*A***00 | HRCU-A-CB, Split System: Heat | Heat Pump | 208 | 3 |  | False |  |  | True | Single-Speed | 80000 | 7079 | 11.3 | 10.8 | 12.4 |  | 72000 | 6394 | 3.3 | 3.3 | 46000 | 5991 | 2.25 | Federally-Regulated Commercial & Industrial Equipment | 05/02/2019 |  | 05/31/2019
Trane U.S. Inc. | AMERICAN STANDARD | TWA0724(3,4,W)AA*00A* | TWE0904(3,W)A*A***00 | HRCU-A-CB, Split System: Heat | Heat Pump | 575 | 3 |  | False |  |  | True | Single-Speed | 80000 | 7079 | 11.3 | 10.8 | 12.4 |  | 72000 | 6394 | 3.3 | 3.3 | 46000 | 5991 | 2.25 | Federally-Regulated Commercial & Industrial Equipment | 05/02/2019 |  | 05/31/2019
Trane U.S. Inc. | AMERICAN STANDARD | TWA0724(3,4,W)AA*00A* | TWE0904(3,W)A*A***00 | HRCU-A-CB, Split System: Heat | Heat Pump | 460 | 3 |  | False |  |  | True | Single-Speed | 80000 | 7079 | 11.3 | 10.8 | 12.4 |  | 72000 | 6394 | 3.3 | 3.3 | 46000 | 5991 | 2.25 | Federally-Regulated Commercial & Industrial Equipment | 05/02/2019 |  | 05/31/2019
Trane U.S. Inc. | AMERICAN STANDARD | TWA0724(3,4,W)AA*00A* | TWE0904(3,W)A*A***00 | HRCU-A-CB, Split System: Heat | Heat Pump | 230 | 3 |  | False |  |  | True | Single-Speed | 80000 | 7079 | 11.3 | 10.8 | 12.4 |  | 72000 | 6394 | 3.3 | 3.3 | 46000 | 5991 | 2.25 | Federally-Regulated Commercial & Industrial Equipment | 05/02/2019 |  | 05/31/2019
Trane U.S. Inc. | AMERICAN STANDARD | TWA0724(3,4,W)AA*00A* | TWE0904(3,W)A*A***00 | HRCU-A-CB, Split System: Heat | Heat Pump | 208 | 3 |  | False |  |  | True | Single-Speed | 80000 | 7079 | 11.3 | 10.8 | 12.4 |  | 72000 | 6394 | 3.3 | 3.3 | 46000 | 5991 | 2.25 | Federally-Regulated Commercial & Industrial Equipment | 05/02/2019 |  | 05/31/2019
Trane U.S. Inc. | AMERICAN STANDARD | WSC120H(3,4,W)*0A***7 |  | HSP-A, Single-Package Heat Pum | Heat Pump | 575 | 3 | False |  |  |  | True | Dual-Speed | 115000 | 10454 | 11 | 10.8 | 12.9 |  | 106000 | 9137 | 3.4 | 3.3 | 58500 | 7619 | 2.25 | Federally-Regulated Commercial & Industrial Equipment | 05/02/2019 |  | 05/31/2019
Trane U.S. Inc. | AMERICAN STANDARD | WSC120H(3,4,W)*0A***7 |  | HSP-A, Single-Package Heat Pum | Heat Pump | 460 | 3 | False |  |  |  | True | Dual-Speed | 115000 | 10454 | 11 | 10.8 | 12.9 |  | 106000 | 9137 | 3.4 | 3.3 | 58500 | 7619 | 2.25 | Federally-Regulated Commercial & Industrial Equipment | 05/02/2019 |  | 05/31/2019
Trane U.S. Inc. | AMERICAN STANDARD | WSC120H(3,4,W)*0A***7 |  | HSP-A, Single-Package Heat Pum | Heat Pump | 230 | 3 | False |  |  |  | True | Dual-Speed | 115000 | 10454 | 11 | 10.8 | 12.9 |  | 106000 | 9137 | 3.4 | 3.3 | 58500 | 7619 | 2.25 | Federally-Regulated Commercial & Industrial Equipment | 05/02/2019 |  | 05/31/2019
Trane U.S. Inc. | AMERICAN STANDARD | WSC120H(3,4,W)*0A***7 |  | HSP-A, Single-Package Heat Pum | Heat Pump | 208 | 3 | False |  |  |  | True | Dual-Speed | 115000 | 10454 | 11 | 10.8 | 12.9 |  | 106000 | 9137 | 3.4 | 3.3 | 58500 | 7619 | 2.25 | Federally-Regulated Commercial & Industrial Equipment | 05/02/2019 |  | 05/31/2019
Trane U.S. Inc. | AMERICAN STANDARD | WSC102H(3,4,W)*0A***7 |  | HSP-A, Single-Package Heat Pum | Heat Pump | 575 | 3 | False |  |  |  | True | Dual-Speed | 100000 | 9090 | 11 | 10.8 | 12.9 |  | 89000 | 7671 | 3.4 | 3.3 | 48500 | 6768 | 2.1 | Federally-Regulated Commercial & Industrial Equipment | 04/23/2019 |  | 05/31/2019
Trane U.S. Inc. | AMERICAN STANDARD | WSC102H(3,4,W)*0A***7 |  | HSP-A, Single-Package Heat Pum | Heat Pump | 460 | 3 | False |  |  |  | True | Dual-Speed | 100000 | 9090 | 11 | 10.8 | 12.9 |  | 89000 | 7671 | 3.4 | 3.3 | 48500 | 6768 | 2.1 | Federally-Regulated Commercial & Industrial Equipment | 04/23/2019 |  | 05/31/2019
Trane U.S. Inc. | AMERICAN STANDARD | WSC102H(3,4,W)*0A***7 |  | HSP-A, Single-Package Heat Pum | Heat Pump | 230 | 3 | False |  |  |  | True | Dual-Speed | 100000 | 9090 | 11 | 10.8 | 12.9 |  | 89000 | 7671 | 3.4 | 3.3 | 48500 | 6768 | 2.1 | Federally-Regulated Commercial & Industrial Equipment | 04/23/2019 |  | 05/31/2019
Trane U.S. Inc. | AMERICAN STANDARD | WSC102H(3,4,W)*0A***7 |  | HSP-A, Single-Package Heat Pum | Heat Pump | 208 | 3 | False |  |  |  | True | Dual-Speed | 100000 | 9090 | 11 | 10.8 | 12.9 |  | 89000 | 7671 | 3.4 | 3.3 | 48500 | 6768 | 2.1 | Federally-Regulated Commercial & Industrial Equipment | 04/23/2019 |  | 05/31/2019
Trane U.S. Inc. | AMERICAN STANDARD | WSC120H(3,4,W)*0A |  | HSP-A, Single-Package Heat Pum | Heat Pump | 575 | 3 | False |  |  |  | True | Dual-Speed | 115000 | 10454 | 11 | 10.8 | 12.2 |  | 106000 | 9137 | 3.4 | 3.3 | 58500 | 7619 | 2.25 | Federally-Regulated Commercial & Industrial Equipment | 05/02/2019 |  | 05/31/2019
Trane U.S. Inc. | AMERICAN STANDARD | WSC120H(3,4,W)*0A |  | HSP-A, Single-Package Heat Pum | Heat Pump | 460 | 3 | False |  |  |  | True | Dual-Speed | 115000 | 10454 | 11 | 10.8 | 12.2 |  | 106000 | 9137 | 3.4 | 3.3 | 58500 | 7619 | 2.25 | Federally-Regulated Commercial & Industrial Equipment | 05/02/2019 |  | 05/31/2019
Trane U.S. Inc. | AMERICAN STANDARD | WSC120H(3,4,W)*0A |  | HSP-A, Single-Package Heat Pum | Heat Pump | 230 | 3 | False |  |  |  | True | Dual-Speed | 115000 | 10454 | 11 | 10.8 | 12.2 |  | 106000 | 9137 | 3.4 | 3.3 | 58500 | 7619 | 2.25 | Federally-Regulated Commercial & Industrial Equipment | 05/02/2019 |  | 05/31/2019
Trane U.S. Inc. | AMERICAN STANDARD | WSC120H(3,4,W)*0A |  | HSP-A, Single-Package Heat Pum | Heat Pump | 208 | 3 | False |  |  |  | True | Dual-Speed | 115000 | 10454 | 11 | 10.8 | 12.2 |  | 106000 | 9137 | 3.4 | 3.3 | 58500 | 7619 | 2.25 | Federally-Regulated Commercial & Industrial Equipment | 05/02/2019 |  | 05/31/2019
Trane U.S. Inc. | AMERICAN STANDARD | WSC120H(3,4,W)*0A***6 |  | HSP-A, Single-Package Heat Pum | Heat Pump | 575 | 3 | False |  |  |  | True | Dual-Speed | 115000 | 10454 | 11 | 10.8 | 13.4 |  | 106000 | 9137 | 3.4 | 3.3 | 58500 | 7619 | 2.25 | Federally-Regulated Commercial & Industrial Equipment | 05/02/2019 |  | 05/31/2019
Trane U.S. Inc. | AMERICAN STANDARD | WSC120H(3,4,W)*0A***6 |  | HSP-A, Single-Package Heat Pum | Heat Pump | 460 | 3 | False |  |  |  | True | Dual-Speed | 115000 | 10454 | 11 | 10.8 | 13.4 |  | 106000 | 9137 | 3.4 | 3.3 | 58500 | 7619 | 2.25 | Federally-Regulated Commercial & Industrial Equipment | 05/02/2019 |  | 05/31/2019
Trane U.S. Inc. | AMERICAN STANDARD | WSC120H(3,4,W)*0A***6 |  | HSP-A, Single-Package Heat Pum | Heat Pump | 230 | 3 | False |  |  |  | True | Dual-Speed | 115000 | 10454 | 11 | 10.8 | 13.4 |  | 106000 | 9137 | 3.4 | 3.3 | 58500 | 7619 | 2.25 | Federally-Regulated Commercial & Industrial Equipment | 05/02/2019 |  | 05/31/2019
Trane U.S. Inc. | AMERICAN STANDARD | WSC120H(3,4,W)*0A***6 |  | HSP-A, Single-Package Heat Pum | Heat Pump | 208 | 3 | False |  |  |  | True | Dual-Speed | 115000 | 10454 | 11 | 10.8 | 13.4 |  | 106000 | 9137 | 3.4 | 3.3 | 58500 | 7619 | 2.25 | Federally-Regulated Commercial & Industrial Equipment | 05/02/2019 |  | 05/31/2019
Trane U.S. Inc. | AMERICAN STANDARD | WSC102H(3,4,W)*0A |  | HSP-A, Single-Package Heat Pum | Heat Pump | 575 | 3 | False |  |  |  | True | Dual-Speed | 100000 | 9090 | 11 | 10.8 | 12.2 |  | 92000 | 7930 | 3.4 | 3.3 | 48500 | 6768 | 2.1 | Federally-Regulated Commercial & Industrial Equipment | 04/23/2019 |  | 05/31/2019
Trane U.S. Inc. | AMERICAN STANDARD | WSC102H(3,4,W)*0A |  | HSP-A, Single-Package Heat Pum | Heat Pump | 460 | 3 | False |  |  |  | True | Dual-Speed | 100000 | 9090 | 11 | 10.8 | 12.2 |  | 92000 | 7930 | 3.4 | 3.3 | 48500 | 6768 | 2.1 | Federally-Regulated Commercial & Industrial Equipment | 04/23/2019 |  | 05/31/2019
Trane U.S. Inc. | AMERICAN STANDARD | WSC102H(3,4,W)*0A |  | HSP-A, Single-Package Heat Pum | Heat Pump | 230 | 3 | False |  |  |  | True | Dual-Speed | 100000 | 9090 | 11 | 10.8 | 12.2 |  | 92000 | 7930 | 3.4 | 3.3 | 48500 | 6768 | 2.1 | Federally-Regulated Commercial & Industrial Equipment | 04/23/2019 |  | 05/31/2019
Trane U.S. Inc. | AMERICAN STANDARD | WSC102H(3,4,W)*0A |  | HSP-A, Single-Package Heat Pum | Heat Pump | 208 | 3 | False |  |  |  | True | Dual-Speed | 100000 | 9090 | 11 | 10.8 | 12.2 |  | 92000 | 7930 | 3.4 | 3.3 | 48500 | 6768 | 2.1 | Federally-Regulated Commercial & Industrial Equipment | 04/23/2019 |  | 05/31/2019
Trane U.S. Inc. | AMERICAN STANDARD | WSC102H(3,4,W)*0A***6 |  | HSP-A, Single-Package Heat Pum | Heat Pump | 575 | 3 | False |  |  |  | True | Dual-Speed | 100000 | 9090 | 11 | 10.8 | 13.4 |  | 89000 | 7671 | 3.4 | 3.3 | 48500 | 6768 | 2.1 | Federally-Regulated Commercial & Industrial Equipment | 04/23/2019 |  | 05/31/2019
Trane U.S. Inc. | AMERICAN STANDARD | WSC072H(3,4,W)*(G,K,N)A |  | HSP-A, Single-Package Heat Pum | Both Heat Pump and Electric Re | 575 | 3 | False |  |  |  | True | Single-Speed | 75000 | 6578 | 11.4 | 11 | 13 |  | 71000 | 5945 | 3.5 | 3.3 | 39000 | 4969 | 2.3 | Federally-Regulated Commercial & Industrial Equipment | 04/23/2019 |  | 05/31/2019
Trane U.S. Inc. | AMERICAN STANDARD | WSC102H(3,4,W)*0A***6 |  | HSP-A, Single-Package Heat Pum | Heat Pump | 460 | 3 | False |  |  |  | True | Dual-Speed | 100000 | 9090 | 11 | 10.8 | 13.4 |  | 89000 | 7671 | 3.4 | 3.3 | 48500 | 6768 | 2.1 | Federally-Regulated Commercial & Industrial Equipment | 04/23/2019 |  | 05/31/2019
Trane U.S. Inc. | AMERICAN STANDARD | WSC072H(3,4,W)*(G,K,N)A |  | HSP-A, Single-Package Heat Pum | Both Heat Pump and Electric Re | 460 | 3 | False |  |  |  | True | Single-Speed | 75000 | 6578 | 11.4 | 11 | 13 |  | 71000 | 5945 | 3.5 | 3.3 | 39000 | 4969 | 2.3 | Federally-Regulated Commercial & Industrial Equipment | 04/23/2019 |  | 05/31/2019
Trane U.S. Inc. | AMERICAN STANDARD | WSC102H(3,4,W)*0A***6 |  | HSP-A, Single-Package Heat Pum | Heat Pump | 230 | 3 | False |  |  |  | True | Dual-Speed | 100000 | 9090 | 11 | 10.8 | 13.4 |  | 89000 | 7671 | 3.4 | 3.3 | 48500 | 6768 | 2.1 | Federally-Regulated Commercial & Industrial Equipment | 04/23/2019 |  | 05/31/2019
Trane U.S. Inc. | AMERICAN STANDARD | WSC072H(3,4,W)*(G,K,N)A |  | HSP-A, Single-Package Heat Pum | Both Heat Pump and Electric Re | 230 | 3 | False |  |  |  | True | Single-Speed | 75000 | 6578 | 11.4 | 11 | 13 |  | 71000 | 5945 | 3.5 | 3.3 | 39000 | 4969 | 2.3 | Federally-Regulated Commercial & Industrial Equipment | 04/23/2019 |  | 05/31/2019
Trane U.S. Inc. | AMERICAN STANDARD | WSC102H(3,4,W)*0A***6 |  | HSP-A, Single-Package Heat Pum | Heat Pump | 208 | 3 | False |  |  |  | True | Dual-Speed | 100000 | 9090 | 11 | 10.8 | 13.4 |  | 89000 | 7671 | 3.4 | 3.3 | 48500 | 6768 | 2.1 | Federally-Regulated Commercial & Industrial Equipment | 04/23/2019 |  | 05/31/2019
Trane U.S. Inc. | AMERICAN STANDARD | WSC072H(3,4,W)*(G,K,N)A |  | HSP-A, Single-Package Heat Pum | Both Heat Pump and Electric Re | 208 | 3 | False |  |  |  | True | Single-Speed | 75000 | 6578 | 11.4 | 11 | 13 |  | 71000 | 5945 | 3.5 | 3.3 | 39000 | 4969 | 2.3 | Federally-Regulated Commercial & Industrial Equipment | 04/23/2019 |  | 05/31/2019
Trane U.S. Inc. | AMERICAN STANDARD | WSC072H(3,4,W)*0A |  | HSP-A, Single-Package Heat Pum | Heat Pump | 575 | 3 | False |  |  |  | True | Single-Speed | 75000 | 6578 | 11.4 | 10.8 | 13 |  | 71000 | 5945 | 3.5 | 3.3 | 39000 | 4969 | 2.3 | Federally-Regulated Commercial & Industrial Equipment | 04/23/2019 |  | 05/31/2019
Trane U.S. Inc. | AMERICAN STANDARD | WSC072H(3,4,W)*0A |  | HSP-A, Single-Package Heat Pum | Heat Pump | 460 | 3 | False |  |  |  | True | Single-Speed | 75000 | 6578 | 11.4 | 10.8 | 13 |  | 71000 | 5945 | 3.5 | 3.3 | 39000 | 4969 | 2.3 | Federally-Regulated Commercial & Industrial Equipment | 04/23/2019 |  | 05/31/2019
Trane U.S. Inc. | AMERICAN STANDARD | WSC072H(3,4,W)*0A |  | HSP-A, Single-Package Heat Pum | Heat Pump | 230 | 3 | False |  |  |  | True | Single-Speed | 75000 | 6578 | 11.4 | 10.8 | 13 |  | 71000 | 5945 | 3.5 | 3.3 | 39000 | 4969 | 2.3 | Federally-Regulated Commercial & Industrial Equipment | 04/23/2019 |  | 05/31/2019
Trane U.S. Inc. | AMERICAN STANDARD | WSC072H(3,4,W)*0A |  | HSP-A, Single-Package Heat Pum | Heat Pump | 208 | 3 | False |  |  |  | True | Single-Speed | 75000 | 6578 | 11.4 | 10.8 | 13 |  | 71000 | 5945 | 3.5 | 3.3 | 39000 | 4969 | 2.3 | Federally-Regulated Commercial & Industrial Equipment | 04/23/2019 |  | 05/31/2019
Trane U.S. Inc. | AMERICAN STANDARD | TWA090D4**A* | TWE090D10*A* | HRCU-A-CB, Split System: Heat | Heat Pump | 460 | 3 |  | False |  |  | True | Single-Speed | 86000 | 7610 | 11.3 | 10.8 | 12.4 |  | 79000 | 7016 | 3.3 | 3.3 | 50500 | 6577 | 2.25 | Federally-Regulated Commercial & Industrial Equipment | 05/02/2019 |  | 05/31/2019
Trane U.S. Inc. | AMERICAN STANDARD | TWA090D3**A* | TWE090D30*A* | HRCU-A-CB, Split System: Heat | Heat Pump | 230 | 3 |  | False |  |  | True | Single-Speed | 86000 | 7610 | 11.3 | 10.8 | 12.4 |  | 79000 | 7016 | 3.3 | 3.3 | 50500 | 6577 | 2.25 | Federally-Regulated Commercial & Industrial Equipment | 05/02/2019 |  | 05/31/2019
Trane U.S. Inc. | AMERICAN STANDARD | TWA090D3**A* | TWE090D30*A* | HRCU-A-CB, Split System: Heat | Heat Pump | 208 | 3 |  | False |  |  | True | Single-Speed | 86000 | 7610 | 11.3 | 10.8 | 12.4 |  | 79000 | 7016 | 3.3 | 3.3 | 50500 | 6577 | 2.25 | Federally-Regulated Commercial & Industrial Equipment | 05/02/2019 |  | 05/31/2019
Trane U.S. Inc. | AMERICAN STANDARD | TWA090DW**A* | TWE090DW0*A* | HRCU-A-CB, Split System: Heat | Heat Pump | 575 | 3 |  | False |  |  | True | Single-Speed | 86000 | 7610 | 11.3 | 10.8 | 12.4 |  | 79000 | 7016 | 3.3 | 3.3 | 50500 | 6577 | 2.25 | Federally-Regulated Commercial & Industrial Equipment | 05/02/2019 |  | 05/31/2019
Trane U.S. Inc. | AMERICAN STANDARD | TWA090D4**A* | TWE090D30*A* | HRCU-A-CB, Split System: Heat | Heat Pump | 460 | 3 |  | False |  |  | True | Single-Speed | 86000 | 7610 | 11.3 | 10.8 | 12.4 |  | 79000 | 7016 | 3.3 | 3.3 | 50500 | 6577 | 2.25 | Federally-Regulated Commercial & Industrial Equipment | 05/02/2019 |  | 05/31/2019
Trane U.S. Inc. | AMERICAN STANDARD | TWA090D3**A* | TWE090D10*A* | HRCU-A-CB, Split System: Heat | Heat Pump | 230 | 3 |  | False |  |  | True | Single-Speed | 86000 | 7610 | 11.3 | 10.8 | 12.4 |  | 79000 | 7016 | 3.3 | 3.3 | 50500 | 6577 | 2.25 | Federally-Regulated Commercial & Industrial Equipment | 05/02/2019 |  | 05/31/2019
Trane U.S. Inc. | AMERICAN STANDARD | TWA090D3**A* | TWE090D10*A* | HRCU-A-CB, Split System: Heat | Heat Pump | 208 | 3 |  | False |  |  | True | Single-Speed | 86000 | 7610 | 11.3 | 10.8 | 12.4 |  | 79000 | 7016 | 3.3 | 3.3 | 50500 | 6577 | 2.25 | Federally-Regulated Commercial & Industrial Equipment | 05/02/2019 |  | 05/31/2019
Trane U.S. Inc. | AMERICAN STANDARD | TWA180E(3,4)0RA** | TWE180E(3,4)R*B* | HRCU-A-CB, Split System: Heat | Heat Pump | 460 | 3 |  | False |  |  | True | Single-Speed | 188000 | 17407 | 10.8 | 10.4 | 12.7 |  | 178000 | 16302 | 3.2 | 3.2 | 117000 | 16726 | 2.05 | Federally-Regulated Commercial & Industrial Equipment | 05/02/2019 |  | 05/31/2019
Trane U.S. Inc. | AMERICAN STANDARD | TWA180E(3,4)0RA** | TWE180E(3,4)R*B* | HRCU-A-CB, Split System: Heat | Heat Pump | 230 | 3 |  | False |  |  | True | Single-Speed | 188000 | 17407 | 10.8 | 10.4 | 12.7 |  | 178000 | 16302 | 3.2 | 3.2 | 117000 | 16726 | 2.05 | Federally-Regulated Commercial & Industrial Equipment | 05/02/2019 |  | 05/31/2019
Trane U.S. Inc. | AMERICAN STANDARD | TWA180E(3,4)0RA** | TWE180E(3,4)R*B* | HRCU-A-CB, Split System: Heat | Heat Pump | 208 | 3 |  | False |  |  | True | Single-Speed | 188000 | 17407 | 10.8 | 10.4 | 12.7 |  | 178000 | 16302 | 3.2 | 3.2 | 117000 | 16726 | 2.05 | Federally-Regulated Commercial & Industrial Equipment | 05/02/2019 |  | 05/31/2019
Trane U.S. Inc. | AMERICAN STANDARD | TWA120E(3,4,W)0RA** | TWE120E(3,4,W)R*B* | HRCU-A-CB, Split System: Heat | Heat Pump | 575 | 3 |  | False |  |  | True | Single-Speed | 118000 | 10535 | 11.2 | 10.8 | 13.3 |  | 112000 | 9946 | 3.3 | 3.3 | 71000 | 9248 | 2.25 | Federally-Regulated Commercial & Industrial Equipment | 05/02/2019 |  | 05/31/2019
Trane U.S. Inc. | AMERICAN STANDARD | TWA120E(3,4,W)0RA** | TWE120E(3,4,W)R*B* | HRCU-A-CB, Split System: Heat | Heat Pump | 460 | 3 |  | False |  |  | True | Single-Speed | 118000 | 10535 | 11.2 | 10.8 | 13.3 |  | 112000 | 9946 | 3.3 | 3.3 | 71000 | 9248 | 2.25 | Federally-Regulated Commercial & Industrial Equipment | 05/02/2019 |  | 05/31/2019
Trane U.S. Inc. | AMERICAN STANDARD | TWA120E(3,4,W)0RA** | TWE120E(3,4,W)R*B* | HRCU-A-CB, Split System: Heat | Heat Pump | 230 | 3 |  | False |  |  | True | Single-Speed | 118000 | 10535 | 11.2 | 10.8 | 13.3 |  | 112000 | 9946 | 3.3 | 3.3 | 71000 | 9248 | 2.25 | Federally-Regulated Commercial & Industrial Equipment | 05/02/2019 |  | 05/31/2019
Trane U.S. Inc. | AMERICAN STANDARD | TWA120E(3,4,W)0RA** | TWE120E(3,4,W)R*B* | HRCU-A-CB, Split System: Heat | Heat Pump | 208 | 3 |  | False |  |  | True | Single-Speed | 118000 | 10535 | 11.2 | 10.8 | 13.3 |  | 112000 | 9946 | 3.3 | 3.3 | 71000 | 9248 | 2.25 | Federally-Regulated Commercial & Industrial Equipment | 05/02/2019 |  | 05/31/2019
Trane U.S. Inc. | AMERICAN STANDARD | TWA180EW0RA** | TWE180EWR*B* | HRCU-A-CB, Split System: Heat | Heat Pump | 575 | 3 |  | False |  |  | True | Single-Speed | 188000 | 17407 | 10.8 | 10.4 | 12.7 |  | 178000 | 16302 | 3.2 | 3.2 | 117000 | 16726 | 2.05 | Federally-Regulated Commercial & Industrial Equipment | 05/02/2019 |  | 05/31/2019
Trane U.S. Inc. | AMERICAN STANDARD | TWA180E(3,4)0RA* | TWE180E(3,4)R*B* | HRCU-A-CB, Split System: Heat | Heat Pump | 460 | 3 |  | False |  |  | True | Single-Speed | 188000 | 17407 | 10.8 | 10.4 | 12.7 |  | 178000 | 16302 | 3.2 | 3.2 | 117000 | 16726 | 2.05 | Federally-Regulated Commercial & Industrial Equipment | 05/02/2019 |  | 05/31/2019
Trane U.S. Inc. | AMERICAN STANDARD | TWA180E(3,4)0RA* | TWE180E(3,4)R*B* | HRCU-A-CB, Split System: Heat | Heat Pump | 230 | 3 |  | False |  |  | True | Single-Speed | 188000 | 17407 | 10.8 | 10.4 | 12.7 |  | 178000 | 16302 | 3.2 | 3.2 | 117000 | 16726 | 2.05 | Federally-Regulated Commercial & Industrial Equipment | 05/02/2019 |  | 05/31/2019
Trane U.S. Inc. | AMERICAN STANDARD | TWA180E(3,4)0RA* | TWE180E(3,4)R*B* | HRCU-A-CB, Split System: Heat | Heat Pump | 208 | 3 |  | False |  |  | True | Single-Speed | 188000 | 17407 | 10.8 | 10.4 | 12.7 |  | 178000 | 16302 | 3.2 | 3.2 | 117000 | 16726 | 2.05 | Federally-Regulated Commercial & Industrial Equipment | 05/02/2019 |  | 05/31/2019
Trane U.S. Inc. | AMERICAN STANDARD | TWA120E(3,4)**A* | TWE120E100A* | HRCU-A-CB, Split System: Heat | Heat Pump | 460 | 3 |  | False |  |  | True | Single-Speed | 118000 | 10535 | 11.2 | 10.8 | 12.2 |  | 112000 | 9946 | 3.3 | 3.3 | 71000 | 9248 | 2.25 | Federally-Regulated Commercial & Industrial Equipment | 05/02/2019 |  | 05/31/2019
Trane U.S. Inc. | AMERICAN STANDARD | TWA120E(3,4)**A* | TWE120E100A* | HRCU-A-CB, Split System: Heat | Heat Pump | 230 | 3 |  | False |  |  | True | Single-Speed | 118000 | 10535 | 11.2 | 10.8 | 12.2 |  | 112000 | 9946 | 3.3 | 3.3 | 71000 | 9248 | 2.25 | Federally-Regulated Commercial & Industrial Equipment | 05/02/2019 |  | 05/31/2019
Trane U.S. Inc. | AMERICAN STANDARD | TWA120E(3,4)**A* | TWE120E100A* | HRCU-A-CB, Split System: Heat | Heat Pump | 208 | 3 |  | False |  |  | True | Single-Speed | 118000 | 10535 | 11.2 | 10.8 | 12.2 |  | 112000 | 9946 | 3.3 | 3.3 | 71000 | 9248 | 2.25 | Federally-Regulated Commercial & Industrial Equipment | 05/02/2019 |  | 05/31/2019
Trane U.S. Inc. | AMERICAN STANDARD | TWA120E(3,4,W)0RA* | TWE120E(3,4,W)R3A* | HRCU-A-CB, Split System: Heat | Heat Pump | 575 | 3 |  | False |  |  | True | Single-Speed | 120000 | 10909 | 11 | 10.8 | 13.2 |  | 105000 | 9325 | 3.3 | 3.3 | 62000 | 8259 | 2.2 | Federally-Regulated Commercial & Industrial Equipment | 04/23/2019 |  | 05/31/2019
Trane U.S. Inc. | AMERICAN STANDARD | TWA120E(3,4,W)0RA* | TWE120E(3,4,W)R3A* | HRCU-A-CB, Split System: Heat | Heat Pump | 460 | 3 |  | False |  |  | True | Single-Speed | 120000 | 10909 | 11 | 10.8 | 13.2 |  | 105000 | 9325 | 3.3 | 3.3 | 62000 | 8259 | 2.2 | Federally-Regulated Commercial & Industrial Equipment | 04/23/2019 |  | 05/31/2019
Trane U.S. Inc. | AMERICAN STANDARD | TWA120E(3,4,W)0RA* | TWE120E(3,4,W)R3A* | HRCU-A-CB, Split System: Heat | Heat Pump | 230 | 3 |  | False |  |  | True | Single-Speed | 120000 | 10909 | 11 | 10.8 | 13.2 |  | 105000 | 9325 | 3.3 | 3.3 | 62000 | 8259 | 2.2 | Federally-Regulated Commercial & Industrial Equipment | 04/23/2019 |  | 05/31/2019
Trane U.S. Inc. | AMERICAN STANDARD | TWA120E(3,4,W)0RA* | TWE120E(3,4,W)R3A* | HRCU-A-CB, Split System: Heat | Heat Pump | 208 | 3 |  | False |  |  | True | Single-Speed | 120000 | 10909 | 11 | 10.8 | 13.2 |  | 105000 | 9325 | 3.3 | 3.3 | 62000 | 8259 | 2.2 | Federally-Regulated Commercial & Industrial Equipment | 04/23/2019 |  | 05/31/2019
Trane U.S. Inc. | AMERICAN STANDARD | TWA090E(3,4)**A* | TWE090E100A* | HRCU-A-CB, Split System: Heat | Heat Pump | 460 | 3 |  | False |  |  | True | Single-Speed | 93000 | 8303 | 11.2 | 10.8 | 12.2 |  | 82000 | 7282 | 3.3 | 3.3 | 51500 | 6708 | 2.25 | Federally-Regulated Commercial & Industrial Equipment | 05/02/2019 |  | 05/31/2019
Trane U.S. Inc. | AMERICAN STANDARD | TWA090E(3,4)**A* | TWE090E100A* | HRCU-A-CB, Split System: Heat | Heat Pump | 230 | 3 |  | False |  |  | True | Single-Speed | 93000 | 8303 | 11.2 | 10.8 | 12.2 |  | 82000 | 7282 | 3.3 | 3.3 | 51500 | 6708 | 2.25 | Federally-Regulated Commercial & Industrial Equipment | 05/02/2019 |  | 05/31/2019
Trane U.S. Inc. | AMERICAN STANDARD | TWA090E(3,4)**A* | TWE090E100A* | HRCU-A-CB, Split System: Heat | Heat Pump | 208 | 3 |  | False |  |  | True | Single-Speed | 93000 | 8303 | 11.2 | 10.8 | 12.2 |  | 82000 | 7282 | 3.3 | 3.3 | 51500 | 6708 | 2.25 | Federally-Regulated Commercial & Industrial Equipment | 05/02/2019 |  | 05/31/2019
Trane U.S. Inc. | AMERICAN STANDARD | TWA090E(3,4,W)0RA* | TWE090E(3,4,W)R3A* | HRCU-A-CB, Split System: Heat | Heat Pump | 575 | 3 |  | False |  |  | True | Single-Speed | 93000 | 8303 | 11.2 | 10.8 | 13.3 |  | 82000 | 7282 | 3.3 | 3.3 | 51500 | 6708 | 2.25 | Federally-Regulated Commercial & Industrial Equipment | 05/02/2019 |  | 05/31/2019
Trane U.S. Inc. | AMERICAN STANDARD | TWA090E(3,4,W)0RA* | TWE090E(3,4,W)R3A* | HRCU-A-CB, Split System: Heat | Heat Pump | 460 | 3 |  | False |  |  | True | Single-Speed | 93000 | 8303 | 11.2 | 10.8 | 13.3 |  | 82000 | 7282 | 3.3 | 3.3 | 51500 | 6708 | 2.25 | Federally-Regulated Commercial & Industrial Equipment | 05/02/2019 |  | 05/31/2019
Trane U.S. Inc. | AMERICAN STANDARD | TWA090E(3,4,W)0RA* | TWE090E(3,4,W)R3A* | HRCU-A-CB, Split System: Heat | Heat Pump | 230 | 3 |  | False |  |  | True | Single-Speed | 93000 | 8303 | 11.2 | 10.8 | 13.3 |  | 82000 | 7282 | 3.3 | 3.3 | 51500 | 6708 | 2.25 | Federally-Regulated Commercial & Industrial Equipment | 05/02/2019 |  | 05/31/2019
Trane U.S. Inc. | AMERICAN STANDARD | TWA090E(3,4,W)0RA* | TWE090E(3,4,W)R3A* | HRCU-A-CB, Split System: Heat | Heat Pump | 208 | 3 |  | False |  |  | True | Single-Speed | 93000 | 8303 | 11.2 | 10.8 | 13.3 |  | 82000 | 7282 | 3.3 | 3.3 | 51500 | 6708 | 2.25 | Federally-Regulated Commercial & Industrial Equipment | 05/02/2019 |  | 05/31/2019
Trane U.S. Inc. | AMERICAN STANDARD | TWA073E(3,4,W)0RA* | TWE073E(3,4,W)R3A* | HRCU-A-CB, Split System: Heat | Heat Pump | 575 | 3 |  | False |  |  | True | Single-Speed | 77000 | 6875 | 11.2 | 10.8 | 13.3 |  | 64000 | 5683 | 3.3 | 3.3 | 38000 | 4949 | 2.25 | Federally-Regulated Commercial & Industrial Equipment | 05/02/2019 |  | 05/31/2019
Trane U.S. Inc. | AMERICAN STANDARD | TWA073E(3,4,W)0RA* | TWE073E(3,4,W)R3A* | HRCU-A-CB, Split System: Heat | Heat Pump | 460 | 3 |  | False |  |  | True | Single-Speed | 77000 | 6875 | 11.2 | 10.8 | 13.3 |  | 64000 | 5683 | 3.3 | 3.3 | 38000 | 4949 | 2.25 | Federally-Regulated Commercial & Industrial Equipment | 05/02/2019 |  | 05/31/2019
Trane U.S. Inc. | AMERICAN STANDARD | TWA073E(3,4,W)0RA* | TWE073E(3,4,W)R3A* | HRCU-A-CB, Split System: Heat | Heat Pump | 230 | 3 |  | False |  |  | True | Single-Speed | 77000 | 6875 | 11.2 | 10.8 | 13.3 |  | 64000 | 5683 | 3.3 | 3.3 | 38000 | 4949 | 2.25 | Federally-Regulated Commercial & Industrial Equipment | 05/02/2019 |  | 05/31/2019
Trane U.S. Inc. | AMERICAN STANDARD | TWA073E(3,4,W)0RA* | TWE073E(3,4,W)R3A* | HRCU-A-CB, Split System: Heat | Heat Pump | 208 | 3 |  | False |  |  | True | Single-Speed | 77000 | 6875 | 11.2 | 10.8 | 13.3 |  | 64000 | 5683 | 3.3 | 3.3 | 38000 | 4949 | 2.25 | Federally-Regulated Commercial & Industrial Equipment | 05/02/2019 |  | 05/31/2019
Trane U.S. Inc. | AMERICAN STANDARD | TWA120E(3,4,W)**A* | TWE120E(3,W)00A* | HRCU-A-CB, Split System: Heat | Heat Pump | 575 | 3 |  | False |  |  | True | Single-Speed | 118000 | 10535 | 11.2 | 10.8 | 12.2 |  | 112000 | 9946 | 3.3 | 3.3 | 71000 | 9248 | 2.25 | Federally-Regulated Commercial & Industrial Equipment | 05/02/2019 |  | 05/31/2019
Trane U.S. Inc. | AMERICAN STANDARD | TWA120E(3,4,W)**A* | TWE120E(3,W)00A* | HRCU-A-CB, Split System: Heat | Heat Pump | 460 | 3 |  | False |  |  | True | Single-Speed | 118000 | 10535 | 11.2 | 10.8 | 12.2 |  | 112000 | 9946 | 3.3 | 3.3 | 71000 | 9248 | 2.25 | Federally-Regulated Commercial & Industrial Equipment | 05/02/2019 |  | 05/31/2019
Trane U.S. Inc. | AMERICAN STANDARD | TWA120E(3,4,W)**A* | TWE120E(3,W)00A* | HRCU-A-CB, Split System: Heat | Heat Pump | 230 | 3 |  | False |  |  | True | Single-Speed | 118000 | 10535 | 11.2 | 10.8 | 12.2 |  | 112000 | 9946 | 3.3 | 3.3 | 71000 | 9248 | 2.25 | Federally-Regulated Commercial & Industrial Equipment | 05/02/2019 |  | 05/31/2019
Trane U.S. Inc. | AMERICAN STANDARD | TWA120E(3,4,W)**A* | TWE120E(3,W)00A* | HRCU-A-CB, Split System: Heat | Heat Pump | 208 | 3 |  | False |  |  | True | Single-Speed | 118000 | 10535 | 11.2 | 10.8 | 12.2 |  | 112000 | 9946 | 3.3 | 3.3 | 71000 | 9248 | 2.25 | Federally-Regulated Commercial & Industrial Equipment | 05/02/2019 |  | 05/31/2019
Trane U.S. Inc. | AMERICAN STANDARD | TWA090E(3,4,W)**A* | TWE090E(3,W)00A* | HRCU-A-CB, Split System: Heat | Heat Pump | 575 | 3 |  | False |  |  | True | Single-Speed | 93000 | 8303 | 11.2 | 10.8 | 12.2 |  | 82000 | 7282 | 3.3 | 3.3 | 51500 | 6708 | 2.25 | Federally-Regulated Commercial & Industrial Equipment | 05/02/2019 |  | 05/31/2019
Trane U.S. Inc. | AMERICAN STANDARD | TWA090E(3,4,W)**A* | TWE090E(3,W)00A* | HRCU-A-CB, Split System: Heat | Heat Pump | 460 | 3 |  | False |  |  | True | Single-Speed | 93000 | 8303 | 11.2 | 10.8 | 12.2 |  | 82000 | 7282 | 3.3 | 3.3 | 51500 | 6708 | 2.25 | Federally-Regulated Commercial & Industrial Equipment | 05/02/2019 |  | 05/31/2019
Trane U.S. Inc. | AMERICAN STANDARD | TWA090E(3,4,W)**A* | TWE090E(3,W)00A* | HRCU-A-CB, Split System: Heat | Heat Pump | 230 | 3 |  | False |  |  | True | Single-Speed | 93000 | 8303 | 11.2 | 10.8 | 12.2 |  | 82000 | 7282 | 3.3 | 3.3 | 51500 | 6708 | 2.25 | Federally-Regulated Commercial & Industrial Equipment | 05/02/2019 |  | 05/31/2019
Trane U.S. Inc. | AMERICAN STANDARD | TWA090E(3,4,W)**A* | TWE090E(3,W)00A* | HRCU-A-CB, Split System: Heat | Heat Pump | 208 | 3 |  | False |  |  | True | Single-Speed | 93000 | 8303 | 11.2 | 10.8 | 12.2 |  | 82000 | 7282 | 3.3 | 3.3 | 51500 | 6708 | 2.25 | Federally-Regulated Commercial & Industrial Equipment | 05/02/2019 |  | 05/31/2019
Trane U.S. Inc. | AMERICAN STANDARD | TWA073E(3,4,W)**A* | TWE073E(3,W)00A* | HRCU-A-CB, Split System: Heat | Heat Pump | 575 | 3 |  | False |  |  | True | Single-Speed | 77000 | 6875 | 11.2 | 10.8 | 12.2 |  | 64000 | 5683 | 3.3 | 3.3 | 38000 | 4949 | 2.25 | Federally-Regulated Commercial & Industrial Equipment | 05/02/2019 |  | 05/31/2019
Trane U.S. Inc. | AMERICAN STANDARD | TWA073E(3,4,W)**A* | TWE073E(3,W)00A* | HRCU-A-CB, Split System: Heat | Heat Pump | 460 | 3 |  | False |  |  | True | Single-Speed | 77000 | 6875 | 11.2 | 10.8 | 12.2 |  | 64000 | 5683 | 3.3 | 3.3 | 38000 | 4949 | 2.25 | Federally-Regulated Commercial & Industrial Equipment | 05/02/2019 |  | 05/31/2019
Trane U.S. Inc. | AMERICAN STANDARD | TWA073E(3,4,W)**A* | TWE073E(3,W)00A* | HRCU-A-CB, Split System: Heat | Heat Pump | 230 | 3 |  | False |  |  | True | Single-Speed | 77000 | 6875 | 11.2 | 10.8 | 12.2 |  | 64000 | 5683 | 3.3 | 3.3 | 38000 | 4949 | 2.25 | Federally-Regulated Commercial & Industrial Equipment | 05/02/2019 |  | 05/31/2019
Trane U.S. Inc. | AMERICAN STANDARD | TWA073E(3,4,W)**A* | TWE073E(3,W)00A* | HRCU-A-CB, Split System: Heat | Heat Pump | 208 | 3 |  | False |  |  | True | Single-Speed | 77000 | 6875 | 11.2 | 10.8 | 12.2 |  | 64000 | 5683 | 3.3 | 3.3 | 38000 | 4949 | 2.25 | Federally-Regulated Commercial & Industrial Equipment | 05/02/2019 |  | 05/31/2019
Trane U.S. Inc. | AMERICAN STANDARD | TWA120D(3,4,W)**B* | TWE120D(3,W)00A* | HRCU-A-CB, Split System: Heat | Heat Pump | 575 | 3 |  | False |  |  | True | Single-Speed | 123000 | 10884 | 11.3 | 10.8 | 12.4 |  | 120000 | 10657 | 3.3 | 3.3 | 76000 | 9899 | 2.25 | Federally-Regulated Commercial & Industrial Equipment | 05/02/2019 |  | 05/31/2019
Trane U.S. Inc. | AMERICAN STANDARD | TWA120D(3,4,W)**B* | TWE120D(3,W)00A* | HRCU-A-CB, Split System: Heat | Heat Pump | 460 | 3 |  | False |  |  | True | Single-Speed | 123000 | 10884 | 11.3 | 10.8 | 12.4 |  | 120000 | 10657 | 3.3 | 3.3 | 76000 | 9899 | 2.25 | Federally-Regulated Commercial & Industrial Equipment | 05/02/2019 |  | 05/31/2019
Trane U.S. Inc. | AMERICAN STANDARD | TWA120D(3,4,W)**B* | TWE120D(3,W)00A* | HRCU-A-CB, Split System: Heat | Heat Pump | 230 | 3 |  | False |  |  | True | Single-Speed | 123000 | 10884 | 11.3 | 10.8 | 12.4 |  | 120000 | 10657 | 3.3 | 3.3 | 76000 | 9899 | 2.25 | Federally-Regulated Commercial & Industrial Equipment | 05/02/2019 |  | 05/31/2019
Trane U.S. Inc. | AMERICAN STANDARD | TWA120D(3,4,W)**B* | TWE120D(3,W)00A* | HRCU-A-CB, Split System: Heat | Heat Pump | 208 | 3 |  | False |  |  | True | Single-Speed | 123000 | 10884 | 11.3 | 10.8 | 12.4 |  | 120000 | 10657 | 3.3 | 3.3 | 76000 | 9899 | 2.25 | Federally-Regulated Commercial & Industrial Equipment | 05/02/2019 |  | 05/31/2019
Trane U.S. Inc. | AMERICAN STANDARD | TWA120D(3,4)**B* | TWE120D100A* | HRCU-A-CB, Split System: Heat | Heat Pump | 460 | 3 |  | False |  |  | True | Single-Speed | 123000 | 10884 | 11.3 | 10.8 | 12.4 |  | 120000 | 10657 | 3.3 | 3.3 | 76000 | 9899 | 2.25 | Federally-Regulated Commercial & Industrial Equipment | 05/02/2019 |  | 05/31/2019
Trane U.S. Inc. | AMERICAN STANDARD | TWA120D(3,4)**B* | TWE120D100A* | HRCU-A-CB, Split System: Heat | Heat Pump | 230 | 3 |  | False |  |  | True | Single-Speed | 123000 | 10884 | 11.3 | 10.8 | 12.4 |  | 120000 | 10657 | 3.3 | 3.3 | 76000 | 9899 | 2.25 | Federally-Regulated Commercial & Industrial Equipment | 05/02/2019 |  | 05/31/2019
Trane U.S. Inc. | AMERICAN STANDARD | TWA120D(3,4)**B* | TWE120D100A* | HRCU-A-CB, Split System: Heat | Heat Pump | 208 | 3 |  | False |  |  | True | Single-Speed | 123000 | 10884 | 11.3 | 10.8 | 12.4 |  | 120000 | 10657 | 3.3 | 3.3 | 76000 | 9899 | 2.25 | Federally-Regulated Commercial & Industrial Equipment | 05/02/2019 |  | 05/31/2019
Trane U.S. Inc. | AMERICAN STANDARD | TWA240E(3,4)**A* | TWE240E(3,4)00B* | HRCU-A-CB, Split System: Heat | Heat Pump | 460 | 3 |  | False |  |  | True | Single-Speed | 248000 | 24800 | 10 | 9.3 | 10.6 |  | 238000 | 21797 | 3.2 | 3.2 | 154000 | 22016 | 2.05 | Federally-Regulated Commercial & Industrial Equipment | 05/02/2019 |  | 05/31/2019
Trane U.S. Inc. | AMERICAN STANDARD | TWA240E(3,4)**A* | TWE240E(3,4)00B* | HRCU-A-CB, Split System: Heat | Heat Pump | 230 | 3 |  | False |  |  | True | Single-Speed | 248000 | 24800 | 10 | 9.3 | 10.6 |  | 238000 | 21797 | 3.2 | 3.2 | 154000 | 22016 | 2.05 | Federally-Regulated Commercial & Industrial Equipment | 05/02/2019 |  | 05/31/2019
Trane U.S. Inc. | AMERICAN STANDARD | TWA240E(3,4)**A* | TWE240E(3,4)00B* | HRCU-A-CB, Split System: Heat | Heat Pump | 208 | 3 |  | False |  |  | True | Single-Speed | 248000 | 24800 | 10 | 9.3 | 10.6 |  | 238000 | 21797 | 3.2 | 3.2 | 154000 | 22016 | 2.05 | Federally-Regulated Commercial & Industrial Equipment | 05/02/2019 |  | 05/31/2019
Trane U.S. Inc. | AMERICAN STANDARD | TWA240E(3,4)0RA* | TWE240E(3,4)R3B* | HRCU-A-CB, Split System: Heat | Heat Pump | 460 | 3 |  | False |  |  | True | Single-Speed | 248000 | 24800 | 10 | 9.3 | 11.7 |  | 238000 | 21797 | 3.2 | 3.2 | 154000 | 22016 | 2.05 | Federally-Regulated Commercial & Industrial Equipment | 05/02/2019 |  | 05/31/2019
Trane U.S. Inc. | AMERICAN STANDARD | TWA240E(3,4)0RA* | TWE240E(3,4)R3B* | HRCU-A-CB, Split System: Heat | Heat Pump | 230 | 3 |  | False |  |  | True | Single-Speed | 248000 | 24800 | 10 | 9.3 | 11.7 |  | 238000 | 21797 | 3.2 | 3.2 | 154000 | 22016 | 2.05 | Federally-Regulated Commercial & Industrial Equipment | 05/02/2019 |  | 05/31/2019
Trane U.S. Inc. | AMERICAN STANDARD | TWA240E(3,4)0RA* | TWE240E(3,4)R3B* | HRCU-A-CB, Split System: Heat | Heat Pump | 208 | 3 |  | False |  |  | True | Single-Speed | 248000 | 24800 | 10 | 9.3 | 11.7 |  | 238000 | 21797 | 3.2 | 3.2 | 154000 | 22016 | 2.05 | Federally-Regulated Commercial & Industrial Equipment | 05/02/2019 |  | 05/31/2019
Trane U.S. Inc. | AMERICAN STANDARD | TWA180E(3,4)0RA* | TWE180E(3,4)R3A* | HRCU-A-CB, Split System: Heat | Heat Pump | 460 | 3 |  | False |  |  | True | Single-Speed | 180000 | 16981 | 10.6 | 10.4 | 12.3 |  | 174000 | 15935 | 3.2 | 3.2 | 109000 | 13889 | 2.3 | Federally-Regulated Commercial & Industrial Equipment | 04/23/2019 |  | 05/31/2019
Trane U.S. Inc. | AMERICAN STANDARD | TWA180E(3,4)0RA* | TWE180E(3,4)R3A* | HRCU-A-CB, Split System: Heat | Heat Pump | 230 | 3 |  | False |  |  | True | Single-Speed | 180000 | 16981 | 10.6 | 10.4 | 12.3 |  | 174000 | 15935 | 3.2 | 3.2 | 109000 | 13889 | 2.3 | Federally-Regulated Commercial & Industrial Equipment | 04/23/2019 |  | 05/31/2019
Trane U.S. Inc. | AMERICAN STANDARD | TWA180E(3,4)0RA* | TWE180E(3,4)R3A* | HRCU-A-CB, Split System: Heat | Heat Pump | 208 | 3 |  | False |  |  | True | Single-Speed | 180000 | 16981 | 10.6 | 10.4 | 12.3 |  | 174000 | 15935 | 3.2 | 3.2 | 109000 | 13889 | 2.3 | Federally-Regulated Commercial & Industrial Equipment | 04/23/2019 |  | 05/31/2019
Trane U.S. Inc. | AMERICAN STANDARD | TWA180E(3,4)**A* | TWE180E300A* | HRCU-A-CB, Split System: Heat | Heat Pump | 460 | 3 |  | False |  |  | True | Single-Speed | 188000 | 17407 | 10.8 | 10.4 | 11.6 |  | 178000 | 16302 | 3.2 | 3.2 | 117000 | 16726 | 2.05 | Federally-Regulated Commercial & Industrial Equipment | 05/02/2019 |  | 05/31/2019
Trane U.S. Inc. | AMERICAN STANDARD | TWA180E(3,4)**A* | TWE180E300A* | HRCU-A-CB, Split System: Heat | Heat Pump | 230 | 3 |  | False |  |  | True | Single-Speed | 188000 | 17407 | 10.8 | 10.4 | 11.6 |  | 178000 | 16302 | 3.2 | 3.2 | 117000 | 16726 | 2.05 | Federally-Regulated Commercial & Industrial Equipment | 05/02/2019 |  | 05/31/2019
Trane U.S. Inc. | AMERICAN STANDARD | TWA180E(3,4)**A* | TWE180E300A* | HRCU-A-CB, Split System: Heat | Heat Pump | 208 | 3 |  | False |  |  | True | Single-Speed | 188000 | 17407 | 10.8 | 10.4 | 11.6 |  | 178000 | 16302 | 3.2 | 3.2 | 117000 | 16726 | 2.05 | Federally-Regulated Commercial & Industrial Equipment | 05/02/2019 |  | 05/31/2019
Trane U.S. Inc. | AMERICAN STANDARD | TWA240EW0RA* | TWE240EWR3B* | HRCU-A-CB, Split System: Heat | Heat Pump | 575 | 3 |  | False |  |  | True | Single-Speed | 248000 | 24800 | 10 | 9.3 | 11.7 |  | 238000 | 21797 | 3.2 | 3.2 | 154000 | 22016 | 2.05 | Federally-Regulated Commercial & Industrial Equipment | 05/02/2019 |  | 05/31/2019
Trane U.S. Inc. | AMERICAN STANDARD | TWA240EW**A* | TWE240EW00B* | HRCU-A-CB, Split System: Heat | Heat Pump | 575 | 3 |  | False |  |  | False | Single-Speed | 248000 | 24800 | 10 | 9.3 | 10.6 |  | 238000 | 21797 | 3.2 | 3.2 | 154000 | 22566 | 2 | Federally-Regulated Commercial & Industrial Equipment | 04/23/2019 |  | 05/31/2019
Trane U.S. Inc. | AMERICAN STANDARD | TWA180EW**A* | TWE180EW00A* | HRCU-A-CB, Split System: Heat | Heat Pump | 575 | 3 |  | False |  |  | True | Single-Speed | 188000 | 17407 | 10.8 | 10.4 | 11.6 |  | 178000 | 16302 | 3.2 | 3.2 | 117000 | 16726 | 2.05 | Federally-Regulated Commercial & Industrial Equipment | 05/02/2019 |  | 05/31/2019
Trane U.S. Inc. | AMERICAN STANDARD | TWA180EW0RA* | TWE180EWR3A* | HRCU-A-CB, Split System: Heat | Heat Pump | 575 | 3 |  | False |  |  | True | Single-Speed | 180000 | 16981 | 10.6 | 10.4 | 12.3 |  | 174000 | 15935 | 3.2 | 3.2 | 109000 | 13889 | 2.3 | Federally-Regulated Commercial & Industrial Equipment | 04/23/2019 |  | 05/31/2019
Trane U.S. Inc. | AMERICAN STANDARD | TWA090DW**A* | TWE090DW00A* | HRCU-A-CB, Split System: Heat | Heat Pump | 575 | 3 |  | False |  |  | True | Single-Speed | 86000 | 7610 | 11.3 | 10.8 | 12.2 |  | 79000 | 7016 | 3.3 | 3.3 | 50500 | 6577 | 2.25 | Federally-Regulated Commercial & Industrial Equipment | 05/02/2019 |  | 05/31/2019
Trane U.S. Inc. | AMERICAN STANDARD | TWA090D3**A* | TWE090D100A* | HRCU-A-CB, Split System: Heat | Heat Pump | 230 | 3 |  | False |  |  | True | Single-Speed | 86000 | 7610 | 11.3 | 10.8 | 12.4 |  | 79000 | 7016 | 3.3 | 3.3 | 50000 | 6512 | 2.25 | Federally-Regulated Commercial & Industrial Equipment | 05/02/2019 |  | 05/31/2019
Trane U.S. Inc. | AMERICAN STANDARD | TWA090D3**A* | TWE090D100A* | HRCU-A-CB, Split System: Heat | Heat Pump | 208 | 3 |  | False |  |  | True | Single-Speed | 86000 | 7610 | 11.3 | 10.8 | 12.4 |  | 79000 | 7016 | 3.3 | 3.3 | 50000 | 6512 | 2.25 | Federally-Regulated Commercial & Industrial Equipment | 05/02/2019 |  | 05/31/2019
Trane U.S. Inc. | AMERICAN STANDARD | TWA073D4**A* | TWE090D300A* | HRCU-A-CB, Split System: Heat | Heat Pump | 460 | 3 |  | False |  |  | True | Single-Speed | 80000 | 7079 | 11.3 | 10.8 | 12.4 |  | 72000 | 6394 | 3.3 | 3.3 | 46000 | 5991 | 2.25 | Federally-Regulated Commercial & Industrial Equipment | 05/02/2019 |  | 05/31/2019
Trane U.S. Inc. | AMERICAN STANDARD | TWA090D4**A* | TWE090D100A* | HRCU-A-CB, Split System: Heat | Heat Pump | 460 | 3 |  | False |  |  | True | Single-Speed | 86000 | 7610 | 11.3 | 10.8 | 12.4 |  | 79000 | 7016 | 3.3 | 3.3 | 50500 | 6577 | 2.25 | Federally-Regulated Commercial & Industrial Equipment | 05/02/2019 |  | 05/31/2019
Trane U.S. Inc. | AMERICAN STANDARD | TWA073DW**A* | TWE090DW00A* | HRCU-A-CB, Split System: Heat | Heat Pump | 575 | 3 |  | False |  |  | True | Single-Speed | 80000 | 7079 | 11.3 | 10.8 | 12.4 |  | 72000 | 6394 | 3.3 | 3.3 | 46000 | 5991 | 2.25 | Federally-Regulated Commercial & Industrial Equipment | 05/02/2019 |  | 05/31/2019
Trane U.S. Inc. | AMERICAN STANDARD | TWA073D3**A* | TWE090D300A* | HRCU-A-CB, Split System: Heat | Heat Pump | 230 | 3 |  | False |  |  | True | Single-Speed | 80000 | 7079 | 11.3 | 10.8 | 12.4 |  | 72000 | 6394 | 3.3 | 3.3 | 46000 | 5991 | 2.25 | Federally-Regulated Commercial & Industrial Equipment | 05/02/2019 |  | 05/31/2019
Trane U.S. Inc. | AMERICAN STANDARD | TWA073D3**A* | TWE090D300A* | HRCU-A-CB, Split System: Heat | Heat Pump | 208 | 3 |  | False |  |  | True | Single-Speed | 80000 | 7079 | 11.3 | 10.8 | 12.4 |  | 72000 | 6394 | 3.3 | 3.3 | 46000 | 5991 | 2.25 | Federally-Regulated Commercial & Industrial Equipment | 05/02/2019 |  | 05/31/2019
Trane U.S. Inc. | AMERICAN STANDARD | TWA090D3**A* | TWE090D300A* | HRCU-A-CB, Split System: Heat | Heat Pump | 230 | 3 |  | False |  |  | True | Single-Speed | 86000 | 7610 | 11.3 | 10.8 | 12.4 |  | 79000 | 7016 | 3.3 | 3.3 | 50500 | 6577 | 2.25 | Federally-Regulated Commercial & Industrial Equipment | 05/02/2019 |  | 05/31/2019
Trane U.S. Inc. | AMERICAN STANDARD | TWA090D3**A* | TWE090D300A* | HRCU-A-CB, Split System: Heat | Heat Pump | 208 | 3 |  | False |  |  | True | Single-Speed | 86000 | 7610 | 11.3 | 10.8 | 12.4 |  | 79000 | 7016 | 3.3 | 3.3 | 50500 | 6577 | 2.25 | Federally-Regulated Commercial & Industrial Equipment | 05/02/2019 |  | 05/31/2019
Trane U.S. Inc. | AMERICAN STANDARD | TWA073D4**A* | TWE090D100A* | HRCU-A-CB, Split System: Heat | Heat Pump | 460 | 3 |  | False |  |  | True | Single-Speed | 80000 | 7079 | 11.3 | 10.8 | 12.4 |  | 72000 | 6394 | 3.3 | 3.3 | 46000 | 5991 | 2.25 | Federally-Regulated Commercial & Industrial Equipment | 05/02/2019 |  | 05/31/2019
Trane U.S. Inc. | AMERICAN STANDARD | TWA073D3**A* | TWE090D100A* | HRCU-A-CB, Split System: Heat | Heat Pump | 230 | 3 |  | False |  |  | True | Single-Speed | 80000 | 7079 | 11.3 | 10.8 | 12.4 |  | 72000 | 6394 | 3.3 | 3.3 | 46000 | 5991 | 2.25 | Federally-Regulated Commercial & Industrial Equipment | 05/02/2019 |  | 05/31/2019
Trane U.S. Inc. | AMERICAN STANDARD | TWA073D3**A* | TWE090D100A* | HRCU-A-CB, Split System: Heat | Heat Pump | 208 | 3 |  | False |  |  | True | Single-Speed | 80000 | 7079 | 11.3 | 10.8 | 12.4 |  | 72000 | 6394 | 3.3 | 3.3 | 46000 | 5991 | 2.25 | Federally-Regulated Commercial & Industrial Equipment | 05/02/2019 |  | 05/31/2019
Trane U.S. Inc. | AMERICAN STANDARD | WS(D,H)180E(3,4,W)R(G,N,P,R)****7 |  | HSP-A, Single-Package Heat Pum | Both Heat Pump and Electric Re | 575 | 3 | False |  |  |  | False | Single-Speed | 170000 | 16037 | 10.6 | 10.6 | 13.5 |  | 170000 | 15569 | 3.2 | 3.2 | 90000 | 12560 | 2.1 | Federally-Regulated Commercial & Industrial Equipment | 04/16/2019 |  | 05/31/2019
Trane U.S. Inc. | AMERICAN STANDARD | WS(D,H)180E(3,4,W)R(G,N,P,R)****7 |  | HSP-A, Single-Package Heat Pum | Both Heat Pump and Electric Re | 460 | 3 | False |  |  |  | False | Single-Speed | 170000 | 16037 | 10.6 | 10.6 | 13.5 |  | 170000 | 15569 | 3.2 | 3.2 | 90000 | 12560 | 2.1 | Federally-Regulated Commercial & Industrial Equipment | 04/16/2019 |  | 05/31/2019
Trane U.S. Inc. | AMERICAN STANDARD | WS(D,H)180E(3,4,W)R(G,N,P,R)****7 |  | HSP-A, Single-Package Heat Pum | Both Heat Pump and Electric Re | 230 | 3 | False |  |  |  | False | Single-Speed | 170000 | 16037 | 10.6 | 10.6 | 13.5 |  | 170000 | 15569 | 3.2 | 3.2 | 90000 | 12560 | 2.1 | Federally-Regulated Commercial & Industrial Equipment | 04/16/2019 |  | 05/31/2019
Trane U.S. Inc. | AMERICAN STANDARD | WS(D,H)180E(3,4,W)R(G,N,P,R)****7 |  | HSP-A, Single-Package Heat Pum | Both Heat Pump and Electric Re | 208 | 3 | False |  |  |  | False | Single-Speed | 170000 | 16037 | 10.6 | 10.6 | 13.5 |  | 170000 | 15569 | 3.2 | 3.2 | 90000 | 12560 | 2.1 | Federally-Regulated Commercial & Industrial Equipment | 04/16/2019 |  | 05/31/2019
Trane U.S. Inc. | AMERICAN STANDARD | WS(D,H)180E(3,4,W)R0****7 |  | HSP-A, Single-Package Heat Pum | Heat Pump | 575 | 3 | False |  |  |  | False | Single-Speed | 170000 | 16037 | 10.6 | 10.4 | 13.5 |  | 170000 | 15569 | 3.2 | 3.2 | 90000 | 12560 | 2.1 | Federally-Regulated Commercial & Industrial Equipment | 04/16/2019 |  | 05/31/2019
Trane U.S. Inc. | AMERICAN STANDARD | WS(D,H)180E(3,4,W)R0****7 |  | HSP-A, Single-Package Heat Pum | Heat Pump | 460 | 3 | False |  |  |  | False | Single-Speed | 170000 | 16037 | 10.6 | 10.4 | 13.5 |  | 170000 | 15569 | 3.2 | 3.2 | 90000 | 12560 | 2.1 | Federally-Regulated Commercial & Industrial Equipment | 04/16/2019 |  | 05/31/2019
Trane U.S. Inc. | AMERICAN STANDARD | WS(D,H)180E(3,4,W)R0****7 |  | HSP-A, Single-Package Heat Pum | Heat Pump | 230 | 3 | False |  |  |  | False | Single-Speed | 170000 | 16037 | 10.6 | 10.4 | 13.5 |  | 170000 | 15569 | 3.2 | 3.2 | 90000 | 12560 | 2.1 | Federally-Regulated Commercial & Industrial Equipment | 04/16/2019 |  | 05/31/2019
Trane U.S. Inc. | AMERICAN STANDARD | WS(D,H)180E(3,4,W)R0****7 |  | HSP-A, Single-Package Heat Pum | Heat Pump | 208 | 3 | False |  |  |  | False | Single-Speed | 170000 | 16037 | 10.6 | 10.4 | 13.5 |  | 170000 | 15569 | 3.2 | 3.2 | 90000 | 12560 | 2.1 | Federally-Regulated Commercial & Industrial Equipment | 04/16/2019 |  | 05/31/2019
Trane U.S. Inc. | AMERICAN STANDARD | WS(D,H)180E(3,4,W)R(G,N,P,R)****6 |  | HSP-A, Single-Package Heat Pum | Both Heat Pump and Electric Re | 575 | 3 | False |  |  |  | False | Single-Speed | 170000 | 16037 | 10.6 | 10.6 | 13.5 |  | 170000 | 15569 | 3.2 | 3.2 | 90000 | 12560 | 2.1 | Federally-Regulated Commercial & Industrial Equipment | 04/23/2019 |  | 05/31/2019
Trane U.S. Inc. | AMERICAN STANDARD | WS(D,H)180E(3,4,W)R(G,N,P,R)****6 |  | HSP-A, Single-Package Heat Pum | Both Heat Pump and Electric Re | 460 | 3 | False |  |  |  | False | Single-Speed | 170000 | 16037 | 10.6 | 10.6 | 13.5 |  | 170000 | 15569 | 3.2 | 3.2 | 90000 | 12560 | 2.1 | Federally-Regulated Commercial & Industrial Equipment | 04/23/2019 |  | 05/31/2019
Trane U.S. Inc. | AMERICAN STANDARD | WS(D,H)180E(3,4,W)R(G,N,P,R)****6 |  | HSP-A, Single-Package Heat Pum | Both Heat Pump and Electric Re | 230 | 3 | False |  |  |  | False | Single-Speed | 170000 | 16037 | 10.6 | 10.6 | 13.5 |  | 170000 | 15569 | 3.2 | 3.2 | 90000 | 12560 | 2.1 | Federally-Regulated Commercial & Industrial Equipment | 04/23/2019 |  | 05/31/2019
Trane U.S. Inc. | AMERICAN STANDARD | WS(D,H)180E(3,4,W)R(G,N,P,R)****6 |  | HSP-A, Single-Package Heat Pum | Both Heat Pump and Electric Re | 208 | 3 | False |  |  |  | False | Single-Speed | 170000 | 16037 | 10.6 | 10.6 | 13.5 |  | 170000 | 15569 | 3.2 | 3.2 | 90000 | 12560 | 2.1 | Federally-Regulated Commercial & Industrial Equipment | 04/23/2019 |  | 05/31/2019
Trane U.S. Inc. | AMERICAN STANDARD | WS(D,H)180E(3,4,W)R0****6 |  | HSP-A, Single-Package Heat Pum | Heat Pump | 575 | 3 | False |  |  |  | False | Single-Speed | 170000 | 16037 | 10.6 | 10.4 | 13.5 |  | 170000 | 15569 | 3.2 | 3.2 | 90000 | 12560 | 2.1 | Federally-Regulated Commercial & Industrial Equipment | 04/23/2019 |  | 05/31/2019
Trane U.S. Inc. | AMERICAN STANDARD | WS(D,H)180E(3,4,W)R0****6 |  | HSP-A, Single-Package Heat Pum | Heat Pump | 460 | 3 | False |  |  |  | False | Single-Speed | 170000 | 16037 | 10.6 | 10.4 | 13.5 |  | 170000 | 15569 | 3.2 | 3.2 | 90000 | 12560 | 2.1 | Federally-Regulated Commercial & Industrial Equipment | 04/23/2019 |  | 05/31/2019
Trane U.S. Inc. | AMERICAN STANDARD | WS(D,H)180E(3,4,W)R0****6 |  | HSP-A, Single-Package Heat Pum | Heat Pump | 230 | 3 | False |  |  |  | False | Single-Speed | 170000 | 16037 | 10.6 | 10.4 | 13.5 |  | 170000 | 15569 | 3.2 | 3.2 | 90000 | 12560 | 2.1 | Federally-Regulated Commercial & Industrial Equipment | 04/23/2019 |  | 05/31/2019
Trane U.S. Inc. | AMERICAN STANDARD | WS(D,H)180E(3,4,W)R0****6 |  | HSP-A, Single-Package Heat Pum | Heat Pump | 208 | 3 | False |  |  |  | False | Single-Speed | 170000 | 16037 | 10.6 | 10.4 | 13.5 |  | 170000 | 15569 | 3.2 | 3.2 | 90000 | 12560 | 2.1 | Federally-Regulated Commercial & Industrial Equipment | 04/23/2019 |  | 05/31/2019
Trane U.S. Inc. | AMERICAN STANDARD | WS(D,H)180E(3,4,W)R(G,N,P,R)****0 |  | HSP-A, Single-Package Heat Pum | Both Heat Pump and Electric Re | 575 | 3 | False |  |  |  | False | Single-Speed | 170000 | 16037 | 10.6 | 10.6 | 12 |  | 170000 | 15569 | 3.2 | 3.2 | 90000 | 12560 | 2.1 | Federally-Regulated Commercial & Industrial Equipment | 04/23/2019 |  | 05/31/2019
Trane U.S. Inc. | AMERICAN STANDARD | WS(D,H)180E(3,4,W)R(G,N,P,R)****0 |  | HSP-A, Single-Package Heat Pum | Both Heat Pump and Electric Re | 460 | 3 | False |  |  |  | False | Single-Speed | 170000 | 16037 | 10.6 | 10.6 | 12 |  | 170000 | 15569 | 3.2 | 3.2 | 90000 | 12560 | 2.1 | Federally-Regulated Commercial & Industrial Equipment | 04/23/2019 |  | 05/31/2019
Trane U.S. Inc. | AMERICAN STANDARD | WS(D,H)180E(3,4,W)R(G,N,P,R)****0 |  | HSP-A, Single-Package Heat Pum | Both Heat Pump and Electric Re | 230 | 3 | False |  |  |  | False | Single-Speed | 170000 | 16037 | 10.6 | 10.6 | 12 |  | 170000 | 15569 | 3.2 | 3.2 | 90000 | 12560 | 2.1 | Federally-Regulated Commercial & Industrial Equipment | 04/23/2019 |  | 05/31/2019
Trane U.S. Inc. | AMERICAN STANDARD | WS(D,H)180E(3,4,W)R(G,N,P,R)****0 |  | HSP-A, Single-Package Heat Pum | Both Heat Pump and Electric Re | 208 | 3 | False |  |  |  | False | Single-Speed | 170000 | 16037 | 10.6 | 10.6 | 12 |  | 170000 | 15569 | 3.2 | 3.2 | 90000 | 12560 | 2.1 | Federally-Regulated Commercial & Industrial Equipment | 04/23/2019 |  | 05/31/2019
Trane U.S. Inc. | AMERICAN STANDARD | WS(D,H)180E(3,4,W)R0****0 |  | HSP-A, Single-Package Heat Pum | Heat Pump | 575 | 3 | False |  |  |  | False | Single-Speed | 170000 | 16037 | 10.6 | 10.4 | 12 |  | 170000 | 15569 | 3.2 | 3.2 | 90000 | 12560 | 2.1 | Federally-Regulated Commercial & Industrial Equipment | 04/23/2019 |  | 05/31/2019
Trane U.S. Inc. | AMERICAN STANDARD | WS(D,H)180E(3,4,W)R0****0 |  | HSP-A, Single-Package Heat Pum | Heat Pump | 460 | 3 | False |  |  |  | False | Single-Speed | 170000 | 16037 | 10.6 | 10.4 | 12 |  | 170000 | 15569 | 3.2 | 3.2 | 90000 | 12560 | 2.1 | Federally-Regulated Commercial & Industrial Equipment | 04/23/2019 |  | 05/31/2019
Trane U.S. Inc. | AMERICAN STANDARD | WS(D,H)180E(3,4,W)R0****0 |  | HSP-A, Single-Package Heat Pum | Heat Pump | 230 | 3 | False |  |  |  | False | Single-Speed | 170000 | 16037 | 10.6 | 10.4 | 12 |  | 170000 | 15569 | 3.2 | 3.2 | 90000 | 12560 | 2.1 | Federally-Regulated Commercial & Industrial Equipment | 04/23/2019 |  | 05/31/2019
Trane U.S. Inc. | AMERICAN STANDARD | WS(D,H)180E(3,4,W)R0****0 |  | HSP-A, Single-Package Heat Pum | Heat Pump | 208 | 3 | False |  |  |  | False | Single-Speed | 170000 | 16037 | 10.6 | 10.4 | 12 |  | 170000 | 15569 | 3.2 | 3.2 | 90000 | 12560 | 2.1 | Federally-Regulated Commercial & Industrial Equipment | 04/23/2019 |  | 05/31/2019
Trane U.S. Inc. | AMERICAN STANDARD | WS(D,H)240E(3,4,W)R(G,N,P,R)****7 |  | HSP-A, Single-Package Heat Pum | Both Heat Pump and Electric Re | 575 | 3 | False |  |  |  | False | Single-Speed | 240000 | 24742 | 9.7 | 9.5 | 12 |  | 210000 | 19233 | 3.2 | 3.2 | 120000 | 16747 | 2.1 | Federally-Regulated Commercial & Industrial Equipment | 04/23/2019 |  | 05/31/2019
Trane U.S. Inc. | AMERICAN STANDARD | WS(D,H)240E(3,4,W)R(G,N,P,R)****7 |  | HSP-A, Single-Package Heat Pum | Both Heat Pump and Electric Re | 460 | 3 | False |  |  |  | False | Single-Speed | 240000 | 24742 | 9.7 | 9.5 | 12 |  | 210000 | 19233 | 3.2 | 3.2 | 120000 | 16747 | 2.1 | Federally-Regulated Commercial & Industrial Equipment | 04/23/2019 |  | 05/31/2019
Trane U.S. Inc. | AMERICAN STANDARD | WS(D,H)240E(3,4,W)R(G,N,P,R)****7 |  | HSP-A, Single-Package Heat Pum | Both Heat Pump and Electric Re | 230 | 3 | False |  |  |  | False | Single-Speed | 240000 | 24742 | 9.7 | 9.5 | 12 |  | 210000 | 19233 | 3.2 | 3.2 | 120000 | 16747 | 2.1 | Federally-Regulated Commercial & Industrial Equipment | 04/23/2019 |  | 05/31/2019
Trane U.S. Inc. | AMERICAN STANDARD | WS(D,H)240E(3,4,W)R(G,N,P,R)****7 |  | HSP-A, Single-Package Heat Pum | Both Heat Pump and Electric Re | 208 | 3 | False |  |  |  | False | Single-Speed | 240000 | 24742 | 9.7 | 9.5 | 12 |  | 210000 | 19233 | 3.2 | 3.2 | 120000 | 16747 | 2.1 | Federally-Regulated Commercial & Industrial Equipment | 04/23/2019 |  | 05/31/2019
Trane U.S. Inc. | AMERICAN STANDARD | WS(D,H)240E(3,4,W)R0****7 |  | HSP-A, Single-Package Heat Pum | Heat Pump | 575 | 3 | False |  |  |  | False | Single-Speed | 240000 | 24742 | 9.7 | 9.3 | 12 |  | 210000 | 19233 | 3.2 | 3.2 | 120000 | 16747 | 2.1 | Federally-Regulated Commercial & Industrial Equipment | 04/23/2019 |  | 05/31/2019
Trane U.S. Inc. | AMERICAN STANDARD | WS(D,H)240E(3,4,W)R0****7 |  | HSP-A, Single-Package Heat Pum | Heat Pump | 460 | 3 | False |  |  |  | False | Single-Speed | 240000 | 24742 | 9.7 | 9.3 | 12 |  | 210000 | 19233 | 3.2 | 3.2 | 120000 | 16747 | 2.1 | Federally-Regulated Commercial & Industrial Equipment | 04/23/2019 |  | 05/31/2019
Trane U.S. Inc. | AMERICAN STANDARD | WS(D,H)240E(3,4,W)R0****7 |  | HSP-A, Single-Package Heat Pum | Heat Pump | 230 | 3 | False |  |  |  | False | Single-Speed | 240000 | 24742 | 9.7 | 9.3 | 12 |  | 210000 | 19233 | 3.2 | 3.2 | 120000 | 16747 | 2.1 | Federally-Regulated Commercial & Industrial Equipment | 04/23/2019 |  | 05/31/2019
Trane U.S. Inc. | AMERICAN STANDARD | WS(D,H)240E(3,4,W)R0****7 |  | HSP-A, Single-Package Heat Pum | Heat Pump | 208 | 3 | False |  |  |  | False | Single-Speed | 240000 | 24742 | 9.7 | 9.3 | 12 |  | 210000 | 19233 | 3.2 | 3.2 | 120000 | 16747 | 2.1 | Federally-Regulated Commercial & Industrial Equipment | 04/23/2019 |  | 05/31/2019
Trane U.S. Inc. | AMERICAN STANDARD | WS(D,H)150E(3,4,W)R(G,N,P,R)****7 |  | HSP-A, Single-Package Heat Pum | Both Heat Pump and Electric Re | 575 | 3 | False |  |  |  | False | Single-Speed | 146000 | 13773 | 10.6 | 10.6 | 13.5 |  | 136000 | 12455 | 3.2 | 3.2 | 75000 | 10466 | 2.1 | Federally-Regulated Commercial & Industrial Equipment | 04/16/2019 |  | 05/31/2019
Trane U.S. Inc. | AMERICAN STANDARD | WS(D,H)150E(3,4,W)R(G,N,P,R)****7 |  | HSP-A, Single-Package Heat Pum | Both Heat Pump and Electric Re | 460 | 3 | False |  |  |  | False | Single-Speed | 146000 | 13773 | 10.6 | 10.6 | 13.5 |  | 136000 | 12455 | 3.2 | 3.2 | 75000 | 10466 | 2.1 | Federally-Regulated Commercial & Industrial Equipment | 04/16/2019 |  | 05/31/2019
Trane U.S. Inc. | AMERICAN STANDARD | WS(D,H)150E(3,4,W)R(G,N,P,R)****7 |  | HSP-A, Single-Package Heat Pum | Both Heat Pump and Electric Re | 230 | 3 | False |  |  |  | False | Single-Speed | 146000 | 13773 | 10.6 | 10.6 | 13.5 |  | 136000 | 12455 | 3.2 | 3.2 | 75000 | 10466 | 2.1 | Federally-Regulated Commercial & Industrial Equipment | 04/16/2019 |  | 05/31/2019
Trane U.S. Inc. | AMERICAN STANDARD | WS(D,H)150E(3,4,W)R(G,N,P,R)****7 |  | HSP-A, Single-Package Heat Pum | Both Heat Pump and Electric Re | 208 | 3 | False |  |  |  | False | Single-Speed | 146000 | 13773 | 10.6 | 10.6 | 13.5 |  | 136000 | 12455 | 3.2 | 3.2 | 75000 | 10466 | 2.1 | Federally-Regulated Commercial & Industrial Equipment | 04/16/2019 |  | 05/31/2019
Trane U.S. Inc. | AMERICAN STANDARD | WS(D,H)150E(3,4,W)R0****7 |  | HSP-A, Single-Package Heat Pum | Heat Pump | 575 | 3 | False |  |  |  | False | Single-Speed | 146000 | 13773 | 10.6 | 10.4 | 13.5 |  | 136000 | 12455 | 3.2 | 3.2 | 75000 | 10466 | 2.1 | Federally-Regulated Commercial & Industrial Equipment | 04/16/2019 |  | 05/31/2019
Trane U.S. Inc. | AMERICAN STANDARD | WS(D,H)150E(3,4,W)R0****7 |  | HSP-A, Single-Package Heat Pum | Heat Pump | 460 | 3 | False |  |  |  | False | Single-Speed | 146000 | 13773 | 10.6 | 10.4 | 13.5 |  | 136000 | 12455 | 3.2 | 3.2 | 75000 | 10466 | 2.1 | Federally-Regulated Commercial & Industrial Equipment | 04/16/2019 |  | 05/31/2019
Trane U.S. Inc. | AMERICAN STANDARD | WS(D,H)150E(3,4,W)R0****7 |  | HSP-A, Single-Package Heat Pum | Heat Pump | 230 | 3 | False |  |  |  | False | Single-Speed | 146000 | 13773 | 10.6 | 10.4 | 13.5 |  | 136000 | 12455 | 3.2 | 3.2 | 75000 | 10466 | 2.1 | Federally-Regulated Commercial & Industrial Equipment | 04/16/2019 |  | 05/31/2019
Trane U.S. Inc. | AMERICAN STANDARD | WS(D,H)150E(3,4,W)R0****7 |  | HSP-A, Single-Package Heat Pum | Heat Pump | 208 | 3 | False |  |  |  | False | Single-Speed | 146000 | 13773 | 10.6 | 10.4 | 13.5 |  | 136000 | 12455 | 3.2 | 3.2 | 75000 | 10466 | 2.1 | Federally-Regulated Commercial & Industrial Equipment | 04/16/2019 |  | 05/31/2019
Trane U.S. Inc. | AMERICAN STANDARD | WS(D,H)240E(3,4,W)R(G,N,P,R)****6 |  | HSP-A, Single-Package Heat Pum | Both Heat Pump and Electric Re | 575 | 3 | False |  |  |  | False | Single-Speed | 240000 | 24742 | 9.7 | 9.5 | 12 |  | 210000 | 19233 | 3.2 | 3.2 | 120000 | 16747 | 2.1 | Federally-Regulated Commercial & Industrial Equipment | 04/23/2019 |  | 05/31/2019
Trane U.S. Inc. | AMERICAN STANDARD | WS(D,H)240E(3,4,W)R(G,N,P,R)****6 |  | HSP-A, Single-Package Heat Pum | Both Heat Pump and Electric Re | 460 | 3 | False |  |  |  | False | Single-Speed | 240000 | 24742 | 9.7 | 9.5 | 12 |  | 210000 | 19233 | 3.2 | 3.2 | 120000 | 16747 | 2.1 | Federally-Regulated Commercial & Industrial Equipment | 04/23/2019 |  | 05/31/2019
Trane U.S. Inc. | AMERICAN STANDARD | WS(D,H)240E(3,4,W)R(G,N,P,R)****6 |  | HSP-A, Single-Package Heat Pum | Both Heat Pump and Electric Re | 230 | 3 | False |  |  |  | False | Single-Speed | 240000 | 24742 | 9.7 | 9.5 | 12 |  | 210000 | 19233 | 3.2 | 3.2 | 120000 | 16747 | 2.1 | Federally-Regulated Commercial & Industrial Equipment | 04/23/2019 |  | 05/31/2019
Trane U.S. Inc. | AMERICAN STANDARD | WS(D,H)240E(3,4,W)R(G,N,P,R)****6 |  | HSP-A, Single-Package Heat Pum | Both Heat Pump and Electric Re | 208 | 3 | False |  |  |  | False | Single-Speed | 240000 | 24742 | 9.7 | 9.5 | 12 |  | 210000 | 19233 | 3.2 | 3.2 | 120000 | 16747 | 2.1 | Federally-Regulated Commercial & Industrial Equipment | 04/23/2019 |  | 05/31/2019
Trane U.S. Inc. | AMERICAN STANDARD | WS(D,H)240E(3,4,W)R0****6 |  | HSP-A, Single-Package Heat Pum | Heat Pump | 575 | 3 | False |  |  |  | False | Single-Speed | 240000 | 24742 | 9.7 | 9.3 | 12 |  | 210000 | 19233 | 3.2 | 3.2 | 120000 | 16747 | 2.1 | Federally-Regulated Commercial & Industrial Equipment | 04/23/2019 |  | 05/31/2019
Trane U.S. Inc. | AMERICAN STANDARD | WS(D,H)240E(3,4,W)R0****6 |  | HSP-A, Single-Package Heat Pum | Heat Pump | 460 | 3 | False |  |  |  | False | Single-Speed | 240000 | 24742 | 9.7 | 9.3 | 12 |  | 210000 | 19233 | 3.2 | 3.2 | 120000 | 16747 | 2.1 | Federally-Regulated Commercial & Industrial Equipment | 04/23/2019 |  | 05/31/2019
Trane U.S. Inc. | AMERICAN STANDARD | WS(D,H)240E(3,4,W)R0****6 |  | HSP-A, Single-Package Heat Pum | Heat Pump | 230 | 3 | False |  |  |  | False | Single-Speed | 240000 | 24742 | 9.7 | 9.3 | 12 |  | 210000 | 19233 | 3.2 | 3.2 | 120000 | 16747 | 2.1 | Federally-Regulated Commercial & Industrial Equipment | 04/23/2019 |  | 05/31/2019
Trane U.S. Inc. | AMERICAN STANDARD | WS(D,H)240E(3,4,W)R0****6 |  | HSP-A, Single-Package Heat Pum | Heat Pump | 208 | 3 | False |  |  |  | False | Single-Speed | 240000 | 24742 | 9.7 | 9.3 | 12 |  | 210000 | 19233 | 3.2 | 3.2 | 120000 | 16747 | 2.1 | Federally-Regulated Commercial & Industrial Equipment | 04/23/2019 |  | 05/31/2019
Trane U.S. Inc. | AMERICAN STANDARD | WS(D,H)150E(3,4,W)R(G,N,P,R)****6 |  | HSP-A, Single-Package Heat Pum | Both Heat Pump and Electric Re | 575 | 3 | False |  |  |  | False | Single-Speed | 146000 | 13773 | 10.6 | 10.6 | 13.5 |  | 136000 | 12455 | 3.2 | 3.2 | 75000 | 10466 | 2.1 | Federally-Regulated Commercial & Industrial Equipment | 04/23/2019 |  | 05/31/2019
Trane U.S. Inc. | AMERICAN STANDARD | WS(D,H)150E(3,4,W)R(G,N,P,R)****6 |  | HSP-A, Single-Package Heat Pum | Both Heat Pump and Electric Re | 460 | 3 | False |  |  |  | False | Single-Speed | 146000 | 13773 | 10.6 | 10.6 | 13.5 |  | 136000 | 12455 | 3.2 | 3.2 | 75000 | 10466 | 2.1 | Federally-Regulated Commercial & Industrial Equipment | 04/23/2019 |  | 05/31/2019
Trane U.S. Inc. | AMERICAN STANDARD | WS(D,H)150E(3,4,W)R(G,N,P,R)****6 |  | HSP-A, Single-Package Heat Pum | Both Heat Pump and Electric Re | 230 | 3 | False |  |  |  | False | Single-Speed | 146000 | 13773 | 10.6 | 10.6 | 13.5 |  | 136000 | 12455 | 3.2 | 3.2 | 75000 | 10466 | 2.1 | Federally-Regulated Commercial & Industrial Equipment | 04/23/2019 |  | 05/31/2019
Trane U.S. Inc. | AMERICAN STANDARD | WS(D,H)150E(3,4,W)R(G,N,P,R)****6 |  | HSP-A, Single-Package Heat Pum | Both Heat Pump and Electric Re | 208 | 3 | False |  |  |  | False | Single-Speed | 146000 | 13773 | 10.6 | 10.6 | 13.5 |  | 136000 | 12455 | 3.2 | 3.2 | 75000 | 10466 | 2.1 | Federally-Regulated Commercial & Industrial Equipment | 04/23/2019 |  | 05/31/2019
Trane U.S. Inc. | AMERICAN STANDARD | WS(D,H)150E(3,4,W)R0****6 |  | HSP-A, Single-Package Heat Pum | Heat Pump | 575 | 3 | False |  |  |  | False | Single-Speed | 146000 | 13773 | 10.6 | 10.4 | 13.5 |  | 136000 | 12455 | 3.2 | 3.2 | 75000 | 10466 | 2.1 | Federally-Regulated Commercial & Industrial Equipment | 04/23/2019 |  | 05/31/2019
Trane U.S. Inc. | AMERICAN STANDARD | WS(D,H)150E(3,4,W)R0****6 |  | HSP-A, Single-Package Heat Pum | Heat Pump | 460 | 3 | False |  |  |  | False | Single-Speed | 146000 | 13773 | 10.6 | 10.4 | 13.5 |  | 136000 | 12455 | 3.2 | 3.2 | 75000 | 10466 | 2.1 | Federally-Regulated Commercial & Industrial Equipment | 04/23/2019 |  | 05/31/2019
Trane U.S. Inc. | AMERICAN STANDARD | WS(D,H)150E(3,4,W)R0****6 |  | HSP-A, Single-Package Heat Pum | Heat Pump | 230 | 3 | False |  |  |  | False | Single-Speed | 146000 | 13773 | 10.6 | 10.4 | 13.5 |  | 136000 | 12455 | 3.2 | 3.2 | 75000 | 10466 | 2.1 | Federally-Regulated Commercial & Industrial Equipment | 04/23/2019 |  | 05/31/2019
Trane U.S. Inc. | AMERICAN STANDARD | WS(D,H)150E(3,4,W)R0****6 |  | HSP-A, Single-Package Heat Pum | Heat Pump | 208 | 3 | False |  |  |  | False | Single-Speed | 146000 | 13773 | 10.6 | 10.4 | 13.5 |  | 136000 | 12455 | 3.2 | 3.2 | 75000 | 10466 | 2.1 | Federally-Regulated Commercial & Industrial Equipment | 04/23/2019 |  | 05/31/2019
Trane U.S. Inc. | AMERICAN STANDARD | WS(D,H)240E(3,4,W)R(G,N,P,R)****0 |  | HSP-A, Single-Package Heat Pum | Both Heat Pump and Electric Re | 575 | 3 | False |  |  |  | False | Single-Speed | 240000 | 24742 | 9.7 | 9.5 | 11.5 |  | 210000 | 19233 | 3.2 | 3.2 | 120000 | 16747 | 2.1 | Federally-Regulated Commercial & Industrial Equipment | 04/23/2019 |  | 05/31/2019
Trane U.S. Inc. | AMERICAN STANDARD | WS(D,H)240E(3,4,W)R(G,N,P,R)****0 |  | HSP-A, Single-Package Heat Pum | Both Heat Pump and Electric Re | 460 | 3 | False |  |  |  | False | Single-Speed | 240000 | 24742 | 9.7 | 9.5 | 11.5 |  | 210000 | 19233 | 3.2 | 3.2 | 120000 | 16747 | 2.1 | Federally-Regulated Commercial & Industrial Equipment | 04/23/2019 |  | 05/31/2019
Trane U.S. Inc. | AMERICAN STANDARD | WS(D,H)240E(3,4,W)R(G,N,P,R)****0 |  | HSP-A, Single-Package Heat Pum | Both Heat Pump and Electric Re | 230 | 3 | False |  |  |  | False | Single-Speed | 240000 | 24742 | 9.7 | 9.5 | 11.5 |  | 210000 | 19233 | 3.2 | 3.2 | 120000 | 16747 | 2.1 | Federally-Regulated Commercial & Industrial Equipment | 04/23/2019 |  | 05/31/2019
Trane U.S. Inc. | AMERICAN STANDARD | WS(D,H)240E(3,4,W)R(G,N,P,R)****0 |  | HSP-A, Single-Package Heat Pum | Both Heat Pump and Electric Re | 208 | 3 | False |  |  |  | False | Single-Speed | 240000 | 24742 | 9.7 | 9.5 | 11.5 |  | 210000 | 19233 | 3.2 | 3.2 | 120000 | 16747 | 2.1 | Federally-Regulated Commercial & Industrial Equipment | 04/16/2019 |  | 05/31/2019
Trane U.S. Inc. | AMERICAN STANDARD | WS(D,H)240E(3,4,W)R0****0 |  | HSP-A, Single-Package Heat Pum | Heat Pump | 575 | 3 | False |  |  |  | False | Single-Speed | 240000 | 24742 | 9.7 | 9.3 | 11.5 |  | 210000 | 19233 | 3.2 | 3.2 | 120000 | 16747 | 2.1 | Federally-Regulated Commercial & Industrial Equipment | 04/23/2019 |  | 05/31/2019
Trane U.S. Inc. | AMERICAN STANDARD | WS(D,H)240E(3,4,W)R0****0 |  | HSP-A, Single-Package Heat Pum | Heat Pump | 460 | 3 | False |  |  |  | False | Single-Speed | 240000 | 24742 | 9.7 | 9.3 | 11.5 |  | 210000 | 19233 | 3.2 | 3.2 | 120000 | 16747 | 2.1 | Federally-Regulated Commercial & Industrial Equipment | 04/23/2019 |  | 05/31/2019
Trane U.S. Inc. | AMERICAN STANDARD | WS(D,H)240E(3,4,W)R0****0 |  | HSP-A, Single-Package Heat Pum | Heat Pump | 230 | 3 | False |  |  |  | False | Single-Speed | 240000 | 24742 | 9.7 | 9.3 | 11.5 |  | 210000 | 19233 | 3.2 | 3.2 | 120000 | 16747 | 2.1 | Federally-Regulated Commercial & Industrial Equipment | 04/23/2019 |  | 05/31/2019
Trane U.S. Inc. | AMERICAN STANDARD | WS(D,H)240E(3,4,W)R0****0 |  | HSP-A, Single-Package Heat Pum | Heat Pump | 208 | 3 | False |  |  |  | False | Single-Speed | 240000 | 24742 | 9.7 | 9.3 | 11.5 |  | 210000 | 19233 | 3.2 | 3.2 | 120000 | 16747 | 2.1 | Federally-Regulated Commercial & Industrial Equipment | 04/23/2019 |  | 05/31/2019
Trane U.S. Inc. | AMERICAN STANDARD | WS(D,H)150E(3,4,W)R(G,N,P,R)****0 |  | HSP-A, Single-Package Heat Pum | Both Heat Pump and Electric Re | 575 | 3 | False |  |  |  | False | Single-Speed | 146000 | 13773 | 10.6 | 10.6 | 12 |  | 136000 | 12455 | 3.2 | 3.2 | 75000 | 10466 | 2.1 | Federally-Regulated Commercial & Industrial Equipment | 04/23/2019 |  | 05/31/2019
Trane U.S. Inc. | AMERICAN STANDARD | WS(D,H)150E(3,4,W)R(G,N,P,R)****0 |  | HSP-A, Single-Package Heat Pum | Both Heat Pump and Electric Re | 460 | 3 | False |  |  |  | False | Single-Speed | 146000 | 13773 | 10.6 | 10.6 | 12 |  | 136000 | 12455 | 3.2 | 3.2 | 75000 | 10466 | 2.1 | Federally-Regulated Commercial & Industrial Equipment | 04/23/2019 |  | 05/31/2019
Trane U.S. Inc. | AMERICAN STANDARD | WS(D,H)150E(3,4,W)R(G,N,P,R)****0 |  | HSP-A, Single-Package Heat Pum | Both Heat Pump and Electric Re | 230 | 3 | False |  |  |  | False | Single-Speed | 146000 | 13773 | 10.6 | 10.6 | 12 |  | 136000 | 12455 | 3.2 | 3.2 | 75000 | 10466 | 2.1 | Federally-Regulated Commercial & Industrial Equipment | 04/23/2019 |  | 05/31/2019
Trane U.S. Inc. | AMERICAN STANDARD | WS(D,H)150E(3,4,W)R(G,N,P,R)****0 |  | HSP-A, Single-Package Heat Pum | Both Heat Pump and Electric Re | 208 | 3 | False |  |  |  | False | Single-Speed | 146000 | 13773 | 10.6 | 10.6 | 12 |  | 136000 | 12455 | 3.2 | 3.2 | 75000 | 10466 | 2.1 | Federally-Regulated Commercial & Industrial Equipment | 04/23/2019 |  | 05/31/2019
Trane U.S. Inc. | AMERICAN STANDARD | WS(D,H)150E(3,4,W)R0****0 |  | HSP-A, Single-Package Heat Pum | Heat Pump | 575 | 3 | False |  |  |  | False | Single-Speed | 146000 | 13773 | 10.6 | 10.4 | 12 |  | 136000 | 12455 | 3.2 | 3.2 | 75000 | 10466 | 2.1 | Federally-Regulated Commercial & Industrial Equipment | 04/16/2019 |  | 05/31/2019
Trane U.S. Inc. | AMERICAN STANDARD | WS(D,H)150E(3,4,W)R0****0 |  | HSP-A, Single-Package Heat Pum | Heat Pump | 460 | 3 | False |  |  |  | False | Single-Speed | 146000 | 13773 | 10.6 | 10.4 | 12 |  | 136000 | 12455 | 3.2 | 3.2 | 75000 | 10466 | 2.1 | Federally-Regulated Commercial & Industrial Equipment | 04/16/2019 |  | 05/31/2019
Trane U.S. Inc. | AMERICAN STANDARD | WS(D,H)150E(3,4,W)R0****0 |  | HSP-A, Single-Package Heat Pum | Heat Pump | 230 | 3 | False |  |  |  | False | Single-Speed | 146000 | 13773 | 10.6 | 10.4 | 12 |  | 136000 | 12455 | 3.2 | 3.2 | 75000 | 10466 | 2.1 | Federally-Regulated Commercial & Industrial Equipment | 04/16/2019 |  | 05/31/2019
Trane U.S. Inc. | AMERICAN STANDARD | WS(D,H)150E(3,4,W)R0****0 |  | HSP-A, Single-Package Heat Pum | Heat Pump | 208 | 3 | False |  |  |  | False | Single-Speed | 146000 | 13773 | 10.6 | 10.4 | 12 |  | 136000 | 12455 | 3.2 | 3.2 | 75000 | 10466 | 2.1 | Federally-Regulated Commercial & Industrial Equipment | 04/16/2019 |  | 05/31/2019
York International | Coleman | XA-12[C,E]**(P,R,S,U,V,X)(2,4,5)*******2 |  | HSP-A, Single-Package Heat Pum | Both Heat Pump and Electric Re | 575 | 3 | False |  |  |  | True | Single-Speed | 146000 | 13773 | 10.6 | 10.6 | 13.5 |  | 135000 | 12364 | 3.2 | 3.2 | 90000 | 12866 | 2.05 | Federally-Regulated Commercial & Industrial Equipment | 05/01/2019 |  | 06/03/2019
York International | Coleman | XA-12[C,E]**(P,R,S,U,V,X)(2,4,5)*******2 |  | HSP-A, Single-Package Heat Pum | Both Heat Pump and Electric Re | 460 | 3 | False |  |  |  | True | Single-Speed | 146000 | 13773 | 10.6 | 10.6 | 13.5 |  | 135000 | 12364 | 3.2 | 3.2 | 90000 | 12866 | 2.05 | Federally-Regulated Commercial & Industrial Equipment | 05/01/2019 |  | 06/03/2019
York International | Coleman | XA-12[C,E]**(P,R,S,U,V,X)(2,4,5)*******2 |  | HSP-A, Single-Package Heat Pum | Both Heat Pump and Electric Re | 230 | 3 | False |  |  |  | True | Single-Speed | 146000 | 13773 | 10.6 | 10.6 | 13.5 |  | 135000 | 12364 | 3.2 | 3.2 | 90000 | 12866 | 2.05 | Federally-Regulated Commercial & Industrial Equipment | 05/01/2019 |  | 06/03/2019
York International | Coleman | XA-12[C,E]**(P,R,S,U,V,X)(2,4,5)*******2 |  | HSP-A, Single-Package Heat Pum | Both Heat Pump and Electric Re | 208 | 3 | False |  |  |  | True | Single-Speed | 146000 | 13773 | 10.6 | 10.6 | 13.5 |  | 135000 | 12364 | 3.2 | 3.2 | 90000 | 12866 | 2.05 | Federally-Regulated Commercial & Industrial Equipment | 05/01/2019 |  | 06/03/2019
York International | Coleman | PJ-15C00A*(2,4,5)***** | NW-15C00*(5,6)****** | HRCU-A-CB, Split System: Heat | Heat Pump | 575 | 3 |  | False |  |  | True | Single-Speed | 174000 | 16415 | 10.6 | 10.4 | 14 |  | 160000 | 13791 | 3.4 | 3.2 | 100000 | 13025 | 2.25 | Federally-Regulated Commercial & Industrial Equipment | 05/01/2019 |  | 06/03/2019
York International | Coleman | PJ-15C00A*(2,4,5)***** | NW-15C00*(5,6)****** | HRCU-A-CB, Split System: Heat | Heat Pump | 460 | 3 |  | False |  |  | True | Single-Speed | 174000 | 16415 | 10.6 | 10.4 | 14 |  | 160000 | 13791 | 3.4 | 3.2 | 100000 | 13025 | 2.25 | Federally-Regulated Commercial & Industrial Equipment | 05/01/2019 |  | 06/03/2019
York International | Coleman | PJ-15C00A*(2,4,5)***** | NW-15C00*(5,6)****** | HRCU-A-CB, Split System: Heat | Heat Pump | 230 | 3 |  | False |  |  | True | Single-Speed | 174000 | 16415 | 10.6 | 10.4 | 14 |  | 160000 | 13791 | 3.4 | 3.2 | 100000 | 13025 | 2.25 | Federally-Regulated Commercial & Industrial Equipment | 05/01/2019 |  | 06/03/2019
York International | Coleman | PJ-20C00A*(2,4,5)***** | NW-20C00*(5,6)****** | HRCU-A-CB, Split System: Heat | Heat Pump | 575 | 3 |  | False |  |  | True | Single-Speed | 230000 | 21698 | 10.6 | 10.4 | 13.3 |  | 220000 | 19538 | 3.3 | 3.2 | 130000 | 17318 | 2.2 | Federally-Regulated Commercial & Industrial Equipment | 04/16/2019 |  | 06/03/2019
York International | Coleman | PJ-15C00A*(2,4,5)***** | NW-15C00*(5,6)****** | HRCU-A-CB, Split System: Heat | Heat Pump | 208 | 3 |  | False |  |  | True | Single-Speed | 174000 | 16415 | 10.6 | 10.4 | 14 |  | 160000 | 13791 | 3.4 | 3.2 | 100000 | 13025 | 2.25 | Federally-Regulated Commercial & Industrial Equipment | 05/01/2019 |  | 06/03/2019
York International | Coleman | PJ-20C00A*(2,4,5)***** | NW-20C00*(5,6)****** | HRCU-A-CB, Split System: Heat | Heat Pump | 460 | 3 |  | False |  |  | True | Single-Speed | 230000 | 21698 | 10.6 | 10.4 | 13.3 |  | 220000 | 19538 | 3.3 | 3.2 | 130000 | 17318 | 2.2 | Federally-Regulated Commercial & Industrial Equipment | 04/16/2019 |  | 06/03/2019
York International | Coleman | PJ-20C00A*(2,4,5)***** | NW-20C00*(5,6)****** | HRCU-A-CB, Split System: Heat | Heat Pump | 230 | 3 |  | False |  |  | True | Single-Speed | 230000 | 21698 | 10.6 | 10.4 | 13.3 |  | 220000 | 19538 | 3.3 | 3.2 | 130000 | 17318 | 2.2 | Federally-Regulated Commercial & Industrial Equipment | 04/16/2019 |  | 06/03/2019
York International | Coleman | PJ-20C00A*(2,4,5)***** | NW-20C00*(5,6)****** | HRCU-A-CB, Split System: Heat | Heat Pump | 208 | 3 |  | False |  |  | True | Single-Speed | 230000 | 21698 | 10.6 | 10.4 | 13.3 |  | 220000 | 19538 | 3.3 | 3.2 | 130000 | 17318 | 2.2 | Federally-Regulated Commercial & Industrial Equipment | 04/16/2019 |  | 06/03/2019
York International | Coleman | PH-07C00A*(2,4,5)***** | NS-07C00*(5,6)****** | HRCU-A-CB, Split System: Heat | Heat Pump | 575 | 3 |  | False |  |  | True | Single-Speed | 89000 | 8090 | 11 | 10.8 | 12.4 |  | 82000 | 7282 | 3.3 | 3.3 | 49000 | 6243 | 2.3 | Federally-Regulated Commercial & Industrial Equipment | 04/16/2019 |  | 06/03/2019
York International | Coleman | PH-15C00A*(2,4,5)***** | NS-15C00*(5,6)****** | HRCU-A-CB, Split System: Heat | Heat Pump | 575 | 3 |  | False |  |  | True | Single-Speed | 180000 | 16981 | 10.6 | 10.4 | 13.3 |  | 168000 | 15386 | 3.2 | 3.2 | 104000 | 13252 | 2.3 | Federally-Regulated Commercial & Industrial Equipment | 04/16/2019 |  | 06/03/2019
York International | Coleman | PH-07C00A*(2,4,5)***** | NS-07C00*(5,6)****** | HRCU-A-CB, Split System: Heat | Heat Pump | 460 | 3 |  | False |  |  | True | Single-Speed | 89000 | 8090 | 11 | 10.8 | 12.4 |  | 82000 | 7282 | 3.3 | 3.3 | 49000 | 6243 | 2.3 | Federally-Regulated Commercial & Industrial Equipment | 04/16/2019 |  | 06/03/2019
York International | Coleman | PH-15C00A*(2,4,5)***** | NS-15C00*(5,6)****** | HRCU-A-CB, Split System: Heat | Heat Pump | 460 | 3 |  | False |  |  | True | Single-Speed | 180000 | 16981 | 10.6 | 10.4 | 13.3 |  | 168000 | 15386 | 3.2 | 3.2 | 104000 | 13252 | 2.3 | Federally-Regulated Commercial & Industrial Equipment | 04/16/2019 |  | 06/03/2019
York International | Coleman | PH-07C00A*(2,4,5)***** | NS-07C00*(5,6)****** | HRCU-A-CB, Split System: Heat | Heat Pump | 230 | 3 |  | False |  |  | True | Single-Speed | 89000 | 8090 | 11 | 10.8 | 12.4 |  | 82000 | 7282 | 3.3 | 3.3 | 49000 | 6243 | 2.3 | Federally-Regulated Commercial & Industrial Equipment | 04/16/2019 |  | 06/03/2019
York International | Coleman | PH-15C00A*(2,4,5)***** | NS-15C00*(5,6)****** | HRCU-A-CB, Split System: Heat | Heat Pump | 230 | 3 |  | False |  |  | True | Single-Speed | 180000 | 16981 | 10.6 | 10.4 | 13.3 |  | 168000 | 15386 | 3.2 | 3.2 | 104000 | 13252 | 2.3 | Federally-Regulated Commercial & Industrial Equipment | 04/16/2019 |  | 06/03/2019
York International | Coleman | PH-07C00A*(2,4,5)***** | NS-07C00*(5,6)****** | HRCU-A-CB, Split System: Heat | Heat Pump | 208 | 3 |  | False |  |  | True | Single-Speed | 89000 | 8090 | 11 | 10.8 | 12.4 |  | 82000 | 7282 | 3.3 | 3.3 | 49000 | 6243 | 2.3 | Federally-Regulated Commercial & Industrial Equipment | 04/16/2019 |  | 06/03/2019
York International | Coleman | PH-15C00A*(2,4,5)***** | NS-15C00*(5,6)****** | HRCU-A-CB, Split System: Heat | Heat Pump | 208 | 3 |  | False |  |  | True | Single-Speed | 180000 | 16981 | 10.6 | 10.4 | 13.3 |  | 168000 | 15386 | 3.2 | 3.2 | 104000 | 13252 | 2.3 | Federally-Regulated Commercial & Industrial Equipment | 04/16/2019 |  | 06/03/2019
York International | Coleman | PH-10C00A*(2,4,5)**** | NS-10C00*(5,6)****** | HRCU-A-CB, Split System: Heat | Heat Pump | 575 | 3 |  | False |  |  | True | Single-Speed | 120000 | 11111 | 10.8 | 10.8 | 13.5 |  | 109000 | 9680 | 3.3 | 3.3 | 63000 | 8206 | 2.25 | Federally-Regulated Commercial & Industrial Equipment | 05/01/2019 |  | 06/03/2019
York International | Coleman | PH-10C00A*(2,4,5)**** | NS-10C00*(5,6)****** | HRCU-A-CB, Split System: Heat | Heat Pump | 460 | 3 |  | False |  |  | True | Single-Speed | 120000 | 11111 | 10.8 | 10.8 | 13.5 |  | 109000 | 9680 | 3.3 | 3.3 | 63000 | 8206 | 2.25 | Federally-Regulated Commercial & Industrial Equipment | 05/01/2019 |  | 06/03/2019
York International | Coleman | PH-10C00A*(2,4,5)**** | NS-10C00*(5,6)****** | HRCU-A-CB, Split System: Heat | Heat Pump | 230 | 3 |  | False |  |  | True | Single-Speed | 120000 | 11111 | 10.8 | 10.8 | 13.5 |  | 109000 | 9680 | 3.3 | 3.3 | 63000 | 8206 | 2.25 | Federally-Regulated Commercial & Industrial Equipment | 05/01/2019 |  | 06/03/2019
York International | Coleman | PH-10C00A*(2,4,5)**** | NS-10C00*(5,6)****** | HRCU-A-CB, Split System: Heat | Heat Pump | 208 | 3 |  | False |  |  | True | Single-Speed | 120000 | 11111 | 10.8 | 10.8 | 13.5 |  | 109000 | 9680 | 3.3 | 3.3 | 63000 | 8206 | 2.25 | Federally-Regulated Commercial & Industrial Equipment | 05/01/2019 |  | 06/03/2019
York International | Coleman | XXEA7A(2,4,5)*1********* |  | HSP-A, Single-Package Heat Pum | Heat Pump | 575 | 3 | False |  |  |  | True | Single-Speed | 66000 | 6000 | 11 | 10.8 | 12.7 |  | 65000 | 5442 | 3.5 | 3.3 | 35000 | 4459 | 2.3 | Federally-Regulated Commercial & Industrial Equipment | 04/16/2019 |  | 06/03/2019
York International | Coleman | XXE09A(2,4,5)*3********* |  | HSP-A, Single-Package Heat Pum | Heat Pump | 575 | 3 | False |  |  |  | True | Single-Speed | 102000 | 8644 | 11.8 | 10.8 | 14.4 |  | 94000 | 8223 | 3.35 | 3.3 | 57000 | 7424 | 2.25 | Federally-Regulated Commercial & Industrial Equipment | 05/01/2019 |  | 06/03/2019
York International | Coleman | XXEA7A(2,4,5)*3********* |  | HSP-A, Single-Package Heat Pum | Heat Pump | 575 | 3 | False |  |  |  | True | Single-Speed | 66000 | 6000 | 11 | 10.8 | 14.8 |  | 65000 | 5442 | 3.5 | 3.3 | 35000 | 4459 | 2.3 | Federally-Regulated Commercial & Industrial Equipment | 04/16/2019 |  | 06/03/2019
York International | Coleman | XXE08A(2,4,5)*3********* |  | HSP-A, Single-Package Heat Pum | Heat Pump | 575 | 3 | False |  |  |  | True | Single-Speed | 90000 | 7826 | 11.5 | 10.8 | 15.1 |  | 84000 | 7033 | 3.5 | 3.3 | 49000 | 6382 | 2.25 | Federally-Regulated Commercial & Industrial Equipment | 05/01/2019 |  | 06/03/2019
York International | Coleman | XXE09A(2,4,5)*1********* |  | HSP-A, Single-Package Heat Pum | Heat Pump | 575 | 3 | False |  |  |  | True | Single-Speed | 102000 | 8644 | 11.8 | 10.8 | 13.1 |  | 94000 | 8223 | 3.35 | 3.3 | 57000 | 7424 | 2.25 | Federally-Regulated Commercial & Industrial Equipment | 05/01/2019 |  | 06/03/2019
York International | Coleman | XXEA7A(2,4,5)*1********* |  | HSP-A, Single-Package Heat Pum | Heat Pump | 460 | 3 | False |  |  |  | True | Single-Speed | 66000 | 6000 | 11 | 10.8 | 12.7 |  | 65000 | 5442 | 3.5 | 3.3 | 35000 | 4459 | 2.3 | Federally-Regulated Commercial & Industrial Equipment | 04/16/2019 |  | 06/03/2019
York International | Coleman | XXE09A(2,4,5)*3********* |  | HSP-A, Single-Package Heat Pum | Heat Pump | 460 | 3 | False |  |  |  | True | Single-Speed | 102000 | 8644 | 11.8 | 10.8 | 14.4 |  | 94000 | 8223 | 3.35 | 3.3 | 57000 | 7424 | 2.25 | Federally-Regulated Commercial & Industrial Equipment | 05/01/2019 |  | 06/03/2019
York International | Coleman | XXEA7A(2,4,5)*3********* |  | HSP-A, Single-Package Heat Pum | Heat Pump | 460 | 3 | False |  |  |  | True | Single-Speed | 66000 | 6000 | 11 | 10.8 | 14.8 |  | 65000 | 5442 | 3.5 | 3.3 | 35000 | 4459 | 2.3 | Federally-Regulated Commercial & Industrial Equipment | 04/16/2019 |  | 06/03/2019
York International | Coleman | XXE08A(2,4,5)*3********* |  | HSP-A, Single-Package Heat Pum | Heat Pump | 460 | 3 | False |  |  |  | True | Single-Speed | 90000 | 7826 | 11.5 | 10.8 | 15.1 |  | 84000 | 7033 | 3.5 | 3.3 | 49000 | 6382 | 2.25 | Federally-Regulated Commercial & Industrial Equipment | 05/01/2019 |  | 06/03/2019
York International | Coleman | XXE09A(2,4,5)*1********* |  | HSP-A, Single-Package Heat Pum | Heat Pump | 460 | 3 | False |  |  |  | True | Single-Speed | 102000 | 8644 | 11.8 | 10.8 | 13.1 |  | 94000 | 8223 | 3.35 | 3.3 | 57000 | 7424 | 2.25 | Federally-Regulated Commercial & Industrial Equipment | 05/01/2019 |  | 06/03/2019
York International | Coleman | XXE09A(2,4,5)*3********* |  | HSP-A, Single-Package Heat Pum | Heat Pump | 230 | 3 | False |  |  |  | True | Single-Speed | 102000 | 8644 | 11.8 | 10.8 | 14.4 |  | 94000 | 8223 | 3.35 | 3.3 | 57000 | 7424 | 2.25 | Federally-Regulated Commercial & Industrial Equipment | 05/01/2019 |  | 06/03/2019
York International | Coleman | XXEA7A(2,4,5)*1********* |  | HSP-A, Single-Package Heat Pum | Heat Pump | 230 | 3 | False |  |  |  | True | Single-Speed | 66000 | 6000 | 11 | 10.8 | 12.7 |  | 65000 | 5442 | 3.5 | 3.3 | 35000 | 4459 | 2.3 | Federally-Regulated Commercial & Industrial Equipment | 04/16/2019 |  | 06/03/2019
York International | Coleman | XXEA7A(2,4,5)*3********* |  | HSP-A, Single-Package Heat Pum | Heat Pump | 230 | 3 | False |  |  |  | True | Single-Speed | 66000 | 6000 | 11 | 10.8 | 14.8 |  | 65000 | 5442 | 3.5 | 3.3 | 35000 | 4459 | 2.3 | Federally-Regulated Commercial & Industrial Equipment | 04/16/2019 |  | 06/03/2019
York International | Coleman | XXE08A(2,4,5)*3********* |  | HSP-A, Single-Package Heat Pum | Heat Pump | 230 | 3 | False |  |  |  | True | Single-Speed | 90000 | 7826 | 11.5 | 10.8 | 15.1 |  | 84000 | 7033 | 3.5 | 3.3 | 49000 | 6382 | 2.25 | Federally-Regulated Commercial & Industrial Equipment | 05/01/2019 |  | 06/03/2019
York International | Coleman | XXE09A(2,4,5)*1********* |  | HSP-A, Single-Package Heat Pum | Heat Pump | 230 | 3 | False |  |  |  | True | Single-Speed | 102000 | 8644 | 11.8 | 10.8 | 13.1 |  | 94000 | 8223 | 3.35 | 3.3 | 57000 | 7424 | 2.25 | Federally-Regulated Commercial & Industrial Equipment | 05/01/2019 |  | 06/03/2019
York International | Coleman | XXE09A(2,4,5)*3********* |  | HSP-A, Single-Package Heat Pum | Heat Pump | 208 | 3 | False |  |  |  | True | Single-Speed | 102000 | 8644 | 11.8 | 10.8 | 14.4 |  | 94000 | 8223 | 3.35 | 3.3 | 57000 | 7424 | 2.25 | Federally-Regulated Commercial & Industrial Equipment | 05/01/2019 |  | 06/03/2019
York International | Coleman | XXEA7A(2,4,5)*1********* |  | HSP-A, Single-Package Heat Pum | Heat Pump | 208 | 3 | False |  |  |  | True | Single-Speed | 66000 | 6000 | 11 | 10.8 | 12.7 |  | 65000 | 5442 | 3.5 | 3.3 | 35000 | 4459 | 2.3 | Federally-Regulated Commercial & Industrial Equipment | 04/16/2019 |  | 06/03/2019
York International | Coleman | XXE08A(2,4,5)*3********* |  | HSP-A, Single-Package Heat Pum | Heat Pump | 208 | 3 | False |  |  |  | True | Single-Speed | 90000 | 7826 | 11.5 | 10.8 | 15.1 |  | 84000 | 7033 | 3.5 | 3.3 | 49000 | 6382 | 2.25 | Federally-Regulated Commercial & Industrial Equipment | 05/01/2019 |  | 06/03/2019
York International | Coleman | XXEA7A(2,4,5)*3********* |  | HSP-A, Single-Package Heat Pum | Heat Pump | 208 | 3 | False |  |  |  | True | Single-Speed | 66000 | 6000 | 11 | 10.8 | 14.8 |  | 65000 | 5442 | 3.5 | 3.3 | 35000 | 4459 | 2.3 | Federally-Regulated Commercial & Industrial Equipment | 04/16/2019 |  | 06/03/2019
York International | Coleman | XXE09A(2,4,5)*1********* |  | HSP-A, Single-Package Heat Pum | Heat Pump | 208 | 3 | False |  |  |  | True | Single-Speed | 102000 | 8644 | 11.8 | 10.8 | 13.1 |  | 94000 | 8223 | 3.35 | 3.3 | 57000 | 7424 | 2.25 | Federally-Regulated Commercial & Industrial Equipment | 05/01/2019 |  | 06/03/2019
York International | Coleman | XYE09A(2,4,5)*3******* |  | HSP-A, Single-Package Heat Pum | Heat Pump | 575 | 3 | False |  |  |  | True | Single-Speed | 98000 | 8166 | 12 | 10.8 | 15.8 |  | 96000 | 8275 | 3.4 | 3.3 | 54000 | 7002 | 2.26 | Federally-Regulated Commercial & Industrial Equipment | 05/01/2019 |  | 06/03/2019
York International | Coleman | XYE09A(2,4,5)*3******* |  | HSP-A, Single-Package Heat Pum | Heat Pump | 460 | 3 | False |  |  |  | True | Single-Speed | 98000 | 8166 | 12 | 10.8 | 15.8 |  | 96000 | 8275 | 3.4 | 3.3 | 54000 | 7002 | 2.26 | Federally-Regulated Commercial & Industrial Equipment | 05/01/2019 |  | 06/03/2019
York International | Coleman | XYE09A(2,4,5)*3******* |  | HSP-A, Single-Package Heat Pum | Heat Pump | 230 | 3 | False |  |  |  | True | Single-Speed | 98000 | 8166 | 12 | 10.8 | 15.8 |  | 96000 | 8275 | 3.4 | 3.3 | 54000 | 7002 | 2.26 | Federally-Regulated Commercial & Industrial Equipment | 05/01/2019 |  | 06/03/2019
York International | Coleman | XYE09A(2,4,5)*3******* |  | HSP-A, Single-Package Heat Pum | Heat Pump | 208 | 3 | False |  |  |  | True | Single-Speed | 98000 | 8166 | 12 | 10.8 | 15.8 |  | 96000 | 8275 | 3.4 | 3.3 | 54000 | 7002 | 2.26 | Federally-Regulated Commercial & Industrial Equipment | 05/01/2019 |  | 06/03/2019
York International | Coleman | XYE09A(2,4,5)*1******* |  | HSP-A, Single-Package Heat Pum | Heat Pump | 575 | 3 | False |  |  |  | True | Single-Speed | 98000 | 8166 | 12 | 10.8 | 13.8 |  | 96000 | 8275 | 3.4 | 3.3 | 54000 | 7002 | 2.26 | Federally-Regulated Commercial & Industrial Equipment | 05/01/2019 |  | 06/03/2019
York International | Coleman | XYE09A(2,4,5)*1******* |  | HSP-A, Single-Package Heat Pum | Heat Pump | 460 | 3 | False |  |  |  | True | Single-Speed | 98000 | 8166 | 12 | 10.8 | 13.8 |  | 96000 | 8275 | 3.4 | 3.3 | 54000 | 7002 | 2.26 | Federally-Regulated Commercial & Industrial Equipment | 05/01/2019 |  | 06/03/2019
York International | Coleman | XYE09A(2,4,5)*1******* |  | HSP-A, Single-Package Heat Pum | Heat Pump | 230 | 3 | False |  |  |  | True | Single-Speed | 98000 | 8166 | 12 | 10.8 | 13.8 |  | 96000 | 8275 | 3.4 | 3.3 | 54000 | 7002 | 2.26 | Federally-Regulated Commercial & Industrial Equipment | 05/01/2019 |  | 06/03/2019
York International | Coleman | XYE09A(2,4,5)*1******* |  | HSP-A, Single-Package Heat Pum | Heat Pump | 208 | 3 | False |  |  |  | True | Single-Speed | 98000 | 8166 | 12 | 10.8 | 13.8 |  | 96000 | 8275 | 3.4 | 3.3 | 54000 | 7002 | 2.26 | Federally-Regulated Commercial & Industrial Equipment | 05/01/2019 |  | 06/03/2019
York International | Coleman | XYE08A(2,4,5)*3******* |  | HSP-A, Single-Package Heat Pum | Heat Pump | 575 | 3 | False |  |  |  | True | Single-Speed | 88000 | 7272 | 12.1 | 10.8 | 16 |  | 84000 | 7033 | 3.5 | 3.3 | 48000 | 5861 | 2.4 | Federally-Regulated Commercial & Industrial Equipment | 04/16/2019 |  | 06/03/2019
York International | Coleman | XYE08A(2,4,5)*3******* |  | HSP-A, Single-Package Heat Pum | Heat Pump | 460 | 3 | False |  |  |  | True | Single-Speed | 88000 | 7272 | 12.1 | 10.8 | 16 |  | 84000 | 7033 | 3.5 | 3.3 | 48000 | 5861 | 2.4 | Federally-Regulated Commercial & Industrial Equipment | 04/16/2019 |  | 06/03/2019
York International | Coleman | XYE08A(2,4,5)*3******* |  | HSP-A, Single-Package Heat Pum | Heat Pump | 230 | 3 | False |  |  |  | True | Single-Speed | 88000 | 7272 | 12.1 | 10.8 | 16 |  | 84000 | 7033 | 3.5 | 3.3 | 48000 | 5861 | 2.4 | Federally-Regulated Commercial & Industrial Equipment | 04/16/2019 |  | 06/03/2019
York International | Coleman | XYE08A(2,4,5)*3******* |  | HSP-A, Single-Package Heat Pum | Heat Pump | 208 | 3 | False |  |  |  | True | Single-Speed | 88000 | 7272 | 12.1 | 10.8 | 16 |  | 84000 | 7033 | 3.5 | 3.3 | 48000 | 5861 | 2.4 | Federally-Regulated Commercial & Industrial Equipment | 04/16/2019 |  | 06/03/2019
York International | Coleman | XYE08A(2,4,5)*1******* |  | HSP-A, Single-Package Heat Pum | Heat Pump | 575 | 3 | False |  |  |  | True | Single-Speed | 88000 | 7272 | 12.1 | 10.8 | 14 |  | 84000 | 7033 | 3.5 | 3.3 | 48000 | 5861 | 2.4 | Federally-Regulated Commercial & Industrial Equipment | 04/16/2019 |  | 06/03/2019
York International | Coleman | XYE08A(2,4,5)*1******* |  | HSP-A, Single-Package Heat Pum | Heat Pump | 460 | 3 | False |  |  |  | True | Single-Speed | 88000 | 7272 | 12.1 | 10.8 | 14 |  | 84000 | 7033 | 3.5 | 3.3 | 48000 | 5861 | 2.4 | Federally-Regulated Commercial & Industrial Equipment | 04/16/2019 |  | 06/03/2019
York International | Coleman | XYE08A(2,4,5)*1******* |  | HSP-A, Single-Package Heat Pum | Heat Pump | 230 | 3 | False |  |  |  | True | Single-Speed | 88000 | 7272 | 12.1 | 10.8 | 14 |  | 84000 | 7033 | 3.5 | 3.3 | 48000 | 5861 | 2.4 | Federally-Regulated Commercial & Industrial Equipment | 04/16/2019 |  | 06/03/2019
York International | Coleman | XYE08A(2,4,5)*1******* |  | HSP-A, Single-Package Heat Pum | Heat Pump | 208 | 3 | False |  |  |  | True | Single-Speed | 88000 | 7272 | 12.1 | 10.8 | 14 |  | 84000 | 7033 | 3.5 | 3.3 | 48000 | 5861 | 2.4 | Federally-Regulated Commercial & Industrial Equipment | 04/16/2019 |  | 06/03/2019
York International | Coleman | XYE07A(2,4,5)*1******* |  | HSP-A, Single-Package Heat Pum | Heat Pump | 575 | 3 | False |  |  |  | True | Single-Speed | 71000 | 5916 | 12 | 10.8 | 13.2 |  | 69000 | 5947 | 3.4 | 3.3 | 39000 | 4762 | 2.4 | Federally-Regulated Commercial & Industrial Equipment | 04/16/2019 |  | 06/03/2019
York International | Coleman | XYE07A(2,4,5)*1******* |  | HSP-A, Single-Package Heat Pum | Heat Pump | 460 | 3 | False |  |  |  | True | Single-Speed | 71000 | 5916 | 12 | 10.8 | 13.2 |  | 69000 | 5947 | 3.4 | 3.3 | 39000 | 4762 | 2.4 | Federally-Regulated Commercial & Industrial Equipment | 04/16/2019 |  | 06/03/2019
York International | Coleman | XYE07A(2,4,5)*1******* |  | HSP-A, Single-Package Heat Pum | Heat Pump | 230 | 3 | False |  |  |  | True | Single-Speed | 71000 | 5916 | 12 | 10.8 | 13.2 |  | 69000 | 5947 | 3.4 | 3.3 | 39000 | 4762 | 2.4 | Federally-Regulated Commercial & Industrial Equipment | 04/16/2019 |  | 06/03/2019
York International | Coleman | XYE07A(2,4,5)*1******* |  | HSP-A, Single-Package Heat Pum | Heat Pump | 208 | 3 | False |  |  |  | True | Single-Speed | 71000 | 5916 | 12 | 10.8 | 13.2 |  | 69000 | 5947 | 3.4 | 3.3 | 39000 | 4762 | 2.4 | Federally-Regulated Commercial & Industrial Equipment | 04/16/2019 |  | 06/03/2019
York International | Coleman | XXE12A(2,4,5)*3********* |  | HSP-A, Single-Package Heat Pum | Heat Pump | 575 | 3 | False |  |  |  | True | Single-Speed | 116000 | 10545 | 11 | 10.8 | 13.4 |  | 108000 | 9591 | 3.3 | 3.3 | 62000 | 8075 | 2.25 | Federally-Regulated Commercial & Industrial Equipment | 05/01/2019 |  | 06/03/2019
York International | Coleman | XXE12A(2,4,5)*3********* |  | HSP-A, Single-Package Heat Pum | Heat Pump | 460 | 3 | False |  |  |  | True | Single-Speed | 116000 | 10545 | 11 | 10.8 | 13.4 |  | 108000 | 9591 | 3.3 | 3.3 | 62000 | 8075 | 2.25 | Federally-Regulated Commercial & Industrial Equipment | 05/01/2019 |  | 06/03/2019
York International | Coleman | XXE12A(2,4,5)*3********* |  | HSP-A, Single-Package Heat Pum | Heat Pump | 230 | 3 | False |  |  |  | True | Single-Speed | 116000 | 10545 | 11 | 10.8 | 13.4 |  | 108000 | 9591 | 3.3 | 3.3 | 62000 | 8075 | 2.25 | Federally-Regulated Commercial & Industrial Equipment | 05/01/2019 |  | 06/03/2019
York International | Coleman | XXE12A(2,4,5)*3********* |  | HSP-A, Single-Package Heat Pum | Heat Pump | 208 | 3 | False |  |  |  | True | Single-Speed | 116000 | 10545 | 11 | 10.8 | 13.4 |  | 108000 | 9591 | 3.3 | 3.3 | 62000 | 8075 | 2.25 | Federally-Regulated Commercial & Industrial Equipment | 05/01/2019 |  | 06/03/2019
York International | Coleman | XA-20C00(P,R,S,U,V,X)(2,4,5)******** |  | HSP-A, Single-Package Heat Pum | Heat Pump | 575 | 3 | False |  |  |  | True | Single-Speed | 240000 | 25263 | 9.5 | 9.3 | 12 |  | 240000 | 21980 | 3.2 | 3.2 | 136000 | 19443 | 2.05 | Federally-Regulated Commercial & Industrial Equipment | 05/01/2019 |  | 06/03/2019
York International | Coleman | XA-20C00(P,R,S,U,V,X)(2,4,5)******** |  | HSP-A, Single-Package Heat Pum | Heat Pump | 460 | 3 | False |  |  |  | True | Single-Speed | 240000 | 25263 | 9.5 | 9.3 | 12 |  | 240000 | 21980 | 3.2 | 3.2 | 136000 | 19443 | 2.05 | Federally-Regulated Commercial & Industrial Equipment | 05/01/2019 |  | 06/03/2019
York International | Coleman | XA-20C00(P,R,S,U,V,X)(2,4,5)******** |  | HSP-A, Single-Package Heat Pum | Heat Pump | 230 | 3 | False |  |  |  | True | Single-Speed | 240000 | 25263 | 9.5 | 9.3 | 12 |  | 240000 | 21980 | 3.2 | 3.2 | 136000 | 19443 | 2.05 | Federally-Regulated Commercial & Industrial Equipment | 05/01/2019 |  | 06/03/2019
York International | Coleman | XA-20C00(P,R,S,U,V,X)(2,4,5)******** |  | HSP-A, Single-Package Heat Pum | Heat Pump | 208 | 3 | False |  |  |  | True | Single-Speed | 240000 | 25263 | 9.5 | 9.3 | 12 |  | 240000 | 21980 | 3.2 | 3.2 | 136000 | 19443 | 2.05 | Federally-Regulated Commercial & Industrial Equipment | 05/01/2019 |  | 06/03/2019
York International | Coleman | XA-15C00(P,R,S,U,V,X)(2,4,5)******** |  | HSP-A, Single-Package Heat Pum | Heat Pump | 575 | 3 | False |  |  |  | True | Single-Speed | 176000 | 16603 | 10.6 | 10.4 | 13.2 |  | 162000 | 14653 | 3.24 | 3.2 | 99000 | 14153 | 2.05 | Federally-Regulated Commercial & Industrial Equipment | 05/01/2019 |  | 06/03/2019
York International | Coleman | XA-15C00(P,R,S,U,V,X)(2,4,5)******** |  | HSP-A, Single-Package Heat Pum | Heat Pump | 460 | 3 | False |  |  |  | True | Single-Speed | 176000 | 16603 | 10.6 | 10.4 | 13.2 |  | 162000 | 14653 | 3.24 | 3.2 | 99000 | 14153 | 2.05 | Federally-Regulated Commercial & Industrial Equipment | 05/01/2019 |  | 06/03/2019
York International | Coleman | XA-15C00(P,R,S,U,V,X)(2,4,5)******** |  | HSP-A, Single-Package Heat Pum | Heat Pump | 230 | 3 | False |  |  |  | True | Single-Speed | 176000 | 16603 | 10.6 | 10.4 | 13.2 |  | 162000 | 14653 | 3.24 | 3.2 | 99000 | 14153 | 2.05 | Federally-Regulated Commercial & Industrial Equipment | 05/01/2019 |  | 06/03/2019
York International | Coleman | XA-15C00(P,R,S,U,V,X)(2,4,5)******** |  | HSP-A, Single-Package Heat Pum | Heat Pump | 208 | 3 | False |  |  |  | True | Single-Speed | 176000 | 16603 | 10.6 | 10.4 | 13.2 |  | 162000 | 14653 | 3.24 | 3.2 | 99000 | 14153 | 2.05 | Federally-Regulated Commercial & Industrial Equipment | 05/01/2019 |  | 06/03/2019
York International | Coleman | XA-15C00(B,D)(2,4,5)******** |  | HSP-A, Single-Package Heat Pum | Heat Pump | 575 | 3 | False |  |  |  | True | Single-Speed | 176000 | 16603 | 10.6 | 10.4 | 11.8 |  | 162000 | 14653 | 3.24 | 3.2 | 99000 | 14153 | 2.05 | Federally-Regulated Commercial & Industrial Equipment | 05/01/2019 |  | 06/03/2019
York International | Coleman | XA-15C00(B,D)(2,4,5)******** |  | HSP-A, Single-Package Heat Pum | Heat Pump | 460 | 3 | False |  |  |  | True | Single-Speed | 176000 | 16603 | 10.6 | 10.4 | 11.8 |  | 162000 | 14653 | 3.24 | 3.2 | 99000 | 14153 | 2.05 | Federally-Regulated Commercial & Industrial Equipment | 05/01/2019 |  | 06/03/2019
York International | Coleman | XA-15C00(B,D)(2,4,5)******** |  | HSP-A, Single-Package Heat Pum | Heat Pump | 230 | 3 | False |  |  |  | True | Single-Speed | 176000 | 16603 | 10.6 | 10.4 | 11.8 |  | 162000 | 14653 | 3.24 | 3.2 | 99000 | 14153 | 2.05 | Federally-Regulated Commercial & Industrial Equipment | 05/01/2019 |  | 06/03/2019
York International | Coleman | XA-15C00(B,D)(2,4,5)******** |  | HSP-A, Single-Package Heat Pum | Heat Pump | 208 | 3 | False |  |  |  | True | Single-Speed | 176000 | 16603 | 10.6 | 10.4 | 11.8 |  | 162000 | 14653 | 3.24 | 3.2 | 99000 | 14153 | 2.05 | Federally-Regulated Commercial & Industrial Equipment | 05/01/2019 |  | 06/03/2019
York International | Coleman | XA-07[C,E]**(P,R,S,U,V,X)(2,4,5)******** |  | HSP-A, Single-Package Heat Pum | Both Heat Pump and Electric Re | 575 | 3 | False |  |  |  | True | Single-Speed | 90000 | 7894 | 11.4 | 11 | 12.6 |  | 88000 | 7585 | 3.4 | 3.3 | 51000 | 6643 | 2.25 | Federally-Regulated Commercial & Industrial Equipment | 05/01/2019 |  | 06/03/2019
York International | Coleman | XA-07[C,E]**(P,R,S,U,V,X)(2,4,5)******** |  | HSP-A, Single-Package Heat Pum | Both Heat Pump and Electric Re | 460 | 3 | False |  |  |  | True | Single-Speed | 90000 | 7894 | 11.4 | 11 | 12.6 |  | 88000 | 7585 | 3.4 | 3.3 | 51000 | 6643 | 2.25 | Federally-Regulated Commercial & Industrial Equipment | 05/01/2019 |  | 06/03/2019
York International | Coleman | XA-07[C,E]**(P,R,S,U,V,X)(2,4,5)******** |  | HSP-A, Single-Package Heat Pum | Both Heat Pump and Electric Re | 230 | 3 | False |  |  |  | True | Single-Speed | 90000 | 7894 | 11.4 | 11 | 12.6 |  | 88000 | 7585 | 3.4 | 3.3 | 51000 | 6643 | 2.25 | Federally-Regulated Commercial & Industrial Equipment | 05/01/2019 |  | 06/03/2019
York International | Coleman | XA-07[C,E]**(P,R,S,U,V,X)(2,4,5)******** |  | HSP-A, Single-Package Heat Pum | Both Heat Pump and Electric Re | 208 | 3 | False |  |  |  | True | Single-Speed | 90000 | 7894 | 11.4 | 11 | 12.6 |  | 88000 | 7585 | 3.4 | 3.3 | 51000 | 6643 | 2.25 | Federally-Regulated Commercial & Industrial Equipment | 05/01/2019 |  | 06/03/2019
York International | Coleman | XA-07[C,E]**(B,D)(2,4,5)******** |  | HSP-A, Single-Package Heat Pum | Both Heat Pump and Electric Re | 575 | 3 | False |  |  |  | True | Single-Speed | 90000 | 7894 | 11.4 | 11 | 12.2 |  | 88000 | 7585 | 3.4 | 3.3 | 51000 | 6643 | 2.25 | Federally-Regulated Commercial & Industrial Equipment | 05/01/2019 |  | 06/03/2019
York International | Coleman | XA-07[C,E]**(B,D)(2,4,5)******** |  | HSP-A, Single-Package Heat Pum | Both Heat Pump and Electric Re | 460 | 3 | False |  |  |  | True | Single-Speed | 90000 | 7894 | 11.4 | 11 | 12.2 |  | 88000 | 7585 | 3.4 | 3.3 | 51000 | 6643 | 2.25 | Federally-Regulated Commercial & Industrial Equipment | 05/01/2019 |  | 06/03/2019
York International | Coleman | XA-07[C,E]**(B,D)(2,4,5)******** |  | HSP-A, Single-Package Heat Pum | Both Heat Pump and Electric Re | 230 | 3 | False |  |  |  | True | Single-Speed | 90000 | 7894 | 11.4 | 11 | 12.2 |  | 88000 | 7585 | 3.4 | 3.3 | 51000 | 6643 | 2.25 | Federally-Regulated Commercial & Industrial Equipment | 05/01/2019 |  | 06/03/2019
York International | Coleman | XA-07[C,E]**(B,D)(2,4,5)******** |  | HSP-A, Single-Package Heat Pum | Both Heat Pump and Electric Re | 208 | 3 | False |  |  |  | True | Single-Speed | 90000 | 7894 | 11.4 | 11 | 12.2 |  | 88000 | 7585 | 3.4 | 3.3 | 51000 | 6643 | 2.25 | Federally-Regulated Commercial & Industrial Equipment | 05/01/2019 |  | 06/03/2019
York International | Coleman | XA-06[C,E]**(P,R,S,U,V,X)(2,4,5)******** |  | HSP-A, Single-Package Heat Pum | Both Heat Pump and Electric Re | 575 | 3 | False |  |  |  | True | Single-Speed | 78000 | 6500 | 12 | 11 | 13.2 |  | 75000 | 6464 | 3.4 | 3.3 | 43000 | 5600 | 2.25 | Federally-Regulated Commercial & Industrial Equipment | 05/01/2019 |  | 06/03/2019
York International | Coleman | XA-06[C,E]**(P,R,S,U,V,X)(2,4,5)******** |  | HSP-A, Single-Package Heat Pum | Both Heat Pump and Electric Re | 460 | 3 | False |  |  |  | True | Single-Speed | 78000 | 6500 | 12 | 11 | 13.2 |  | 75000 | 6464 | 3.4 | 3.3 | 43000 | 5600 | 2.25 | Federally-Regulated Commercial & Industrial Equipment | 05/01/2019 |  | 06/03/2019
York International | Coleman | XA-06[C,E]**(P,R,S,U,V,X)(2,4,5)******** |  | HSP-A, Single-Package Heat Pum | Both Heat Pump and Electric Re | 230 | 3 | False |  |  |  | True | Single-Speed | 78000 | 6500 | 12 | 11 | 13.2 |  | 75000 | 6464 | 3.4 | 3.3 | 43000 | 5600 | 2.25 | Federally-Regulated Commercial & Industrial Equipment | 05/01/2019 |  | 06/03/2019
York International | Coleman | XA-06[C,E]**(P,R,S,U,V,X)(2,4,5)******** |  | HSP-A, Single-Package Heat Pum | Both Heat Pump and Electric Re | 208 | 3 | False |  |  |  | True | Single-Speed | 78000 | 6500 | 12 | 11 | 13.2 |  | 75000 | 6464 | 3.4 | 3.3 | 43000 | 5600 | 2.25 | Federally-Regulated Commercial & Industrial Equipment | 05/01/2019 |  | 06/03/2019
York International | Coleman | XA-08[C,E]**(P,R,S,U,V,X)(2,4,5)******** |  | HSP-A, Single-Package Heat Pum | Both Heat Pump and Electric Re | 575 | 3 | False |  |  |  | True | Single-Speed | 100000 | 8928 | 11.2 | 11 | 13.5 |  | 94000 | 8102 | 3.4 | 3.3 | 54000 | 7033 | 2.25 | Federally-Regulated Commercial & Industrial Equipment | 05/01/2019 |  | 06/03/2019
York International | Coleman | XA-08[C,E]**(P,R,S,U,V,X)(2,4,5)******** |  | HSP-A, Single-Package Heat Pum | Both Heat Pump and Electric Re | 460 | 3 | False |  |  |  | True | Single-Speed | 100000 | 8928 | 11.2 | 11 | 13.5 |  | 94000 | 8102 | 3.4 | 3.3 | 54000 | 7033 | 2.25 | Federally-Regulated Commercial & Industrial Equipment | 05/01/2019 |  | 06/03/2019
York International | Coleman | XA-08[C,E]**(P,R,S,U,V,X)(2,4,5)******** |  | HSP-A, Single-Package Heat Pum | Both Heat Pump and Electric Re | 230 | 3 | False |  |  |  | True | Single-Speed | 100000 | 8928 | 11.2 | 11 | 13.5 |  | 94000 | 8102 | 3.4 | 3.3 | 54000 | 7033 | 2.25 | Federally-Regulated Commercial & Industrial Equipment | 05/01/2019 |  | 06/03/2019
York International | Coleman | XA-08[C,E]**(P,R,S,U,V,X)(2,4,5)******** |  | HSP-A, Single-Package Heat Pum | Both Heat Pump and Electric Re | 208 | 3 | False |  |  |  | True | Single-Speed | 100000 | 8928 | 11.2 | 11 | 13.5 |  | 94000 | 8102 | 3.4 | 3.3 | 54000 | 7033 | 2.25 | Federally-Regulated Commercial & Industrial Equipment | 05/01/2019 |  | 06/03/2019
York International | Coleman | XA-06[C,E]**(B,D)(2,4,5)******** |  | HSP-A, Single-Package Heat Pum | Both Heat Pump and Electric Re | 575 | 3 | False |  |  |  | True | Single-Speed | 78000 | 6500 | 12 | 11 | 12.2 |  | 75000 | 6464 | 3.4 | 3.3 | 43000 | 5600 | 2.25 | Federally-Regulated Commercial & Industrial Equipment | 05/01/2019 |  | 06/03/2019
York International | Coleman | XA-06[C,E]**(B,D)(2,4,5)******** |  | HSP-A, Single-Package Heat Pum | Both Heat Pump and Electric Re | 460 | 3 | False |  |  |  | True | Single-Speed | 78000 | 6500 | 12 | 11 | 12.2 |  | 75000 | 6464 | 3.4 | 3.3 | 43000 | 5600 | 2.25 | Federally-Regulated Commercial & Industrial Equipment | 05/01/2019 |  | 06/03/2019
York International | Coleman | XA-06[C,E]**(B,D)(2,4,5)******** |  | HSP-A, Single-Package Heat Pum | Both Heat Pump and Electric Re | 230 | 3 | False |  |  |  | True | Single-Speed | 78000 | 6500 | 12 | 11 | 12.2 |  | 75000 | 6464 | 3.4 | 3.3 | 43000 | 5600 | 2.25 | Federally-Regulated Commercial & Industrial Equipment | 05/01/2019 |  | 06/03/2019
York International | Coleman | XA-06[C,E]**(B,D)(2,4,5)******** |  | HSP-A, Single-Package Heat Pum | Both Heat Pump and Electric Re | 208 | 3 | False |  |  |  | True | Single-Speed | 78000 | 6500 | 12 | 11 | 12.2 |  | 75000 | 6464 | 3.4 | 3.3 | 43000 | 5600 | 2.25 | Federally-Regulated Commercial & Industrial Equipment | 05/01/2019 |  | 06/03/2019
York International | Coleman | XA-10[C,E]**(P,R,S,U,V,X)(2,4,5)******** |  | HSP-A, Single-Package Heat Pum | Both Heat Pump and Electric Re | 575 | 3 | False |  |  |  | True | Single-Speed | 114000 | 10363 | 11 | 11 | 13.5 |  | 106000 | 9137 | 3.4 | 3.3 | 59000 | 7685 | 2.25 | Federally-Regulated Commercial & Industrial Equipment | 05/01/2019 |  | 06/03/2019
York International | Coleman | XA-10[C,E]**(P,R,S,U,V,X)(2,4,5)******** |  | HSP-A, Single-Package Heat Pum | Both Heat Pump and Electric Re | 460 | 3 | False |  |  |  | True | Single-Speed | 114000 | 10363 | 11 | 11 | 13.5 |  | 106000 | 9137 | 3.4 | 3.3 | 59000 | 7685 | 2.25 | Federally-Regulated Commercial & Industrial Equipment | 05/01/2019 |  | 06/03/2019
York International | Coleman | XA-10[C,E]**(P,R,S,U,V,X)(2,4,5)******** |  | HSP-A, Single-Package Heat Pum | Both Heat Pump and Electric Re | 230 | 3 | False |  |  |  | True | Single-Speed | 114000 | 10363 | 11 | 11 | 13.5 |  | 106000 | 9137 | 3.4 | 3.3 | 59000 | 7685 | 2.25 | Federally-Regulated Commercial & Industrial Equipment | 05/01/2019 |  | 06/03/2019
York International | Coleman | XA-10[C,E]**(P,R,S,U,V,X)(2,4,5)******** |  | HSP-A, Single-Package Heat Pum | Both Heat Pump and Electric Re | 208 | 3 | False |  |  |  | True | Single-Speed | 114000 | 10363 | 11 | 11 | 13.5 |  | 106000 | 9137 | 3.4 | 3.3 | 59000 | 7685 | 2.25 | Federally-Regulated Commercial & Industrial Equipment | 05/01/2019 |  | 06/03/2019
York International | Coleman | XA-08[C,E]**(B,D)(2,4,5)******** |  | HSP-A, Single-Package Heat Pum | Both Heat Pump and Electric Re | 575 | 3 | False |  |  |  | True | Single-Speed | 100000 | 8928 | 11.2 | 11 | 12.4 |  | 94000 | 8102 | 3.4 | 3.3 | 54000 | 7033 | 2.25 | Federally-Regulated Commercial & Industrial Equipment | 05/01/2019 |  | 06/03/2019
York International | Coleman | XA-08[C,E]**(B,D)(2,4,5)******** |  | HSP-A, Single-Package Heat Pum | Both Heat Pump and Electric Re | 460 | 3 | False |  |  |  | True | Single-Speed | 100000 | 8928 | 11.2 | 11 | 12.4 |  | 94000 | 8102 | 3.4 | 3.3 | 54000 | 7033 | 2.25 | Federally-Regulated Commercial & Industrial Equipment | 05/01/2019 |  | 06/03/2019
York International | Coleman | XA-08[C,E]**(B,D)(2,4,5)******** |  | HSP-A, Single-Package Heat Pum | Both Heat Pump and Electric Re | 230 | 3 | False |  |  |  | True | Single-Speed | 100000 | 8928 | 11.2 | 11 | 12.4 |  | 94000 | 8102 | 3.4 | 3.3 | 54000 | 7033 | 2.25 | Federally-Regulated Commercial & Industrial Equipment | 05/01/2019 |  | 06/03/2019
York International | Coleman | XA-08[C,E]**(B,D)(2,4,5)******** |  | HSP-A, Single-Package Heat Pum | Both Heat Pump and Electric Re | 208 | 3 | False |  |  |  | True | Single-Speed | 100000 | 8928 | 11.2 | 11 | 12.4 |  | 94000 | 8102 | 3.4 | 3.3 | 54000 | 7033 | 2.25 | Federally-Regulated Commercial & Industrial Equipment | 05/01/2019 |  | 06/03/2019
York International | Coleman | PJ-20C00A*(T,W,X)***** | NJ-20C00*(X,S)****** | HRCU-A-CB, Split System: Heat | Heat Pump | 575 | 3 |  | False |  |  | True | Single-Speed | 230000 | 21698 | 10.6 | 10.4 | 11.7 |  | 220000 | 19538 | 3.3 | 3.2 | 124000 | 16518 | 2.2 | Federally-Regulated Commercial & Industrial Equipment | 04/16/2019 |  | 06/03/2019
York International | Coleman | PJ-20C00A*(T,W,X)***** | NJ-20C00*(X,S)****** | HRCU-A-CB, Split System: Heat | Heat Pump | 460 | 3 |  | False |  |  | True | Single-Speed | 230000 | 21698 | 10.6 | 10.4 | 11.7 |  | 220000 | 19538 | 3.3 | 3.2 | 124000 | 16518 | 2.2 | Federally-Regulated Commercial & Industrial Equipment | 04/16/2019 |  | 06/03/2019
York International | Coleman | PJ-20C00A*(T,W,X)***** | NJ-20C00*(X,S)****** | HRCU-A-CB, Split System: Heat | Heat Pump | 230 | 3 |  | False |  |  | True | Single-Speed | 230000 | 21698 | 10.6 | 10.4 | 11.7 |  | 220000 | 19538 | 3.3 | 3.2 | 124000 | 16518 | 2.2 | Federally-Regulated Commercial & Industrial Equipment | 04/16/2019 |  | 06/03/2019
York International | Coleman | PJ-20C00A*(T,W,X)***** | NJ-20C00*(X,S)****** | HRCU-A-CB, Split System: Heat | Heat Pump | 208 | 3 |  | False |  |  | True | Single-Speed | 230000 | 21698 | 10.6 | 10.4 | 11.7 |  | 220000 | 19538 | 3.3 | 3.2 | 124000 | 16518 | 2.2 | Federally-Regulated Commercial & Industrial Equipment | 04/16/2019 |  | 06/03/2019
York International | Coleman | PJ-15C00A*(T,W,X)***** | NJ-15C00*(X,S)****** | HRCU-A-CB, Split System: Heat | Heat Pump | 575 | 3 |  | False |  |  | True | Single-Speed | 174000 | 16415 | 10.6 | 10.4 | 11.6 |  | 160000 | 13791 | 3.4 | 3.2 | 100000 | 13025 | 2.25 | Federally-Regulated Commercial & Industrial Equipment | 05/01/2019 |  | 06/03/2019
York International | Coleman | PJ-15C00A*(T,W,X)***** | NJ-15C00*(X,S)****** | HRCU-A-CB, Split System: Heat | Heat Pump | 460 | 3 |  | False |  |  | True | Single-Speed | 174000 | 16415 | 10.6 | 10.4 | 11.6 |  | 160000 | 13791 | 3.4 | 3.2 | 100000 | 13025 | 2.25 | Federally-Regulated Commercial & Industrial Equipment | 05/01/2019 |  | 06/03/2019
York International | Coleman | PJ-15C00A*(T,W,X)***** | NJ-15C00*(X,S)****** | HRCU-A-CB, Split System: Heat | Heat Pump | 230 | 3 |  | False |  |  | True | Single-Speed | 174000 | 16415 | 10.6 | 10.4 | 11.6 |  | 160000 | 13791 | 3.4 | 3.2 | 100000 | 13025 | 2.25 | Federally-Regulated Commercial & Industrial Equipment | 05/01/2019 |  | 06/03/2019
York International | Coleman | PJ-15C00A*(T,W,X)***** | NJ-15C00*(X,S)****** | HRCU-A-CB, Split System: Heat | Heat Pump | 208 | 3 |  | False |  |  | True | Single-Speed | 174000 | 16415 | 10.6 | 10.4 | 11.6 |  | 160000 | 13791 | 3.4 | 3.2 | 100000 | 13025 | 2.25 | Federally-Regulated Commercial & Industrial Equipment | 05/01/2019 |  | 06/03/2019
York International | Coleman | PH-15C00A*(T,W,X)***** | NH-15C00*(X,S)****** | HRCU-A-CB, Split System: Heat | Heat Pump | 575 | 3 |  | False |  |  | True | Single-Speed | 180000 | 16981 | 10.6 | 10.4 | 12 |  | 168000 | 15386 | 3.2 | 3.2 | 104000 | 13252 | 2.3 | Federally-Regulated Commercial & Industrial Equipment | 04/16/2019 |  | 06/03/2019
York International | Coleman | PH-15C00A*(T,W,X)***** | NH-15C00*(X,S)****** | HRCU-A-CB, Split System: Heat | Heat Pump | 460 | 3 |  | False |  |  | True | Single-Speed | 180000 | 16981 | 10.6 | 10.4 | 12 |  | 168000 | 15386 | 3.2 | 3.2 | 104000 | 13252 | 2.3 | Federally-Regulated Commercial & Industrial Equipment | 04/16/2019 |  | 06/03/2019
York International | Coleman | PH-15C00A*(T,W,X)***** | NH-15C00*(X,S)****** | HRCU-A-CB, Split System: Heat | Heat Pump | 230 | 3 |  | False |  |  | True | Single-Speed | 180000 | 16981 | 10.6 | 10.4 | 12 |  | 168000 | 15386 | 3.2 | 3.2 | 104000 | 13252 | 2.3 | Federally-Regulated Commercial & Industrial Equipment | 04/16/2019 |  | 06/03/2019
York International | Coleman | PH-15C00A*(T,W,X)***** | NH-15C00*(X,S)****** | HRCU-A-CB, Split System: Heat | Heat Pump | 208 | 3 |  | False |  |  | True | Single-Speed | 180000 | 16981 | 10.6 | 10.4 | 12 |  | 168000 | 15386 | 3.2 | 3.2 | 104000 | 13252 | 2.3 | Federally-Regulated Commercial & Industrial Equipment | 04/16/2019 |  | 06/03/2019
York International | FRASER - JOHNSTON | XA-12[C,E]**(P,R,S,U,V,X)(2,4,5)*******2 |  | HSP-A, Single-Package Heat Pum | Both Heat Pump and Electric Re | 575 | 3 | False |  |  |  | True | Single-Speed | 146000 | 13773 | 10.6 | 10.6 |  |  | 135000 | 12364 | 3.2 | 3.2 | 90000 | 12866 | 2.05 | Federally-Regulated Commercial & Industrial Equipment | 01/28/2019 |  | 06/03/2019
York International | FRASER - JOHNSTON | XA-12[C,E]**(P,R,S,U,V,X)(2,4,5)*******2 |  | HSP-A, Single-Package Heat Pum | Both Heat Pump and Electric Re | 460 | 3 | False |  |  |  | True | Single-Speed | 146000 | 13773 | 10.6 | 10.6 |  |  | 135000 | 12364 | 3.2 | 3.2 | 90000 | 12866 | 2.05 | Federally-Regulated Commercial & Industrial Equipment | 01/28/2019 |  | 06/03/2019
York International | FRASER - JOHNSTON | XA-12[C,E]**(P,R,S,U,V,X)(2,4,5)*******2 |  | HSP-A, Single-Package Heat Pum | Both Heat Pump and Electric Re | 230 | 3 | False |  |  |  | True | Single-Speed | 146000 | 13773 | 10.6 | 10.6 |  |  | 135000 | 12364 | 3.2 | 3.2 | 90000 | 12866 | 2.05 | Federally-Regulated Commercial & Industrial Equipment | 01/28/2019 |  | 06/03/2019
York International | FRASER - JOHNSTON | XA-12[C,E]**(P,R,S,U,V,X)(2,4,5)*******2 |  | HSP-A, Single-Package Heat Pum | Both Heat Pump and Electric Re | 208 | 3 | False |  |  |  | True | Single-Speed | 146000 | 13773 | 10.6 | 10.6 |  |  | 135000 | 12364 | 3.2 | 3.2 | 90000 | 12866 | 2.05 | Federally-Regulated Commercial & Industrial Equipment | 01/28/2019 |  | 06/03/2019
York International | FRASER - JOHNSTON | PH-15C00A*(2,4,5)***** | NS-15C00*(5,6)****** | HRCU-A-CB, Split System: Heat | Heat Pump | 575 | 3 |  | False |  |  | True | Single-Speed | 180000 | 16981 | 10.6 | 10.4 | 13.3 |  | 168000 | 15386 | 3.2 | 3.2 | 104000 | 13252 | 2.3 | Federally-Regulated Commercial & Industrial Equipment | 04/16/2019 |  | 06/03/2019
York International | FRASER - JOHNSTON | PH-15C00A*(2,4,5)***** | NS-15C00*(5,6)****** | HRCU-A-CB, Split System: Heat | Heat Pump | 460 | 3 |  | False |  |  | True | Single-Speed | 180000 | 16981 | 10.6 | 10.4 | 13.3 |  | 168000 | 15386 | 3.2 | 3.2 | 104000 | 13252 | 2.3 | Federally-Regulated Commercial & Industrial Equipment | 04/16/2019 |  | 06/03/2019
York International | FRASER - JOHNSTON | PH-15C00A*(2,4,5)***** | NS-15C00*(5,6)****** | HRCU-A-CB, Split System: Heat | Heat Pump | 230 | 3 |  | False |  |  | True | Single-Speed | 180000 | 16981 | 10.6 | 10.4 | 13.3 |  | 168000 | 15386 | 3.2 | 3.2 | 104000 | 13252 | 2.3 | Federally-Regulated Commercial & Industrial Equipment | 04/16/2019 |  | 06/03/2019
York International | FRASER - JOHNSTON | PJ-15C00A*(2,4,5)***** | NW-15C00*(5,6)****** | HRCU-A-CB, Split System: Heat | Heat Pump | 575 | 3 |  | False |  |  | True | Single-Speed | 174000 | 16415 | 10.6 | 10.4 |  |  | 160000 | 13791 | 3.4 | 3.2 | 100000 | 13025 | 2.25 | Federally-Regulated Commercial & Industrial Equipment | 01/28/2019 |  | 06/03/2019
York International | FRASER - JOHNSTON | PH-15C00A*(2,4,5)***** | NS-15C00*(5,6)****** | HRCU-A-CB, Split System: Heat | Heat Pump | 208 | 3 |  | False |  |  | True | Single-Speed | 180000 | 16981 | 10.6 | 10.4 | 13.3 |  | 168000 | 15386 | 3.2 | 3.2 | 104000 | 13252 | 2.3 | Federally-Regulated Commercial & Industrial Equipment | 04/16/2019 |  | 06/03/2019
York International | FRASER - JOHNSTON | PJ-15C00A*(2,4,5)***** | NW-15C00*(5,6)****** | HRCU-A-CB, Split System: Heat | Heat Pump | 460 | 3 |  | False |  |  | True | Single-Speed | 174000 | 16415 | 10.6 | 10.4 |  |  | 160000 | 13791 | 3.4 | 3.2 | 100000 | 13025 | 2.25 | Federally-Regulated Commercial & Industrial Equipment | 01/28/2019 |  | 06/03/2019
York International | FRASER - JOHNSTON | PJ-15C00A*(2,4,5)***** | NW-15C00*(5,6)****** | HRCU-A-CB, Split System: Heat | Heat Pump | 230 | 3 |  | False |  |  | True | Single-Speed | 174000 | 16415 | 10.6 | 10.4 |  |  | 160000 | 13791 | 3.4 | 3.2 | 100000 | 13025 | 2.25 | Federally-Regulated Commercial & Industrial Equipment | 01/28/2019 |  | 06/03/2019
York International | FRASER - JOHNSTON | PJ-15C00A*(2,4,5)***** | NW-15C00*(5,6)****** | HRCU-A-CB, Split System: Heat | Heat Pump | 208 | 3 |  | False |  |  | True | Single-Speed | 174000 | 16415 | 10.6 | 10.4 |  |  | 160000 | 13791 | 3.4 | 3.2 | 100000 | 13025 | 2.25 | Federally-Regulated Commercial & Industrial Equipment | 01/28/2019 |  | 06/03/2019
York International | FRASER - JOHNSTON | PH-07C00A*(2,4,5)***** | NS-07C00*(5,6)****** | HRCU-A-CB, Split System: Heat | Heat Pump | 575 | 3 |  | False |  |  | True | Single-Speed | 89000 | 8090 | 11 | 10.8 | 12.4 |  | 82000 | 7282 | 3.3 | 3.3 | 49000 | 6243 | 2.3 | Federally-Regulated Commercial & Industrial Equipment | 04/16/2019 |  | 06/03/2019
York International | FRASER - JOHNSTON | PH-10C00A*(2,4,5)**** | NS-10C00*(5,6)****** | HRCU-A-CB, Split System: Heat | Heat Pump | 575 | 3 |  | False |  |  | True | Single-Speed | 120000 | 11111 | 10.8 | 10.8 |  |  | 109000 | 9680 | 3.3 | 3.3 | 63000 | 8206 | 2.25 | Federally-Regulated Commercial & Industrial Equipment | 01/28/2019 |  | 06/03/2019
York International | FRASER - JOHNSTON | PH-07C00A*(2,4,5)***** | NS-07C00*(5,6)****** | HRCU-A-CB, Split System: Heat | Heat Pump | 460 | 3 |  | False |  |  | True | Single-Speed | 89000 | 8090 | 11 | 10.8 | 12.4 |  | 82000 | 7282 | 3.3 | 3.3 | 49000 | 6243 | 2.3 | Federally-Regulated Commercial & Industrial Equipment | 04/16/2019 |  | 06/03/2019
York International | FRASER - JOHNSTON | PH-10C00A*(2,4,5)**** | NS-10C00*(5,6)****** | HRCU-A-CB, Split System: Heat | Heat Pump | 460 | 3 |  | False |  |  | True | Single-Speed | 120000 | 11111 | 10.8 | 10.8 |  |  | 109000 | 9680 | 3.3 | 3.3 | 63000 | 8206 | 2.25 | Federally-Regulated Commercial & Industrial Equipment | 01/28/2019 |  | 06/03/2019
York International | FRASER - JOHNSTON | PH-10C00A*(2,4,5)**** | NS-10C00*(5,6)****** | HRCU-A-CB, Split System: Heat | Heat Pump | 230 | 3 |  | False |  |  | True | Single-Speed | 120000 | 11111 | 10.8 | 10.8 |  |  | 109000 | 9680 | 3.3 | 3.3 | 63000 | 8206 | 2.25 | Federally-Regulated Commercial & Industrial Equipment | 01/28/2019 |  | 06/03/2019
York International | FRASER - JOHNSTON | PH-07C00A*(2,4,5)***** | NS-07C00*(5,6)****** | HRCU-A-CB, Split System: Heat | Heat Pump | 230 | 3 |  | False |  |  | True | Single-Speed | 89000 | 8090 | 11 | 10.8 | 12.4 |  | 82000 | 7282 | 3.3 | 3.3 | 49000 | 6243 | 2.3 | Federally-Regulated Commercial & Industrial Equipment | 04/16/2019 |  | 06/03/2019
York International | FRASER - JOHNSTON | PH-10C00A*(2,4,5)**** | NS-10C00*(5,6)****** | HRCU-A-CB, Split System: Heat | Heat Pump | 208 | 3 |  | False |  |  | True | Single-Speed | 120000 | 11111 | 10.8 | 10.8 |  |  | 109000 | 9680 | 3.3 | 3.3 | 63000 | 8206 | 2.25 | Federally-Regulated Commercial & Industrial Equipment | 01/28/2019 |  | 06/03/2019
York International | FRASER - JOHNSTON | PH-07C00A*(2,4,5)***** | NS-07C00*(5,6)****** | HRCU-A-CB, Split System: Heat | Heat Pump | 208 | 3 |  | False |  |  | True | Single-Speed | 89000 | 8090 | 11 | 10.8 | 12.4 |  | 82000 | 7282 | 3.3 | 3.3 | 49000 | 6243 | 2.3 | Federally-Regulated Commercial & Industrial Equipment | 04/16/2019 |  | 06/03/2019
York International | FRASER - JOHNSTON | PJ-20C00A*(2,4,5)***** | NW-20C00*(5,6)****** | HRCU-A-CB, Split System: Heat | Heat Pump | 575 | 3 |  | False |  |  | True | Single-Speed | 230000 | 21698 | 10.6 | 10.4 | 13.3 |  | 220000 | 19538 | 3.3 | 3.2 | 130000 | 17318 | 2.2 | Federally-Regulated Commercial & Industrial Equipment | 04/16/2019 |  | 06/03/2019
York International | FRASER - JOHNSTON | PJ-20C00A*(2,4,5)***** | NW-20C00*(5,6)****** | HRCU-A-CB, Split System: Heat | Heat Pump | 460 | 3 |  | False |  |  | True | Single-Speed | 230000 | 21698 | 10.6 | 10.4 | 13.3 |  | 220000 | 19538 | 3.3 | 3.2 | 130000 | 17318 | 2.2 | Federally-Regulated Commercial & Industrial Equipment | 04/16/2019 |  | 06/03/2019
York International | FRASER - JOHNSTON | PJ-20C00A*(2,4,5)***** | NW-20C00*(5,6)****** | HRCU-A-CB, Split System: Heat | Heat Pump | 230 | 3 |  | False |  |  | True | Single-Speed | 230000 | 21698 | 10.6 | 10.4 | 13.3 |  | 220000 | 19538 | 3.3 | 3.2 | 130000 | 17318 | 2.2 | Federally-Regulated Commercial & Industrial Equipment | 04/16/2019 |  | 06/03/2019
York International | FRASER - JOHNSTON | PJ-20C00A*(2,4,5)***** | NW-20C00*(5,6)****** | HRCU-A-CB, Split System: Heat | Heat Pump | 208 | 3 |  | False |  |  | True | Single-Speed | 230000 | 21698 | 10.6 | 10.4 | 13.3 |  | 220000 | 19538 | 3.3 | 3.2 | 130000 | 17318 | 2.2 | Federally-Regulated Commercial & Industrial Equipment | 04/16/2019 |  | 06/03/2019
York International | FRASER - JOHNSTON | XXEA7A(2,4,5)*1********* |  | HSP-A, Single-Package Heat Pum | Heat Pump | 575 | 3 | False |  |  |  | True | Single-Speed | 66000 | 6000 | 11 | 10.8 | 12.7 |  | 65000 | 5442 | 3.5 | 3.3 | 35000 | 4459 | 2.3 | Federally-Regulated Commercial & Industrial Equipment | 04/16/2019 |  | 06/03/2019
York International | FRASER - JOHNSTON | XXEA7A(2,4,5)*3********* |  | HSP-A, Single-Package Heat Pum | Heat Pump | 575 | 3 | False |  |  |  | True | Single-Speed | 66000 | 6000 | 11 | 10.8 | 14.8 |  | 65000 | 5442 | 3.5 | 3.3 | 35000 | 4459 | 2.3 | Federally-Regulated Commercial & Industrial Equipment | 04/16/2019 |  | 06/03/2019
York International | FRASER - JOHNSTON | XXE09A(2,4,5)*3********* |  | HSP-A, Single-Package Heat Pum | Heat Pump | 575 | 3 | False |  |  |  | True | Single-Speed | 102000 | 8644 | 11.8 | 10.8 |  |  | 94000 | 8223 | 3.35 | 3.3 | 57000 | 7424 | 2.25 | Federally-Regulated Commercial & Industrial Equipment | 01/28/2019 |  | 06/03/2019
York International | FRASER - JOHNSTON | XXE09A(2,4,5)*1********* |  | HSP-A, Single-Package Heat Pum | Heat Pump | 575 | 3 | False |  |  |  | True | Single-Speed | 102000 | 8644 | 11.8 | 10.8 |  |  | 94000 | 8223 | 3.35 | 3.3 | 57000 | 7424 | 2.25 | Federally-Regulated Commercial & Industrial Equipment | 01/28/2019 |  | 06/03/2019
York International | FRASER - JOHNSTON | XXE08A(2,4,5)*3********* |  | HSP-A, Single-Package Heat Pum | Heat Pump | 575 | 3 | False |  |  |  | True | Single-Speed | 90000 | 7826 | 11.5 | 10.8 |  |  | 84000 | 7033 | 3.5 | 3.3 | 49000 | 6382 | 2.25 | Federally-Regulated Commercial & Industrial Equipment | 01/28/2019 |  | 06/03/2019
York International | FRASER - JOHNSTON | XXEA7A(2,4,5)*1********* |  | HSP-A, Single-Package Heat Pum | Heat Pump | 460 | 3 | False |  |  |  | True | Single-Speed | 66000 | 6000 | 11 | 10.8 | 12.7 |  | 65000 | 5442 | 3.5 | 3.3 | 35000 | 4459 | 2.3 | Federally-Regulated Commercial & Industrial Equipment | 04/16/2019 |  | 06/03/2019
York International | FRASER - JOHNSTON | XXEA7A(2,4,5)*3********* |  | HSP-A, Single-Package Heat Pum | Heat Pump | 460 | 3 | False |  |  |  | True | Single-Speed | 66000 | 6000 | 11 | 10.8 | 14.8 |  | 65000 | 5442 | 3.5 | 3.3 | 35000 | 4459 | 2.3 | Federally-Regulated Commercial & Industrial Equipment | 04/16/2019 |  | 06/03/2019
York International | FRASER - JOHNSTON | XXE09A(2,4,5)*3********* |  | HSP-A, Single-Package Heat Pum | Heat Pump | 460 | 3 | False |  |  |  | True | Single-Speed | 102000 | 8644 | 11.8 | 10.8 |  |  | 94000 | 8223 | 3.35 | 3.3 | 57000 | 7424 | 2.25 | Federally-Regulated Commercial & Industrial Equipment | 01/28/2019 |  | 06/03/2019
York International | FRASER - JOHNSTON | XXE09A(2,4,5)*1********* |  | HSP-A, Single-Package Heat Pum | Heat Pump | 460 | 3 | False |  |  |  | True | Single-Speed | 102000 | 8644 | 11.8 | 10.8 |  |  | 94000 | 8223 | 3.35 | 3.3 | 57000 | 7424 | 2.25 | Federally-Regulated Commercial & Industrial Equipment | 01/28/2019 |  | 06/03/2019
York International | FRASER - JOHNSTON | XXE08A(2,4,5)*3********* |  | HSP-A, Single-Package Heat Pum | Heat Pump | 460 | 3 | False |  |  |  | True | Single-Speed | 90000 | 7826 | 11.5 | 10.8 |  |  | 84000 | 7033 | 3.5 | 3.3 | 49000 | 6382 | 2.25 | Federally-Regulated Commercial & Industrial Equipment | 01/28/2019 |  | 06/03/2019
York International | FRASER - JOHNSTON | XXE09A(2,4,5)*1********* |  | HSP-A, Single-Package Heat Pum | Heat Pump | 230 | 3 | False |  |  |  | True | Single-Speed | 102000 | 8644 | 11.8 | 10.8 |  |  | 94000 | 8223 | 3.35 | 3.3 | 57000 | 7424 | 2.25 | Federally-Regulated Commercial & Industrial Equipment | 01/28/2019 |  | 06/03/2019
York International | FRASER - JOHNSTON | XXE08A(2,4,5)*3********* |  | HSP-A, Single-Package Heat Pum | Heat Pump | 230 | 3 | False |  |  |  | True | Single-Speed | 90000 | 7826 | 11.5 | 10.8 |  |  | 84000 | 7033 | 3.5 | 3.3 | 49000 | 6382 | 2.25 | Federally-Regulated Commercial & Industrial Equipment | 01/28/2019 |  | 06/03/2019
York International | FRASER - JOHNSTON | XXEA7A(2,4,5)*1********* |  | HSP-A, Single-Package Heat Pum | Heat Pump | 230 | 3 | False |  |  |  | True | Single-Speed | 66000 | 6000 | 11 | 10.8 | 12.7 |  | 65000 | 5442 | 3.5 | 3.3 | 35000 | 4459 | 2.3 | Federally-Regulated Commercial & Industrial Equipment | 04/16/2019 |  | 06/03/2019
York International | FRASER - JOHNSTON | XXEA7A(2,4,5)*3********* |  | HSP-A, Single-Package Heat Pum | Heat Pump | 230 | 3 | False |  |  |  | True | Single-Speed | 66000 | 6000 | 11 | 10.8 | 14.8 |  | 65000 | 5442 | 3.5 | 3.3 | 35000 | 4459 | 2.3 | Federally-Regulated Commercial & Industrial Equipment | 04/16/2019 |  | 06/03/2019
York International | FRASER - JOHNSTON | XXE09A(2,4,5)*3********* |  | HSP-A, Single-Package Heat Pum | Heat Pump | 230 | 3 | False |  |  |  | True | Single-Speed | 102000 | 8644 | 11.8 | 10.8 |  |  | 94000 | 8223 | 3.35 | 3.3 | 57000 | 7424 | 2.25 | Federally-Regulated Commercial & Industrial Equipment | 01/28/2019 |  | 06/03/2019
York International | FRASER - JOHNSTON | XXE08A(2,4,5)*3********* |  | HSP-A, Single-Package Heat Pum | Heat Pump | 208 | 3 | False |  |  |  | True | Single-Speed | 90000 | 7826 | 11.5 | 10.8 |  |  | 84000 | 7033 | 3.5 | 3.3 | 49000 | 6382 | 2.25 | Federally-Regulated Commercial & Industrial Equipment | 01/28/2019 |  | 06/03/2019
York International | FRASER - JOHNSTON | XXE09A(2,4,5)*1********* |  | HSP-A, Single-Package Heat Pum | Heat Pump | 208 | 3 | False |  |  |  | True | Single-Speed | 102000 | 8644 | 11.8 | 10.8 |  |  | 94000 | 8223 | 3.35 | 3.3 | 57000 | 7424 | 2.25 | Federally-Regulated Commercial & Industrial Equipment | 01/28/2019 |  | 06/03/2019
York International | FRASER - JOHNSTON | XXEA7A(2,4,5)*1********* |  | HSP-A, Single-Package Heat Pum | Heat Pump | 208 | 3 | False |  |  |  | True | Single-Speed | 66000 | 6000 | 11 | 10.8 | 12.7 |  | 65000 | 5442 | 3.5 | 3.3 | 35000 | 4459 | 2.3 | Federally-Regulated Commercial & Industrial Equipment | 04/16/2019 |  | 06/03/2019
York International | FRASER - JOHNSTON | XXEA7A(2,4,5)*3********* |  | HSP-A, Single-Package Heat Pum | Heat Pump | 208 | 3 | False |  |  |  | True | Single-Speed | 66000 | 6000 | 11 | 10.8 | 14.8 |  | 65000 | 5442 | 3.5 | 3.3 | 35000 | 4459 | 2.3 | Federally-Regulated Commercial & Industrial Equipment | 04/16/2019 |  | 06/03/2019
York International | FRASER - JOHNSTON | XXE09A(2,4,5)*3********* |  | HSP-A, Single-Package Heat Pum | Heat Pump | 208 | 3 | False |  |  |  | True | Single-Speed | 102000 | 8644 | 11.8 | 10.8 |  |  | 94000 | 8223 | 3.35 | 3.3 | 57000 | 7424 | 2.25 | Federally-Regulated Commercial & Industrial Equipment | 01/28/2019 |  | 06/03/2019
York International | FRASER - JOHNSTON | XYE09A(2,4,5)*1******* |  | HSP-A, Single-Package Heat Pum | Heat Pump | 575 | 3 | False |  |  |  | True | Single-Speed | 98000 | 8166 | 12 | 10.8 |  |  | 96000 | 8275 | 3.4 | 3.3 | 54000 | 7002 | 2.26 | Federally-Regulated Commercial & Industrial Equipment | 01/28/2019 |  | 06/03/2019
York International | FRASER - JOHNSTON | XYE08A(2,4,5)*3******* |  | HSP-A, Single-Package Heat Pum | Heat Pump | 575 | 3 | False |  |  |  | True | Single-Speed | 88000 | 7272 | 12.1 | 10.8 | 16 |  | 84000 | 7033 | 3.5 | 3.3 | 48000 | 5861 | 2.4 | Federally-Regulated Commercial & Industrial Equipment | 04/16/2019 |  | 06/03/2019
York International | FRASER - JOHNSTON | XYE08A(2,4,5)*3******* |  | HSP-A, Single-Package Heat Pum | Heat Pump | 460 | 3 | False |  |  |  | True | Single-Speed | 88000 | 7272 | 12.1 | 10.8 | 16 |  | 84000 | 7033 | 3.5 | 3.3 | 48000 | 5861 | 2.4 | Federally-Regulated Commercial & Industrial Equipment | 04/16/2019 |  | 06/03/2019
York International | FRASER - JOHNSTON | XYE09A(2,4,5)*1******* |  | HSP-A, Single-Package Heat Pum | Heat Pump | 460 | 3 | False |  |  |  | True | Single-Speed | 98000 | 8166 | 12 | 10.8 |  |  | 96000 | 8275 | 3.4 | 3.3 | 54000 | 7002 | 2.26 | Federally-Regulated Commercial & Industrial Equipment | 01/28/2019 |  | 06/03/2019
York International | FRASER - JOHNSTON | XYE08A(2,4,5)*3******* |  | HSP-A, Single-Package Heat Pum | Heat Pump | 230 | 3 | False |  |  |  | True | Single-Speed | 88000 | 7272 | 12.1 | 10.8 | 16 |  | 84000 | 7033 | 3.5 | 3.3 | 48000 | 5861 | 2.4 | Federally-Regulated Commercial & Industrial Equipment | 04/16/2019 |  | 06/03/2019
York International | FRASER - JOHNSTON | XYE09A(2,4,5)*1******* |  | HSP-A, Single-Package Heat Pum | Heat Pump | 230 | 3 | False |  |  |  | True | Single-Speed | 98000 | 8166 | 12 | 10.8 |  |  | 96000 | 8275 | 3.4 | 3.3 | 54000 | 7002 | 2.26 | Federally-Regulated Commercial & Industrial Equipment | 01/28/2019 |  | 06/03/2019
York International | FRASER - JOHNSTON | XYE09A(2,4,5)*1******* |  | HSP-A, Single-Package Heat Pum | Heat Pump | 208 | 3 | False |  |  |  | True | Single-Speed | 98000 | 8166 | 12 | 10.8 |  |  | 96000 | 8275 | 3.4 | 3.3 | 54000 | 7002 | 2.26 | Federally-Regulated Commercial & Industrial Equipment | 01/28/2019 |  | 06/03/2019
York International | FRASER - JOHNSTON | XYE08A(2,4,5)*3******* |  | HSP-A, Single-Package Heat Pum | Heat Pump | 208 | 3 | False |  |  |  | True | Single-Speed | 88000 | 7272 | 12.1 | 10.8 | 16 |  | 84000 | 7033 | 3.5 | 3.3 | 48000 | 5861 | 2.4 | Federally-Regulated Commercial & Industrial Equipment | 04/16/2019 |  | 06/03/2019
York International | FRASER - JOHNSTON | XYE09A(2,4,5)*3******* |  | HSP-A, Single-Package Heat Pum | Heat Pump | 575 | 3 | False |  |  |  | True | Single-Speed | 98000 | 8166 | 12 | 10.8 |  |  | 96000 | 8275 | 3.4 | 3.3 | 54000 | 7002 | 2.26 | Federally-Regulated Commercial & Industrial Equipment | 01/28/2019 |  | 06/03/2019
York International | FRASER - JOHNSTON | XYE09A(2,4,5)*3******* |  | HSP-A, Single-Package Heat Pum | Heat Pump | 460 | 3 | False |  |  |  | True | Single-Speed | 98000 | 8166 | 12 | 10.8 |  |  | 96000 | 8275 | 3.4 | 3.3 | 54000 | 7002 | 2.26 | Federally-Regulated Commercial & Industrial Equipment | 01/28/2019 |  | 06/03/2019
York International | FRASER - JOHNSTON | XYE09A(2,4,5)*3******* |  | HSP-A, Single-Package Heat Pum | Heat Pump | 230 | 3 | False |  |  |  | True | Single-Speed | 98000 | 8166 | 12 | 10.8 |  |  | 96000 | 8275 | 3.4 | 3.3 | 54000 | 7002 | 2.26 | Federally-Regulated Commercial & Industrial Equipment | 01/28/2019 |  | 06/03/2019
York International | FRASER - JOHNSTON | XYE09A(2,4,5)*3******* |  | HSP-A, Single-Package Heat Pum | Heat Pump | 208 | 3 | False |  |  |  | True | Single-Speed | 98000 | 8166 | 12 | 10.8 |  |  | 96000 | 8275 | 3.4 | 3.3 | 54000 | 7002 | 2.26 | Federally-Regulated Commercial & Industrial Equipment | 01/28/2019 |  | 06/03/2019
York International | FRASER - JOHNSTON | XYE08A(2,4,5)*1******* |  | HSP-A, Single-Package Heat Pum | Heat Pump | 575 | 3 | False |  |  |  | True | Single-Speed | 88000 | 7272 | 12.1 | 10.8 | 14 |  | 84000 | 7033 | 3.5 | 3.3 | 48000 | 5861 | 2.4 | Federally-Regulated Commercial & Industrial Equipment | 04/16/2019 |  | 06/03/2019
York International | FRASER - JOHNSTON | XYE08A(2,4,5)*1******* |  | HSP-A, Single-Package Heat Pum | Heat Pump | 460 | 3 | False |  |  |  | True | Single-Speed | 88000 | 7272 | 12.1 | 10.8 | 14 |  | 84000 | 7033 | 3.5 | 3.3 | 48000 | 5861 | 2.4 | Federally-Regulated Commercial & Industrial Equipment | 04/16/2019 |  | 06/03/2019
York International | FRASER - JOHNSTON | XYE08A(2,4,5)*1******* |  | HSP-A, Single-Package Heat Pum | Heat Pump | 230 | 3 | False |  |  |  | True | Single-Speed | 88000 | 7272 | 12.1 | 10.8 | 14 |  | 84000 | 7033 | 3.5 | 3.3 | 48000 | 5861 | 2.4 | Federally-Regulated Commercial & Industrial Equipment | 04/16/2019 |  | 06/03/2019
York International | FRASER - JOHNSTON | XYE08A(2,4,5)*1******* |  | HSP-A, Single-Package Heat Pum | Heat Pump | 208 | 3 | False |  |  |  | True | Single-Speed | 88000 | 7272 | 12.1 | 10.8 | 14 |  | 84000 | 7033 | 3.5 | 3.3 | 48000 | 5861 | 2.4 | Federally-Regulated Commercial & Industrial Equipment | 04/16/2019 |  | 06/03/2019
York International | FRASER - JOHNSTON | XYE07A(2,4,5)*1******* |  | HSP-A, Single-Package Heat Pum | Heat Pump | 575 | 3 | False |  |  |  | True | Single-Speed | 71000 | 5916 | 12 | 10.8 | 13.2 |  | 69000 | 5947 | 3.4 | 3.3 | 39000 | 4762 | 2.4 | Federally-Regulated Commercial & Industrial Equipment | 04/16/2019 |  | 06/03/2019
York International | FRASER - JOHNSTON | XYE07A(2,4,5)*1******* |  | HSP-A, Single-Package Heat Pum | Heat Pump | 460 | 3 | False |  |  |  | True | Single-Speed | 71000 | 5916 | 12 | 10.8 | 13.2 |  | 69000 | 5947 | 3.4 | 3.3 | 39000 | 4762 | 2.4 | Federally-Regulated Commercial & Industrial Equipment | 04/16/2019 |  | 06/03/2019
York International | FRASER - JOHNSTON | XYE07A(2,4,5)*1******* |  | HSP-A, Single-Package Heat Pum | Heat Pump | 230 | 3 | False |  |  |  | True | Single-Speed | 71000 | 5916 | 12 | 10.8 | 13.2 |  | 69000 | 5947 | 3.4 | 3.3 | 39000 | 4762 | 2.4 | Federally-Regulated Commercial & Industrial Equipment | 04/16/2019 |  | 06/03/2019
York International | FRASER - JOHNSTON | XYE07A(2,4,5)*1******* |  | HSP-A, Single-Package Heat Pum | Heat Pump | 208 | 3 | False |  |  |  | True | Single-Speed | 71000 | 5916 | 12 | 10.8 | 13.2 |  | 69000 | 5947 | 3.4 | 3.3 | 39000 | 4762 | 2.4 | Federally-Regulated Commercial & Industrial Equipment | 04/16/2019 |  | 06/03/2019
York International | FRASER - JOHNSTON | XXE12A(2,4,5)*3********* |  | HSP-A, Single-Package Heat Pum | Heat Pump | 575 | 3 | False |  |  |  | True | Single-Speed | 116000 | 10545 | 11 | 10.8 |  |  | 108000 | 9591 | 3.3 | 3.3 | 62000 | 8075 | 2.25 | Federally-Regulated Commercial & Industrial Equipment | 01/28/2019 |  | 06/03/2019
York International | FRASER - JOHNSTON | XXE12A(2,4,5)*3********* |  | HSP-A, Single-Package Heat Pum | Heat Pump | 460 | 3 | False |  |  |  | True | Single-Speed | 116000 | 10545 | 11 | 10.8 |  |  | 108000 | 9591 | 3.3 | 3.3 | 62000 | 8075 | 2.25 | Federally-Regulated Commercial & Industrial Equipment | 01/28/2019 |  | 06/03/2019
York International | FRASER - JOHNSTON | XXE12A(2,4,5)*3********* |  | HSP-A, Single-Package Heat Pum | Heat Pump | 230 | 3 | False |  |  |  | True | Single-Speed | 116000 | 10545 | 11 | 10.8 |  |  | 108000 | 9591 | 3.3 | 3.3 | 62000 | 8075 | 2.25 | Federally-Regulated Commercial & Industrial Equipment | 01/28/2019 |  | 06/03/2019
York International | FRASER - JOHNSTON | XXE12A(2,4,5)*3********* |  | HSP-A, Single-Package Heat Pum | Heat Pump | 208 | 3 | False |  |  |  | True | Single-Speed | 116000 | 10545 | 11 | 10.8 |  |  | 108000 | 9591 | 3.3 | 3.3 | 62000 | 8075 | 2.25 | Federally-Regulated Commercial & Industrial Equipment | 01/28/2019 |  | 06/03/2019
York International | FRASER - JOHNSTON | XA-15C00(P,R,S,U,V,X)(2,4,5)******** |  | HSP-A, Single-Package Heat Pum | Heat Pump | 575 | 3 | False |  |  |  | True | Single-Speed | 176000 | 16603 | 10.6 | 10.4 |  |  | 162000 | 14653 | 3.24 | 3.2 | 99000 | 14153 | 2.05 | Federally-Regulated Commercial & Industrial Equipment | 01/28/2019 |  | 06/03/2019
York International | FRASER - JOHNSTON | XA-15C00(P,R,S,U,V,X)(2,4,5)******** |  | HSP-A, Single-Package Heat Pum | Heat Pump | 460 | 3 | False |  |  |  | True | Single-Speed | 176000 | 16603 | 10.6 | 10.4 |  |  | 162000 | 14653 | 3.24 | 3.2 | 99000 | 14153 | 2.05 | Federally-Regulated Commercial & Industrial Equipment | 01/28/2019 |  | 06/03/2019
York International | FRASER - JOHNSTON | XA-15C00(P,R,S,U,V,X)(2,4,5)******** |  | HSP-A, Single-Package Heat Pum | Heat Pump | 230 | 3 | False |  |  |  | True | Single-Speed | 176000 | 16603 | 10.6 | 10.4 |  |  | 162000 | 14653 | 3.24 | 3.2 | 99000 | 14153 | 2.05 | Federally-Regulated Commercial & Industrial Equipment | 01/28/2019 |  | 06/03/2019
York International | FRASER - JOHNSTON | XA-15C00(P,R,S,U,V,X)(2,4,5)******** |  | HSP-A, Single-Package Heat Pum | Heat Pump | 208 | 3 | False |  |  |  | True | Single-Speed | 176000 | 16603 | 10.6 | 10.4 |  |  | 162000 | 14653 | 3.24 | 3.2 | 99000 | 14153 | 2.05 | Federally-Regulated Commercial & Industrial Equipment | 01/28/2019 |  | 06/03/2019
York International | FRASER - JOHNSTON | XA-20C00(P,R,S,U,V,X)(2,4,5)******** |  | HSP-A, Single-Package Heat Pum | Heat Pump | 575 | 3 | False |  |  |  | True | Single-Speed | 240000 | 25263 | 9.5 | 9.3 |  |  | 240000 | 21980 | 3.2 | 3.2 | 136000 | 19443 | 2.05 | Federally-Regulated Commercial & Industrial Equipment | 01/28/2019 |  | 06/03/2019
York International | FRASER - JOHNSTON | XA-20C00(P,R,S,U,V,X)(2,4,5)******** |  | HSP-A, Single-Package Heat Pum | Heat Pump | 460 | 3 | False |  |  |  | True | Single-Speed | 240000 | 25263 | 9.5 | 9.3 |  |  | 240000 | 21980 | 3.2 | 3.2 | 136000 | 19443 | 2.05 | Federally-Regulated Commercial & Industrial Equipment | 01/28/2019 |  | 06/03/2019
York International | FRASER - JOHNSTON | XA-20C00(P,R,S,U,V,X)(2,4,5)******** |  | HSP-A, Single-Package Heat Pum | Heat Pump | 230 | 3 | False |  |  |  | True | Single-Speed | 240000 | 25263 | 9.5 | 9.3 |  |  | 240000 | 21980 | 3.2 | 3.2 | 136000 | 19443 | 2.05 | Federally-Regulated Commercial & Industrial Equipment | 01/28/2019 |  | 06/03/2019
York International | FRASER - JOHNSTON | XA-20C00(P,R,S,U,V,X)(2,4,5)******** |  | HSP-A, Single-Package Heat Pum | Heat Pump | 208 | 3 | False |  |  |  | True | Single-Speed | 240000 | 25263 | 9.5 | 9.3 |  |  | 240000 | 21980 | 3.2 | 3.2 | 136000 | 19443 | 2.05 | Federally-Regulated Commercial & Industrial Equipment | 01/28/2019 |  | 06/03/2019
York International | FRASER - JOHNSTON | XA-15C00(B,D)(2,4,5)******** |  | HSP-A, Single-Package Heat Pum | Heat Pump | 575 | 3 | False |  |  |  | True | Single-Speed | 176000 | 16603 | 10.6 | 10.4 |  |  | 162000 | 14653 | 3.24 | 3.2 | 99000 | 14153 | 2.05 | Federally-Regulated Commercial & Industrial Equipment | 01/28/2019 |  | 06/03/2019
York International | FRASER - JOHNSTON | XA-15C00(B,D)(2,4,5)******** |  | HSP-A, Single-Package Heat Pum | Heat Pump | 460 | 3 | False |  |  |  | True | Single-Speed | 176000 | 16603 | 10.6 | 10.4 |  |  | 162000 | 14653 | 3.24 | 3.2 | 99000 | 14153 | 2.05 | Federally-Regulated Commercial & Industrial Equipment | 01/28/2019 |  | 06/03/2019
York International | FRASER - JOHNSTON | XA-15C00(B,D)(2,4,5)******** |  | HSP-A, Single-Package Heat Pum | Heat Pump | 230 | 3 | False |  |  |  | True | Single-Speed | 176000 | 16603 | 10.6 | 10.4 |  |  | 162000 | 14653 | 3.24 | 3.2 | 99000 | 14153 | 2.05 | Federally-Regulated Commercial & Industrial Equipment | 01/28/2019 |  | 06/03/2019
York International | FRASER - JOHNSTON | XA-15C00(B,D)(2,4,5)******** |  | HSP-A, Single-Package Heat Pum | Heat Pump | 208 | 3 | False |  |  |  | True | Single-Speed | 176000 | 16603 | 10.6 | 10.4 |  |  | 162000 | 14653 | 3.24 | 3.2 | 99000 | 14153 | 2.05 | Federally-Regulated Commercial & Industrial Equipment | 01/28/2019 |  | 06/03/2019
York International | FRASER - JOHNSTON | XA-06[C,E]**(P,R,S,U,V,X)(2,4,5)******** |  | HSP-A, Single-Package Heat Pum | Both Heat Pump and Electric Re | 575 | 3 | False |  |  |  | True | Single-Speed | 78000 | 6500 | 12 | 11 |  |  | 75000 | 6464 | 3.4 | 3.3 | 43000 | 5600 | 2.25 | Federally-Regulated Commercial & Industrial Equipment | 01/28/2019 |  | 06/03/2019
York International | FRASER - JOHNSTON | XA-06[C,E]**(P,R,S,U,V,X)(2,4,5)******** |  | HSP-A, Single-Package Heat Pum | Both Heat Pump and Electric Re | 460 | 3 | False |  |  |  | True | Single-Speed | 78000 | 6500 | 12 | 11 |  |  | 75000 | 6464 | 3.4 | 3.3 | 43000 | 5600 | 2.25 | Federally-Regulated Commercial & Industrial Equipment | 01/28/2019 |  | 06/03/2019
York International | FRASER - JOHNSTON | XA-06[C,E]**(P,R,S,U,V,X)(2,4,5)******** |  | HSP-A, Single-Package Heat Pum | Both Heat Pump and Electric Re | 230 | 3 | False |  |  |  | True | Single-Speed | 78000 | 6500 | 12 | 11 |  |  | 75000 | 6464 | 3.4 | 3.3 | 43000 | 5600 | 2.25 | Federally-Regulated Commercial & Industrial Equipment | 01/28/2019 |  | 06/03/2019
York International | FRASER - JOHNSTON | XA-06[C,E]**(P,R,S,U,V,X)(2,4,5)******** |  | HSP-A, Single-Package Heat Pum | Both Heat Pump and Electric Re | 208 | 3 | False |  |  |  | True | Single-Speed | 78000 | 6500 | 12 | 11 |  |  | 75000 | 6464 | 3.4 | 3.3 | 43000 | 5600 | 2.25 | Federally-Regulated Commercial & Industrial Equipment | 01/28/2019 |  | 06/03/2019
York International | FRASER - JOHNSTON | XA-06[C,E]**(B,D)(2,4,5)******** |  | HSP-A, Single-Package Heat Pum | Both Heat Pump and Electric Re | 575 | 3 | False |  |  |  | True | Single-Speed | 78000 | 6500 | 12 | 11 |  |  | 75000 | 6464 | 3.4 | 3.3 | 43000 | 5600 | 2.25 | Federally-Regulated Commercial & Industrial Equipment | 01/28/2019 |  | 06/03/2019
York International | FRASER - JOHNSTON | XA-06[C,E]**(B,D)(2,4,5)******** |  | HSP-A, Single-Package Heat Pum | Both Heat Pump and Electric Re | 460 | 3 | False |  |  |  | True | Single-Speed | 78000 | 6500 | 12 | 11 |  |  | 75000 | 6464 | 3.4 | 3.3 | 43000 | 5600 | 2.25 | Federally-Regulated Commercial & Industrial Equipment | 01/28/2019 |  | 06/03/2019
York International | FRASER - JOHNSTON | XA-06[C,E]**(B,D)(2,4,5)******** |  | HSP-A, Single-Package Heat Pum | Both Heat Pump and Electric Re | 230 | 3 | False |  |  |  | True | Single-Speed | 78000 | 6500 | 12 | 11 |  |  | 75000 | 6464 | 3.4 | 3.3 | 43000 | 5600 | 2.25 | Federally-Regulated Commercial & Industrial Equipment | 01/28/2019 |  | 06/03/2019
York International | FRASER - JOHNSTON | XA-06[C,E]**(B,D)(2,4,5)******** |  | HSP-A, Single-Package Heat Pum | Both Heat Pump and Electric Re | 208 | 3 | False |  |  |  | True | Single-Speed | 78000 | 6500 | 12 | 11 |  |  | 75000 | 6464 | 3.4 | 3.3 | 43000 | 5600 | 2.25 | Federally-Regulated Commercial & Industrial Equipment | 01/28/2019 |  | 06/03/2019
York International | FRASER - JOHNSTON | XA-07[C,E]**(B,D)(2,4,5)******** |  | HSP-A, Single-Package Heat Pum | Both Heat Pump and Electric Re | 575 | 3 | False |  |  |  | True | Single-Speed | 90000 | 7894 | 11.4 | 11 |  |  | 88000 | 7585 | 3.4 | 3.3 | 51000 | 6643 | 2.25 | Federally-Regulated Commercial & Industrial Equipment | 01/28/2019 |  | 06/03/2019
York International | FRASER - JOHNSTON | XA-07[C,E]**(B,D)(2,4,5)******** |  | HSP-A, Single-Package Heat Pum | Both Heat Pump and Electric Re | 460 | 3 | False |  |  |  | True | Single-Speed | 90000 | 7894 | 11.4 | 11 |  |  | 88000 | 7585 | 3.4 | 3.3 | 51000 | 6643 | 2.25 | Federally-Regulated Commercial & Industrial Equipment | 01/28/2019 |  | 06/03/2019
York International | FRASER - JOHNSTON | XA-07[C,E]**(B,D)(2,4,5)******** |  | HSP-A, Single-Package Heat Pum | Both Heat Pump and Electric Re | 230 | 3 | False |  |  |  | True | Single-Speed | 90000 | 7894 | 11.4 | 11 |  |  | 88000 | 7585 | 3.4 | 3.3 | 51000 | 6643 | 2.25 | Federally-Regulated Commercial & Industrial Equipment | 01/28/2019 |  | 06/03/2019
York International | FRASER - JOHNSTON | XA-07[C,E]**(B,D)(2,4,5)******** |  | HSP-A, Single-Package Heat Pum | Both Heat Pump and Electric Re | 208 | 3 | False |  |  |  | True | Single-Speed | 90000 | 7894 | 11.4 | 11 |  |  | 88000 | 7585 | 3.4 | 3.3 | 51000 | 6643 | 2.25 | Federally-Regulated Commercial & Industrial Equipment | 01/28/2019 |  | 06/03/2019
York International | FRASER - JOHNSTON | XA-07[C,E]**(P,R,S,U,V,X)(2,4,5)******** |  | HSP-A, Single-Package Heat Pum | Both Heat Pump and Electric Re | 575 | 3 | False |  |  |  | True | Single-Speed | 90000 | 7894 | 11.4 | 11 |  |  | 88000 | 7585 | 3.4 | 3.3 | 51000 | 6643 | 2.25 | Federally-Regulated Commercial & Industrial Equipment | 01/28/2019 |  | 06/03/2019
York International | FRASER - JOHNSTON | XA-07[C,E]**(P,R,S,U,V,X)(2,4,5)******** |  | HSP-A, Single-Package Heat Pum | Both Heat Pump and Electric Re | 460 | 3 | False |  |  |  | True | Single-Speed | 90000 | 7894 | 11.4 | 11 |  |  | 88000 | 7585 | 3.4 | 3.3 | 51000 | 6643 | 2.25 | Federally-Regulated Commercial & Industrial Equipment | 01/28/2019 |  | 06/03/2019
York International | FRASER - JOHNSTON | XA-07[C,E]**(P,R,S,U,V,X)(2,4,5)******** |  | HSP-A, Single-Package Heat Pum | Both Heat Pump and Electric Re | 230 | 3 | False |  |  |  | True | Single-Speed | 90000 | 7894 | 11.4 | 11 |  |  | 88000 | 7585 | 3.4 | 3.3 | 51000 | 6643 | 2.25 | Federally-Regulated Commercial & Industrial Equipment | 01/28/2019 |  | 06/03/2019
York International | FRASER - JOHNSTON | XA-07[C,E]**(P,R,S,U,V,X)(2,4,5)******** |  | HSP-A, Single-Package Heat Pum | Both Heat Pump and Electric Re | 208 | 3 | False |  |  |  | True | Single-Speed | 90000 | 7894 | 11.4 | 11 |  |  | 88000 | 7585 | 3.4 | 3.3 | 51000 | 6643 | 2.25 | Federally-Regulated Commercial & Industrial Equipment | 01/28/2019 |  | 06/03/2019
York International | FRASER - JOHNSTON | XA-08[C,E]**(B,D)(2,4,5)******** |  | HSP-A, Single-Package Heat Pum | Both Heat Pump and Electric Re | 575 | 3 | False |  |  |  | True | Single-Speed | 100000 | 8928 | 11.2 | 11 |  |  | 94000 | 8102 | 3.4 | 3.3 | 54000 | 7033 | 2.25 | Federally-Regulated Commercial & Industrial Equipment | 01/28/2019 |  | 06/03/2019
York International | FRASER - JOHNSTON | XA-08[C,E]**(B,D)(2,4,5)******** |  | HSP-A, Single-Package Heat Pum | Both Heat Pump and Electric Re | 460 | 3 | False |  |  |  | True | Single-Speed | 100000 | 8928 | 11.2 | 11 |  |  | 94000 | 8102 | 3.4 | 3.3 | 54000 | 7033 | 2.25 | Federally-Regulated Commercial & Industrial Equipment | 01/28/2019 |  | 06/03/2019
York International | FRASER - JOHNSTON | XA-08[C,E]**(B,D)(2,4,5)******** |  | HSP-A, Single-Package Heat Pum | Both Heat Pump and Electric Re | 230 | 3 | False |  |  |  | True | Single-Speed | 100000 | 8928 | 11.2 | 11 |  |  | 94000 | 8102 | 3.4 | 3.3 | 54000 | 7033 | 2.25 | Federally-Regulated Commercial & Industrial Equipment | 01/28/2019 |  | 06/03/2019
York International | FRASER - JOHNSTON | XA-08[C,E]**(B,D)(2,4,5)******** |  | HSP-A, Single-Package Heat Pum | Both Heat Pump and Electric Re | 208 | 3 | False |  |  |  | True | Single-Speed | 100000 | 8928 | 11.2 | 11 |  |  | 94000 | 8102 | 3.4 | 3.3 | 54000 | 7033 | 2.25 | Federally-Regulated Commercial & Industrial Equipment | 01/28/2019 |  | 06/03/2019
York International | FRASER - JOHNSTON | XA-08[C,E]**(P,R,S,U,V,X)(2,4,5)******** |  | HSP-A, Single-Package Heat Pum | Both Heat Pump and Electric Re | 575 | 3 | False |  |  |  | True | Single-Speed | 100000 | 8928 | 11.2 | 11 |  |  | 94000 | 8102 | 3.4 | 3.3 | 54000 | 7033 | 2.25 | Federally-Regulated Commercial & Industrial Equipment | 01/28/2019 |  | 06/03/2019
York International | FRASER - JOHNSTON | XA-08[C,E]**(P,R,S,U,V,X)(2,4,5)******** |  | HSP-A, Single-Package Heat Pum | Both Heat Pump and Electric Re | 460 | 3 | False |  |  |  | True | Single-Speed | 100000 | 8928 | 11.2 | 11 |  |  | 94000 | 8102 | 3.4 | 3.3 | 54000 | 7033 | 2.25 | Federally-Regulated Commercial & Industrial Equipment | 01/28/2019 |  | 06/03/2019
York International | FRASER - JOHNSTON | XA-08[C,E]**(P,R,S,U,V,X)(2,4,5)******** |  | HSP-A, Single-Package Heat Pum | Both Heat Pump and Electric Re | 230 | 3 | False |  |  |  | True | Single-Speed | 100000 | 8928 | 11.2 | 11 |  |  | 94000 | 8102 | 3.4 | 3.3 | 54000 | 7033 | 2.25 | Federally-Regulated Commercial & Industrial Equipment | 01/28/2019 |  | 06/03/2019
York International | FRASER - JOHNSTON | XA-08[C,E]**(P,R,S,U,V,X)(2,4,5)******** |  | HSP-A, Single-Package Heat Pum | Both Heat Pump and Electric Re | 208 | 3 | False |  |  |  | True | Single-Speed | 100000 | 8928 | 11.2 | 11 |  |  | 94000 | 8102 | 3.4 | 3.3 | 54000 | 7033 | 2.25 | Federally-Regulated Commercial & Industrial Equipment | 01/28/2019 |  | 06/03/2019
York International | FRASER - JOHNSTON | XA-10[C,E]**(P,R,S,U,V,X)(2,4,5)******** |  | HSP-A, Single-Package Heat Pum | Both Heat Pump and Electric Re | 575 | 3 | False |  |  |  | True | Single-Speed | 114000 | 10363 | 11 | 11 |  |  | 106000 | 9137 | 3.4 | 3.3 | 59000 | 7685 | 2.25 | Federally-Regulated Commercial & Industrial Equipment | 01/28/2019 |  | 06/03/2019
York International | FRASER - JOHNSTON | XA-10[C,E]**(P,R,S,U,V,X)(2,4,5)******** |  | HSP-A, Single-Package Heat Pum | Both Heat Pump and Electric Re | 460 | 3 | False |  |  |  | True | Single-Speed | 114000 | 10363 | 11 | 11 |  |  | 106000 | 9137 | 3.4 | 3.3 | 59000 | 7685 | 2.25 | Federally-Regulated Commercial & Industrial Equipment | 01/28/2019 |  | 06/03/2019
York International | FRASER - JOHNSTON | XA-10[C,E]**(P,R,S,U,V,X)(2,4,5)******** |  | HSP-A, Single-Package Heat Pum | Both Heat Pump and Electric Re | 230 | 3 | False |  |  |  | True | Single-Speed | 114000 | 10363 | 11 | 11 |  |  | 106000 | 9137 | 3.4 | 3.3 | 59000 | 7685 | 2.25 | Federally-Regulated Commercial & Industrial Equipment | 01/28/2019 |  | 06/03/2019
York International | FRASER - JOHNSTON | XA-10[C,E]**(P,R,S,U,V,X)(2,4,5)******** |  | HSP-A, Single-Package Heat Pum | Both Heat Pump and Electric Re | 208 | 3 | False |  |  |  | True | Single-Speed | 114000 | 10363 | 11 | 11 |  |  | 106000 | 9137 | 3.4 | 3.3 | 59000 | 7685 | 2.25 | Federally-Regulated Commercial & Industrial Equipment | 01/28/2019 |  | 06/03/2019
York International | FRASER - JOHNSTON | PH-15C00A*(T,W,X)***** | NH-15C00*(X,S)****** | HRCU-A-CB, Split System: Heat | Heat Pump | 575 | 3 |  | False |  |  | True | Single-Speed | 180000 | 16981 | 10.6 | 10.4 | 12 |  | 168000 | 15386 | 3.2 | 3.2 | 104000 | 13252 | 2.3 | Federally-Regulated Commercial & Industrial Equipment | 04/16/2019 |  | 06/03/2019
York International | FRASER - JOHNSTON | PH-15C00A*(T,W,X)***** | NH-15C00*(X,S)****** | HRCU-A-CB, Split System: Heat | Heat Pump | 460 | 3 |  | False |  |  | True | Single-Speed | 180000 | 16981 | 10.6 | 10.4 | 12 |  | 168000 | 15386 | 3.2 | 3.2 | 104000 | 13252 | 2.3 | Federally-Regulated Commercial & Industrial Equipment | 04/16/2019 |  | 06/03/2019
York International | FRASER - JOHNSTON | PH-15C00A*(T,W,X)***** | NH-15C00*(X,S)****** | HRCU-A-CB, Split System: Heat | Heat Pump | 230 | 3 |  | False |  |  | True | Single-Speed | 180000 | 16981 | 10.6 | 10.4 | 12 |  | 168000 | 15386 | 3.2 | 3.2 | 104000 | 13252 | 2.3 | Federally-Regulated Commercial & Industrial Equipment | 04/16/2019 |  | 06/03/2019
York International | FRASER - JOHNSTON | PH-15C00A*(T,W,X)***** | NH-15C00*(X,S)****** | HRCU-A-CB, Split System: Heat | Heat Pump | 208 | 3 |  | False |  |  | True | Single-Speed | 180000 | 16981 | 10.6 | 10.4 | 12 |  | 168000 | 15386 | 3.2 | 3.2 | 104000 | 13252 | 2.3 | Federally-Regulated Commercial & Industrial Equipment | 04/16/2019 |  | 06/03/2019
York International | FRASER - JOHNSTON | PJ-20C00A*(T,W,X)***** | NJ-20C00*(X,S)****** | HRCU-A-CB, Split System: Heat | Heat Pump | 575 | 3 |  | False |  |  | True | Single-Speed | 230000 | 21698 | 10.6 | 10.4 | 11.7 |  | 220000 | 19538 | 3.3 | 3.2 | 124000 | 16518 | 2.2 | Federally-Regulated Commercial & Industrial Equipment | 04/16/2019 |  | 06/03/2019
York International | FRASER - JOHNSTON | PJ-20C00A*(T,W,X)***** | NJ-20C00*(X,S)****** | HRCU-A-CB, Split System: Heat | Heat Pump | 460 | 3 |  | False |  |  | True | Single-Speed | 230000 | 21698 | 10.6 | 10.4 | 11.7 |  | 220000 | 19538 | 3.3 | 3.2 | 124000 | 16518 | 2.2 | Federally-Regulated Commercial & Industrial Equipment | 04/16/2019 |  | 06/03/2019
York International | FRASER - JOHNSTON | PJ-20C00A*(T,W,X)***** | NJ-20C00*(X,S)****** | HRCU-A-CB, Split System: Heat | Heat Pump | 230 | 3 |  | False |  |  | True | Single-Speed | 230000 | 21698 | 10.6 | 10.4 | 11.7 |  | 220000 | 19538 | 3.3 | 3.2 | 124000 | 16518 | 2.2 | Federally-Regulated Commercial & Industrial Equipment | 04/16/2019 |  | 06/03/2019
York International | FRASER - JOHNSTON | PJ-20C00A*(T,W,X)***** | NJ-20C00*(X,S)****** | HRCU-A-CB, Split System: Heat | Heat Pump | 208 | 3 |  | False |  |  | True | Single-Speed | 230000 | 21698 | 10.6 | 10.4 | 11.7 |  | 220000 | 19538 | 3.3 | 3.2 | 124000 | 16518 | 2.2 | Federally-Regulated Commercial & Industrial Equipment | 04/16/2019 |  | 06/03/2019
York International | FRASER - JOHNSTON | PJ-15C00A*(T,W,X)***** | NJ-15C00*(X,S)****** | HRCU-A-CB, Split System: Heat | Heat Pump | 575 | 3 |  | False |  |  | True | Single-Speed | 174000 | 16415 | 10.6 | 10.4 |  |  | 160000 | 13791 | 3.4 | 3.2 | 100000 | 13025 | 2.25 | Federally-Regulated Commercial & Industrial Equipment | 01/28/2019 |  | 06/03/2019
York International | FRASER - JOHNSTON | PJ-15C00A*(T,W,X)***** | NJ-15C00*(X,S)****** | HRCU-A-CB, Split System: Heat | Heat Pump | 460 | 3 |  | False |  |  | True | Single-Speed | 174000 | 16415 | 10.6 | 10.4 |  |  | 160000 | 13791 | 3.4 | 3.2 | 100000 | 13025 | 2.25 | Federally-Regulated Commercial & Industrial Equipment | 01/28/2019 |  | 06/03/2019
York International | FRASER - JOHNSTON | PJ-15C00A*(T,W,X)***** | NJ-15C00*(X,S)****** | HRCU-A-CB, Split System: Heat | Heat Pump | 230 | 3 |  | False |  |  | True | Single-Speed | 174000 | 16415 | 10.6 | 10.4 |  |  | 160000 | 13791 | 3.4 | 3.2 | 100000 | 13025 | 2.25 | Federally-Regulated Commercial & Industrial Equipment | 01/28/2019 |  | 06/03/2019
York International | FRASER - JOHNSTON | PJ-15C00A*(T,W,X)***** | NJ-15C00*(X,S)****** | HRCU-A-CB, Split System: Heat | Heat Pump | 208 | 3 |  | False |  |  | True | Single-Speed | 174000 | 16415 | 10.6 | 10.4 |  |  | 160000 | 13791 | 3.4 | 3.2 | 100000 | 13025 | 2.25 | Federally-Regulated Commercial & Industrial Equipment | 01/28/2019 |  | 06/03/2019
York International | Evcon | PH-15C00A*(T,W,X)***** | NH-15C00*(X,S)****** | HRCU-A-CB, Split System: Heat | Heat Pump | 575 | 3 |  | False |  |  | True | Single-Speed | 180000 | 16981 | 10.6 | 10.4 | 12 |  | 168000 | 15386 | 3.2 | 3.2 | 104000 | 13252 | 2.3 | Federally-Regulated Commercial & Industrial Equipment | 04/16/2019 |  | 06/03/2019
York International | Evcon | PH-15C00A*(T,W,X)***** | NH-15C00*(X,S)****** | HRCU-A-CB, Split System: Heat | Heat Pump | 460 | 3 |  | False |  |  | True | Single-Speed | 180000 | 16981 | 10.6 | 10.4 | 12 |  | 168000 | 15386 | 3.2 | 3.2 | 104000 | 13252 | 2.3 | Federally-Regulated Commercial & Industrial Equipment | 04/16/2019 |  | 06/03/2019
York International | Evcon | PH-15C00A*(T,W,X)***** | NH-15C00*(X,S)****** | HRCU-A-CB, Split System: Heat | Heat Pump | 230 | 3 |  | False |  |  | True | Single-Speed | 180000 | 16981 | 10.6 | 10.4 | 12 |  | 168000 | 15386 | 3.2 | 3.2 | 104000 | 13252 | 2.3 | Federally-Regulated Commercial & Industrial Equipment | 04/16/2019 |  | 06/03/2019
York International | Evcon | PH-15C00A*(T,W,X)***** | NH-15C00*(X,S)****** | HRCU-A-CB, Split System: Heat | Heat Pump | 208 | 3 |  | False |  |  | True | Single-Speed | 180000 | 16981 | 10.6 | 10.4 | 12 |  | 168000 | 15386 | 3.2 | 3.2 | 104000 | 13252 | 2.3 | Federally-Regulated Commercial & Industrial Equipment | 04/16/2019 |  | 06/03/2019
York International | Evcon | PJ-20C00A*(T,W,X)***** | NJ-20C00*(X,S)****** | HRCU-A-CB, Split System: Heat | Heat Pump | 575 | 3 |  | False |  |  | True | Single-Speed | 230000 | 21698 | 10.6 | 10.4 | 11.7 |  | 220000 | 19538 | 3.3 | 3.2 | 124000 | 16518 | 2.2 | Federally-Regulated Commercial & Industrial Equipment | 04/16/2019 |  | 06/03/2019
York International | Evcon | PJ-20C00A*(T,W,X)***** | NJ-20C00*(X,S)****** | HRCU-A-CB, Split System: Heat | Heat Pump | 460 | 3 |  | False |  |  | True | Single-Speed | 230000 | 21698 | 10.6 | 10.4 | 11.7 |  | 220000 | 19538 | 3.3 | 3.2 | 124000 | 16518 | 2.2 | Federally-Regulated Commercial & Industrial Equipment | 04/16/2019 |  | 06/03/2019
York International | Evcon | PJ-20C00A*(T,W,X)***** | NJ-20C00*(X,S)****** | HRCU-A-CB, Split System: Heat | Heat Pump | 230 | 3 |  | False |  |  | True | Single-Speed | 230000 | 21698 | 10.6 | 10.4 | 11.7 |  | 220000 | 19538 | 3.3 | 3.2 | 124000 | 16518 | 2.2 | Federally-Regulated Commercial & Industrial Equipment | 04/16/2019 |  | 06/03/2019
York International | Evcon | PJ-20C00A*(T,W,X)***** | NJ-20C00*(X,S)****** | HRCU-A-CB, Split System: Heat | Heat Pump | 208 | 3 |  | False |  |  | True | Single-Speed | 230000 | 21698 | 10.6 | 10.4 | 11.7 |  | 220000 | 19538 | 3.3 | 3.2 | 124000 | 16518 | 2.2 | Federally-Regulated Commercial & Industrial Equipment | 04/16/2019 |  | 06/03/2019
York International | Evcon | PJ-15C00A*(T,W,X)***** | NJ-15C00*(X,S)****** | HRCU-A-CB, Split System: Heat | Heat Pump | 575 | 3 |  | False |  |  | True | Single-Speed | 174000 | 16415 | 10.6 | 10.4 |  |  | 160000 | 13791 | 3.4 | 3.2 | 100000 | 13025 | 2.25 | Federally-Regulated Commercial & Industrial Equipment | 01/28/2019 |  | 06/03/2019
York International | Evcon | PJ-15C00A*(T,W,X)***** | NJ-15C00*(X,S)****** | HRCU-A-CB, Split System: Heat | Heat Pump | 460 | 3 |  | False |  |  | True | Single-Speed | 174000 | 16415 | 10.6 | 10.4 |  |  | 160000 | 13791 | 3.4 | 3.2 | 100000 | 13025 | 2.25 | Federally-Regulated Commercial & Industrial Equipment | 01/28/2019 |  | 06/03/2019
York International | Evcon | PJ-15C00A*(T,W,X)***** | NJ-15C00*(X,S)****** | HRCU-A-CB, Split System: Heat | Heat Pump | 230 | 3 |  | False |  |  | True | Single-Speed | 174000 | 16415 | 10.6 | 10.4 |  |  | 160000 | 13791 | 3.4 | 3.2 | 100000 | 13025 | 2.25 | Federally-Regulated Commercial & Industrial Equipment | 01/28/2019 |  | 06/03/2019
York International | Evcon | PJ-15C00A*(T,W,X)***** | NJ-15C00*(X,S)****** | HRCU-A-CB, Split System: Heat | Heat Pump | 208 | 3 |  | False |  |  | True | Single-Speed | 174000 | 16415 | 10.6 | 10.4 |  |  | 160000 | 13791 | 3.4 | 3.2 | 100000 | 13025 | 2.25 | Federally-Regulated Commercial & Industrial Equipment | 01/28/2019 |  | 06/03/2019
York International | PREDATOR | XP120[C,E]**(P,R,S,U,V,X)(2,4,5)******** |  | HSP-A, Single-Package Heat Pum | Both Heat Pump and Electric Re | 575 | 3 | False |  |  |  | True | Single-Speed | 114000 | 10363 | 11 | 11 |  |  | 106000 | 9137 | 3.4 | 3.3 | 59000 | 7685 | 2.25 | Federally-Regulated Commercial & Industrial Equipment | 01/28/2019 |  | 06/03/2019
York International | PREDATOR | XP120[C,E]**(P,R,S,U,V,X)(2,4,5)******** |  | HSP-A, Single-Package Heat Pum | Both Heat Pump and Electric Re | 460 | 3 | False |  |  |  | True | Single-Speed | 114000 | 10363 | 11 | 11 |  |  | 106000 | 9137 | 3.4 | 3.3 | 59000 | 7685 | 2.25 | Federally-Regulated Commercial & Industrial Equipment | 01/28/2019 |  | 06/03/2019
York International | PREDATOR | XP120[C,E]**(P,R,S,U,V,X)(2,4,5)******** |  | HSP-A, Single-Package Heat Pum | Both Heat Pump and Electric Re | 230 | 3 | False |  |  |  | True | Single-Speed | 114000 | 10363 | 11 | 11 |  |  | 106000 | 9137 | 3.4 | 3.3 | 59000 | 7685 | 2.25 | Federally-Regulated Commercial & Industrial Equipment | 01/28/2019 |  | 06/03/2019
York International | PREDATOR | XP120[C,E]**(P,R,S,U,V,X)(2,4,5)******** |  | HSP-A, Single-Package Heat Pum | Both Heat Pump and Electric Re | 208 | 3 | False |  |  |  | True | Single-Speed | 114000 | 10363 | 11 | 11 |  |  | 106000 | 9137 | 3.4 | 3.3 | 59000 | 7685 | 2.25 | Federally-Regulated Commercial & Industrial Equipment | 01/28/2019 |  | 06/03/2019
York International | PREDATOR | XP078[C,E]**(P,R,S,U,V,X)(2,4,5)******** |  | HSP-A, Single-Package Heat Pum | Both Heat Pump and Electric Re | 575 | 3 | False |  |  |  | True | Single-Speed | 78000 | 6500 | 12 | 11 |  |  | 75000 | 6464 | 3.4 | 3.3 | 43000 | 5600 | 2.25 | Federally-Regulated Commercial & Industrial Equipment | 01/28/2019 |  | 06/03/2019
York International | PREDATOR | XP078[C,E]**(P,R,S,U,V,X)(2,4,5)******** |  | HSP-A, Single-Package Heat Pum | Both Heat Pump and Electric Re | 460 | 3 | False |  |  |  | True | Single-Speed | 78000 | 6500 | 12 | 11 |  |  | 75000 | 6464 | 3.4 | 3.3 | 43000 | 5600 | 2.25 | Federally-Regulated Commercial & Industrial Equipment | 01/28/2019 |  | 06/03/2019
York International | PREDATOR | XP078[C,E]**(P,R,S,U,V,X)(2,4,5)******** |  | HSP-A, Single-Package Heat Pum | Both Heat Pump and Electric Re | 230 | 3 | False |  |  |  | True | Single-Speed | 78000 | 6500 | 12 | 11 |  |  | 75000 | 6464 | 3.4 | 3.3 | 43000 | 5600 | 2.25 | Federally-Regulated Commercial & Industrial Equipment | 01/28/2019 |  | 06/03/2019
York International | PREDATOR | XP078[C,E]**(P,R,S,U,V,X)(2,4,5)******** |  | HSP-A, Single-Package Heat Pum | Both Heat Pump and Electric Re | 208 | 3 | False |  |  |  | True | Single-Speed | 78000 | 6500 | 12 | 11 |  |  | 75000 | 6464 | 3.4 | 3.3 | 43000 | 5600 | 2.25 | Federally-Regulated Commercial & Industrial Equipment | 01/28/2019 |  | 06/03/2019
York International | PREDATOR | XP090[C,E]**(P,R,S,U,V,X)(2,4,5)******** |  | HSP-A, Single-Package Heat Pum | Both Heat Pump and Electric Re | 575 | 3 | False |  |  |  | True | Single-Speed | 90000 | 7894 | 11.4 | 11 |  |  | 88000 | 7585 | 3.4 | 3.3 | 51000 | 6643 | 2.25 | Federally-Regulated Commercial & Industrial Equipment | 01/28/2019 |  | 06/03/2019
York International | PREDATOR | XP090[C,E]**(P,R,S,U,V,X)(2,4,5)******** |  | HSP-A, Single-Package Heat Pum | Both Heat Pump and Electric Re | 460 | 3 | False |  |  |  | True | Single-Speed | 90000 | 7894 | 11.4 | 11 |  |  | 88000 | 7585 | 3.4 | 3.3 | 51000 | 6643 | 2.25 | Federally-Regulated Commercial & Industrial Equipment | 01/28/2019 |  | 06/03/2019
York International | PREDATOR | XP090[C,E]**(P,R,S,U,V,X)(2,4,5)******** |  | HSP-A, Single-Package Heat Pum | Both Heat Pump and Electric Re | 230 | 3 | False |  |  |  | True | Single-Speed | 90000 | 7894 | 11.4 | 11 |  |  | 88000 | 7585 | 3.4 | 3.3 | 51000 | 6643 | 2.25 | Federally-Regulated Commercial & Industrial Equipment | 01/28/2019 |  | 06/03/2019
York International | PREDATOR | XP090[C,E]**(P,R,S,U,V,X)(2,4,5)******** |  | HSP-A, Single-Package Heat Pum | Both Heat Pump and Electric Re | 208 | 3 | False |  |  |  | True | Single-Speed | 90000 | 7894 | 11.4 | 11 |  |  | 88000 | 7585 | 3.4 | 3.3 | 51000 | 6643 | 2.25 | Federally-Regulated Commercial & Industrial Equipment | 01/28/2019 |  | 06/03/2019
York International | PREDATOR | XP102[C,E]**(P,R,S,U,V,X)(2,4,5)******** |  | HSP-A, Single-Package Heat Pum | Both Heat Pump and Electric Re | 575 | 3 | False |  |  |  | True | Single-Speed | 100000 | 8928 | 11.2 | 11 |  |  | 94000 | 8102 | 3.4 | 3.3 | 54000 | 7033 | 2.25 | Federally-Regulated Commercial & Industrial Equipment | 01/28/2019 |  | 06/03/2019
York International | PREDATOR | XP102[C,E]**(P,R,S,U,V,X)(2,4,5)******** |  | HSP-A, Single-Package Heat Pum | Both Heat Pump and Electric Re | 460 | 3 | False |  |  |  | True | Single-Speed | 100000 | 8928 | 11.2 | 11 |  |  | 94000 | 8102 | 3.4 | 3.3 | 54000 | 7033 | 2.25 | Federally-Regulated Commercial & Industrial Equipment | 01/28/2019 |  | 06/03/2019
York International | PREDATOR | XP102[C,E]**(P,R,S,U,V,X)(2,4,5)******** |  | HSP-A, Single-Package Heat Pum | Both Heat Pump and Electric Re | 230 | 3 | False |  |  |  | True | Single-Speed | 100000 | 8928 | 11.2 | 11 |  |  | 94000 | 8102 | 3.4 | 3.3 | 54000 | 7033 | 2.25 | Federally-Regulated Commercial & Industrial Equipment | 01/28/2019 |  | 06/03/2019
York International | PREDATOR | XP102[C,E]**(P,R,S,U,V,X)(2,4,5)******** |  | HSP-A, Single-Package Heat Pum | Both Heat Pump and Electric Re | 208 | 3 | False |  |  |  | True | Single-Speed | 100000 | 8928 | 11.2 | 11 |  |  | 94000 | 8102 | 3.4 | 3.3 | 54000 | 7033 | 2.25 | Federally-Regulated Commercial & Industrial Equipment | 01/28/2019 |  | 06/03/2019
York International | PREDATOR | XP090[C,E]**(B,D)(2,4,5)******** |  | HSP-A, Single-Package Heat Pum | Both Heat Pump and Electric Re | 575 | 3 | False |  |  |  | True | Single-Speed | 90000 | 7894 | 11.4 | 11 |  |  | 88000 | 7585 | 3.4 | 3.3 | 51000 | 6643 | 2.25 | Federally-Regulated Commercial & Industrial Equipment | 01/28/2019 |  | 06/03/2019
York International | PREDATOR | XP090[C,E]**(B,D)(2,4,5)******** |  | HSP-A, Single-Package Heat Pum | Both Heat Pump and Electric Re | 460 | 3 | False |  |  |  | True | Single-Speed | 90000 | 7894 | 11.4 | 11 |  |  | 88000 | 7585 | 3.4 | 3.3 | 51000 | 6643 | 2.25 | Federally-Regulated Commercial & Industrial Equipment | 01/28/2019 |  | 06/03/2019
York International | PREDATOR | XP090[C,E]**(B,D)(2,4,5)******** |  | HSP-A, Single-Package Heat Pum | Both Heat Pump and Electric Re | 230 | 3 | False |  |  |  | True | Single-Speed | 90000 | 7894 | 11.4 | 11 |  |  | 88000 | 7585 | 3.4 | 3.3 | 51000 | 6643 | 2.25 | Federally-Regulated Commercial & Industrial Equipment | 01/28/2019 |  | 06/03/2019
York International | PREDATOR | XP090[C,E]**(B,D)(2,4,5)******** |  | HSP-A, Single-Package Heat Pum | Both Heat Pump and Electric Re | 208 | 3 | False |  |  |  | True | Single-Speed | 90000 | 7894 | 11.4 | 11 |  |  | 88000 | 7585 | 3.4 | 3.3 | 51000 | 6643 | 2.25 | Federally-Regulated Commercial & Industrial Equipment | 01/28/2019 |  | 06/03/2019
York International | PREDATOR | XP078[C,E]**(B,D)(2,4,5)******** |  | HSP-A, Single-Package Heat Pum | Both Heat Pump and Electric Re | 575 | 3 | False |  |  |  | True | Single-Speed | 78000 | 6500 | 12 | 11 |  |  | 75000 | 6464 | 3.4 | 3.3 | 43000 | 5600 | 2.25 | Federally-Regulated Commercial & Industrial Equipment | 01/28/2019 |  | 06/03/2019
York International | PREDATOR | XP078[C,E]**(B,D)(2,4,5)******** |  | HSP-A, Single-Package Heat Pum | Both Heat Pump and Electric Re | 460 | 3 | False |  |  |  | True | Single-Speed | 78000 | 6500 | 12 | 11 |  |  | 75000 | 6464 | 3.4 | 3.3 | 43000 | 5600 | 2.25 | Federally-Regulated Commercial & Industrial Equipment | 01/28/2019 |  | 06/03/2019
York International | PREDATOR | XP078[C,E]**(B,D)(2,4,5)******** |  | HSP-A, Single-Package Heat Pum | Both Heat Pump and Electric Re | 230 | 3 | False |  |  |  | True | Single-Speed | 78000 | 6500 | 12 | 11 |  |  | 75000 | 6464 | 3.4 | 3.3 | 43000 | 5600 | 2.25 | Federally-Regulated Commercial & Industrial Equipment | 01/28/2019 |  | 06/03/2019
York International | PREDATOR | XP078[C,E]**(B,D)(2,4,5)******** |  | HSP-A, Single-Package Heat Pum | Both Heat Pump and Electric Re | 208 | 3 | False |  |  |  | True | Single-Speed | 78000 | 6500 | 12 | 11 |  |  | 75000 | 6464 | 3.4 | 3.3 | 43000 | 5600 | 2.25 | Federally-Regulated Commercial & Industrial Equipment | 01/28/2019 |  | 06/03/2019
York International | PREDATOR | XP102[C,E]**(B,D)(2,4,5)******** |  | HSP-A, Single-Package Heat Pum | Both Heat Pump and Electric Re | 575 | 3 | False |  |  |  | True | Single-Speed | 100000 | 8928 | 11.2 | 11 |  |  | 94000 | 8102 | 3.4 | 3.3 | 54000 | 7033 | 2.25 | Federally-Regulated Commercial & Industrial Equipment | 01/28/2019 |  | 06/03/2019
York International | PREDATOR | XP102[C,E]**(B,D)(2,4,5)******** |  | HSP-A, Single-Package Heat Pum | Both Heat Pump and Electric Re | 460 | 3 | False |  |  |  | True | Single-Speed | 100000 | 8928 | 11.2 | 11 |  |  | 94000 | 8102 | 3.4 | 3.3 | 54000 | 7033 | 2.25 | Federally-Regulated Commercial & Industrial Equipment | 01/28/2019 |  | 06/03/2019
York International | PREDATOR | XP102[C,E]**(B,D)(2,4,5)******** |  | HSP-A, Single-Package Heat Pum | Both Heat Pump and Electric Re | 230 | 3 | False |  |  |  | True | Single-Speed | 100000 | 8928 | 11.2 | 11 |  |  | 94000 | 8102 | 3.4 | 3.3 | 54000 | 7033 | 2.25 | Federally-Regulated Commercial & Industrial Equipment | 01/28/2019 |  | 06/03/2019
York International | PREDATOR | XP102[C,E]**(B,D)(2,4,5)******** |  | HSP-A, Single-Package Heat Pum | Both Heat Pump and Electric Re | 208 | 3 | False |  |  |  | True | Single-Speed | 100000 | 8928 | 11.2 | 11 |  |  | 94000 | 8102 | 3.4 | 3.3 | 54000 | 7033 | 2.25 | Federally-Regulated Commercial & Industrial Equipment | 01/28/2019 |  | 06/03/2019
York International | PREDATOR | PC180C00A*(2,4,5)***** | NC180C00*(5,6)****** | HRCU-A-CB, Split System: Heat | Heat Pump | 575 | 3 |  | False |  |  | True | Single-Speed | 180000 | 16981 | 10.6 | 10.4 | 12 |  | 168000 | 15386 | 3.2 | 3.2 | 104000 | 13252 | 2.3 | Federally-Regulated Commercial & Industrial Equipment | 04/16/2019 |  | 06/03/2019
York International | PREDATOR | PC180C00A*(2,4,5)***** | NC180C00*(5,6)****** | HRCU-A-CB, Split System: Heat | Heat Pump | 460 | 3 |  | False |  |  | True | Single-Speed | 180000 | 16981 | 10.6 | 10.4 | 12 |  | 168000 | 15386 | 3.2 | 3.2 | 104000 | 13252 | 2.3 | Federally-Regulated Commercial & Industrial Equipment | 04/16/2019 |  | 06/03/2019
York International | PREDATOR | PC180C00A*(2,4,5)***** | NC180C00*(5,6)****** | HRCU-A-CB, Split System: Heat | Heat Pump | 230 | 3 |  | False |  |  | True | Single-Speed | 180000 | 16981 | 10.6 | 10.4 | 12 |  | 168000 | 15386 | 3.2 | 3.2 | 104000 | 13252 | 2.3 | Federally-Regulated Commercial & Industrial Equipment | 04/16/2019 |  | 06/03/2019
York International | PREDATOR | PC180C00A*(2,4,5)***** | NC180C00*(5,6)****** | HRCU-A-CB, Split System: Heat | Heat Pump | 208 | 3 |  | False |  |  | True | Single-Speed | 180000 | 16981 | 10.6 | 10.4 | 12 |  | 168000 | 15386 | 3.2 | 3.2 | 104000 | 13252 | 2.3 | Federally-Regulated Commercial & Industrial Equipment | 04/16/2019 |  | 06/03/2019
York International | PREDATOR | PD240C00A*(2,4,5)***** | ND240C00*(5,6)****** | HRCU-A-CB, Split System: Heat | Heat Pump | 575 | 3 |  | False |  |  | True | Single-Speed | 230000 | 21698 | 10.6 | 10.4 | 11.7 |  | 220000 | 19538 | 3.3 | 3.2 | 124000 | 16518 | 2.2 | Federally-Regulated Commercial & Industrial Equipment | 04/16/2019 |  | 06/03/2019
York International | PREDATOR | PD240C00A*(2,4,5)***** | ND240C00*(5,6)****** | HRCU-A-CB, Split System: Heat | Heat Pump | 460 | 3 |  | False |  |  | True | Single-Speed | 230000 | 21698 | 10.6 | 10.4 | 11.7 |  | 220000 | 19538 | 3.3 | 3.2 | 124000 | 16518 | 2.2 | Federally-Regulated Commercial & Industrial Equipment | 04/16/2019 |  | 06/03/2019
York International | PREDATOR | PD240C00A*(2,4,5)***** | ND240C00*(5,6)****** | HRCU-A-CB, Split System: Heat | Heat Pump | 230 | 3 |  | False |  |  | True | Single-Speed | 230000 | 21698 | 10.6 | 10.4 | 11.7 |  | 220000 | 19538 | 3.3 | 3.2 | 124000 | 16518 | 2.2 | Federally-Regulated Commercial & Industrial Equipment | 04/16/2019 |  | 06/03/2019
York International | PREDATOR | PD240C00A*(2,4,5)***** | ND240C00*(5,6)****** | HRCU-A-CB, Split System: Heat | Heat Pump | 208 | 3 |  | False |  |  | True | Single-Speed | 230000 | 21698 | 10.6 | 10.4 | 11.7 |  | 220000 | 19538 | 3.3 | 3.2 | 124000 | 16518 | 2.2 | Federally-Regulated Commercial & Industrial Equipment | 04/16/2019 |  | 06/03/2019
York International | PREDATOR | PD180C00A*(2,4,5)***** | ND180C00*(5,6)****** | HRCU-A-CB, Split System: Heat | Heat Pump | 575 | 3 |  | False |  |  | True | Single-Speed | 174000 | 16415 | 10.6 | 10.4 |  |  | 160000 | 13791 | 3.4 | 3.2 | 100000 | 13025 | 2.25 | Federally-Regulated Commercial & Industrial Equipment | 01/28/2019 |  | 06/03/2019
York International | PREDATOR | PD180C00A*(2,4,5)***** | ND180C00*(5,6)****** | HRCU-A-CB, Split System: Heat | Heat Pump | 460 | 3 |  | False |  |  | True | Single-Speed | 174000 | 16415 | 10.6 | 10.4 |  |  | 160000 | 13791 | 3.4 | 3.2 | 100000 | 13025 | 2.25 | Federally-Regulated Commercial & Industrial Equipment | 01/28/2019 |  | 06/03/2019
York International | PREDATOR | PD180C00A*(2,4,5)***** | ND180C00*(5,6)****** | HRCU-A-CB, Split System: Heat | Heat Pump | 230 | 3 |  | False |  |  | True | Single-Speed | 174000 | 16415 | 10.6 | 10.4 |  |  | 160000 | 13791 | 3.4 | 3.2 | 100000 | 13025 | 2.25 | Federally-Regulated Commercial & Industrial Equipment | 01/28/2019 |  | 06/03/2019
York International | PREDATOR | PD180C00A*(2,4,5)***** | ND180C00*(5,6)****** | HRCU-A-CB, Split System: Heat | Heat Pump | 208 | 3 |  | False |  |  | True | Single-Speed | 174000 | 16415 | 10.6 | 10.4 |  |  | 160000 | 13791 | 3.4 | 3.2 | 100000 | 13025 | 2.25 | Federally-Regulated Commercial & Industrial Equipment | 01/28/2019 |  | 06/03/2019
York International | Johnson Controls | J20PDC00A(2,4,5)***** | J20NMC00*(2,4,5,6)**** | HRCU-A-CB, Split System: Heat | Heat Pump | 575 | 3 |  | False |  |  | True | Single-Speed | 230000 | 21698 | 10.6 | 10.4 | 13.3 |  | 220000 | 19538 | 3.3 | 3.2 | 130000 | 17318 | 2.2 | Federally-Regulated Commercial & Industrial Equipment | 04/16/2019 |  | 06/03/2019
York International | Johnson Controls | J20PDC00A(2,4,5)***** | J20NMC00*(2,4,5,6)**** | HRCU-A-CB, Split System: Heat | Heat Pump | 460 | 3 |  | False |  |  | True | Single-Speed | 230000 | 21698 | 10.6 | 10.4 | 13.3 |  | 220000 | 19538 | 3.3 | 3.2 | 130000 | 17318 | 2.2 | Federally-Regulated Commercial & Industrial Equipment | 04/16/2019 |  | 06/03/2019
York International | Johnson Controls | J20PDC00A(2,4,5)***** | J20NMC00*(2,4,5,6)**** | HRCU-A-CB, Split System: Heat | Heat Pump | 230 | 3 |  | False |  |  | True | Single-Speed | 230000 | 21698 | 10.6 | 10.4 | 13.3 |  | 220000 | 19538 | 3.3 | 3.2 | 130000 | 17318 | 2.2 | Federally-Regulated Commercial & Industrial Equipment | 04/16/2019 |  | 06/03/2019
York International | Johnson Controls | J20PDC00A(2,4,5)***** | J20NMC00*(2,4,5,6)**** | HRCU-A-CB, Split System: Heat | Heat Pump | 208 | 3 |  | False |  |  | True | Single-Speed | 230000 | 21698 | 10.6 | 10.4 | 13.3 |  | 220000 | 19538 | 3.3 | 3.2 | 130000 | 17318 | 2.2 | Federally-Regulated Commercial & Industrial Equipment | 04/16/2019 |  | 06/03/2019
York International | Johnson Controls | J12XP[C,E]**(P,R,S,U,V,X)(2,4,5)*******2 |  | HSP-A, Single-Package Heat Pum | Both Heat Pump and Electric Re | 575 | 3 | False |  |  |  | True | Single-Speed | 146000 | 13773 | 10.6 | 10.6 |  |  | 135000 | 12364 | 3.2 | 3.2 | 90000 | 12866 | 2.05 | Federally-Regulated Commercial & Industrial Equipment | 01/28/2019 |  | 06/03/2019
York International | Johnson Controls | J12XP[C,E]**(P,R,S,U,V,X)(2,4,5)*******2 |  | HSP-A, Single-Package Heat Pum | Both Heat Pump and Electric Re | 460 | 3 | False |  |  |  | True | Single-Speed | 146000 | 13773 | 10.6 | 10.6 |  |  | 135000 | 12364 | 3.2 | 3.2 | 90000 | 12866 | 2.05 | Federally-Regulated Commercial & Industrial Equipment | 01/28/2019 |  | 06/03/2019
York International | Johnson Controls | J12XP[C,E]**(P,R,S,U,V,X)(2,4,5)*******2 |  | HSP-A, Single-Package Heat Pum | Both Heat Pump and Electric Re | 230 | 3 | False |  |  |  | True | Single-Speed | 146000 | 13773 | 10.6 | 10.6 |  |  | 135000 | 12364 | 3.2 | 3.2 | 90000 | 12866 | 2.05 | Federally-Regulated Commercial & Industrial Equipment | 01/28/2019 |  | 06/03/2019
York International | Johnson Controls | J12XP[C,E]**(P,R,S,U,V,X)(2,4,5)*******2 |  | HSP-A, Single-Package Heat Pum | Both Heat Pump and Electric Re | 208 | 3 | False |  |  |  | True | Single-Speed | 146000 | 13773 | 10.6 | 10.6 |  |  | 135000 | 12364 | 3.2 | 3.2 | 90000 | 12866 | 2.05 | Federally-Regulated Commercial & Industrial Equipment | 01/28/2019 |  | 06/03/2019
York International | Johnson Controls | J15PCC00A*(2,4,5)***** | J15NLC00*(5,6)****** | HRCU-A-CB, Split System: Heat | Heat Pump | 575 | 3 |  | False |  |  | True | Single-Speed | 180000 | 16981 | 10.6 | 10.4 | 13.3 |  | 168000 | 15386 | 3.2 | 3.2 | 104000 | 13252 | 2.3 | Federally-Regulated Commercial & Industrial Equipment | 04/16/2019 |  | 06/03/2019
York International | Johnson Controls | J15PCC00A*(2,4,5)***** | J15NLC00*(5,6)****** | HRCU-A-CB, Split System: Heat | Heat Pump | 460 | 3 |  | False |  |  | True | Single-Speed | 180000 | 16981 | 10.6 | 10.4 | 13.3 |  | 168000 | 15386 | 3.2 | 3.2 | 104000 | 13252 | 2.3 | Federally-Regulated Commercial & Industrial Equipment | 04/16/2019 |  | 06/03/2019
York International | Johnson Controls | J15PCC00A*(2,4,5)***** | J15NLC00*(5,6)****** | HRCU-A-CB, Split System: Heat | Heat Pump | 230 | 3 |  | False |  |  | True | Single-Speed | 180000 | 16981 | 10.6 | 10.4 | 13.3 |  | 168000 | 15386 | 3.2 | 3.2 | 104000 | 13252 | 2.3 | Federally-Regulated Commercial & Industrial Equipment | 04/16/2019 |  | 06/03/2019
York International | Johnson Controls | J15PCC00A*(2,4,5)***** | J15NLC00*(5,6)****** | HRCU-A-CB, Split System: Heat | Heat Pump | 208 | 3 |  | False |  |  | True | Single-Speed | 180000 | 16981 | 10.6 | 10.4 | 13.3 |  | 168000 | 15386 | 3.2 | 3.2 | 104000 | 13252 | 2.3 | Federally-Regulated Commercial & Industrial Equipment | 04/16/2019 |  | 06/03/2019
York International | Johnson Controls | J10PCC00A*(2,4,5)**** | J10NLC00*(5,6)****** | HRCU-A-CB, Split System: Heat | Heat Pump | 575 | 3 |  | False |  |  | True | Single-Speed | 120000 | 11111 | 10.8 | 10.8 |  |  | 109000 | 9680 | 3.3 | 3.3 | 63000 | 8206 | 2.25 | Federally-Regulated Commercial & Industrial Equipment | 01/28/2019 |  | 06/03/2019
York International | Johnson Controls | J10PCC00A*(2,4,5)**** | J10NLC00*(5,6)****** | HRCU-A-CB, Split System: Heat | Heat Pump | 460 | 3 |  | False |  |  | True | Single-Speed | 120000 | 11111 | 10.8 | 10.8 |  |  | 109000 | 9680 | 3.3 | 3.3 | 63000 | 8206 | 2.25 | Federally-Regulated Commercial & Industrial Equipment | 01/28/2019 |  | 06/03/2019
York International | Johnson Controls | J10PCC00A*(2,4,5)**** | J10NLC00*(5,6)****** | HRCU-A-CB, Split System: Heat | Heat Pump | 230 | 3 |  | False |  |  | True | Single-Speed | 120000 | 11111 | 10.8 | 10.8 |  |  | 109000 | 9680 | 3.3 | 3.3 | 63000 | 8206 | 2.25 | Federally-Regulated Commercial & Industrial Equipment | 01/28/2019 |  | 06/03/2019
York International | Johnson Controls | J10PCC00A*(2,4,5)**** | J10NLC00*(5,6)****** | HRCU-A-CB, Split System: Heat | Heat Pump | 208 | 3 |  | False |  |  | True | Single-Speed | 120000 | 11111 | 10.8 | 10.8 |  |  | 109000 | 9680 | 3.3 | 3.3 | 63000 | 8206 | 2.25 | Federally-Regulated Commercial & Industrial Equipment | 01/28/2019 |  | 06/03/2019
York International | Johnson Controls | J15PDC00A*(2,4,5)***** | J15NMC00*(5,6)****** | HRCU-A-CB, Split System: Heat | Heat Pump | 575 | 3 |  | False |  |  | True | Single-Speed | 174000 | 16415 | 10.6 | 10.4 |  |  | 160000 | 13791 | 3.4 | 3.2 | 100000 | 13025 | 2.25 | Federally-Regulated Commercial & Industrial Equipment | 01/28/2019 |  | 06/03/2019
York International | Johnson Controls | J15PDC00A*(2,4,5)***** | J15NMC00*(5,6)****** | HRCU-A-CB, Split System: Heat | Heat Pump | 460 | 3 |  | False |  |  | True | Single-Speed | 174000 | 16415 | 10.6 | 10.4 |  |  | 160000 | 13791 | 3.4 | 3.2 | 100000 | 13025 | 2.25 | Federally-Regulated Commercial & Industrial Equipment | 01/28/2019 |  | 06/03/2019
York International | Johnson Controls | J15PDC00A*(2,4,5)***** | J15NMC00*(5,6)****** | HRCU-A-CB, Split System: Heat | Heat Pump | 230 | 3 |  | False |  |  | True | Single-Speed | 174000 | 16415 | 10.6 | 10.4 |  |  | 160000 | 13791 | 3.4 | 3.2 | 100000 | 13025 | 2.25 | Federally-Regulated Commercial & Industrial Equipment | 01/28/2019 |  | 06/03/2019
York International | Johnson Controls | J15PDC00A*(2,4,5)***** | J15NMC00*(5,6)****** | HRCU-A-CB, Split System: Heat | Heat Pump | 208 | 3 |  | False |  |  | True | Single-Speed | 174000 | 16415 | 10.6 | 10.4 |  |  | 160000 | 13791 | 3.4 | 3.2 | 100000 | 13025 | 2.25 | Federally-Regulated Commercial & Industrial Equipment | 01/28/2019 |  | 06/03/2019
York International | Johnson Controls | J07PCC00A*(2,4,5)***** | J07NLC00*(5,6)****** | HRCU-A-CB, Split System: Heat | Heat Pump | 575 | 3 |  | False |  |  | True | Single-Speed | 89000 | 8090 | 11 | 10.8 | 12.4 |  | 82000 | 7282 | 3.3 | 3.3 | 49000 | 6243 | 2.3 | Federally-Regulated Commercial & Industrial Equipment | 04/16/2019 |  | 06/03/2019
York International | Johnson Controls | J07PCC00A*(2,4,5)***** | J07NLC00*(5,6)****** | HRCU-A-CB, Split System: Heat | Heat Pump | 460 | 3 |  | False |  |  | True | Single-Speed | 89000 | 8090 | 11 | 10.8 | 12.4 |  | 82000 | 7282 | 3.3 | 3.3 | 49000 | 6243 | 2.3 | Federally-Regulated Commercial & Industrial Equipment | 04/16/2019 |  | 06/03/2019
York International | Johnson Controls | J07PCC00A*(2,4,5)***** | J07NLC00*(5,6)****** | HRCU-A-CB, Split System: Heat | Heat Pump | 230 | 3 |  | False |  |  | True | Single-Speed | 89000 | 8090 | 11 | 10.8 | 12.4 |  | 82000 | 7282 | 3.3 | 3.3 | 49000 | 6243 | 2.3 | Federally-Regulated Commercial & Industrial Equipment | 04/16/2019 |  | 06/03/2019
York International | Johnson Controls | J07PCC00A*(2,4,5)***** | J07NLC00*(5,6)****** | HRCU-A-CB, Split System: Heat | Heat Pump | 208 | 3 |  | False |  |  | True | Single-Speed | 89000 | 8090 | 11 | 10.8 | 12.4 |  | 82000 | 7282 | 3.3 | 3.3 | 49000 | 6243 | 2.3 | Federally-Regulated Commercial & Industrial Equipment | 04/16/2019 |  | 06/03/2019
York International | Johnson Controls | XXEA7A(2,4,5)*1********* |  | HSP-A, Single-Package Heat Pum | Heat Pump | 575 | 3 | False |  |  |  | True | Single-Speed | 66000 | 6000 | 11 | 10.8 | 12.7 |  | 65000 | 5442 | 3.5 | 3.3 | 35000 | 4459 | 2.3 | Federally-Regulated Commercial & Industrial Equipment | 04/16/2019 |  | 06/03/2019
York International | Johnson Controls | XXE09A(2,4,5)*1********* |  | HSP-A, Single-Package Heat Pum | Heat Pump | 575 | 3 | False |  |  |  | True | Single-Speed | 102000 | 8644 | 11.8 | 10.8 |  |  | 94000 | 8223 | 3.35 | 3.3 | 57000 | 7424 | 2.25 | Federally-Regulated Commercial & Industrial Equipment | 01/28/2019 |  | 06/03/2019
York International | Johnson Controls | XXE08A(2,4,5)*3********* |  | HSP-A, Single-Package Heat Pum | Heat Pump | 575 | 3 | False |  |  |  | True | Single-Speed | 90000 | 7826 | 11.5 | 10.8 |  |  | 84000 | 7033 | 3.5 | 3.3 | 49000 | 6382 | 2.25 | Federally-Regulated Commercial & Industrial Equipment | 01/28/2019 |  | 06/03/2019
York International | Johnson Controls | XXEA7A(2,4,5)*3********* |  | HSP-A, Single-Package Heat Pum | Heat Pump | 575 | 3 | False |  |  |  | True | Single-Speed | 66000 | 6000 | 11 | 10.8 | 14.8 |  | 65000 | 5442 | 3.5 | 3.3 | 35000 | 4459 | 2.3 | Federally-Regulated Commercial & Industrial Equipment | 04/16/2019 |  | 06/03/2019
York International | Johnson Controls | XXE09A(2,4,5)*3********* |  | HSP-A, Single-Package Heat Pum | Heat Pump | 575 | 3 | False |  |  |  | True | Single-Speed | 102000 | 8644 | 11.8 | 10.8 |  |  | 94000 | 8223 | 3.35 | 3.3 | 57000 | 7424 | 2.25 | Federally-Regulated Commercial & Industrial Equipment | 01/28/2019 |  | 06/03/2019
York International | Johnson Controls | XXEA7A(2,4,5)*1********* |  | HSP-A, Single-Package Heat Pum | Heat Pump | 460 | 3 | False |  |  |  | True | Single-Speed | 66000 | 6000 | 11 | 10.8 | 12.7 |  | 65000 | 5442 | 3.5 | 3.3 | 35000 | 4459 | 2.3 | Federally-Regulated Commercial & Industrial Equipment | 04/16/2019 |  | 06/03/2019
York International | Johnson Controls | XXE08A(2,4,5)*3********* |  | HSP-A, Single-Package Heat Pum | Heat Pump | 460 | 3 | False |  |  |  | True | Single-Speed | 90000 | 7826 | 11.5 | 10.8 |  |  | 84000 | 7033 | 3.5 | 3.3 | 49000 | 6382 | 2.25 | Federally-Regulated Commercial & Industrial Equipment | 01/28/2019 |  | 06/03/2019
York International | Johnson Controls | XXE09A(2,4,5)*3********* |  | HSP-A, Single-Package Heat Pum | Heat Pump | 460 | 3 | False |  |  |  | True | Single-Speed | 102000 | 8644 | 11.8 | 10.8 |  |  | 94000 | 8223 | 3.35 | 3.3 | 57000 | 7424 | 2.25 | Federally-Regulated Commercial & Industrial Equipment | 01/28/2019 |  | 06/03/2019
York International | Johnson Controls | XXE09A(2,4,5)*1********* |  | HSP-A, Single-Package Heat Pum | Heat Pump | 460 | 3 | False |  |  |  | True | Single-Speed | 102000 | 8644 | 11.8 | 10.8 |  |  | 94000 | 8223 | 3.35 | 3.3 | 57000 | 7424 | 2.25 | Federally-Regulated Commercial & Industrial Equipment | 01/28/2019 |  | 06/03/2019
York International | Johnson Controls | XXEA7A(2,4,5)*3********* |  | HSP-A, Single-Package Heat Pum | Heat Pump | 460 | 3 | False |  |  |  | True | Single-Speed | 66000 | 6000 | 11 | 10.8 | 14.8 |  | 65000 | 5442 | 3.5 | 3.3 | 35000 | 4459 | 2.3 | Federally-Regulated Commercial & Industrial Equipment | 04/16/2019 |  | 06/03/2019
York International | Johnson Controls | XXEA7A(2,4,5)*1********* |  | HSP-A, Single-Package Heat Pum | Heat Pump | 230 | 3 | False |  |  |  | True | Single-Speed | 66000 | 6000 | 11 | 10.8 | 12.7 |  | 65000 | 5442 | 3.5 | 3.3 | 35000 | 4459 | 2.3 | Federally-Regulated Commercial & Industrial Equipment | 04/16/2019 |  | 06/03/2019
York International | Johnson Controls | XXE09A(2,4,5)*3********* |  | HSP-A, Single-Package Heat Pum | Heat Pump | 230 | 3 | False |  |  |  | True | Single-Speed | 102000 | 8644 | 11.8 | 10.8 |  |  | 94000 | 8223 | 3.35 | 3.3 | 57000 | 7424 | 2.25 | Federally-Regulated Commercial & Industrial Equipment | 01/28/2019 |  | 06/03/2019
York International | Johnson Controls | XXEA7A(2,4,5)*3********* |  | HSP-A, Single-Package Heat Pum | Heat Pump | 230 | 3 | False |  |  |  | True | Single-Speed | 66000 | 6000 | 11 | 10.8 | 14.8 |  | 65000 | 5442 | 3.5 | 3.3 | 35000 | 4459 | 2.3 | Federally-Regulated Commercial & Industrial Equipment | 04/16/2019 |  | 06/03/2019
York International | Johnson Controls | XXE09A(2,4,5)*1********* |  | HSP-A, Single-Package Heat Pum | Heat Pump | 230 | 3 | False |  |  |  | True | Single-Speed | 102000 | 8644 | 11.8 | 10.8 |  |  | 94000 | 8223 | 3.35 | 3.3 | 57000 | 7424 | 2.25 | Federally-Regulated Commercial & Industrial Equipment | 01/28/2019 |  | 06/03/2019
York International | Johnson Controls | XXE08A(2,4,5)*3********* |  | HSP-A, Single-Package Heat Pum | Heat Pump | 230 | 3 | False |  |  |  | True | Single-Speed | 90000 | 7826 | 11.5 | 10.8 |  |  | 84000 | 7033 | 3.5 | 3.3 | 49000 | 6382 | 2.25 | Federally-Regulated Commercial & Industrial Equipment | 01/28/2019 |  | 06/03/2019
York International | Johnson Controls | XXEA7A(2,4,5)*1********* |  | HSP-A, Single-Package Heat Pum | Heat Pump | 208 | 3 | False |  |  |  | True | Single-Speed | 66000 | 6000 | 11 | 10.8 | 12.7 |  | 65000 | 5442 | 3.5 | 3.3 | 35000 | 4459 | 2.3 | Federally-Regulated Commercial & Industrial Equipment | 04/16/2019 |  | 06/03/2019
York International | Johnson Controls | XXE08A(2,4,5)*3********* |  | HSP-A, Single-Package Heat Pum | Heat Pump | 208 | 3 | False |  |  |  | True | Single-Speed | 90000 | 7826 | 11.5 | 10.8 |  |  | 84000 | 7033 | 3.5 | 3.3 | 49000 | 6382 | 2.25 | Federally-Regulated Commercial & Industrial Equipment | 01/28/2019 |  | 06/03/2019
York International | Johnson Controls | XXEA7A(2,4,5)*3********* |  | HSP-A, Single-Package Heat Pum | Heat Pump | 208 | 3 | False |  |  |  | True | Single-Speed | 66000 | 6000 | 11 | 10.8 | 14.8 |  | 65000 | 5442 | 3.5 | 3.3 | 35000 | 4459 | 2.3 | Federally-Regulated Commercial & Industrial Equipment | 04/16/2019 |  | 06/03/2019
York International | Johnson Controls | XXE09A(2,4,5)*3********* |  | HSP-A, Single-Package Heat Pum | Heat Pump | 208 | 3 | False |  |  |  | True | Single-Speed | 102000 | 8644 | 11.8 | 10.8 |  |  | 94000 | 8223 | 3.35 | 3.3 | 57000 | 7424 | 2.25 | Federally-Regulated Commercial & Industrial Equipment | 01/28/2019 |  | 06/03/2019
York International | Johnson Controls | XXE09A(2,4,5)*1********* |  | HSP-A, Single-Package Heat Pum | Heat Pump | 208 | 3 | False |  |  |  | True | Single-Speed | 102000 | 8644 | 11.8 | 10.8 |  |  | 94000 | 8223 | 3.35 | 3.3 | 57000 | 7424 | 2.25 | Federally-Regulated Commercial & Industrial Equipment | 01/28/2019 |  | 06/03/2019
York International | Johnson Controls | XXE08A(2,4,5)*1********* |  | HSP-A, Single-Package Heat Pum | Heat Pump | 575 | 3 | False |  |  |  | True | Single-Speed | 90000 | 7826 | 11.5 | 10.8 |  |  | 84000 | 7033 | 3.5 | 3.3 | 49000 | 6382 | 2.25 | Federally-Regulated Commercial & Industrial Equipment | 01/28/2019 |  | 06/03/2019
York International | Johnson Controls | XXE08A(2,4,5)*1********* |  | HSP-A, Single-Package Heat Pum | Heat Pump | 460 | 3 | False |  |  |  | True | Single-Speed | 90000 | 7826 | 11.5 | 10.8 |  |  | 84000 | 7033 | 3.5 | 3.3 | 49000 | 6382 | 2.25 | Federally-Regulated Commercial & Industrial Equipment | 01/28/2019 |  | 06/03/2019
York International | Johnson Controls | XXE08A(2,4,5)*1********* |  | HSP-A, Single-Package Heat Pum | Heat Pump | 230 | 3 | False |  |  |  | True | Single-Speed | 90000 | 7826 | 11.5 | 10.8 |  |  | 84000 | 7033 | 3.5 | 3.3 | 49000 | 6382 | 2.25 | Federally-Regulated Commercial & Industrial Equipment | 01/28/2019 |  | 06/03/2019
York International | Johnson Controls | XXE08A(2,4,5)*1********* |  | HSP-A, Single-Package Heat Pum | Heat Pump | 208 | 3 | False |  |  |  | True | Single-Speed | 90000 | 7826 | 11.5 | 10.8 |  |  | 84000 | 7033 | 3.5 | 3.3 | 49000 | 6382 | 2.25 | Federally-Regulated Commercial & Industrial Equipment | 01/28/2019 |  | 06/03/2019
York International | Johnson Controls | XYE09A(2,4,5)*3******* |  | HSP-A, Single-Package Heat Pum | Heat Pump | 575 | 3 | False |  |  |  | True | Single-Speed | 98000 | 8166 | 12 | 10.8 |  |  | 96000 | 8275 | 3.4 | 3.3 | 54000 | 7002 | 2.26 | Federally-Regulated Commercial & Industrial Equipment | 01/28/2019 |  | 06/03/2019
York International | Johnson Controls | XYE09A(2,4,5)*3******* |  | HSP-A, Single-Package Heat Pum | Heat Pump | 460 | 3 | False |  |  |  | True | Single-Speed | 98000 | 8166 | 12 | 10.8 |  |  | 96000 | 8275 | 3.4 | 3.3 | 54000 | 7002 | 2.26 | Federally-Regulated Commercial & Industrial Equipment | 01/28/2019 |  | 06/03/2019
York International | Johnson Controls | XYE09A(2,4,5)*3******* |  | HSP-A, Single-Package Heat Pum | Heat Pump | 230 | 3 | False |  |  |  | True | Single-Speed | 98000 | 8166 | 12 | 10.8 |  |  | 96000 | 8275 | 3.4 | 3.3 | 54000 | 7002 | 2.26 | Federally-Regulated Commercial & Industrial Equipment | 01/28/2019 |  | 06/03/2019
York International | Johnson Controls | XYE09A(2,4,5)*3******* |  | HSP-A, Single-Package Heat Pum | Heat Pump | 208 | 3 | False |  |  |  | True | Single-Speed | 98000 | 8166 | 12 | 10.8 |  |  | 96000 | 8275 | 3.4 | 3.3 | 54000 | 7002 | 2.26 | Federally-Regulated Commercial & Industrial Equipment | 01/28/2019 |  | 06/03/2019
York International | Johnson Controls | XYE09A(2,4,5)*1******* |  | HSP-A, Single-Package Heat Pum | Heat Pump | 575 | 3 | False |  |  |  | True | Single-Speed | 98000 | 8166 | 12 | 10.8 |  |  | 96000 | 8275 | 3.4 | 3.3 | 54000 | 7002 | 2.26 | Federally-Regulated Commercial & Industrial Equipment | 01/28/2019 |  | 06/03/2019
York International | Johnson Controls | XYE09A(2,4,5)*1******* |  | HSP-A, Single-Package Heat Pum | Heat Pump | 460 | 3 | False |  |  |  | True | Single-Speed | 98000 | 8166 | 12 | 10.8 |  |  | 96000 | 8275 | 3.4 | 3.3 | 54000 | 7002 | 2.26 | Federally-Regulated Commercial & Industrial Equipment | 01/28/2019 |  | 06/03/2019
York International | Johnson Controls | XYE09A(2,4,5)*1******* |  | HSP-A, Single-Package Heat Pum | Heat Pump | 230 | 3 | False |  |  |  | True | Single-Speed | 98000 | 8166 | 12 | 10.8 |  |  | 96000 | 8275 | 3.4 | 3.3 | 54000 | 7002 | 2.26 | Federally-Regulated Commercial & Industrial Equipment | 01/28/2019 |  | 06/03/2019
York International | Johnson Controls | XYE09A(2,4,5)*1******* |  | HSP-A, Single-Package Heat Pum | Heat Pump | 208 | 3 | False |  |  |  | True | Single-Speed | 98000 | 8166 | 12 | 10.8 |  |  | 96000 | 8275 | 3.4 | 3.3 | 54000 | 7002 | 2.26 | Federally-Regulated Commercial & Industrial Equipment | 01/28/2019 |  | 06/03/2019
York International | Johnson Controls | XYE08A(2,4,5)*3******* |  | HSP-A, Single-Package Heat Pum | Heat Pump | 575 | 3 | False |  |  |  | True | Single-Speed | 88000 | 7272 | 12.1 | 10.8 | 16 |  | 84000 | 7033 | 3.5 | 3.3 | 48000 | 5861 | 2.4 | Federally-Regulated Commercial & Industrial Equipment | 04/16/2019 |  | 06/03/2019
York International | Johnson Controls | XYE08A(2,4,5)*3******* |  | HSP-A, Single-Package Heat Pum | Heat Pump | 460 | 3 | False |  |  |  | True | Single-Speed | 88000 | 7272 | 12.1 | 10.8 | 16 |  | 84000 | 7033 | 3.5 | 3.3 | 48000 | 5861 | 2.4 | Federally-Regulated Commercial & Industrial Equipment | 04/16/2019 |  | 06/03/2019
York International | Johnson Controls | XYE08A(2,4,5)*3******* |  | HSP-A, Single-Package Heat Pum | Heat Pump | 230 | 3 | False |  |  |  | True | Single-Speed | 88000 | 7272 | 12.1 | 10.8 | 16 |  | 84000 | 7033 | 3.5 | 3.3 | 48000 | 5861 | 2.4 | Federally-Regulated Commercial & Industrial Equipment | 04/16/2019 |  | 06/03/2019
York International | Johnson Controls | XYE08A(2,4,5)*3******* |  | HSP-A, Single-Package Heat Pum | Heat Pump | 208 | 3 | False |  |  |  | True | Single-Speed | 88000 | 7272 | 12.1 | 10.8 | 16 |  | 84000 | 7033 | 3.5 | 3.3 | 48000 | 5861 | 2.4 | Federally-Regulated Commercial & Industrial Equipment | 04/16/2019 |  | 06/03/2019
York International | Johnson Controls | XYE08A(2,4,5)*1******* |  | HSP-A, Single-Package Heat Pum | Heat Pump | 575 | 3 | False |  |  |  | True | Single-Speed | 88000 | 7272 | 12.1 | 10.8 | 14 |  | 84000 | 7033 | 3.5 | 3.3 | 48000 | 5861 | 2.4 | Federally-Regulated Commercial & Industrial Equipment | 04/16/2019 |  | 06/03/2019
York International | Johnson Controls | XYE08A(2,4,5)*1******* |  | HSP-A, Single-Package Heat Pum | Heat Pump | 460 | 3 | False |  |  |  | True | Single-Speed | 88000 | 7272 | 12.1 | 10.8 | 14 |  | 84000 | 7033 | 3.5 | 3.3 | 48000 | 5861 | 2.4 | Federally-Regulated Commercial & Industrial Equipment | 04/16/2019 |  | 06/03/2019
York International | Johnson Controls | XYE08A(2,4,5)*1******* |  | HSP-A, Single-Package Heat Pum | Heat Pump | 230 | 3 | False |  |  |  | True | Single-Speed | 88000 | 7272 | 12.1 | 10.8 | 14 |  | 84000 | 7033 | 3.5 | 3.3 | 48000 | 5861 | 2.4 | Federally-Regulated Commercial & Industrial Equipment | 04/16/2019 |  | 06/03/2019
York International | Johnson Controls | XYE08A(2,4,5)*1******* |  | HSP-A, Single-Package Heat Pum | Heat Pump | 208 | 3 | False |  |  |  | True | Single-Speed | 88000 | 7272 | 12.1 | 10.8 | 14 |  | 84000 | 7033 | 3.5 | 3.3 | 48000 | 5861 | 2.4 | Federally-Regulated Commercial & Industrial Equipment | 04/16/2019 |  | 06/03/2019
York International | Johnson Controls | XYE07A(2,4,5)*1******* |  | HSP-A, Single-Package Heat Pum | Heat Pump | 575 | 3 | False |  |  |  | True | Single-Speed | 71000 | 5916 | 12 | 10.8 | 13.2 |  | 69000 | 5947 | 3.4 | 3.3 | 39000 | 4762 | 2.4 | Federally-Regulated Commercial & Industrial Equipment | 04/16/2019 |  | 06/03/2019
York International | Johnson Controls | XYE07A(2,4,5)*1******* |  | HSP-A, Single-Package Heat Pum | Heat Pump | 460 | 3 | False |  |  |  | True | Single-Speed | 71000 | 5916 | 12 | 10.8 | 13.2 |  | 69000 | 5947 | 3.4 | 3.3 | 39000 | 4762 | 2.4 | Federally-Regulated Commercial & Industrial Equipment | 04/16/2019 |  | 06/03/2019
York International | Johnson Controls | XYE07A(2,4,5)*1******* |  | HSP-A, Single-Package Heat Pum | Heat Pump | 230 | 3 | False |  |  |  | True | Single-Speed | 71000 | 5916 | 12 | 10.8 | 13.2 |  | 69000 | 5947 | 3.4 | 3.3 | 39000 | 4762 | 2.4 | Federally-Regulated Commercial & Industrial Equipment | 04/16/2019 |  | 06/03/2019
York International | Johnson Controls | XYE07A(2,4,5)*1******* |  | HSP-A, Single-Package Heat Pum | Heat Pump | 208 | 3 | False |  |  |  | True | Single-Speed | 71000 | 5916 | 12 | 10.8 | 13.2 |  | 69000 | 5947 | 3.4 | 3.3 | 39000 | 4762 | 2.4 | Federally-Regulated Commercial & Industrial Equipment | 04/16/2019 |  | 06/03/2019
York International | Johnson Controls | XXE12A(2,4,5)*3********* |  | HSP-A, Single-Package Heat Pum | Heat Pump | 575 | 3 | False |  |  |  | True | Single-Speed | 116000 | 10545 | 11 | 10.8 |  |  | 108000 | 9591 | 3.3 | 3.3 | 62000 | 8075 | 2.25 | Federally-Regulated Commercial & Industrial Equipment | 01/28/2019 |  | 06/03/2019
York International | Johnson Controls | XXE12A(2,4,5)*3********* |  | HSP-A, Single-Package Heat Pum | Heat Pump | 460 | 3 | False |  |  |  | True | Single-Speed | 116000 | 10545 | 11 | 10.8 |  |  | 108000 | 9591 | 3.3 | 3.3 | 62000 | 8075 | 2.25 | Federally-Regulated Commercial & Industrial Equipment | 01/28/2019 |  | 06/03/2019
York International | Johnson Controls | XXE12A(2,4,5)*3********* |  | HSP-A, Single-Package Heat Pum | Heat Pump | 230 | 3 | False |  |  |  | True | Single-Speed | 116000 | 10545 | 11 | 10.8 |  |  | 108000 | 9591 | 3.3 | 3.3 | 62000 | 8075 | 2.25 | Federally-Regulated Commercial & Industrial Equipment | 01/28/2019 |  | 06/03/2019
York International | Johnson Controls | XXE12A(2,4,5)*3********* |  | HSP-A, Single-Package Heat Pum | Heat Pump | 208 | 3 | False |  |  |  | True | Single-Speed | 116000 | 10545 | 11 | 10.8 |  |  | 108000 | 9591 | 3.3 | 3.3 | 62000 | 8075 | 2.25 | Federally-Regulated Commercial & Industrial Equipment | 01/28/2019 |  | 06/03/2019
York International | Johnson Controls | J20XPC00(P,R,S,U,V,X)(2,4,5)******** |  | HSP-A, Single-Package Heat Pum | Heat Pump | 575 | 3 | False |  |  |  | True | Single-Speed | 240000 | 25263 | 9.5 | 9.3 |  |  | 240000 | 21980 | 3.2 | 3.2 | 136000 | 19443 | 2.05 | Federally-Regulated Commercial & Industrial Equipment | 01/28/2019 |  | 06/03/2019
York International | Johnson Controls | J20XPC00(P,R,S,U,V,X)(2,4,5)******** |  | HSP-A, Single-Package Heat Pum | Heat Pump | 460 | 3 | False |  |  |  | True | Single-Speed | 240000 | 25263 | 9.5 | 9.3 |  |  | 240000 | 21980 | 3.2 | 3.2 | 136000 | 19443 | 2.05 | Federally-Regulated Commercial & Industrial Equipment | 01/28/2019 |  | 06/03/2019
York International | Johnson Controls | J20XPC00(P,R,S,U,V,X)(2,4,5)******** |  | HSP-A, Single-Package Heat Pum | Heat Pump | 230 | 3 | False |  |  |  | True | Single-Speed | 240000 | 25263 | 9.5 | 9.3 |  |  | 240000 | 21980 | 3.2 | 3.2 | 136000 | 19443 | 2.05 | Federally-Regulated Commercial & Industrial Equipment | 01/28/2019 |  | 06/03/2019
York International | Johnson Controls | J20XPC00(P,R,S,U,V,X)(2,4,5)******** |  | HSP-A, Single-Package Heat Pum | Heat Pump | 208 | 3 | False |  |  |  | True | Single-Speed | 240000 | 25263 | 9.5 | 9.3 |  |  | 240000 | 21980 | 3.2 | 3.2 | 136000 | 19443 | 2.05 | Federally-Regulated Commercial & Industrial Equipment | 01/28/2019 |  | 06/03/2019
York International | Johnson Controls | J15XPC00(P,R,S,U,V,X)(2,4,5)******** |  | HSP-A, Single-Package Heat Pum | Heat Pump | 575 | 3 | False |  |  |  | True | Single-Speed | 176000 | 16603 | 10.6 | 10.4 |  |  | 162000 | 14653 | 3.24 | 3.2 | 99000 | 14153 | 2.05 | Federally-Regulated Commercial & Industrial Equipment | 01/28/2019 |  | 06/03/2019
York International | Johnson Controls | J15XPC00(P,R,S,U,V,X)(2,4,5)******** |  | HSP-A, Single-Package Heat Pum | Heat Pump | 460 | 3 | False |  |  |  | True | Single-Speed | 176000 | 16603 | 10.6 | 10.4 |  |  | 162000 | 14653 | 3.24 | 3.2 | 99000 | 14153 | 2.05 | Federally-Regulated Commercial & Industrial Equipment | 01/28/2019 |  | 06/03/2019
York International | Johnson Controls | J15XPC00(P,R,S,U,V,X)(2,4,5)******** |  | HSP-A, Single-Package Heat Pum | Heat Pump | 230 | 3 | False |  |  |  | True | Single-Speed | 176000 | 16603 | 10.6 | 10.4 |  |  | 162000 | 14653 | 3.24 | 3.2 | 99000 | 14153 | 2.05 | Federally-Regulated Commercial & Industrial Equipment | 01/28/2019 |  | 06/03/2019
York International | Johnson Controls | J15XPC00(P,R,S,U,V,X)(2,4,5)******** |  | HSP-A, Single-Package Heat Pum | Heat Pump | 208 | 3 | False |  |  |  | True | Single-Speed | 176000 | 16603 | 10.6 | 10.4 |  |  | 162000 | 14653 | 3.24 | 3.2 | 99000 | 14153 | 2.05 | Federally-Regulated Commercial & Industrial Equipment | 01/28/2019 |  | 06/03/2019
York International | Johnson Controls | J15XPC00(B,D)(2,4,5)******** |  | HSP-A, Single-Package Heat Pum | Heat Pump | 575 | 3 | False |  |  |  | True | Single-Speed | 176000 | 16603 | 10.6 | 10.4 |  |  | 162000 | 14653 | 3.24 | 3.2 | 99000 | 14153 | 2.05 | Federally-Regulated Commercial & Industrial Equipment | 01/28/2019 |  | 06/03/2019
York International | Johnson Controls | J15XPC00(B,D)(2,4,5)******** |  | HSP-A, Single-Package Heat Pum | Heat Pump | 460 | 3 | False |  |  |  | True | Single-Speed | 176000 | 16603 | 10.6 | 10.4 |  |  | 162000 | 14653 | 3.24 | 3.2 | 99000 | 14153 | 2.05 | Federally-Regulated Commercial & Industrial Equipment | 01/28/2019 |  | 06/03/2019
York International | Johnson Controls | J15XPC00(B,D)(2,4,5)******** |  | HSP-A, Single-Package Heat Pum | Heat Pump | 230 | 3 | False |  |  |  | True | Single-Speed | 176000 | 16603 | 10.6 | 10.4 |  |  | 162000 | 14653 | 3.24 | 3.2 | 99000 | 14153 | 2.05 | Federally-Regulated Commercial & Industrial Equipment | 01/28/2019 |  | 06/03/2019
York International | Johnson Controls | J15XPC00(B,D)(2,4,5)******** |  | HSP-A, Single-Package Heat Pum | Heat Pump | 208 | 3 | False |  |  |  | True | Single-Speed | 176000 | 16603 | 10.6 | 10.4 |  |  | 162000 | 14653 | 3.24 | 3.2 | 99000 | 14153 | 2.05 | Federally-Regulated Commercial & Industrial Equipment | 01/28/2019 |  | 06/03/2019
York International | Johnson Controls | J08XP[C,E]**(B,D)(2,4,5)******** |  | HSP-A, Single-Package Heat Pum | Both Heat Pump and Electric Re | 575 | 3 | False |  |  |  | True | Single-Speed | 100000 | 8928 | 11.2 | 11 |  |  | 94000 | 8102 | 3.4 | 3.3 | 54000 | 7033 | 2.25 | Federally-Regulated Commercial & Industrial Equipment | 01/28/2019 |  | 06/03/2019
York International | Johnson Controls | J08XP[C,E]**(B,D)(2,4,5)******** |  | HSP-A, Single-Package Heat Pum | Both Heat Pump and Electric Re | 460 | 3 | False |  |  |  | True | Single-Speed | 100000 | 8928 | 11.2 | 11 |  |  | 94000 | 8102 | 3.4 | 3.3 | 54000 | 7033 | 2.25 | Federally-Regulated Commercial & Industrial Equipment | 01/28/2019 |  | 06/03/2019
York International | Johnson Controls | J08XP[C,E]**(B,D)(2,4,5)******** |  | HSP-A, Single-Package Heat Pum | Both Heat Pump and Electric Re | 230 | 3 | False |  |  |  | True | Single-Speed | 100000 | 8928 | 11.2 | 11 |  |  | 94000 | 8102 | 3.4 | 3.3 | 54000 | 7033 | 2.25 | Federally-Regulated Commercial & Industrial Equipment | 01/28/2019 |  | 06/03/2019
York International | Johnson Controls | J08XP[C,E]**(B,D)(2,4,5)******** |  | HSP-A, Single-Package Heat Pum | Both Heat Pump and Electric Re | 208 | 3 | False |  |  |  | True | Single-Speed | 100000 | 8928 | 11.2 | 11 |  |  | 94000 | 8102 | 3.4 | 3.3 | 54000 | 7033 | 2.25 | Federally-Regulated Commercial & Industrial Equipment | 01/28/2019 |  | 06/03/2019
York International | Johnson Controls | J10XP[C,E]**(P,R,S,U,V,X)(2,4,5)******** |  | HSP-A, Single-Package Heat Pum | Both Heat Pump and Electric Re | 575 | 3 | False |  |  |  | True | Single-Speed | 114000 | 10363 | 11 | 11 |  |  | 106000 | 9137 | 3.4 | 3.3 | 59000 | 7685 | 2.25 | Federally-Regulated Commercial & Industrial Equipment | 01/28/2019 |  | 06/03/2019
York International | Johnson Controls | J10XP[C,E]**(P,R,S,U,V,X)(2,4,5)******** |  | HSP-A, Single-Package Heat Pum | Both Heat Pump and Electric Re | 460 | 3 | False |  |  |  | True | Single-Speed | 114000 | 10363 | 11 | 11 |  |  | 106000 | 9137 | 3.4 | 3.3 | 59000 | 7685 | 2.25 | Federally-Regulated Commercial & Industrial Equipment | 01/28/2019 |  | 06/03/2019
York International | Johnson Controls | J10XP[C,E]**(P,R,S,U,V,X)(2,4,5)******** |  | HSP-A, Single-Package Heat Pum | Both Heat Pump and Electric Re | 230 | 3 | False |  |  |  | True | Single-Speed | 114000 | 10363 | 11 | 11 |  |  | 106000 | 9137 | 3.4 | 3.3 | 59000 | 7685 | 2.25 | Federally-Regulated Commercial & Industrial Equipment | 01/28/2019 |  | 06/03/2019
York International | Johnson Controls | J10XP[C,E]**(P,R,S,U,V,X)(2,4,5)******** |  | HSP-A, Single-Package Heat Pum | Both Heat Pump and Electric Re | 208 | 3 | False |  |  |  | True | Single-Speed | 114000 | 10363 | 11 | 11 |  |  | 106000 | 9137 | 3.4 | 3.3 | 59000 | 7685 | 2.25 | Federally-Regulated Commercial & Industrial Equipment | 01/28/2019 |  | 06/03/2019
York International | Johnson Controls | J06XP[C,E]**(B,D)(2,4,5)******** |  | HSP-A, Single-Package Heat Pum | Both Heat Pump and Electric Re | 575 | 3 | False |  |  |  | True | Single-Speed | 78000 | 6500 | 12 | 11 |  |  | 75000 | 6464 | 3.4 | 3.3 | 43000 | 5600 | 2.25 | Federally-Regulated Commercial & Industrial Equipment | 01/28/2019 |  | 06/03/2019
York International | Johnson Controls | J06XP[C,E]**(B,D)(2,4,5)******** |  | HSP-A, Single-Package Heat Pum | Both Heat Pump and Electric Re | 460 | 3 | False |  |  |  | True | Single-Speed | 78000 | 6500 | 12 | 11 |  |  | 75000 | 6464 | 3.4 | 3.3 | 43000 | 5600 | 2.25 | Federally-Regulated Commercial & Industrial Equipment | 01/28/2019 |  | 06/03/2019
York International | Johnson Controls | J06XP[C,E]**(B,D)(2,4,5)******** |  | HSP-A, Single-Package Heat Pum | Both Heat Pump and Electric Re | 230 | 3 | False |  |  |  | True | Single-Speed | 78000 | 6500 | 12 | 11 |  |  | 75000 | 6464 | 3.4 | 3.3 | 43000 | 5600 | 2.25 | Federally-Regulated Commercial & Industrial Equipment | 01/28/2019 |  | 06/03/2019
York International | Johnson Controls | J06XP[C,E]**(B,D)(2,4,5)******** |  | HSP-A, Single-Package Heat Pum | Both Heat Pump and Electric Re | 208 | 3 | False |  |  |  | True | Single-Speed | 78000 | 6500 | 12 | 11 |  |  | 75000 | 6464 | 3.4 | 3.3 | 43000 | 5600 | 2.25 | Federally-Regulated Commercial & Industrial Equipment | 01/28/2019 |  | 06/03/2019
York International | Johnson Controls | J06XP[C,E]**(P,R,S,U,V,X)(2,4,5)******** |  | HSP-A, Single-Package Heat Pum | Both Heat Pump and Electric Re | 575 | 3 | False |  |  |  | True | Single-Speed | 78000 | 6500 | 12 | 11 |  |  | 75000 | 6464 | 3.4 | 3.3 | 43000 | 5600 | 2.25 | Federally-Regulated Commercial & Industrial Equipment | 01/28/2019 |  | 06/03/2019
York International | Johnson Controls | J06XP[C,E]**(P,R,S,U,V,X)(2,4,5)******** |  | HSP-A, Single-Package Heat Pum | Both Heat Pump and Electric Re | 460 | 3 | False |  |  |  | True | Single-Speed | 78000 | 6500 | 12 | 11 |  |  | 75000 | 6464 | 3.4 | 3.3 | 43000 | 5600 | 2.25 | Federally-Regulated Commercial & Industrial Equipment | 01/28/2019 |  | 06/03/2019
York International | Johnson Controls | J06XP[C,E]**(P,R,S,U,V,X)(2,4,5)******** |  | HSP-A, Single-Package Heat Pum | Both Heat Pump and Electric Re | 230 | 3 | False |  |  |  | True | Single-Speed | 78000 | 6500 | 12 | 11 |  |  | 75000 | 6464 | 3.4 | 3.3 | 43000 | 5600 | 2.25 | Federally-Regulated Commercial & Industrial Equipment | 01/28/2019 |  | 06/03/2019
York International | Johnson Controls | J06XP[C,E]**(P,R,S,U,V,X)(2,4,5)******** |  | HSP-A, Single-Package Heat Pum | Both Heat Pump and Electric Re | 208 | 3 | False |  |  |  | True | Single-Speed | 78000 | 6500 | 12 | 11 |  |  | 75000 | 6464 | 3.4 | 3.3 | 43000 | 5600 | 2.25 | Federally-Regulated Commercial & Industrial Equipment | 01/28/2019 |  | 06/03/2019
York International | Johnson Controls | J07XP[C,E]**(P,R,S,U,V,X)(2,4,5)******** |  | HSP-A, Single-Package Heat Pum | Both Heat Pump and Electric Re | 575 | 3 | False |  |  |  | True | Single-Speed | 90000 | 7894 | 11.4 | 11 |  |  | 88000 | 7585 | 3.4 | 3.3 | 51000 | 6643 | 2.25 | Federally-Regulated Commercial & Industrial Equipment | 01/28/2019 |  | 06/03/2019
York International | Johnson Controls | J07XP[C,E]**(P,R,S,U,V,X)(2,4,5)******** |  | HSP-A, Single-Package Heat Pum | Both Heat Pump and Electric Re | 460 | 3 | False |  |  |  | True | Single-Speed | 90000 | 7894 | 11.4 | 11 |  |  | 88000 | 7585 | 3.4 | 3.3 | 51000 | 6643 | 2.25 | Federally-Regulated Commercial & Industrial Equipment | 01/28/2019 |  | 06/03/2019
York International | Johnson Controls | J07XP[C,E]**(P,R,S,U,V,X)(2,4,5)******** |  | HSP-A, Single-Package Heat Pum | Both Heat Pump and Electric Re | 230 | 3 | False |  |  |  | True | Single-Speed | 90000 | 7894 | 11.4 | 11 |  |  | 88000 | 7585 | 3.4 | 3.3 | 51000 | 6643 | 2.25 | Federally-Regulated Commercial & Industrial Equipment | 01/28/2019 |  | 06/03/2019
York International | Johnson Controls | J07XP[C,E]**(P,R,S,U,V,X)(2,4,5)******** |  | HSP-A, Single-Package Heat Pum | Both Heat Pump and Electric Re | 208 | 3 | False |  |  |  | True | Single-Speed | 90000 | 7894 | 11.4 | 11 |  |  | 88000 | 7585 | 3.4 | 3.3 | 51000 | 6643 | 2.25 | Federally-Regulated Commercial & Industrial Equipment | 01/28/2019 |  | 06/03/2019
York International | Johnson Controls | J07XP[C,E]**(B,D)(2,4,5)******** |  | HSP-A, Single-Package Heat Pum | Both Heat Pump and Electric Re | 575 | 3 | False |  |  |  | True | Single-Speed | 90000 | 7894 | 11.4 | 11 |  |  | 88000 | 7585 | 3.4 | 3.3 | 51000 | 6643 | 2.25 | Federally-Regulated Commercial & Industrial Equipment | 01/28/2019 |  | 06/03/2019
York International | Johnson Controls | J07XP[C,E]**(B,D)(2,4,5)******** |  | HSP-A, Single-Package Heat Pum | Both Heat Pump and Electric Re | 460 | 3 | False |  |  |  | True | Single-Speed | 90000 | 7894 | 11.4 | 11 |  |  | 88000 | 7585 | 3.4 | 3.3 | 51000 | 6643 | 2.25 | Federally-Regulated Commercial & Industrial Equipment | 01/28/2019 |  | 06/03/2019
York International | Johnson Controls | J07XP[C,E]**(B,D)(2,4,5)******** |  | HSP-A, Single-Package Heat Pum | Both Heat Pump and Electric Re | 230 | 3 | False |  |  |  | True | Single-Speed | 90000 | 7894 | 11.4 | 11 |  |  | 88000 | 7585 | 3.4 | 3.3 | 51000 | 6643 | 2.25 | Federally-Regulated Commercial & Industrial Equipment | 01/28/2019 |  | 06/03/2019
York International | Johnson Controls | J07XP[C,E]**(B,D)(2,4,5)******** |  | HSP-A, Single-Package Heat Pum | Both Heat Pump and Electric Re | 208 | 3 | False |  |  |  | True | Single-Speed | 90000 | 7894 | 11.4 | 11 |  |  | 88000 | 7585 | 3.4 | 3.3 | 51000 | 6643 | 2.25 | Federally-Regulated Commercial & Industrial Equipment | 01/28/2019 |  | 06/03/2019
York International | Johnson Controls | J08XP[C,E]**(P,R,S,U,V,X)(2,4,5)******** |  | HSP-A, Single-Package Heat Pum | Both Heat Pump and Electric Re | 575 | 3 | False |  |  |  | True | Single-Speed | 100000 | 8928 | 11.2 | 11 |  |  | 94000 | 8102 | 3.4 | 3.3 | 54000 | 7033 | 2.25 | Federally-Regulated Commercial & Industrial Equipment | 01/28/2019 |  | 06/03/2019
York International | Johnson Controls | J08XP[C,E]**(P,R,S,U,V,X)(2,4,5)******** |  | HSP-A, Single-Package Heat Pum | Both Heat Pump and Electric Re | 460 | 3 | False |  |  |  | True | Single-Speed | 100000 | 8928 | 11.2 | 11 |  |  | 94000 | 8102 | 3.4 | 3.3 | 54000 | 7033 | 2.25 | Federally-Regulated Commercial & Industrial Equipment | 01/28/2019 |  | 06/03/2019
York International | Johnson Controls | J08XP[C,E]**(P,R,S,U,V,X)(2,4,5)******** |  | HSP-A, Single-Package Heat Pum | Both Heat Pump and Electric Re | 230 | 3 | False |  |  |  | True | Single-Speed | 100000 | 8928 | 11.2 | 11 |  |  | 94000 | 8102 | 3.4 | 3.3 | 54000 | 7033 | 2.25 | Federally-Regulated Commercial & Industrial Equipment | 01/28/2019 |  | 06/03/2019
York International | Johnson Controls | J08XP[C,E]**(P,R,S,U,V,X)(2,4,5)******** |  | HSP-A, Single-Package Heat Pum | Both Heat Pump and Electric Re | 208 | 3 | False |  |  |  | True | Single-Speed | 100000 | 8928 | 11.2 | 11 |  |  | 94000 | 8102 | 3.4 | 3.3 | 54000 | 7033 | 2.25 | Federally-Regulated Commercial & Industrial Equipment | 01/28/2019 |  | 06/03/2019
York International | SERIES 20 | J12PDC00A*(2,4,5)***** | J15NDC00*(5,6)****** | HRCU-A-CB, Split System: Heat | Heat Pump | 575 | 3 |  | False |  |  | True | Single-Speed | 174000 | 16415 | 10.6 | 10.4 |  |  | 160000 | 13791 | 3.4 | 3.2 | 100000 | 13025 | 2.25 | Federally-Regulated Commercial & Industrial Equipment | 01/28/2019 |  | 06/03/2019
York International | SERIES 20 | J12PDC00A*(2,4,5)***** | J15NDC00*(5,6)****** | HRCU-A-CB, Split System: Heat | Heat Pump | 460 | 3 |  | False |  |  | True | Single-Speed | 174000 | 16415 | 10.6 | 10.4 |  |  | 160000 | 13791 | 3.4 | 3.2 | 100000 | 13025 | 2.25 | Federally-Regulated Commercial & Industrial Equipment | 01/28/2019 |  | 06/03/2019
York International | SERIES 20 | J12PDC00A*(2,4,5)***** | J15NDC00*(5,6)****** | HRCU-A-CB, Split System: Heat | Heat Pump | 230 | 3 |  | False |  |  | True | Single-Speed | 174000 | 16415 | 10.6 | 10.4 |  |  | 160000 | 13791 | 3.4 | 3.2 | 100000 | 13025 | 2.25 | Federally-Regulated Commercial & Industrial Equipment | 01/28/2019 |  | 06/03/2019
York International | SERIES 20 | J12PDC00A*(2,4,5)***** | J15NDC00*(5,6)****** | HRCU-A-CB, Split System: Heat | Heat Pump | 208 | 3 |  | False |  |  | True | Single-Speed | 174000 | 16415 | 10.6 | 10.4 |  |  | 160000 | 13791 | 3.4 | 3.2 | 100000 | 13025 | 2.25 | Federally-Regulated Commercial & Industrial Equipment | 01/28/2019 |  | 06/03/2019
York International | SERIES 20 | J20PDC00A*(2,4,5)***** | J20NDC00*(5,6)****** | HRCU-A-CB, Split System: Heat | Heat Pump | 575 | 3 |  | False |  |  | True | Single-Speed | 230000 | 21698 | 10.6 | 10.4 | 11.7 |  | 220000 | 19538 | 3.3 | 3.2 | 124000 | 16518 | 2.2 | Federally-Regulated Commercial & Industrial Equipment | 03/14/2019 |  | 06/03/2019
York International | SERIES 20 | J20PDC00A*(2,4,5)***** | J20NDC00*(5,6)****** | HRCU-A-CB, Split System: Heat | Heat Pump | 460 | 3 |  | False |  |  | True | Single-Speed | 230000 | 21698 | 10.6 | 10.4 | 11.7 |  | 220000 | 19538 | 3.3 | 3.2 | 124000 | 16518 | 2.2 | Federally-Regulated Commercial & Industrial Equipment | 03/14/2019 |  | 06/03/2019
York International | SERIES 20 | J20PDC00A*(2,4,5)***** | J20NDC00*(5,6)****** | HRCU-A-CB, Split System: Heat | Heat Pump | 230 | 3 |  | False |  |  | True | Single-Speed | 230000 | 21698 | 10.6 | 10.4 | 11.7 |  | 220000 | 19538 | 3.3 | 3.2 | 124000 | 16518 | 2.2 | Federally-Regulated Commercial & Industrial Equipment | 03/14/2019 |  | 06/03/2019
York International | SERIES 20 | J20PDC00A*(2,4,5)***** | J20NDC00*(5,6)****** | HRCU-A-CB, Split System: Heat | Heat Pump | 208 | 3 |  | False |  |  | True | Single-Speed | 230000 | 21698 | 10.6 | 10.4 | 11.7 |  | 220000 | 19538 | 3.3 | 3.2 | 124000 | 16518 | 2.2 | Federally-Regulated Commercial & Industrial Equipment | 04/16/2019 |  | 06/03/2019
York International | SERIES 20 | J12PCC00A*(2,4,5)***** | J15NCC00*(5,6)****** | HRCU-A-CB, Split System: Heat | Heat Pump | 575 | 3 |  | False |  |  | True | Single-Speed | 180000 | 16981 | 10.6 | 10.4 | 12 |  | 168000 | 15386 | 3.2 | 3.2 | 104000 | 13252 | 2.3 | Federally-Regulated Commercial & Industrial Equipment | 04/16/2019 |  | 06/03/2019
York International | SERIES 20 | J12PCC00A*(2,4,5)***** | J15NCC00*(5,6)****** | HRCU-A-CB, Split System: Heat | Heat Pump | 460 | 3 |  | False |  |  | True | Single-Speed | 180000 | 16981 | 10.6 | 10.4 | 12 |  | 168000 | 15386 | 3.2 | 3.2 | 104000 | 13252 | 2.3 | Federally-Regulated Commercial & Industrial Equipment | 04/16/2019 |  | 06/03/2019
York International | SERIES 20 | J12PCC00A*(2,4,5)***** | J15NCC00*(5,6)****** | HRCU-A-CB, Split System: Heat | Heat Pump | 230 | 3 |  | False |  |  | True | Single-Speed | 180000 | 16981 | 10.6 | 10.4 | 12 |  | 168000 | 15386 | 3.2 | 3.2 | 104000 | 13252 | 2.3 | Federally-Regulated Commercial & Industrial Equipment | 04/16/2019 |  | 06/03/2019
York International | SERIES 20 | J12PCC00A*(2,4,5)***** | J15NCC00*(5,6)****** | HRCU-A-CB, Split System: Heat | Heat Pump | 208 | 3 |  | False |  |  | True | Single-Speed | 180000 | 16981 | 10.6 | 10.4 | 12 |  | 168000 | 15386 | 3.2 | 3.2 | 104000 | 13252 | 2.3 | Federally-Regulated Commercial & Industrial Equipment | 04/16/2019 |  | 06/03/2019
York International | Luxaire | XA-12[C,E]**(P,R,S,U,V,X)(2,4,5)*******2 |  | HSP-A, Single-Package Heat Pum | Both Heat Pump and Electric Re | 575 | 3 | False |  |  |  | True | Single-Speed | 146000 | 13773 | 10.6 | 10.6 |  |  | 135000 | 12364 | 3.2 | 3.2 | 90000 | 12866 | 2.05 | Federally-Regulated Commercial & Industrial Equipment | 01/28/2019 |  | 06/03/2019
York International | Luxaire | XA-12[C,E]**(P,R,S,U,V,X)(2,4,5)*******2 |  | HSP-A, Single-Package Heat Pum | Both Heat Pump and Electric Re | 460 | 3 | False |  |  |  | True | Single-Speed | 146000 | 13773 | 10.6 | 10.6 |  |  | 135000 | 12364 | 3.2 | 3.2 | 90000 | 12866 | 2.05 | Federally-Regulated Commercial & Industrial Equipment | 01/28/2019 |  | 06/03/2019
York International | Luxaire | XA-12[C,E]**(P,R,S,U,V,X)(2,4,5)*******2 |  | HSP-A, Single-Package Heat Pum | Both Heat Pump and Electric Re | 230 | 3 | False |  |  |  | True | Single-Speed | 146000 | 13773 | 10.6 | 10.6 |  |  | 135000 | 12364 | 3.2 | 3.2 | 90000 | 12866 | 2.05 | Federally-Regulated Commercial & Industrial Equipment | 01/28/2019 |  | 06/03/2019
York International | Luxaire | XA-12[C,E]**(P,R,S,U,V,X)(2,4,5)*******2 |  | HSP-A, Single-Package Heat Pum | Both Heat Pump and Electric Re | 208 | 3 | False |  |  |  | True | Single-Speed | 146000 | 13773 | 10.6 | 10.6 |  |  | 135000 | 12364 | 3.2 | 3.2 | 90000 | 12866 | 2.05 | Federally-Regulated Commercial & Industrial Equipment | 01/28/2019 |  | 06/03/2019
York International | Luxaire | PH-10C00A*(2,4,5)**** | NS-10C00*(5,6)****** | HRCU-A-CB, Split System: Heat | Heat Pump | 575 | 3 |  | False |  |  | True | Single-Speed | 120000 | 11111 | 10.8 | 10.8 |  |  | 109000 | 9680 | 3.3 | 3.3 | 63000 | 8206 | 2.25 | Federally-Regulated Commercial & Industrial Equipment | 01/28/2019 |  | 06/03/2019
York International | Luxaire | PJ-15C00A*(2,4,5)***** | NW-15C00*(5,6)****** | HRCU-A-CB, Split System: Heat | Heat Pump | 575 | 3 |  | False |  |  | True | Single-Speed | 174000 | 16415 | 10.6 | 10.4 |  |  | 160000 | 13791 | 3.4 | 3.2 | 100000 | 13025 | 2.25 | Federally-Regulated Commercial & Industrial Equipment | 01/28/2019 |  | 06/03/2019
York International | Luxaire | PH-10C00A*(2,4,5)**** | NS-10C00*(5,6)****** | HRCU-A-CB, Split System: Heat | Heat Pump | 460 | 3 |  | False |  |  | True | Single-Speed | 120000 | 11111 | 10.8 | 10.8 |  |  | 109000 | 9680 | 3.3 | 3.3 | 63000 | 8206 | 2.25 | Federally-Regulated Commercial & Industrial Equipment | 01/28/2019 |  | 06/03/2019
York International | Luxaire | PJ-15C00A*(2,4,5)***** | NW-15C00*(5,6)****** | HRCU-A-CB, Split System: Heat | Heat Pump | 460 | 3 |  | False |  |  | True | Single-Speed | 174000 | 16415 | 10.6 | 10.4 |  |  | 160000 | 13791 | 3.4 | 3.2 | 100000 | 13025 | 2.25 | Federally-Regulated Commercial & Industrial Equipment | 01/28/2019 |  | 06/03/2019
York International | Luxaire | PH-10C00A*(2,4,5)**** | NS-10C00*(5,6)****** | HRCU-A-CB, Split System: Heat | Heat Pump | 230 | 3 |  | False |  |  | True | Single-Speed | 120000 | 11111 | 10.8 | 10.8 |  |  | 109000 | 9680 | 3.3 | 3.3 | 63000 | 8206 | 2.25 | Federally-Regulated Commercial & Industrial Equipment | 01/28/2019 |  | 06/03/2019
York International | Luxaire | PJ-15C00A*(2,4,5)***** | NW-15C00*(5,6)****** | HRCU-A-CB, Split System: Heat | Heat Pump | 230 | 3 |  | False |  |  | True | Single-Speed | 174000 | 16415 | 10.6 | 10.4 |  |  | 160000 | 13791 | 3.4 | 3.2 | 100000 | 13025 | 2.25 | Federally-Regulated Commercial & Industrial Equipment | 01/28/2019 |  | 06/03/2019
York International | Luxaire | PH-10C00A*(2,4,5)**** | NS-10C00*(5,6)****** | HRCU-A-CB, Split System: Heat | Heat Pump | 208 | 3 |  | False |  |  | True | Single-Speed | 120000 | 11111 | 10.8 | 10.8 |  |  | 109000 | 9680 | 3.3 | 3.3 | 63000 | 8206 | 2.25 | Federally-Regulated Commercial & Industrial Equipment | 01/28/2019 |  | 06/03/2019
York International | Luxaire | PJ-15C00A*(2,4,5)***** | NW-15C00*(5,6)****** | HRCU-A-CB, Split System: Heat | Heat Pump | 208 | 3 |  | False |  |  | True | Single-Speed | 174000 | 16415 | 10.6 | 10.4 |  |  | 160000 | 13791 | 3.4 | 3.2 | 100000 | 13025 | 2.25 | Federally-Regulated Commercial & Industrial Equipment | 01/28/2019 |  | 06/03/2019
York International | Luxaire | PJ-20C00A*(2,4,5)***** | NW-20C00*(5,6)****** | HRCU-A-CB, Split System: Heat | Heat Pump | 575 | 3 |  | False |  |  | True | Single-Speed | 230000 | 21698 | 10.6 | 10.4 | 13.3 |  | 220000 | 19538 | 3.3 | 3.2 | 130000 | 17318 | 2.2 | Federally-Regulated Commercial & Industrial Equipment | 04/16/2019 |  | 06/03/2019
York International | Luxaire | PJ-20C00A*(2,4,5)***** | NW-20C00*(5,6)****** | HRCU-A-CB, Split System: Heat | Heat Pump | 460 | 3 |  | False |  |  | True | Single-Speed | 230000 | 21698 | 10.6 | 10.4 | 13.3 |  | 220000 | 19538 | 3.3 | 3.2 | 130000 | 17318 | 2.2 | Federally-Regulated Commercial & Industrial Equipment | 04/16/2019 |  | 06/03/2019
York International | Luxaire | PJ-20C00A*(2,4,5)***** | NW-20C00*(5,6)****** | HRCU-A-CB, Split System: Heat | Heat Pump | 230 | 3 |  | False |  |  | True | Single-Speed | 230000 | 21698 | 10.6 | 10.4 | 13.3 |  | 220000 | 19538 | 3.3 | 3.2 | 130000 | 17318 | 2.2 | Federally-Regulated Commercial & Industrial Equipment | 04/16/2019 |  | 06/03/2019
York International | Luxaire | PJ-20C00A*(2,4,5)***** | NW-20C00*(5,6)****** | HRCU-A-CB, Split System: Heat | Heat Pump | 208 | 3 |  | False |  |  | True | Single-Speed | 230000 | 21698 | 10.6 | 10.4 | 13.3 |  | 220000 | 19538 | 3.3 | 3.2 | 130000 | 17318 | 2.2 | Federally-Regulated Commercial & Industrial Equipment | 04/16/2019 |  | 06/03/2019
York International | Luxaire | PH-15C00A*(2,4,5)***** | NS-15C00*(5,6)****** | HRCU-A-CB, Split System: Heat | Heat Pump | 575 | 3 |  | False |  |  | True | Single-Speed | 180000 | 16981 | 10.6 | 10.4 | 13.3 |  | 168000 | 15386 | 3.2 | 3.2 | 104000 | 13252 | 2.3 | Federally-Regulated Commercial & Industrial Equipment | 04/16/2019 |  | 06/03/2019
York International | Luxaire | PH-07C00A*(2,4,5)***** | NS-07C00*(5,6)****** | HRCU-A-CB, Split System: Heat | Heat Pump | 575 | 3 |  | False |  |  | True | Single-Speed | 89000 | 8090 | 11 | 10.8 | 12.4 |  | 82000 | 7282 | 3.3 | 3.3 | 49000 | 6243 | 2.3 | Federally-Regulated Commercial & Industrial Equipment | 04/16/2019 |  | 06/03/2019
York International | Luxaire | PH-15C00A*(2,4,5)***** | NS-15C00*(5,6)****** | HRCU-A-CB, Split System: Heat | Heat Pump | 460 | 3 |  | False |  |  | True | Single-Speed | 180000 | 16981 | 10.6 | 10.4 | 13.3 |  | 168000 | 15386 | 3.2 | 3.2 | 104000 | 13252 | 2.3 | Federally-Regulated Commercial & Industrial Equipment | 04/16/2019 |  | 06/03/2019
York International | Luxaire | PH-07C00A*(2,4,5)***** | NS-07C00*(5,6)****** | HRCU-A-CB, Split System: Heat | Heat Pump | 460 | 3 |  | False |  |  | True | Single-Speed | 89000 | 8090 | 11 | 10.8 | 12.4 |  | 82000 | 7282 | 3.3 | 3.3 | 49000 | 6243 | 2.3 | Federally-Regulated Commercial & Industrial Equipment | 04/16/2019 |  | 06/03/2019
York International | Luxaire | PH-15C00A*(2,4,5)***** | NS-15C00*(5,6)****** | HRCU-A-CB, Split System: Heat | Heat Pump | 230 | 3 |  | False |  |  | True | Single-Speed | 180000 | 16981 | 10.6 | 10.4 | 13.3 |  | 168000 | 15386 | 3.2 | 3.2 | 104000 | 13252 | 2.3 | Federally-Regulated Commercial & Industrial Equipment | 04/16/2019 |  | 06/03/2019
York International | Luxaire | PH-07C00A*(2,4,5)***** | NS-07C00*(5,6)****** | HRCU-A-CB, Split System: Heat | Heat Pump | 230 | 3 |  | False |  |  | True | Single-Speed | 89000 | 8090 | 11 | 10.8 | 12.4 |  | 82000 | 7282 | 3.3 | 3.3 | 49000 | 6243 | 2.3 | Federally-Regulated Commercial & Industrial Equipment | 04/16/2019 |  | 06/03/2019
York International | Luxaire | PH-07C00A*(2,4,5)***** | NS-07C00*(5,6)****** | HRCU-A-CB, Split System: Heat | Heat Pump | 208 | 3 |  | False |  |  | True | Single-Speed | 89000 | 8090 | 11 | 10.8 | 12.4 |  | 82000 | 7282 | 3.3 | 3.3 | 49000 | 6243 | 2.3 | Federally-Regulated Commercial & Industrial Equipment | 04/16/2019 |  | 06/03/2019
York International | Luxaire | PH-15C00A*(2,4,5)***** | NS-15C00*(5,6)****** | HRCU-A-CB, Split System: Heat | Heat Pump | 208 | 3 |  | False |  |  | True | Single-Speed | 180000 | 16981 | 10.6 | 10.4 | 13.3 |  | 168000 | 15386 | 3.2 | 3.2 | 104000 | 13252 | 2.3 | Federally-Regulated Commercial & Industrial Equipment | 04/16/2019 |  | 06/03/2019
York International | Luxaire | XXEA7A(2,4,5)*3********* |  | HSP-A, Single-Package Heat Pum | Heat Pump | 575 | 3 | False |  |  |  | True | Single-Speed | 66000 | 6000 | 11 | 10.8 | 14.8 |  | 65000 | 5442 | 3.5 | 3.3 | 35000 | 4459 | 2.3 | Federally-Regulated Commercial & Industrial Equipment | 04/16/2019 |  | 06/03/2019
York International | Luxaire | XXEA7A(2,4,5)*3********* |  | HSP-A, Single-Package Heat Pum | Heat Pump | 460 | 3 | False |  |  |  | True | Single-Speed | 66000 | 6000 | 11 | 10.8 | 14.8 |  | 65000 | 5442 | 3.5 | 3.3 | 35000 | 4459 | 2.3 | Federally-Regulated Commercial & Industrial Equipment | 04/16/2019 |  | 06/03/2019
York International | Luxaire | XXEA7A(2,4,5)*3********* |  | HSP-A, Single-Package Heat Pum | Heat Pump | 230 | 3 | False |  |  |  | True | Single-Speed | 66000 | 6000 | 11 | 10.8 | 14.8 |  | 65000 | 5442 | 3.5 | 3.3 | 35000 | 4459 | 2.3 | Federally-Regulated Commercial & Industrial Equipment | 04/16/2019 |  | 06/03/2019
York International | Luxaire | XXEA7A(2,4,5)*3********* |  | HSP-A, Single-Package Heat Pum | Heat Pump | 208 | 3 | False |  |  |  | True | Single-Speed | 66000 | 6000 | 11 | 10.8 | 14.8 |  | 65000 | 5442 | 3.5 | 3.3 | 35000 | 4459 | 2.3 | Federally-Regulated Commercial & Industrial Equipment | 04/16/2019 |  | 06/03/2019
York International | Luxaire | XXE09A(2,4,5)*3********* |  | HSP-A, Single-Package Heat Pum | Heat Pump | 575 | 3 | False |  |  |  | True | Single-Speed | 102000 | 8644 | 11.8 | 10.8 |  |  | 94000 | 8223 | 3.35 | 3.3 | 57000 | 7424 | 2.25 | Federally-Regulated Commercial & Industrial Equipment | 01/28/2019 |  | 06/03/2019
York International | Luxaire | XXEA7A(2,4,5)*1********* |  | HSP-A, Single-Package Heat Pum | Heat Pump | 575 | 3 | False |  |  |  | True | Single-Speed | 66000 | 6000 | 11 | 10.8 | 12.7 |  | 65000 | 5442 | 3.5 | 3.3 | 35000 | 4459 | 2.3 | Federally-Regulated Commercial & Industrial Equipment | 04/16/2019 |  | 06/03/2019
York International | Luxaire | XXE08A(2,4,5)*3********* |  | HSP-A, Single-Package Heat Pum | Heat Pump | 575 | 3 | False |  |  |  | True | Single-Speed | 90000 | 7826 | 11.5 | 10.8 |  |  | 84000 | 7033 | 3.5 | 3.3 | 49000 | 6382 | 2.25 | Federally-Regulated Commercial & Industrial Equipment | 01/28/2019 |  | 06/03/2019
York International | Luxaire | XXE09A(2,4,5)*1********* |  | HSP-A, Single-Package Heat Pum | Heat Pump | 575 | 3 | False |  |  |  | True | Single-Speed | 102000 | 8644 | 11.8 | 10.8 |  |  | 94000 | 8223 | 3.35 | 3.3 | 57000 | 7424 | 2.25 | Federally-Regulated Commercial & Industrial Equipment | 01/28/2019 |  | 06/03/2019
York International | Luxaire | XXE09A(2,4,5)*3********* |  | HSP-A, Single-Package Heat Pum | Heat Pump | 460 | 3 | False |  |  |  | True | Single-Speed | 102000 | 8644 | 11.8 | 10.8 |  |  | 94000 | 8223 | 3.35 | 3.3 | 57000 | 7424 | 2.25 | Federally-Regulated Commercial & Industrial Equipment | 01/28/2019 |  | 06/03/2019
York International | Luxaire | XXEA7A(2,4,5)*1********* |  | HSP-A, Single-Package Heat Pum | Heat Pump | 460 | 3 | False |  |  |  | True | Single-Speed | 66000 | 6000 | 11 | 10.8 | 12.7 |  | 65000 | 5442 | 3.5 | 3.3 | 35000 | 4459 | 2.3 | Federally-Regulated Commercial & Industrial Equipment | 04/16/2019 |  | 06/03/2019
York International | Luxaire | XXE08A(2,4,5)*3********* |  | HSP-A, Single-Package Heat Pum | Heat Pump | 460 | 3 | False |  |  |  | True | Single-Speed | 90000 | 7826 | 11.5 | 10.8 |  |  | 84000 | 7033 | 3.5 | 3.3 | 49000 | 6382 | 2.25 | Federally-Regulated Commercial & Industrial Equipment | 01/28/2019 |  | 06/03/2019
York International | Luxaire | XXE09A(2,4,5)*1********* |  | HSP-A, Single-Package Heat Pum | Heat Pump | 460 | 3 | False |  |  |  | True | Single-Speed | 102000 | 8644 | 11.8 | 10.8 |  |  | 94000 | 8223 | 3.35 | 3.3 | 57000 | 7424 | 2.25 | Federally-Regulated Commercial & Industrial Equipment | 01/28/2019 |  | 06/03/2019
York International | Luxaire | XXE09A(2,4,5)*3********* |  | HSP-A, Single-Package Heat Pum | Heat Pump | 230 | 3 | False |  |  |  | True | Single-Speed | 102000 | 8644 | 11.8 | 10.8 |  |  | 94000 | 8223 | 3.35 | 3.3 | 57000 | 7424 | 2.25 | Federally-Regulated Commercial & Industrial Equipment | 01/28/2019 |  | 06/03/2019
York International | Luxaire | XXEA7A(2,4,5)*1********* |  | HSP-A, Single-Package Heat Pum | Heat Pump | 230 | 3 | False |  |  |  | True | Single-Speed | 66000 | 6000 | 11 | 10.8 | 12.7 |  | 65000 | 5442 | 3.5 | 3.3 | 35000 | 4459 | 2.3 | Federally-Regulated Commercial & Industrial Equipment | 04/16/2019 |  | 06/03/2019
York International | Luxaire | XXE09A(2,4,5)*1********* |  | HSP-A, Single-Package Heat Pum | Heat Pump | 230 | 3 | False |  |  |  | True | Single-Speed | 102000 | 8644 | 11.8 | 10.8 |  |  | 94000 | 8223 | 3.35 | 3.3 | 57000 | 7424 | 2.25 | Federally-Regulated Commercial & Industrial Equipment | 01/28/2019 |  | 06/03/2019
York International | Luxaire | XXE08A(2,4,5)*3********* |  | HSP-A, Single-Package Heat Pum | Heat Pump | 230 | 3 | False |  |  |  | True | Single-Speed | 90000 | 7826 | 11.5 | 10.8 |  |  | 84000 | 7033 | 3.5 | 3.3 | 49000 | 6382 | 2.25 | Federally-Regulated Commercial & Industrial Equipment | 01/28/2019 |  | 06/03/2019
York International | Luxaire | XXEA7A(2,4,5)*1********* |  | HSP-A, Single-Package Heat Pum | Heat Pump | 208 | 3 | False |  |  |  | True | Single-Speed | 66000 | 6000 | 11 | 10.8 | 12.7 |  | 65000 | 5442 | 3.5 | 3.3 | 35000 | 4459 | 2.3 | Federally-Regulated Commercial & Industrial Equipment | 04/16/2019 |  | 06/03/2019
York International | Luxaire | XXE09A(2,4,5)*1********* |  | HSP-A, Single-Package Heat Pum | Heat Pump | 208 | 3 | False |  |  |  | True | Single-Speed | 102000 | 8644 | 11.8 | 10.8 |  |  | 94000 | 8223 | 3.35 | 3.3 | 57000 | 7424 | 2.25 | Federally-Regulated Commercial & Industrial Equipment | 01/28/2019 |  | 06/03/2019
York International | Luxaire | XXE09A(2,4,5)*3********* |  | HSP-A, Single-Package Heat Pum | Heat Pump | 208 | 3 | False |  |  |  | True | Single-Speed | 102000 | 8644 | 11.8 | 10.8 |  |  | 94000 | 8223 | 3.35 | 3.3 | 57000 | 7424 | 2.25 | Federally-Regulated Commercial & Industrial Equipment | 01/28/2019 |  | 06/03/2019
York International | Luxaire | XXE08A(2,4,5)*3********* |  | HSP-A, Single-Package Heat Pum | Heat Pump | 208 | 3 | False |  |  |  | True | Single-Speed | 90000 | 7826 | 11.5 | 10.8 |  |  | 84000 | 7033 | 3.5 | 3.3 | 49000 | 6382 | 2.25 | Federally-Regulated Commercial & Industrial Equipment | 01/28/2019 |  | 06/03/2019
York International | Luxaire | XXE08A(2,4,5)*1********* |  | HSP-A, Single-Package Heat Pum | Heat Pump | 575 | 3 | False |  |  |  | True | Single-Speed | 90000 | 7826 | 11.5 | 10.8 |  |  | 84000 | 7033 | 3.5 | 3.3 | 49000 | 6382 | 2.25 | Federally-Regulated Commercial & Industrial Equipment | 01/28/2019 |  | 06/03/2019
York International | Luxaire | XXE08A(2,4,5)*1********* |  | HSP-A, Single-Package Heat Pum | Heat Pump | 460 | 3 | False |  |  |  | True | Single-Speed | 90000 | 7826 | 11.5 | 10.8 |  |  | 84000 | 7033 | 3.5 | 3.3 | 49000 | 6382 | 2.25 | Federally-Regulated Commercial & Industrial Equipment | 01/28/2019 |  | 06/03/2019
York International | Luxaire | XXE08A(2,4,5)*1********* |  | HSP-A, Single-Package Heat Pum | Heat Pump | 230 | 3 | False |  |  |  | True | Single-Speed | 90000 | 7826 | 11.5 | 10.8 |  |  | 84000 | 7033 | 3.5 | 3.3 | 49000 | 6382 | 2.25 | Federally-Regulated Commercial & Industrial Equipment | 01/28/2019 |  | 06/03/2019
York International | Luxaire | XXE08A(2,4,5)*1********* |  | HSP-A, Single-Package Heat Pum | Heat Pump | 208 | 3 | False |  |  |  | True | Single-Speed | 90000 | 7826 | 11.5 | 10.8 |  |  | 84000 | 7033 | 3.5 | 3.3 | 49000 | 6382 | 2.25 | Federally-Regulated Commercial & Industrial Equipment | 01/28/2019 |  | 06/03/2019
York International | Luxaire | XYE09A(2,4,5)*3******* |  | HSP-A, Single-Package Heat Pum | Heat Pump | 575 | 3 | False |  |  |  | True | Single-Speed | 98000 | 8166 | 12 | 10.8 |  |  | 96000 | 8275 | 3.4 | 3.3 | 54000 | 7002 | 2.26 | Federally-Regulated Commercial & Industrial Equipment | 01/28/2019 |  | 06/03/2019
York International | Luxaire | XYE09A(2,4,5)*3******* |  | HSP-A, Single-Package Heat Pum | Heat Pump | 460 | 3 | False |  |  |  | True | Single-Speed | 98000 | 8166 | 12 | 10.8 |  |  | 96000 | 8275 | 3.4 | 3.3 | 54000 | 7002 | 2.26 | Federally-Regulated Commercial & Industrial Equipment | 01/28/2019 |  | 06/03/2019
York International | Luxaire | XYE09A(2,4,5)*3******* |  | HSP-A, Single-Package Heat Pum | Heat Pump | 230 | 3 | False |  |  |  | True | Single-Speed | 98000 | 8166 | 12 | 10.8 |  |  | 96000 | 8275 | 3.4 | 3.3 | 54000 | 7002 | 2.26 | Federally-Regulated Commercial & Industrial Equipment | 01/28/2019 |  | 06/03/2019
York International | Luxaire | XYE09A(2,4,5)*3******* |  | HSP-A, Single-Package Heat Pum | Heat Pump | 208 | 3 | False |  |  |  | True | Single-Speed | 98000 | 8166 | 12 | 10.8 |  |  | 96000 | 8275 | 3.4 | 3.3 | 54000 | 7002 | 2.26 | Federally-Regulated Commercial & Industrial Equipment | 01/28/2019 |  | 06/03/2019
York International | Luxaire | XYE09A(2,4,5)*1******* |  | HSP-A, Single-Package Heat Pum | Heat Pump | 575 | 3 | False |  |  |  | True | Single-Speed | 98000 | 8166 | 12 | 10.8 |  |  | 96000 | 8275 | 3.4 | 3.3 | 54000 | 7002 | 2.26 | Federally-Regulated Commercial & Industrial Equipment | 01/28/2019 |  | 06/03/2019
York International | Luxaire | XYE09A(2,4,5)*1******* |  | HSP-A, Single-Package Heat Pum | Heat Pump | 460 | 3 | False |  |  |  | True | Single-Speed | 98000 | 8166 | 12 | 10.8 |  |  | 96000 | 8275 | 3.4 | 3.3 | 54000 | 7002 | 2.26 | Federally-Regulated Commercial & Industrial Equipment | 01/28/2019 |  | 06/03/2019
York International | Luxaire | XYE09A(2,4,5)*1******* |  | HSP-A, Single-Package Heat Pum | Heat Pump | 230 | 3 | False |  |  |  | True | Single-Speed | 98000 | 8166 | 12 | 10.8 |  |  | 96000 | 8275 | 3.4 | 3.3 | 54000 | 7002 | 2.26 | Federally-Regulated Commercial & Industrial Equipment | 01/28/2019 |  | 06/03/2019
York International | Luxaire | XYE09A(2,4,5)*1******* |  | HSP-A, Single-Package Heat Pum | Heat Pump | 208 | 3 | False |  |  |  | True | Single-Speed | 98000 | 8166 | 12 | 10.8 |  |  | 96000 | 8275 | 3.4 | 3.3 | 54000 | 7002 | 2.26 | Federally-Regulated Commercial & Industrial Equipment | 01/28/2019 |  | 06/03/2019
York International | Luxaire | XYE08A(2,4,5)*3******* |  | HSP-A, Single-Package Heat Pum | Heat Pump | 575 | 3 | False |  |  |  | True | Single-Speed | 88000 | 7272 | 12.1 | 10.8 | 16 |  | 84000 | 7033 | 3.5 | 3.3 | 48000 | 5861 | 2.4 | Federally-Regulated Commercial & Industrial Equipment | 04/16/2019 |  | 06/03/2019
York International | Luxaire | XYE08A(2,4,5)*3******* |  | HSP-A, Single-Package Heat Pum | Heat Pump | 460 | 3 | False |  |  |  | True | Single-Speed | 88000 | 7272 | 12.1 | 10.8 | 16 |  | 84000 | 7033 | 3.5 | 3.3 | 48000 | 5861 | 2.4 | Federally-Regulated Commercial & Industrial Equipment | 04/16/2019 |  | 06/03/2019
York International | Luxaire | XYE08A(2,4,5)*3******* |  | HSP-A, Single-Package Heat Pum | Heat Pump | 230 | 3 | False |  |  |  | True | Single-Speed | 88000 | 7272 | 12.1 | 10.8 | 16 |  | 84000 | 7033 | 3.5 | 3.3 | 48000 | 5861 | 2.4 | Federally-Regulated Commercial & Industrial Equipment | 04/16/2019 |  | 06/03/2019
York International | Luxaire | XYE08A(2,4,5)*3******* |  | HSP-A, Single-Package Heat Pum | Heat Pump | 208 | 3 | False |  |  |  | True | Single-Speed | 88000 | 7272 | 12.1 | 10.8 | 16 |  | 84000 | 7033 | 3.5 | 3.3 | 48000 | 5861 | 2.4 | Federally-Regulated Commercial & Industrial Equipment | 04/16/2019 |  | 06/03/2019
York International | Luxaire | XYE08A(2,4,5)*1******* |  | HSP-A, Single-Package Heat Pum | Heat Pump | 575 | 3 | False |  |  |  | True | Single-Speed | 88000 | 7272 | 12.1 | 10.8 | 14 |  | 84000 | 7033 | 3.5 | 3.3 | 48000 | 5861 | 2.4 | Federally-Regulated Commercial & Industrial Equipment | 04/16/2019 |  | 06/03/2019
York International | Luxaire | XYE08A(2,4,5)*1******* |  | HSP-A, Single-Package Heat Pum | Heat Pump | 460 | 3 | False |  |  |  | True | Single-Speed | 88000 | 7272 | 12.1 | 10.8 | 14 |  | 84000 | 7033 | 3.5 | 3.3 | 48000 | 5861 | 2.4 | Federally-Regulated Commercial & Industrial Equipment | 04/16/2019 |  | 06/03/2019
York International | Luxaire | XYE08A(2,4,5)*1******* |  | HSP-A, Single-Package Heat Pum | Heat Pump | 230 | 3 | False |  |  |  | True | Single-Speed | 88000 | 7272 | 12.1 | 10.8 | 14 |  | 84000 | 7033 | 3.5 | 3.3 | 48000 | 5861 | 2.4 | Federally-Regulated Commercial & Industrial Equipment | 04/16/2019 |  | 06/03/2019
York International | Luxaire | XYE08A(2,4,5)*1******* |  | HSP-A, Single-Package Heat Pum | Heat Pump | 208 | 3 | False |  |  |  | True | Single-Speed | 88000 | 7272 | 12.1 | 10.8 | 14 |  | 84000 | 7033 | 3.5 | 3.3 | 48000 | 5861 | 2.4 | Federally-Regulated Commercial & Industrial Equipment | 04/16/2019 |  | 06/03/2019
York International | Luxaire | XYE07A(2,4,5)*1******* |  | HSP-A, Single-Package Heat Pum | Heat Pump | 575 | 3 | False |  |  |  | True | Single-Speed | 71000 | 5916 | 12 | 10.8 | 13.2 |  | 69000 | 5947 | 3.4 | 3.3 | 39000 | 4762 | 2.4 | Federally-Regulated Commercial & Industrial Equipment | 04/16/2019 |  | 06/03/2019
York International | Luxaire | XYE07A(2,4,5)*1******* |  | HSP-A, Single-Package Heat Pum | Heat Pump | 460 | 3 | False |  |  |  | True | Single-Speed | 71000 | 5916 | 12 | 10.8 | 13.2 |  | 69000 | 5947 | 3.4 | 3.3 | 39000 | 4762 | 2.4 | Federally-Regulated Commercial & Industrial Equipment | 04/16/2019 |  | 06/03/2019
York International | Luxaire | XYE07A(2,4,5)*1******* |  | HSP-A, Single-Package Heat Pum | Heat Pump | 230 | 3 | False |  |  |  | True | Single-Speed | 71000 | 5916 | 12 | 10.8 | 13.2 |  | 69000 | 5947 | 3.4 | 3.3 | 39000 | 4762 | 2.4 | Federally-Regulated Commercial & Industrial Equipment | 04/16/2019 |  | 06/03/2019
York International | Luxaire | XYE07A(2,4,5)*1******* |  | HSP-A, Single-Package Heat Pum | Heat Pump | 208 | 3 | False |  |  |  | True | Single-Speed | 71000 | 5916 | 12 | 10.8 | 13.2 |  | 69000 | 5947 | 3.4 | 3.3 | 39000 | 4762 | 2.4 | Federally-Regulated Commercial & Industrial Equipment | 04/16/2019 |  | 06/03/2019
York International | Luxaire | XXE12A(2,4,5)*3********* |  | HSP-A, Single-Package Heat Pum | Heat Pump | 575 | 3 | False |  |  |  | True | Single-Speed | 116000 | 10545 | 11 | 10.8 |  |  | 108000 | 9591 | 3.3 | 3.3 | 62000 | 8075 | 2.25 | Federally-Regulated Commercial & Industrial Equipment | 01/28/2019 |  | 06/03/2019
York International | Luxaire | XXE12A(2,4,5)*3********* |  | HSP-A, Single-Package Heat Pum | Heat Pump | 460 | 3 | False |  |  |  | True | Single-Speed | 116000 | 10545 | 11 | 10.8 |  |  | 108000 | 9591 | 3.3 | 3.3 | 62000 | 8075 | 2.25 | Federally-Regulated Commercial & Industrial Equipment | 01/28/2019 |  | 06/03/2019
York International | Luxaire | XXE12A(2,4,5)*3********* |  | HSP-A, Single-Package Heat Pum | Heat Pump | 230 | 3 | False |  |  |  | True | Single-Speed | 116000 | 10545 | 11 | 10.8 |  |  | 108000 | 9591 | 3.3 | 3.3 | 62000 | 8075 | 2.25 | Federally-Regulated Commercial & Industrial Equipment | 01/28/2019 |  | 06/03/2019
York International | Luxaire | XXE12A(2,4,5)*3********* |  | HSP-A, Single-Package Heat Pum | Heat Pump | 208 | 3 | False |  |  |  | True | Single-Speed | 116000 | 10545 | 11 | 10.8 |  |  | 108000 | 9591 | 3.3 | 3.3 | 62000 | 8075 | 2.25 | Federally-Regulated Commercial & Industrial Equipment | 01/28/2019 |  | 06/03/2019
York International | Luxaire | XA-15C00(P,R,S,U,V,X)(2,4,5)******** |  | HSP-A, Single-Package Heat Pum | Heat Pump | 575 | 3 | False |  |  |  | True | Single-Speed | 176000 | 16603 | 10.6 | 10.4 |  |  | 162000 | 14653 | 3.24 | 3.2 | 99000 | 14153 | 2.05 | Federally-Regulated Commercial & Industrial Equipment | 01/28/2019 |  | 06/03/2019
York International | Luxaire | XA-15C00(P,R,S,U,V,X)(2,4,5)******** |  | HSP-A, Single-Package Heat Pum | Heat Pump | 460 | 3 | False |  |  |  | True | Single-Speed | 176000 | 16603 | 10.6 | 10.4 |  |  | 162000 | 14653 | 3.24 | 3.2 | 99000 | 14153 | 2.05 | Federally-Regulated Commercial & Industrial Equipment | 01/28/2019 |  | 06/03/2019
York International | Luxaire | XA-15C00(P,R,S,U,V,X)(2,4,5)******** |  | HSP-A, Single-Package Heat Pum | Heat Pump | 230 | 3 | False |  |  |  | True | Single-Speed | 176000 | 16603 | 10.6 | 10.4 |  |  | 162000 | 14653 | 3.24 | 3.2 | 99000 | 14153 | 2.05 | Federally-Regulated Commercial & Industrial Equipment | 01/28/2019 |  | 06/03/2019
York International | Luxaire | XA-15C00(P,R,S,U,V,X)(2,4,5)******** |  | HSP-A, Single-Package Heat Pum | Heat Pump | 208 | 3 | False |  |  |  | True | Single-Speed | 176000 | 16603 | 10.6 | 10.4 |  |  | 162000 | 14653 | 3.24 | 3.2 | 99000 | 14153 | 2.05 | Federally-Regulated Commercial & Industrial Equipment | 01/28/2019 |  | 06/03/2019
York International | Luxaire | XA-20C00(P,R,S,U,V,X)(2,4,5)******** |  | HSP-A, Single-Package Heat Pum | Heat Pump | 575 | 3 | False |  |  |  | True | Single-Speed | 240000 | 25263 | 9.5 | 9.3 |  |  | 240000 | 21980 | 3.2 | 3.2 | 136000 | 19443 | 2.05 | Federally-Regulated Commercial & Industrial Equipment | 01/28/2019 |  | 06/03/2019
York International | Luxaire | XA-20C00(P,R,S,U,V,X)(2,4,5)******** |  | HSP-A, Single-Package Heat Pum | Heat Pump | 460 | 3 | False |  |  |  | True | Single-Speed | 240000 | 25263 | 9.5 | 9.3 |  |  | 240000 | 21980 | 3.2 | 3.2 | 136000 | 19443 | 2.05 | Federally-Regulated Commercial & Industrial Equipment | 01/28/2019 |  | 06/03/2019
York International | Luxaire | XA-20C00(P,R,S,U,V,X)(2,4,5)******** |  | HSP-A, Single-Package Heat Pum | Heat Pump | 230 | 3 | False |  |  |  | True | Single-Speed | 240000 | 25263 | 9.5 | 9.3 |  |  | 240000 | 21980 | 3.2 | 3.2 | 136000 | 19443 | 2.05 | Federally-Regulated Commercial & Industrial Equipment | 01/28/2019 |  | 06/03/2019
York International | Luxaire | XA-20C00(P,R,S,U,V,X)(2,4,5)******** |  | HSP-A, Single-Package Heat Pum | Heat Pump | 208 | 3 | False |  |  |  | True | Single-Speed | 240000 | 25263 | 9.5 | 9.3 |  |  | 240000 | 21980 | 3.2 | 3.2 | 136000 | 19443 | 2.05 | Federally-Regulated Commercial & Industrial Equipment | 01/28/2019 |  | 06/03/2019
York International | Luxaire | XA-15C00(B,D)(2,4,5)******** |  | HSP-A, Single-Package Heat Pum | Heat Pump | 575 | 3 | False |  |  |  | True | Single-Speed | 176000 | 16603 | 10.6 | 10.4 |  |  | 162000 | 14653 | 3.24 | 3.2 | 99000 | 14153 | 2.05 | Federally-Regulated Commercial & Industrial Equipment | 01/28/2019 |  | 06/03/2019
York International | Luxaire | XA-15C00(B,D)(2,4,5)******** |  | HSP-A, Single-Package Heat Pum | Heat Pump | 460 | 3 | False |  |  |  | True | Single-Speed | 176000 | 16603 | 10.6 | 10.4 |  |  | 162000 | 14653 | 3.24 | 3.2 | 99000 | 14153 | 2.05 | Federally-Regulated Commercial & Industrial Equipment | 01/28/2019 |  | 06/03/2019
York International | Luxaire | XA-15C00(B,D)(2,4,5)******** |  | HSP-A, Single-Package Heat Pum | Heat Pump | 230 | 3 | False |  |  |  | True | Single-Speed | 176000 | 16603 | 10.6 | 10.4 |  |  | 162000 | 14653 | 3.24 | 3.2 | 99000 | 14153 | 2.05 | Federally-Regulated Commercial & Industrial Equipment | 01/28/2019 |  | 06/03/2019
York International | Luxaire | XA-15C00(B,D)(2,4,5)******** |  | HSP-A, Single-Package Heat Pum | Heat Pump | 208 | 3 | False |  |  |  | True | Single-Speed | 176000 | 16603 | 10.6 | 10.4 |  |  | 162000 | 14653 | 3.24 | 3.2 | 99000 | 14153 | 2.05 | Federally-Regulated Commercial & Industrial Equipment | 01/28/2019 |  | 06/03/2019
York International | Luxaire | XA-08[C,E]**(B,D)(2,4,5)******** |  | HSP-A, Single-Package Heat Pum | Both Heat Pump and Electric Re | 575 | 3 | False |  |  |  | True | Single-Speed | 100000 | 8928 | 11.2 | 11 |  |  | 94000 | 8102 | 3.4 | 3.3 | 54000 | 7033 | 2.25 | Federally-Regulated Commercial & Industrial Equipment | 01/28/2019 |  | 06/03/2019
York International | Luxaire | XA-08[C,E]**(B,D)(2,4,5)******** |  | HSP-A, Single-Package Heat Pum | Both Heat Pump and Electric Re | 460 | 3 | False |  |  |  | True | Single-Speed | 100000 | 8928 | 11.2 | 11 |  |  | 94000 | 8102 | 3.4 | 3.3 | 54000 | 7033 | 2.25 | Federally-Regulated Commercial & Industrial Equipment | 01/28/2019 |  | 06/03/2019
York International | Luxaire | XA-08[C,E]**(B,D)(2,4,5)******** |  | HSP-A, Single-Package Heat Pum | Both Heat Pump and Electric Re | 230 | 3 | False |  |  |  | True | Single-Speed | 100000 | 8928 | 11.2 | 11 |  |  | 94000 | 8102 | 3.4 | 3.3 | 54000 | 7033 | 2.25 | Federally-Regulated Commercial & Industrial Equipment | 01/28/2019 |  | 06/03/2019
York International | Luxaire | XA-08[C,E]**(B,D)(2,4,5)******** |  | HSP-A, Single-Package Heat Pum | Both Heat Pump and Electric Re | 208 | 3 | False |  |  |  | True | Single-Speed | 100000 | 8928 | 11.2 | 11 |  |  | 94000 | 8102 | 3.4 | 3.3 | 54000 | 7033 | 2.25 | Federally-Regulated Commercial & Industrial Equipment | 01/28/2019 |  | 06/03/2019
York International | Luxaire | XA-07[C,E]**(P,R,S,U,V,X)(2,4,5)******** |  | HSP-A, Single-Package Heat Pum | Both Heat Pump and Electric Re | 575 | 3 | False |  |  |  | True | Single-Speed | 90000 | 7894 | 11.4 | 11 |  |  | 88000 | 7585 | 3.4 | 3.3 | 51000 | 6643 | 2.25 | Federally-Regulated Commercial & Industrial Equipment | 01/28/2019 |  | 06/03/2019
York International | Luxaire | XA-07[C,E]**(P,R,S,U,V,X)(2,4,5)******** |  | HSP-A, Single-Package Heat Pum | Both Heat Pump and Electric Re | 460 | 3 | False |  |  |  | True | Single-Speed | 90000 | 7894 | 11.4 | 11 |  |  | 88000 | 7585 | 3.4 | 3.3 | 51000 | 6643 | 2.25 | Federally-Regulated Commercial & Industrial Equipment | 01/28/2019 |  | 06/03/2019
York International | Luxaire | XA-07[C,E]**(P,R,S,U,V,X)(2,4,5)******** |  | HSP-A, Single-Package Heat Pum | Both Heat Pump and Electric Re | 230 | 3 | False |  |  |  | True | Single-Speed | 90000 | 7894 | 11.4 | 11 |  |  | 88000 | 7585 | 3.4 | 3.3 | 51000 | 6643 | 2.25 | Federally-Regulated Commercial & Industrial Equipment | 01/28/2019 |  | 06/03/2019
York International | Luxaire | XA-07[C,E]**(P,R,S,U,V,X)(2,4,5)******** |  | HSP-A, Single-Package Heat Pum | Both Heat Pump and Electric Re | 208 | 3 | False |  |  |  | True | Single-Speed | 90000 | 7894 | 11.4 | 11 |  |  | 88000 | 7585 | 3.4 | 3.3 | 51000 | 6643 | 2.25 | Federally-Regulated Commercial & Industrial Equipment | 01/28/2019 |  | 06/03/2019
York International | Luxaire | XA-08[C,E]**(P,R,S,U,V,X)(2,4,5)******** |  | HSP-A, Single-Package Heat Pum | Both Heat Pump and Electric Re | 575 | 3 | False |  |  |  | True | Single-Speed | 100000 | 8928 | 11.2 | 11 |  |  | 94000 | 8102 | 3.4 | 3.3 | 54000 | 7033 | 2.25 | Federally-Regulated Commercial & Industrial Equipment | 01/28/2019 |  | 06/03/2019
York International | Luxaire | XA-08[C,E]**(P,R,S,U,V,X)(2,4,5)******** |  | HSP-A, Single-Package Heat Pum | Both Heat Pump and Electric Re | 460 | 3 | False |  |  |  | True | Single-Speed | 100000 | 8928 | 11.2 | 11 |  |  | 94000 | 8102 | 3.4 | 3.3 | 54000 | 7033 | 2.25 | Federally-Regulated Commercial & Industrial Equipment | 01/28/2019 |  | 06/03/2019
York International | Luxaire | XA-08[C,E]**(P,R,S,U,V,X)(2,4,5)******** |  | HSP-A, Single-Package Heat Pum | Both Heat Pump and Electric Re | 230 | 3 | False |  |  |  | True | Single-Speed | 100000 | 8928 | 11.2 | 11 |  |  | 94000 | 8102 | 3.4 | 3.3 | 54000 | 7033 | 2.25 | Federally-Regulated Commercial & Industrial Equipment | 01/28/2019 |  | 06/03/2019
York International | Luxaire | XA-08[C,E]**(P,R,S,U,V,X)(2,4,5)******** |  | HSP-A, Single-Package Heat Pum | Both Heat Pump and Electric Re | 208 | 3 | False |  |  |  | True | Single-Speed | 100000 | 8928 | 11.2 | 11 |  |  | 94000 | 8102 | 3.4 | 3.3 | 54000 | 7033 | 2.25 | Federally-Regulated Commercial & Industrial Equipment | 01/28/2019 |  | 06/03/2019
York International | Luxaire | XA-10[C,E]**(P,R,S,U,V,X)(2,4,5)******** |  | HSP-A, Single-Package Heat Pum | Both Heat Pump and Electric Re | 575 | 3 | False |  |  |  | True | Single-Speed | 114000 | 10363 | 11 | 11 |  |  | 106000 | 9137 | 3.4 | 3.3 | 59000 | 7685 | 2.25 | Federally-Regulated Commercial & Industrial Equipment | 01/28/2019 |  | 06/03/2019
York International | Luxaire | XA-10[C,E]**(P,R,S,U,V,X)(2,4,5)******** |  | HSP-A, Single-Package Heat Pum | Both Heat Pump and Electric Re | 460 | 3 | False |  |  |  | True | Single-Speed | 114000 | 10363 | 11 | 11 |  |  | 106000 | 9137 | 3.4 | 3.3 | 59000 | 7685 | 2.25 | Federally-Regulated Commercial & Industrial Equipment | 01/28/2019 |  | 06/03/2019
York International | Luxaire | XA-10[C,E]**(P,R,S,U,V,X)(2,4,5)******** |  | HSP-A, Single-Package Heat Pum | Both Heat Pump and Electric Re | 230 | 3 | False |  |  |  | True | Single-Speed | 114000 | 10363 | 11 | 11 |  |  | 106000 | 9137 | 3.4 | 3.3 | 59000 | 7685 | 2.25 | Federally-Regulated Commercial & Industrial Equipment | 01/28/2019 |  | 06/03/2019
York International | Luxaire | XA-10[C,E]**(P,R,S,U,V,X)(2,4,5)******** |  | HSP-A, Single-Package Heat Pum | Both Heat Pump and Electric Re | 208 | 3 | False |  |  |  | True | Single-Speed | 114000 | 10363 | 11 | 11 |  |  | 106000 | 9137 | 3.4 | 3.3 | 59000 | 7685 | 2.25 | Federally-Regulated Commercial & Industrial Equipment | 01/28/2019 |  | 06/03/2019
York International | Luxaire | XA-06[C,E]**(P,R,S,U,V,X)(2,4,5)******** |  | HSP-A, Single-Package Heat Pum | Both Heat Pump and Electric Re | 575 | 3 | False |  |  |  | True | Single-Speed | 78000 | 6500 | 12 | 11 |  |  | 75000 | 6464 | 3.4 | 3.3 | 43000 | 5600 | 2.25 | Federally-Regulated Commercial & Industrial Equipment | 01/28/2019 |  | 06/03/2019
York International | Luxaire | XA-06[C,E]**(P,R,S,U,V,X)(2,4,5)******** |  | HSP-A, Single-Package Heat Pum | Both Heat Pump and Electric Re | 460 | 3 | False |  |  |  | True | Single-Speed | 78000 | 6500 | 12 | 11 |  |  | 75000 | 6464 | 3.4 | 3.3 | 43000 | 5600 | 2.25 | Federally-Regulated Commercial & Industrial Equipment | 01/28/2019 |  | 06/03/2019
York International | Luxaire | XA-06[C,E]**(P,R,S,U,V,X)(2,4,5)******** |  | HSP-A, Single-Package Heat Pum | Both Heat Pump and Electric Re | 230 | 3 | False |  |  |  | True | Single-Speed | 78000 | 6500 | 12 | 11 |  |  | 75000 | 6464 | 3.4 | 3.3 | 43000 | 5600 | 2.25 | Federally-Regulated Commercial & Industrial Equipment | 01/28/2019 |  | 06/03/2019
York International | Luxaire | XA-06[C,E]**(P,R,S,U,V,X)(2,4,5)******** |  | HSP-A, Single-Package Heat Pum | Both Heat Pump and Electric Re | 208 | 3 | False |  |  |  | True | Single-Speed | 78000 | 6500 | 12 | 11 |  |  | 75000 | 6464 | 3.4 | 3.3 | 43000 | 5600 | 2.25 | Federally-Regulated Commercial & Industrial Equipment | 01/28/2019 |  | 06/03/2019
York International | Luxaire | XA-06[C,E]**(B,D)(2,4,5)******** |  | HSP-A, Single-Package Heat Pum | Both Heat Pump and Electric Re | 575 | 3 | False |  |  |  | True | Single-Speed | 78000 | 6500 | 12 | 11 |  |  | 75000 | 6464 | 3.4 | 3.3 | 43000 | 5600 | 2.25 | Federally-Regulated Commercial & Industrial Equipment | 01/28/2019 |  | 06/03/2019
York International | Luxaire | XA-06[C,E]**(B,D)(2,4,5)******** |  | HSP-A, Single-Package Heat Pum | Both Heat Pump and Electric Re | 460 | 3 | False |  |  |  | True | Single-Speed | 78000 | 6500 | 12 | 11 |  |  | 75000 | 6464 | 3.4 | 3.3 | 43000 | 5600 | 2.25 | Federally-Regulated Commercial & Industrial Equipment | 01/28/2019 |  | 06/03/2019
York International | Luxaire | XA-06[C,E]**(B,D)(2,4,5)******** |  | HSP-A, Single-Package Heat Pum | Both Heat Pump and Electric Re | 230 | 3 | False |  |  |  | True | Single-Speed | 78000 | 6500 | 12 | 11 |  |  | 75000 | 6464 | 3.4 | 3.3 | 43000 | 5600 | 2.25 | Federally-Regulated Commercial & Industrial Equipment | 01/28/2019 |  | 06/03/2019
York International | Luxaire | XA-06[C,E]**(B,D)(2,4,5)******** |  | HSP-A, Single-Package Heat Pum | Both Heat Pump and Electric Re | 208 | 3 | False |  |  |  | True | Single-Speed | 78000 | 6500 | 12 | 11 |  |  | 75000 | 6464 | 3.4 | 3.3 | 43000 | 5600 | 2.25 | Federally-Regulated Commercial & Industrial Equipment | 01/28/2019 |  | 06/03/2019
York International | Luxaire | XA-07[C,E]**(B,D)(2,4,5)******** |  | HSP-A, Single-Package Heat Pum | Both Heat Pump and Electric Re | 575 | 3 | False |  |  |  | True | Single-Speed | 90000 | 7894 | 11.4 | 11 |  |  | 88000 | 7585 | 3.4 | 3.3 | 51000 | 6643 | 2.25 | Federally-Regulated Commercial & Industrial Equipment | 01/28/2019 |  | 06/03/2019
York International | Luxaire | XA-07[C,E]**(B,D)(2,4,5)******** |  | HSP-A, Single-Package Heat Pum | Both Heat Pump and Electric Re | 460 | 3 | False |  |  |  | True | Single-Speed | 90000 | 7894 | 11.4 | 11 |  |  | 88000 | 7585 | 3.4 | 3.3 | 51000 | 6643 | 2.25 | Federally-Regulated Commercial & Industrial Equipment | 01/28/2019 |  | 06/03/2019
York International | Luxaire | XA-07[C,E]**(B,D)(2,4,5)******** |  | HSP-A, Single-Package Heat Pum | Both Heat Pump and Electric Re | 230 | 3 | False |  |  |  | True | Single-Speed | 90000 | 7894 | 11.4 | 11 |  |  | 88000 | 7585 | 3.4 | 3.3 | 51000 | 6643 | 2.25 | Federally-Regulated Commercial & Industrial Equipment | 01/28/2019 |  | 06/03/2019
York International | Luxaire | XA-07[C,E]**(B,D)(2,4,5)******** |  | HSP-A, Single-Package Heat Pum | Both Heat Pump and Electric Re | 208 | 3 | False |  |  |  | True | Single-Speed | 90000 | 7894 | 11.4 | 11 |  |  | 88000 | 7585 | 3.4 | 3.3 | 51000 | 6643 | 2.25 | Federally-Regulated Commercial & Industrial Equipment | 01/28/2019 |  | 06/03/2019
York International | Luxaire | PH-15C00A*(T,W,X)***** | NH-15C00*(X,S)****** | HRCU-A-CB, Split System: Heat | Heat Pump | 575 | 3 |  | False |  |  | True | Single-Speed | 180000 | 16981 | 10.6 | 10.4 | 12 |  | 168000 | 15386 | 3.2 | 3.2 | 104000 | 13252 | 2.3 | Federally-Regulated Commercial & Industrial Equipment | 04/16/2019 |  | 06/03/2019
York International | Luxaire | PH-15C00A*(T,W,X)***** | NH-15C00*(X,S)****** | HRCU-A-CB, Split System: Heat | Heat Pump | 460 | 3 |  | False |  |  | True | Single-Speed | 180000 | 16981 | 10.6 | 10.4 | 12 |  | 168000 | 15386 | 3.2 | 3.2 | 104000 | 13252 | 2.3 | Federally-Regulated Commercial & Industrial Equipment | 04/16/2019 |  | 06/03/2019
York International | Luxaire | PH-15C00A*(T,W,X)***** | NH-15C00*(X,S)****** | HRCU-A-CB, Split System: Heat | Heat Pump | 230 | 3 |  | False |  |  | True | Single-Speed | 180000 | 16981 | 10.6 | 10.4 | 12 |  | 168000 | 15386 | 3.2 | 3.2 | 104000 | 13252 | 2.3 | Federally-Regulated Commercial & Industrial Equipment | 04/16/2019 |  | 06/03/2019
York International | Luxaire | PH-15C00A*(T,W,X)***** | NH-15C00*(X,S)****** | HRCU-A-CB, Split System: Heat | Heat Pump | 208 | 3 |  | False |  |  | True | Single-Speed | 180000 | 16981 | 10.6 | 10.4 | 12 |  | 168000 | 15386 | 3.2 | 3.2 | 104000 | 13252 | 2.3 | Federally-Regulated Commercial & Industrial Equipment | 04/16/2019 |  | 06/03/2019
York International | Luxaire | PJ-20C00A*(T,W,X)***** | NJ-20C00*(X,S)****** | HRCU-A-CB, Split System: Heat | Heat Pump | 575 | 3 |  | False |  |  | True | Single-Speed | 230000 | 21698 | 10.6 | 10.4 | 11.7 |  | 220000 | 19538 | 3.3 | 3.2 | 124000 | 16518 | 2.2 | Federally-Regulated Commercial & Industrial Equipment | 04/16/2019 |  | 06/03/2019
York International | Luxaire | PJ-20C00A*(T,W,X)***** | NJ-20C00*(X,S)****** | HRCU-A-CB, Split System: Heat | Heat Pump | 460 | 3 |  | False |  |  | True | Single-Speed | 230000 | 21698 | 10.6 | 10.4 | 11.7 |  | 220000 | 19538 | 3.3 | 3.2 | 124000 | 16518 | 2.2 | Federally-Regulated Commercial & Industrial Equipment | 04/16/2019 |  | 06/03/2019
York International | Luxaire | PJ-20C00A*(T,W,X)***** | NJ-20C00*(X,S)****** | HRCU-A-CB, Split System: Heat | Heat Pump | 230 | 3 |  | False |  |  | True | Single-Speed | 230000 | 21698 | 10.6 | 10.4 | 11.7 |  | 220000 | 19538 | 3.3 | 3.2 | 124000 | 16518 | 2.2 | Federally-Regulated Commercial & Industrial Equipment | 04/16/2019 |  | 06/03/2019
York International | Luxaire | PJ-20C00A*(T,W,X)***** | NJ-20C00*(X,S)****** | HRCU-A-CB, Split System: Heat | Heat Pump | 208 | 3 |  | False |  |  | True | Single-Speed | 230000 | 21698 | 10.6 | 10.4 | 11.7 |  | 220000 | 19538 | 3.3 | 3.2 | 124000 | 16518 | 2.2 | Federally-Regulated Commercial & Industrial Equipment | 04/16/2019 |  | 06/03/2019
York International | Luxaire | PJ-15C00A*(T,W,X)***** | NJ-15C00*(X,S)****** | HRCU-A-CB, Split System: Heat | Heat Pump | 575 | 3 |  | False |  |  | True | Single-Speed | 174000 | 16415 | 10.6 | 10.4 |  |  | 160000 | 13791 | 3.4 | 3.2 | 100000 | 13025 | 2.25 | Federally-Regulated Commercial & Industrial Equipment | 01/28/2019 |  | 06/03/2019
York International | Luxaire | PJ-15C00A*(T,W,X)***** | NJ-15C00*(X,S)****** | HRCU-A-CB, Split System: Heat | Heat Pump | 460 | 3 |  | False |  |  | True | Single-Speed | 174000 | 16415 | 10.6 | 10.4 |  |  | 160000 | 13791 | 3.4 | 3.2 | 100000 | 13025 | 2.25 | Federally-Regulated Commercial & Industrial Equipment | 01/28/2019 |  | 06/03/2019
York International | Luxaire | PJ-15C00A*(T,W,X)***** | NJ-15C00*(X,S)****** | HRCU-A-CB, Split System: Heat | Heat Pump | 230 | 3 |  | False |  |  | True | Single-Speed | 174000 | 16415 | 10.6 | 10.4 |  |  | 160000 | 13791 | 3.4 | 3.2 | 100000 | 13025 | 2.25 | Federally-Regulated Commercial & Industrial Equipment | 01/28/2019 |  | 06/03/2019
York International | Luxaire | PJ-15C00A*(T,W,X)***** | NJ-15C00*(X,S)****** | HRCU-A-CB, Split System: Heat | Heat Pump | 208 | 3 |  | False |  |  | True | Single-Speed | 174000 | 16415 | 10.6 | 10.4 |  |  | 160000 | 13791 | 3.4 | 3.2 | 100000 | 13025 | 2.25 | Federally-Regulated Commercial & Industrial Equipment | 01/28/2019 |  | 06/03/2019
York International | SUNLINE MAGNUM | XP180C00(P,R,S,U,V,X)(2,4,5)******** |  | HSP-A, Single-Package Heat Pum | Heat Pump | 575 | 3 | False |  |  |  | True | Single-Speed | 176000 | 16603 | 10.6 | 10.4 |  |  | 162000 | 14653 | 3.24 | 3.2 | 99000 | 14153 | 2.05 | Federally-Regulated Commercial & Industrial Equipment | 01/28/2019 |  | 06/03/2019
York International | SUNLINE MAGNUM | XP180C00(P,R,S,U,V,X)(2,4,5)******** |  | HSP-A, Single-Package Heat Pum | Heat Pump | 460 | 3 | False |  |  |  | True | Single-Speed | 176000 | 16603 | 10.6 | 10.4 |  |  | 162000 | 14653 | 3.24 | 3.2 | 99000 | 14153 | 2.05 | Federally-Regulated Commercial & Industrial Equipment | 01/28/2019 |  | 06/03/2019
York International | SUNLINE MAGNUM | XP180C00(P,R,S,U,V,X)(2,4,5)******** |  | HSP-A, Single-Package Heat Pum | Heat Pump | 230 | 3 | False |  |  |  | True | Single-Speed | 176000 | 16603 | 10.6 | 10.4 |  |  | 162000 | 14653 | 3.24 | 3.2 | 99000 | 14153 | 2.05 | Federally-Regulated Commercial & Industrial Equipment | 01/28/2019 |  | 06/03/2019
York International | SUNLINE MAGNUM | XP180C00(P,R,S,U,V,X)(2,4,5)******** |  | HSP-A, Single-Package Heat Pum | Heat Pump | 208 | 3 | False |  |  |  | True | Single-Speed | 176000 | 16603 | 10.6 | 10.4 |  |  | 162000 | 14653 | 3.24 | 3.2 | 99000 | 14153 | 2.05 | Federally-Regulated Commercial & Industrial Equipment | 01/28/2019 |  | 06/03/2019
York International | SUNLINE MAGNUM | XP180C00(B,D)(2,4,5)******** |  | HSP-A, Single-Package Heat Pum | Heat Pump | 575 | 3 | False |  |  |  | True | Single-Speed | 176000 | 16603 | 10.6 | 10.4 |  |  | 162000 | 14653 | 3.24 | 3.2 | 99000 | 14153 | 2.05 | Federally-Regulated Commercial & Industrial Equipment | 01/28/2019 |  | 06/03/2019
York International | SUNLINE MAGNUM | XP180C00(B,D)(2,4,5)******** |  | HSP-A, Single-Package Heat Pum | Heat Pump | 460 | 3 | False |  |  |  | True | Single-Speed | 176000 | 16603 | 10.6 | 10.4 |  |  | 162000 | 14653 | 3.24 | 3.2 | 99000 | 14153 | 2.05 | Federally-Regulated Commercial & Industrial Equipment | 01/28/2019 |  | 06/03/2019
York International | SUNLINE MAGNUM | XP180C00(B,D)(2,4,5)******** |  | HSP-A, Single-Package Heat Pum | Heat Pump | 230 | 3 | False |  |  |  | True | Single-Speed | 176000 | 16603 | 10.6 | 10.4 |  |  | 162000 | 14653 | 3.24 | 3.2 | 99000 | 14153 | 2.05 | Federally-Regulated Commercial & Industrial Equipment | 01/28/2019 |  | 06/03/2019
York International | SUNLINE MAGNUM | XP180C00(B,D)(2,4,5)******** |  | HSP-A, Single-Package Heat Pum | Heat Pump | 208 | 3 | False |  |  |  | True | Single-Speed | 176000 | 16603 | 10.6 | 10.4 |  |  | 162000 | 14653 | 3.24 | 3.2 | 99000 | 14153 | 2.05 | Federally-Regulated Commercial & Industrial Equipment | 01/28/2019 |  | 06/03/2019
York International | SUNLINE MAGNUM | XP240C00(P,R,S,U,V,X)(2,4,5)******** |  | HSP-A, Single-Package Heat Pum | Heat Pump | 575 | 3 | False |  |  |  | True | Single-Speed | 240000 | 25263 | 9.5 | 9.3 |  |  | 240000 | 21980 | 3.2 | 3.2 | 136000 | 19443 | 2.05 | Federally-Regulated Commercial & Industrial Equipment | 01/28/2019 |  | 06/03/2019
York International | SUNLINE MAGNUM | XP240C00(P,R,S,U,V,X)(2,4,5)******** |  | HSP-A, Single-Package Heat Pum | Heat Pump | 460 | 3 | False |  |  |  | True | Single-Speed | 240000 | 25263 | 9.5 | 9.3 |  |  | 240000 | 21980 | 3.2 | 3.2 | 136000 | 19443 | 2.05 | Federally-Regulated Commercial & Industrial Equipment | 01/28/2019 |  | 06/03/2019
York International | SUNLINE MAGNUM | XP240C00(P,R,S,U,V,X)(2,4,5)******** |  | HSP-A, Single-Package Heat Pum | Heat Pump | 230 | 3 | False |  |  |  | True | Single-Speed | 240000 | 25263 | 9.5 | 9.3 |  |  | 240000 | 21980 | 3.2 | 3.2 | 136000 | 19443 | 2.05 | Federally-Regulated Commercial & Industrial Equipment | 01/28/2019 |  | 06/03/2019
York International | SUNLINE MAGNUM | XP240C00(P,R,S,U,V,X)(2,4,5)******** |  | HSP-A, Single-Package Heat Pum | Heat Pump | 208 | 3 | False |  |  |  | True | Single-Speed | 240000 | 25263 | 9.5 | 9.3 |  |  | 240000 | 21980 | 3.2 | 3.2 | 136000 | 19443 | 2.05 | Federally-Regulated Commercial & Industrial Equipment | 01/28/2019 |  | 06/03/2019
York International | SERIES 10 | J15PDC00A*(2,4,5)***** | J15NDC00*(5,6)****** | HRCU-A-CB, Split System: Heat | Heat Pump | 575 | 3 |  | False |  |  | True | Single-Speed | 174000 | 16415 | 10.6 | 10.4 |  |  | 160000 | 13791 | 3.4 | 3.2 | 100000 | 13025 | 2.25 | Federally-Regulated Commercial & Industrial Equipment | 01/28/2019 |  | 06/03/2019
York International | SERIES 10 | J15PDC00A*(2,4,5)***** | J15NDC00*(5,6)****** | HRCU-A-CB, Split System: Heat | Heat Pump | 460 | 3 |  | False |  |  | True | Single-Speed | 174000 | 16415 | 10.6 | 10.4 |  |  | 160000 | 13791 | 3.4 | 3.2 | 100000 | 13025 | 2.25 | Federally-Regulated Commercial & Industrial Equipment | 01/28/2019 |  | 06/03/2019
York International | SERIES 10 | J15PDC00A*(2,4,5)***** | J15NDC00*(5,6)****** | HRCU-A-CB, Split System: Heat | Heat Pump | 230 | 3 |  | False |  |  | True | Single-Speed | 174000 | 16415 | 10.6 | 10.4 |  |  | 160000 | 13791 | 3.4 | 3.2 | 100000 | 13025 | 2.25 | Federally-Regulated Commercial & Industrial Equipment | 01/28/2019 |  | 06/03/2019
York International | SERIES 10 | J15PDC00A*(2,4,5)***** | J15NDC00*(5,6)****** | HRCU-A-CB, Split System: Heat | Heat Pump | 208 | 3 |  | False |  |  | True | Single-Speed | 174000 | 16415 | 10.6 | 10.4 |  |  | 160000 | 13791 | 3.4 | 3.2 | 100000 | 13025 | 2.25 | Federally-Regulated Commercial & Industrial Equipment | 01/28/2019 |  | 06/03/2019
York International | SERIES 10 | J10PDC00A*(2,4,5)***** | J20NDC00*(5,6)****** | HRCU-A-CB, Split System: Heat | Heat Pump | 575 | 3 |  | False |  |  | True | Single-Speed | 230000 | 21698 | 10.6 | 10.4 | 11.7 |  | 220000 | 19538 | 3.3 | 3.2 | 124000 | 16518 | 2.2 | Federally-Regulated Commercial & Industrial Equipment | 04/16/2019 |  | 06/03/2019
York International | SERIES 10 | J10PDC00A*(2,4,5)***** | J20NDC00*(5,6)****** | HRCU-A-CB, Split System: Heat | Heat Pump | 460 | 3 |  | False |  |  | True | Single-Speed | 230000 | 21698 | 10.6 | 10.4 | 11.7 |  | 220000 | 19538 | 3.3 | 3.2 | 124000 | 16518 | 2.2 | Federally-Regulated Commercial & Industrial Equipment | 04/16/2019 |  | 06/03/2019
York International | SERIES 10 | J10PDC00A*(2,4,5)***** | J20NDC00*(5,6)****** | HRCU-A-CB, Split System: Heat | Heat Pump | 230 | 3 |  | False |  |  | True | Single-Speed | 230000 | 21698 | 10.6 | 10.4 | 11.7 |  | 220000 | 19538 | 3.3 | 3.2 | 124000 | 16518 | 2.2 | Federally-Regulated Commercial & Industrial Equipment | 04/16/2019 |  | 06/03/2019
York International | SERIES 10 | J10PDC00A*(2,4,5)***** | J20NDC00*(5,6)****** | HRCU-A-CB, Split System: Heat | Heat Pump | 208 | 3 |  | False |  |  | True | Single-Speed | 230000 | 21698 | 10.6 | 10.4 | 11.7 |  | 220000 | 19538 | 3.3 | 3.2 | 124000 | 16518 | 2.2 | Federally-Regulated Commercial & Industrial Equipment | 04/16/2019 |  | 06/03/2019
York International | SERIES 10 | J15PCC00A*(2,4,5)***** | J15NCC00*(5,6)****** | HRCU-A-CB, Split System: Heat | Heat Pump | 575 | 3 |  | False |  |  | True | Single-Speed | 180000 | 16981 | 10.6 | 10.4 | 12 |  | 168000 | 15386 | 3.2 | 3.2 | 104000 | 13252 | 2.3 | Federally-Regulated Commercial & Industrial Equipment | 04/16/2019 |  | 06/03/2019
York International | SERIES 10 | J15PCC00A*(2,4,5)***** | J15NCC00*(5,6)****** | HRCU-A-CB, Split System: Heat | Heat Pump | 460 | 3 |  | False |  |  | True | Single-Speed | 180000 | 16981 | 10.6 | 10.4 | 12 |  | 168000 | 15386 | 3.2 | 3.2 | 104000 | 13252 | 2.3 | Federally-Regulated Commercial & Industrial Equipment | 04/16/2019 |  | 06/03/2019
York International | SERIES 10 | J15PCC00A*(2,4,5)***** | J15NCC00*(5,6)****** | HRCU-A-CB, Split System: Heat | Heat Pump | 230 | 3 |  | False |  |  | True | Single-Speed | 180000 | 16981 | 10.6 | 10.4 | 12 |  | 168000 | 15386 | 3.2 | 3.2 | 104000 | 13252 | 2.3 | Federally-Regulated Commercial & Industrial Equipment | 04/16/2019 |  | 06/03/2019
York International | SERIES 10 | J15PCC00A*(2,4,5)***** | J15NCC00*(5,6)****** | HRCU-A-CB, Split System: Heat | Heat Pump | 208 | 3 |  | False |  |  | True | Single-Speed | 180000 | 16981 | 10.6 | 10.4 | 12 |  | 168000 | 15386 | 3.2 | 3.2 | 104000 | 13252 | 2.3 | Federally-Regulated Commercial & Industrial Equipment | 04/16/2019 |  | 06/03/2019
York International | York | PC120C00*(2,4,5)***5 | NC120C00*(2,4,5,6)**** | HRCU-A-CB, Split System: Heat | Heat Pump | 575 | 3 |  | False |  |  | True | Single-Speed | 116000 | 10450 | 11.1 | 10.8 | 12.3 |  | 104000 | 9236 | 3.3 | 3.3 | 63000 | 8027 | 2.3 | Federally-Regulated Commercial & Industrial Equipment | 04/16/2019 |  | 06/03/2019
York International | York | PC120C00*(2,4,5)***5 | NC120C00*(2,4,5,6)**** | HRCU-A-CB, Split System: Heat | Heat Pump | 460 | 3 |  | False |  |  | True | Single-Speed | 116000 | 10450 | 11.1 | 10.8 | 12.3 |  | 104000 | 9236 | 3.3 | 3.3 | 63000 | 8027 | 2.3 | Federally-Regulated Commercial & Industrial Equipment | 04/16/2019 |  | 06/03/2019
York International | York | PC120C00*(2,4,5)***5 | NC120C00*(2,4,5,6)**** | HRCU-A-CB, Split System: Heat | Heat Pump | 230 | 3 |  | False |  |  | True | Single-Speed | 116000 | 10450 | 11.1 | 10.8 | 12.3 |  | 104000 | 9236 | 3.3 | 3.3 | 63000 | 8027 | 2.3 | Federally-Regulated Commercial & Industrial Equipment | 04/16/2019 |  | 06/03/2019
York International | York | PC120C00*(2,4,5)***5 | NC120C00*(2,4,5,6)**** | HRCU-A-CB, Split System: Heat | Heat Pump | 208 | 3 |  | False |  |  | True | Single-Speed | 116000 | 10450 | 11.1 | 10.8 | 12.3 |  | 104000 | 9236 | 3.3 | 3.3 | 63000 | 8027 | 2.3 | Federally-Regulated Commercial & Industrial Equipment | 04/16/2019 |  | 06/03/2019
York International | York | PC120C00*(2,4,5)***5 | NL120C00*(2,4,5,6)**** | HRCU-A-CB, Split System: Heat | Heat Pump | 575 | 3 |  | False |  |  | True | Single-Speed | 116000 | 10450 | 11.1 | 10.8 | 14.2 |  | 104000 | 9236 | 3.3 | 3.3 | 63000 | 8027 | 2.3 | Federally-Regulated Commercial & Industrial Equipment | 04/16/2019 |  | 06/03/2019
York International | York | PC120C00*(2,4,5)***5 | NL120C00*(2,4,5,6)**** | HRCU-A-CB, Split System: Heat | Heat Pump | 460 | 3 |  | False |  |  | True | Single-Speed | 116000 | 10450 | 11.1 | 10.8 | 14.2 |  | 104000 | 9236 | 3.3 | 3.3 | 63000 | 8027 | 2.3 | Federally-Regulated Commercial & Industrial Equipment | 04/16/2019 |  | 06/03/2019
York International | York | PC120C00*(2,4,5)***5 | NL120C00*(2,4,5,6)**** | HRCU-A-CB, Split System: Heat | Heat Pump | 230 | 3 |  | False |  |  | True | Single-Speed | 116000 | 10450 | 11.1 | 10.8 | 14.2 |  | 104000 | 9236 | 3.3 | 3.3 | 63000 | 8027 | 2.3 | Federally-Regulated Commercial & Industrial Equipment | 04/16/2019 |  | 06/03/2019
York International | York | PC120C00*(2,4,5)***5 | NL120C00*(2,4,5,6)**** | HRCU-A-CB, Split System: Heat | Heat Pump | 208 | 3 |  | False |  |  | True | Single-Speed | 116000 | 10450 | 11.1 | 10.8 | 14.2 |  | 104000 | 9236 | 3.3 | 3.3 | 63000 | 8027 | 2.3 | Federally-Regulated Commercial & Industrial Equipment | 04/16/2019 |  | 06/03/2019
York International | York | PD240C00*(2,4,5)***** | NM240C00*(2,4,5,6)**** | HRCU-A-CB, Split System: Heat | Heat Pump | 575 | 3 |  | False |  |  | True | Single-Speed | 230000 | 21698 | 10.6 | 10.4 | 13.3 |  | 220000 | 19538 | 3.3 | 3.2 | 130000 | 17318 | 2.2 | Federally-Regulated Commercial & Industrial Equipment | 04/16/2019 |  | 06/03/2019
York International | York | PD240C00*(2,4,5)***** | NM240C00*(2,4,5,6)**** | HRCU-A-CB, Split System: Heat | Heat Pump | 460 | 3 |  | False |  |  | True | Single-Speed | 230000 | 21698 | 10.6 | 10.4 | 13.3 |  | 220000 | 19538 | 3.3 | 3.2 | 130000 | 17318 | 2.2 | Federally-Regulated Commercial & Industrial Equipment | 04/16/2019 |  | 06/03/2019
York International | York | PD240C00*(2,4,5)***** | NM240C00*(2,4,5,6)**** | HRCU-A-CB, Split System: Heat | Heat Pump | 230 | 3 |  | False |  |  | True | Single-Speed | 230000 | 21698 | 10.6 | 10.4 | 13.3 |  | 220000 | 19538 | 3.3 | 3.2 | 130000 | 17318 | 2.2 | Federally-Regulated Commercial & Industrial Equipment | 04/16/2019 |  | 06/03/2019
York International | York | PD240C00*(2,4,5)***** | NM240C00*(2,4,5,6)**** | HRCU-A-CB, Split System: Heat | Heat Pump | 208 | 3 |  | False |  |  | True | Single-Speed | 230000 | 21698 | 10.6 | 10.4 | 13.3 |  | 220000 | 19538 | 3.3 | 3.2 | 130000 | 17318 | 2.2 | Federally-Regulated Commercial & Industrial Equipment | 04/16/2019 |  | 06/03/2019
York International | York | PD180C00*(2,4,5)***** | ND180C00*(2,4,5,6)**** | HRCU-A-CB, Split System: Heat | Heat Pump | 575 | 3 |  | False |  |  | True | Single-Speed | 174000 | 16415 | 10.6 | 10.4 | 11.6 |  | 160000 | 13791 | 3.4 | 3.2 | 100000 | 13025 | 2.25 | Federally-Regulated Commercial & Industrial Equipment | 05/01/2019 |  | 06/03/2019
York International | York | PD180C00*(2,4,5)***** | ND180C00*(2,4,5,6)**** | HRCU-A-CB, Split System: Heat | Heat Pump | 460 | 3 |  | False |  |  | True | Single-Speed | 174000 | 16415 | 10.6 | 10.4 | 11.6 |  | 160000 | 13791 | 3.4 | 3.2 | 100000 | 13025 | 2.25 | Federally-Regulated Commercial & Industrial Equipment | 05/01/2019 |  | 06/03/2019
York International | York | PC180C00*(2,4,5)***** | NL180C00*(2,4,5,6)**** | HRCU-A-CB, Split System: Heat | Heat Pump | 575 | 3 |  | False |  |  | True | Single-Speed | 180000 | 16981 | 10.6 | 10.4 | 13.3 |  | 168000 | 15386 | 3.2 | 3.2 | 104000 | 13252 | 2.3 | Federally-Regulated Commercial & Industrial Equipment | 04/16/2019 |  | 06/03/2019
York International | York | PD180C00*(2,4,5)***** | ND180C00*(2,4,5,6)**** | HRCU-A-CB, Split System: Heat | Heat Pump | 230 | 3 |  | False |  |  | True | Single-Speed | 174000 | 16415 | 10.6 | 10.4 | 11.6 |  | 160000 | 13791 | 3.4 | 3.2 | 100000 | 13025 | 2.25 | Federally-Regulated Commercial & Industrial Equipment | 05/01/2019 |  | 06/03/2019
York International | York | PD180C00*(2,4,5)***** | NM180C00*(2,4,5,6)**** | HRCU-A-CB, Split System: Heat | Heat Pump | 575 | 3 |  | False |  |  | True | Single-Speed | 174000 | 16415 | 10.6 | 10.4 | 14 |  | 160000 | 13791 | 3.4 | 3.2 | 100000 | 13025 | 2.25 | Federally-Regulated Commercial & Industrial Equipment | 05/01/2019 |  | 06/03/2019
York International | York | PC180C00*(2,4,5)***** | NL180C00*(2,4,5,6)**** | HRCU-A-CB, Split System: Heat | Heat Pump | 460 | 3 |  | False |  |  | True | Single-Speed | 180000 | 16981 | 10.6 | 10.4 | 13.3 |  | 168000 | 15386 | 3.2 | 3.2 | 104000 | 13252 | 2.3 | Federally-Regulated Commercial & Industrial Equipment | 04/16/2019 |  | 06/03/2019
York International | York | PD180C00*(2,4,5)***** | ND180C00*(2,4,5,6)**** | HRCU-A-CB, Split System: Heat | Heat Pump | 208 | 3 |  | False |  |  | True | Single-Speed | 174000 | 16415 | 10.6 | 10.4 | 11.6 |  | 160000 | 13791 | 3.4 | 3.2 | 100000 | 13025 | 2.25 | Federally-Regulated Commercial & Industrial Equipment | 05/01/2019 |  | 06/03/2019
York International | York | PD180C00*(2,4,5)***** | NM180C00*(2,4,5,6)**** | HRCU-A-CB, Split System: Heat | Heat Pump | 460 | 3 |  | False |  |  | True | Single-Speed | 174000 | 16415 | 10.6 | 10.4 | 14 |  | 160000 | 13791 | 3.4 | 3.2 | 100000 | 13025 | 2.25 | Federally-Regulated Commercial & Industrial Equipment | 05/01/2019 |  | 06/03/2019
York International | York | PC180C00*(2,4,5)***** | NL180C00*(2,4,5,6)**** | HRCU-A-CB, Split System: Heat | Heat Pump | 230 | 3 |  | False |  |  | True | Single-Speed | 180000 | 16981 | 10.6 | 10.4 | 13.3 |  | 168000 | 15386 | 3.2 | 3.2 | 104000 | 13252 | 2.3 | Federally-Regulated Commercial & Industrial Equipment | 04/16/2019 |  | 06/03/2019
York International | York | PD180C00*(2,4,5)***** | NM180C00*(2,4,5,6)**** | HRCU-A-CB, Split System: Heat | Heat Pump | 230 | 3 |  | False |  |  | True | Single-Speed | 174000 | 16415 | 10.6 | 10.4 | 14 |  | 160000 | 13791 | 3.4 | 3.2 | 100000 | 13025 | 2.25 | Federally-Regulated Commercial & Industrial Equipment | 05/01/2019 |  | 06/03/2019
York International | York | PC180C00*(2,4,5)***** | NL180C00*(2,4,5,6)**** | HRCU-A-CB, Split System: Heat | Heat Pump | 208 | 3 |  | False |  |  | True | Single-Speed | 180000 | 16981 | 10.6 | 10.4 | 13.3 |  | 168000 | 15386 | 3.2 | 3.2 | 104000 | 13252 | 2.3 | Federally-Regulated Commercial & Industrial Equipment | 04/16/2019 |  | 06/03/2019
York International | York | PD180C00*(2,4,5)***** | NM180C00*(2,4,5,6)**** | HRCU-A-CB, Split System: Heat | Heat Pump | 208 | 3 |  | False |  |  | True | Single-Speed | 174000 | 16415 | 10.6 | 10.4 | 14 |  | 160000 | 13791 | 3.4 | 3.2 | 100000 | 13025 | 2.25 | Federally-Regulated Commercial & Industrial Equipment | 05/01/2019 |  | 06/03/2019
York International | York | PC180C00*(2,4,5)***** | NC180C00*(2,4,5,6)**** | HRCU-A-CB, Split System: Heat | Heat Pump | 575 | 3 |  | False |  |  | True | Single-Speed | 180000 | 16981 | 10.6 | 10.4 | 12 |  | 168000 | 15386 | 3.2 | 3.2 | 104000 | 13252 | 2.3 | Federally-Regulated Commercial & Industrial Equipment | 04/16/2019 |  | 06/03/2019
York International | York | PC180C00*(2,4,5)***** | NC180C00*(2,4,5,6)**** | HRCU-A-CB, Split System: Heat | Heat Pump | 460 | 3 |  | False |  |  | True | Single-Speed | 180000 | 16981 | 10.6 | 10.4 | 12 |  | 168000 | 15386 | 3.2 | 3.2 | 104000 | 13252 | 2.3 | Federally-Regulated Commercial & Industrial Equipment | 04/16/2019 |  | 06/03/2019
York International | York | PC180C00*(2,4,5)***** | NC180C00*(2,4,5,6)**** | HRCU-A-CB, Split System: Heat | Heat Pump | 230 | 3 |  | False |  |  | True | Single-Speed | 180000 | 16981 | 10.6 | 10.4 | 12 |  | 168000 | 15386 | 3.2 | 3.2 | 104000 | 13252 | 2.3 | Federally-Regulated Commercial & Industrial Equipment | 04/16/2019 |  | 06/03/2019
York International | York | PC090C00*(2,4,5)***** | NL090C00*(2,4,5,6)**** | HRCU-A-CB, Split System: Heat | Heat Pump | 575 | 3 |  | False |  |  | True | Single-Speed | 89000 | 8090 | 11 | 10.8 | 12.4 |  | 82000 | 7068 | 3.4 | 3.3 | 49000 | 6243 | 2.3 | Federally-Regulated Commercial & Industrial Equipment | 04/16/2019 |  | 06/03/2019
York International | York | PC180C00*(2,4,5)***** | NC180C00*(2,4,5,6)**** | HRCU-A-CB, Split System: Heat | Heat Pump | 208 | 3 |  | False |  |  | True | Single-Speed | 180000 | 16981 | 10.6 | 10.4 | 12 |  | 168000 | 15386 | 3.2 | 3.2 | 104000 | 13252 | 2.3 | Federally-Regulated Commercial & Industrial Equipment | 04/16/2019 |  | 06/03/2019
York International | York | PC090C00*(2,4,5)***** | NL090C00*(2,4,5,6)**** | HRCU-A-CB, Split System: Heat | Heat Pump | 460 | 3 |  | False |  |  | True | Single-Speed | 89000 | 8090 | 11 | 10.8 | 12.4 |  | 82000 | 7068 | 3.4 | 3.3 | 49000 | 6243 | 2.3 | Federally-Regulated Commercial & Industrial Equipment | 04/16/2019 |  | 06/03/2019
York International | York | PC090C00*(2,4,5)***** | NL090C00*(2,4,5,6)**** | HRCU-A-CB, Split System: Heat | Heat Pump | 230 | 3 |  | False |  |  | True | Single-Speed | 89000 | 8090 | 11 | 10.8 | 12.4 |  | 82000 | 7068 | 3.4 | 3.3 | 49000 | 6243 | 2.3 | Federally-Regulated Commercial & Industrial Equipment | 04/16/2019 |  | 06/03/2019
York International | York | PC120C00*(2,4,5)**** | NL120C00*(2,4,5,6)**** | HRCU-A-CB, Split System: Heat | Heat Pump | 575 | 3 |  | False |  |  | True | Single-Speed | 120000 | 11111 | 10.8 | 10.8 | 13.5 |  | 109000 | 9680 | 3.3 | 3.3 | 63000 | 8206 | 2.25 | Federally-Regulated Commercial & Industrial Equipment | 05/01/2019 |  | 06/03/2019
York International | York | PC090C00*(2,4,5)***** | NL090C00*(2,4,5,6)**** | HRCU-A-CB, Split System: Heat | Heat Pump | 208 | 3 |  | False |  |  | True | Single-Speed | 89000 | 8090 | 11 | 10.8 | 12.4 |  | 82000 | 7068 | 3.4 | 3.3 | 49000 | 6243 | 2.3 | Federally-Regulated Commercial & Industrial Equipment | 04/16/2019 |  | 06/03/2019
York International | York | PC120C00*(2,4,5)**** | NL120C00*(2,4,5,6)**** | HRCU-A-CB, Split System: Heat | Heat Pump | 460 | 3 |  | False |  |  | True | Single-Speed | 120000 | 11111 | 10.8 | 10.8 | 13.5 |  | 109000 | 9680 | 3.3 | 3.3 | 63000 | 8206 | 2.25 | Federally-Regulated Commercial & Industrial Equipment | 05/01/2019 |  | 06/03/2019
York International | York | PC120C00*(2,4,5)**** | NL120C00*(2,4,5,6)**** | HRCU-A-CB, Split System: Heat | Heat Pump | 230 | 3 |  | False |  |  | True | Single-Speed | 120000 | 11111 | 10.8 | 10.8 | 13.5 |  | 109000 | 9680 | 3.3 | 3.3 | 63000 | 8206 | 2.25 | Federally-Regulated Commercial & Industrial Equipment | 05/01/2019 |  | 06/03/2019
York International | York | PC120C00*(2,4,5)**** | NL120C00*(2,4,5,6)**** | HRCU-A-CB, Split System: Heat | Heat Pump | 208 | 3 |  | False |  |  | True | Single-Speed | 120000 | 11111 | 10.8 | 10.8 | 13.5 |  | 109000 | 9680 | 3.3 | 3.3 | 63000 | 8206 | 2.25 | Federally-Regulated Commercial & Industrial Equipment | 05/01/2019 |  | 06/03/2019
York International | York | XYEA7A(2,4,5)*3********* |  | HSP-A, Single-Package Heat Pum | Heat Pump | 575 | 3 | False |  |  |  | True | Dual-Speed | 70000 | 5833 | 12 | 10.8 | 14.8 |  | 67000 | 5775 | 3.4 | 3.3 | 38000 | 4640 | 2.4 | Federally-Regulated Commercial & Industrial Equipment | 04/16/2019 |  | 06/03/2019
York International | York | XYEA7A(2,4,5)*3********* |  | HSP-A, Single-Package Heat Pum | Heat Pump | 460 | 3 | False |  |  |  | True | Dual-Speed | 70000 | 5833 | 12 | 10.8 | 14.8 |  | 67000 | 5775 | 3.4 | 3.3 | 38000 | 4640 | 2.4 | Federally-Regulated Commercial & Industrial Equipment | 04/16/2019 |  | 06/03/2019
York International | York | XYEA7A(2,4,5)*3********* |  | HSP-A, Single-Package Heat Pum | Heat Pump | 230 | 3 | False |  |  |  | True | Dual-Speed | 70000 | 5833 | 12 | 10.8 | 14.8 |  | 67000 | 5775 | 3.4 | 3.3 | 38000 | 4640 | 2.4 | Federally-Regulated Commercial & Industrial Equipment | 04/16/2019 |  | 06/03/2019
York International | York | XYEA7A(2,4,5)*3********* |  | HSP-A, Single-Package Heat Pum | Heat Pump | 208 | 3 | False |  |  |  | True | Dual-Speed | 70000 | 5833 | 12 | 10.8 | 14.8 |  | 67000 | 5775 | 3.4 | 3.3 | 38000 | 4640 | 2.4 | Federally-Regulated Commercial & Industrial Equipment | 04/16/2019 |  | 06/03/2019
York International | York | XYEA7A(2,4,5)*1********* |  | HSP-A, Single-Package Heat Pum | Heat Pump | 575 | 3 | False |  |  |  | True | Dual-Speed | 70000 | 5833 | 12 | 10.8 | 14.1 |  | 67000 | 5775 | 3.4 | 3.3 | 38000 | 4640 | 2.4 | Federally-Regulated Commercial & Industrial Equipment | 04/16/2019 |  | 06/03/2019
York International | York | XYEA7A(2,4,5)*1********* |  | HSP-A, Single-Package Heat Pum | Heat Pump | 460 | 3 | False |  |  |  | True | Dual-Speed | 70000 | 5833 | 12 | 10.8 | 14.1 |  | 67000 | 5775 | 3.4 | 3.3 | 38000 | 4640 | 2.4 | Federally-Regulated Commercial & Industrial Equipment | 04/16/2019 |  | 06/03/2019
York International | York | XYEA7A(2,4,5)*1********* |  | HSP-A, Single-Package Heat Pum | Heat Pump | 230 | 3 | False |  |  |  | True | Dual-Speed | 70000 | 5833 | 12 | 10.8 | 14.1 |  | 67000 | 5775 | 3.4 | 3.3 | 38000 | 4640 | 2.4 | Federally-Regulated Commercial & Industrial Equipment | 04/16/2019 |  | 06/03/2019
York International | York | XYEA7A(2,4,5)*1********* |  | HSP-A, Single-Package Heat Pum | Heat Pump | 208 | 3 | False |  |  |  | True | Dual-Speed | 70000 | 5833 | 12 | 10.8 | 14.1 |  | 67000 | 5775 | 3.4 | 3.3 | 38000 | 4640 | 2.4 | Federally-Regulated Commercial & Industrial Equipment | 04/16/2019 |  | 06/03/2019
York International | York | XP150[C,E]**(P,R,S,U,V,X)(2,4,5)*******2 |  | HSP-A, Single-Package Heat Pum | Both Heat Pump and Electric Re | 575 | 3 | False |  |  |  | True | Single-Speed | 144000 | 13584 | 10.6 | 10.6 | 13.5 |  | 135000 | 12364 | 3.2 | 3.2 | 90000 | 12866 | 2.05 | Federally-Regulated Commercial & Industrial Equipment | 05/01/2019 |  | 06/03/2019
York International | York | XP150[C,E]**(P,R,S,U,V,X)(2,4,5)*******2 |  | HSP-A, Single-Package Heat Pum | Both Heat Pump and Electric Re | 460 | 3 | False |  |  |  | True | Single-Speed | 144000 | 13584 | 10.6 | 10.6 | 13.5 |  | 135000 | 12364 | 3.2 | 3.2 | 90000 | 12866 | 2.05 | Federally-Regulated Commercial & Industrial Equipment | 05/01/2019 |  | 06/03/2019
York International | York | XP150[C,E]**(P,R,S,U,V,X)(2,4,5)*******2 |  | HSP-A, Single-Package Heat Pum | Both Heat Pump and Electric Re | 230 | 3 | False |  |  |  | True | Single-Speed | 144000 | 13584 | 10.6 | 10.6 | 13.5 |  | 135000 | 12364 | 3.2 | 3.2 | 90000 | 12866 | 2.05 | Federally-Regulated Commercial & Industrial Equipment | 05/01/2019 |  | 06/03/2019
York International | York | XP150[C,E]**(P,R,S,U,V,X)(2,4,5)*******2 |  | HSP-A, Single-Package Heat Pum | Both Heat Pump and Electric Re | 208 | 3 | False |  |  |  | True | Single-Speed | 144000 | 13584 | 10.6 | 10.6 | 13.5 |  | 135000 | 12364 | 3.2 | 3.2 | 90000 | 12866 | 2.05 | Federally-Regulated Commercial & Industrial Equipment | 05/01/2019 |  | 06/03/2019
York International | York | PC090C00A*(2,4,5)***** | NL090C00*(5,6)****** | HRCU-A-CB, Split System: Heat | Heat Pump | 575 | 3 |  | False |  |  | True | Single-Speed | 89000 | 8090 | 11 | 10.8 | 12.4 |  | 82000 | 7282 | 3.3 | 3.3 | 49000 | 6243 | 2.3 | Federally-Regulated Commercial & Industrial Equipment | 04/16/2019 |  | 06/03/2019
York International | York | PC090C00A*(2,4,5)***** | NL090C00*(5,6)****** | HRCU-A-CB, Split System: Heat | Heat Pump | 460 | 3 |  | False |  |  | True | Single-Speed | 89000 | 8090 | 11 | 10.8 | 12.4 |  | 82000 | 7282 | 3.3 | 3.3 | 49000 | 6243 | 2.3 | Federally-Regulated Commercial & Industrial Equipment | 04/16/2019 |  | 06/03/2019
York International | York | PC090C00A*(2,4,5)***** | NL090C00*(5,6)****** | HRCU-A-CB, Split System: Heat | Heat Pump | 230 | 3 |  | False |  |  | True | Single-Speed | 89000 | 8090 | 11 | 10.8 | 12.4 |  | 82000 | 7282 | 3.3 | 3.3 | 49000 | 6243 | 2.3 | Federally-Regulated Commercial & Industrial Equipment | 04/16/2019 |  | 06/03/2019
York International | York | PC090C00A*(2,4,5)***** | NL090C00*(5,6)****** | HRCU-A-CB, Split System: Heat | Heat Pump | 208 | 3 |  | False |  |  | True | Single-Speed | 89000 | 8090 | 11 | 10.8 | 12.4 |  | 82000 | 7282 | 3.3 | 3.3 | 49000 | 6243 | 2.3 | Federally-Regulated Commercial & Industrial Equipment | 04/16/2019 |  | 06/03/2019
York International | York | PD240C00A*(2,4,5)***** | NM240C00*(5,6)****** | HRCU-A-CB, Split System: Heat | Heat Pump | 575 | 3 |  | False |  |  | True | Single-Speed | 230000 | 21698 | 10.6 | 10.4 | 13.3 |  | 220000 | 19538 | 3.3 | 3.2 | 130000 | 17318 | 2.2 | Federally-Regulated Commercial & Industrial Equipment | 04/16/2019 |  | 06/03/2019
York International | York | PD240C00A*(2,4,5)***** | NM240C00*(5,6)****** | HRCU-A-CB, Split System: Heat | Heat Pump | 460 | 3 |  | False |  |  | True | Single-Speed | 230000 | 21698 | 10.6 | 10.4 | 13.3 |  | 220000 | 19538 | 3.3 | 3.2 | 130000 | 17318 | 2.2 | Federally-Regulated Commercial & Industrial Equipment | 04/16/2019 |  | 06/03/2019
York International | York | PD240C00A*(2,4,5)***** | NM240C00*(5,6)****** | HRCU-A-CB, Split System: Heat | Heat Pump | 230 | 3 |  | False |  |  | True | Single-Speed | 230000 | 21698 | 10.6 | 10.4 | 13.3 |  | 220000 | 19538 | 3.3 | 3.2 | 130000 | 17318 | 2.2 | Federally-Regulated Commercial & Industrial Equipment | 04/16/2019 |  | 06/03/2019
York International | York | PD240C00A*(2,4,5)***** | NM240C00*(5,6)****** | HRCU-A-CB, Split System: Heat | Heat Pump | 208 | 3 |  | False |  |  | True | Single-Speed | 230000 | 21698 | 10.6 | 10.4 | 13.3 |  | 220000 | 19538 | 3.3 | 3.2 | 130000 | 17318 | 2.2 | Federally-Regulated Commercial & Industrial Equipment | 04/16/2019 |  | 06/03/2019
York International | York | PD180C00A*(2,4,5)***** | NM180C00*(5,6)****** | HRCU-A-CB, Split System: Heat | Heat Pump | 575 | 3 |  | False |  |  | True | Single-Speed | 174000 | 16415 | 10.6 | 10.4 | 14 |  | 160000 | 13791 | 3.4 | 3.2 | 100000 | 13025 | 2.25 | Federally-Regulated Commercial & Industrial Equipment | 05/01/2019 |  | 06/03/2019
York International | York | PD180C00A*(2,4,5)***** | NM180C00*(5,6)****** | HRCU-A-CB, Split System: Heat | Heat Pump | 460 | 3 |  | False |  |  | True | Single-Speed | 174000 | 16415 | 10.6 | 10.4 | 14 |  | 160000 | 13791 | 3.4 | 3.2 | 100000 | 13025 | 2.25 | Federally-Regulated Commercial & Industrial Equipment | 05/01/2019 |  | 06/03/2019
York International | York | PD180C00A*(2,4,5)***** | NM180C00*(5,6)****** | HRCU-A-CB, Split System: Heat | Heat Pump | 230 | 3 |  | False |  |  | True | Single-Speed | 174000 | 16415 | 10.6 | 10.4 | 14 |  | 160000 | 13791 | 3.4 | 3.2 | 100000 | 13025 | 2.25 | Federally-Regulated Commercial & Industrial Equipment | 05/01/2019 |  | 06/03/2019
York International | York | PD180C00A*(2,4,5)***** | NM180C00*(5,6)****** | HRCU-A-CB, Split System: Heat | Heat Pump | 208 | 3 |  | False |  |  | True | Single-Speed | 174000 | 16415 | 10.6 | 10.4 | 14 |  | 160000 | 13791 | 3.4 | 3.2 | 100000 | 13025 | 2.25 | Federally-Regulated Commercial & Industrial Equipment | 05/01/2019 |  | 06/03/2019
York International | York | PC120C00A*(2,4,5)**** | NL120C00*(5,6)****** | HRCU-A-CB, Split System: Heat | Heat Pump | 575 | 3 |  | False |  |  | True | Single-Speed | 120000 | 11111 | 10.8 | 10.8 | 13.5 |  | 109000 | 9680 | 3.3 | 3.3 | 63000 | 8206 | 2.25 | Federally-Regulated Commercial & Industrial Equipment | 05/01/2019 |  | 06/03/2019
York International | York | PC120C00A*(2,4,5)**** | NL120C00*(5,6)****** | HRCU-A-CB, Split System: Heat | Heat Pump | 460 | 3 |  | False |  |  | True | Single-Speed | 120000 | 11111 | 10.8 | 10.8 | 13.5 |  | 109000 | 9680 | 3.3 | 3.3 | 63000 | 8206 | 2.25 | Federally-Regulated Commercial & Industrial Equipment | 05/01/2019 |  | 06/03/2019
York International | York | PC120C00A*(2,4,5)**** | NL120C00*(5,6)****** | HRCU-A-CB, Split System: Heat | Heat Pump | 230 | 3 |  | False |  |  | True | Single-Speed | 120000 | 11111 | 10.8 | 10.8 | 13.5 |  | 109000 | 9680 | 3.3 | 3.3 | 63000 | 8206 | 2.25 | Federally-Regulated Commercial & Industrial Equipment | 05/01/2019 |  | 06/03/2019
York International | York | PC120C00A*(2,4,5)**** | NL120C00*(5,6)****** | HRCU-A-CB, Split System: Heat | Heat Pump | 208 | 3 |  | False |  |  | True | Single-Speed | 120000 | 11111 | 10.8 | 10.8 | 13.5 |  | 109000 | 9680 | 3.3 | 3.3 | 63000 | 8206 | 2.25 | Federally-Regulated Commercial & Industrial Equipment | 05/01/2019 |  | 06/03/2019
York International | York | PC180C00A*(2,4,5)***** | NL180C00*(5,6)****** | HRCU-A-CB, Split System: Heat | Heat Pump | 575 | 3 |  | False |  |  | True | Single-Speed | 180000 | 16981 | 10.6 | 10.4 | 13.3 |  | 168000 | 15386 | 3.2 | 3.2 | 104000 | 13252 | 2.3 | Federally-Regulated Commercial & Industrial Equipment | 04/16/2019 |  | 06/03/2019
York International | York | PC180C00A*(2,4,5)***** | NL180C00*(5,6)****** | HRCU-A-CB, Split System: Heat | Heat Pump | 460 | 3 |  | False |  |  | True | Single-Speed | 180000 | 16981 | 10.6 | 10.4 | 13.3 |  | 168000 | 15386 | 3.2 | 3.2 | 104000 | 13252 | 2.3 | Federally-Regulated Commercial & Industrial Equipment | 04/16/2019 |  | 06/03/2019
York International | York | PC180C00A*(2,4,5)***** | NL180C00*(5,6)****** | HRCU-A-CB, Split System: Heat | Heat Pump | 230 | 3 |  | False |  |  | True | Single-Speed | 180000 | 16981 | 10.6 | 10.4 | 13.3 |  | 168000 | 15386 | 3.2 | 3.2 | 104000 | 13252 | 2.3 | Federally-Regulated Commercial & Industrial Equipment | 04/16/2019 |  | 06/03/2019
York International | York | PC180C00A*(2,4,5)***** | NL180C00*(5,6)****** | HRCU-A-CB, Split System: Heat | Heat Pump | 208 | 3 |  | False |  |  | True | Single-Speed | 180000 | 16981 | 10.6 | 10.4 | 13.3 |  | 168000 | 15386 | 3.2 | 3.2 | 104000 | 13252 | 2.3 | Federally-Regulated Commercial & Industrial Equipment | 04/16/2019 |  | 06/03/2019
York International | York | XXE08A(2,4,5)*1********* |  | HSP-A, Single-Package Heat Pum | Heat Pump | 208 | 3 | False |  |  |  | True | Single-Speed | 90000 | 7826 | 11.5 | 10.8 | 13.3 |  | 84000 | 7033 | 3.5 | 3.3 | 49000 | 6382 | 2.25 | Federally-Regulated Commercial & Industrial Equipment | 05/01/2019 |  | 06/03/2019
York International | York | XXEA7A(2,4,5)*1********* |  | HSP-A, Single-Package Heat Pum | Heat Pump | 575 | 3 | False |  |  |  | True | Single-Speed | 66000 | 6000 | 11 | 10.8 | 12.7 |  | 65000 | 5442 | 3.5 | 3.3 | 35000 | 4459 | 2.3 | Federally-Regulated Commercial & Industrial Equipment | 04/16/2019 |  | 06/03/2019
York International | York | XXEA7A(2,4,5)*1********* |  | HSP-A, Single-Package Heat Pum | Heat Pump | 460 | 3 | False |  |  |  | True | Single-Speed | 66000 | 6000 | 11 | 10.8 | 12.7 |  | 65000 | 5442 | 3.5 | 3.3 | 35000 | 4459 | 2.3 | Federally-Regulated Commercial & Industrial Equipment | 04/16/2019 |  | 06/03/2019
York International | York | XXEA7A(2,4,5)*1********* |  | HSP-A, Single-Package Heat Pum | Heat Pump | 230 | 3 | False |  |  |  | True | Single-Speed | 66000 | 6000 | 11 | 10.8 | 12.7 |  | 65000 | 5442 | 3.5 | 3.3 | 35000 | 4459 | 2.3 | Federally-Regulated Commercial & Industrial Equipment | 04/16/2019 |  | 06/03/2019
York International | York | XXEA7A(2,4,5)*1********* |  | HSP-A, Single-Package Heat Pum | Heat Pump | 208 | 3 | False |  |  |  | True | Single-Speed | 66000 | 6000 | 11 | 10.8 | 12.7 |  | 65000 | 5442 | 3.5 | 3.3 | 35000 | 4459 | 2.3 | Federally-Regulated Commercial & Industrial Equipment | 04/16/2019 |  | 06/03/2019
York International | York | XXE08A(2,4,5)*3********* |  | HSP-A, Single-Package Heat Pum | Heat Pump | 575 | 3 | False |  |  |  | True | Single-Speed | 90000 | 7826 | 11.5 | 10.8 | 15.1 |  | 84000 | 7033 | 3.5 | 3.3 | 49000 | 6382 | 2.25 | Federally-Regulated Commercial & Industrial Equipment | 05/01/2019 |  | 06/03/2019
York International | York | XXE08A(2,4,5)*3********* |  | HSP-A, Single-Package Heat Pum | Heat Pump | 460 | 3 | False |  |  |  | True | Single-Speed | 90000 | 7826 | 11.5 | 10.8 | 15.1 |  | 84000 | 7033 | 3.5 | 3.3 | 49000 | 6382 | 2.25 | Federally-Regulated Commercial & Industrial Equipment | 05/01/2019 |  | 06/03/2019
York International | York | XXE09A(2,4,5)*3********* |  | HSP-A, Single-Package Heat Pum | Heat Pump | 575 | 3 | False |  |  |  | True | Single-Speed | 102000 | 8644 | 11.8 | 10.8 | 14.4 |  | 94000 | 8223 | 3.35 | 3.3 | 57000 | 7424 | 2.25 | Federally-Regulated Commercial & Industrial Equipment | 05/01/2019 |  | 06/03/2019
York International | York | XXE08A(2,4,5)*3********* |  | HSP-A, Single-Package Heat Pum | Heat Pump | 230 | 3 | False |  |  |  | True | Single-Speed | 90000 | 7826 | 11.5 | 10.8 | 15.1 |  | 84000 | 7033 | 3.5 | 3.3 | 49000 | 6382 | 2.25 | Federally-Regulated Commercial & Industrial Equipment | 05/01/2019 |  | 06/03/2019
York International | York | XXE09A(2,4,5)*3********* |  | HSP-A, Single-Package Heat Pum | Heat Pump | 460 | 3 | False |  |  |  | True | Single-Speed | 102000 | 8644 | 11.8 | 10.8 | 14.4 |  | 94000 | 8223 | 3.35 | 3.3 | 57000 | 7424 | 2.25 | Federally-Regulated Commercial & Industrial Equipment | 05/01/2019 |  | 06/03/2019
York International | York | XXE09A(2,4,5)*3********* |  | HSP-A, Single-Package Heat Pum | Heat Pump | 230 | 3 | False |  |  |  | True | Single-Speed | 102000 | 8644 | 11.8 | 10.8 | 14.4 |  | 94000 | 8223 | 3.35 | 3.3 | 57000 | 7424 | 2.25 | Federally-Regulated Commercial & Industrial Equipment | 05/01/2019 |  | 06/03/2019
York International | York | XXE08A(2,4,5)*3********* |  | HSP-A, Single-Package Heat Pum | Heat Pump | 208 | 3 | False |  |  |  | True | Single-Speed | 90000 | 7826 | 11.5 | 10.8 | 15.1 |  | 84000 | 7033 | 3.5 | 3.3 | 49000 | 6382 | 2.25 | Federally-Regulated Commercial & Industrial Equipment | 05/01/2019 |  | 06/03/2019
York International | York | XXE09A(2,4,5)*3********* |  | HSP-A, Single-Package Heat Pum | Heat Pump | 208 | 3 | False |  |  |  | True | Single-Speed | 102000 | 8644 | 11.8 | 10.8 | 14.4 |  | 94000 | 8223 | 3.35 | 3.3 | 57000 | 7424 | 2.25 | Federally-Regulated Commercial & Industrial Equipment | 05/01/2019 |  | 06/03/2019
York International | York | XXE09A(2,4,5)*1********* |  | HSP-A, Single-Package Heat Pum | Heat Pump | 575 | 3 | False |  |  |  | True | Single-Speed | 102000 | 8644 | 11.8 | 10.8 | 13.1 |  | 94000 | 8223 | 3.35 | 3.3 | 57000 | 7424 | 2.25 | Federally-Regulated Commercial & Industrial Equipment | 05/01/2019 |  | 06/03/2019
York International | York | XXE09A(2,4,5)*1********* |  | HSP-A, Single-Package Heat Pum | Heat Pump | 460 | 3 | False |  |  |  | True | Single-Speed | 102000 | 8644 | 11.8 | 10.8 | 13.1 |  | 94000 | 8223 | 3.35 | 3.3 | 57000 | 7424 | 2.25 | Federally-Regulated Commercial & Industrial Equipment | 05/01/2019 |  | 06/03/2019
York International | York | XXE09A(2,4,5)*1********* |  | HSP-A, Single-Package Heat Pum | Heat Pump | 230 | 3 | False |  |  |  | True | Single-Speed | 102000 | 8644 | 11.8 | 10.8 | 13.1 |  | 94000 | 8223 | 3.35 | 3.3 | 57000 | 7424 | 2.25 | Federally-Regulated Commercial & Industrial Equipment | 05/01/2019 |  | 06/03/2019
York International | York | XXE09A(2,4,5)*1********* |  | HSP-A, Single-Package Heat Pum | Heat Pump | 208 | 3 | False |  |  |  | True | Single-Speed | 102000 | 8644 | 11.8 | 10.8 | 13.1 |  | 94000 | 8223 | 3.35 | 3.3 | 57000 | 7424 | 2.25 | Federally-Regulated Commercial & Industrial Equipment | 05/01/2019 |  | 06/03/2019
York International | York | XXE12A(2,4,5)*3********* |  | HSP-A, Single-Package Heat Pum | Heat Pump | 575 | 3 | False |  |  |  | True | Single-Speed | 116000 | 10545 | 11 | 10.8 | 13.4 |  | 108000 | 9591 | 3.3 | 3.3 | 62000 | 8075 | 2.25 | Federally-Regulated Commercial & Industrial Equipment | 05/01/2019 |  | 06/03/2019
York International | York | XXE12A(2,4,5)*3********* |  | HSP-A, Single-Package Heat Pum | Heat Pump | 460 | 3 | False |  |  |  | True | Single-Speed | 116000 | 10545 | 11 | 10.8 | 13.4 |  | 108000 | 9591 | 3.3 | 3.3 | 62000 | 8075 | 2.25 | Federally-Regulated Commercial & Industrial Equipment | 05/01/2019 |  | 06/03/2019
York International | York | XXE12A(2,4,5)*3********* |  | HSP-A, Single-Package Heat Pum | Heat Pump | 230 | 3 | False |  |  |  | True | Single-Speed | 116000 | 10545 | 11 | 10.8 | 13.4 |  | 108000 | 9591 | 3.3 | 3.3 | 62000 | 8075 | 2.25 | Federally-Regulated Commercial & Industrial Equipment | 05/01/2019 |  | 06/03/2019
York International | York | XXE12A(2,4,5)*3********* |  | HSP-A, Single-Package Heat Pum | Heat Pump | 208 | 3 | False |  |  |  | True | Single-Speed | 116000 | 10545 | 11 | 10.8 | 13.4 |  | 108000 | 9591 | 3.3 | 3.3 | 62000 | 8075 | 2.25 | Federally-Regulated Commercial & Industrial Equipment | 05/01/2019 |  | 06/03/2019
York International | York | XYE09A(2,4,5)*3******* |  | HSP-A, Single-Package Heat Pum | Heat Pump | 575 | 3 | False |  |  |  | True | Single-Speed | 98000 | 8166 | 12 | 10.8 | 15.8 |  | 96000 | 8275 | 3.4 | 3.3 | 54000 | 7002 | 2.26 | Federally-Regulated Commercial & Industrial Equipment | 05/01/2019 |  | 06/03/2019
York International | York | XYE09A(2,4,5)*3******* |  | HSP-A, Single-Package Heat Pum | Heat Pump | 460 | 3 | False |  |  |  | True | Single-Speed | 98000 | 8166 | 12 | 10.8 | 15.8 |  | 96000 | 8275 | 3.4 | 3.3 | 54000 | 7002 | 2.26 | Federally-Regulated Commercial & Industrial Equipment | 05/01/2019 |  | 06/03/2019
York International | York | XYE09A(2,4,5)*3******* |  | HSP-A, Single-Package Heat Pum | Heat Pump | 230 | 3 | False |  |  |  | True | Single-Speed | 98000 | 8166 | 12 | 10.8 | 15.8 |  | 96000 | 8275 | 3.4 | 3.3 | 54000 | 7002 | 2.26 | Federally-Regulated Commercial & Industrial Equipment | 05/01/2019 |  | 06/03/2019
York International | York | XYE09A(2,4,5)*3******* |  | HSP-A, Single-Package Heat Pum | Heat Pump | 208 | 3 | False |  |  |  | True | Single-Speed | 98000 | 8166 | 12 | 10.8 | 15.8 |  | 96000 | 8275 | 3.4 | 3.3 | 54000 | 7002 | 2.26 | Federally-Regulated Commercial & Industrial Equipment | 05/01/2019 |  | 06/03/2019
York International | York | XYE08A(2,4,5)*3******* |  | HSP-A, Single-Package Heat Pum | Heat Pump | 575 | 3 | False |  |  |  | True | Single-Speed | 88000 | 7272 | 12.1 | 10.8 | 16 |  | 84000 | 7033 | 3.5 | 3.3 | 48000 | 5861 | 2.4 | Federally-Regulated Commercial & Industrial Equipment | 04/16/2019 |  | 06/03/2019
York International | York | XYE08A(2,4,5)*3******* |  | HSP-A, Single-Package Heat Pum | Heat Pump | 460 | 3 | False |  |  |  | True | Single-Speed | 88000 | 7272 | 12.1 | 10.8 | 16 |  | 84000 | 7033 | 3.5 | 3.3 | 48000 | 5861 | 2.4 | Federally-Regulated Commercial & Industrial Equipment | 04/16/2019 |  | 06/03/2019
York International | York | XYE08A(2,4,5)*3******* |  | HSP-A, Single-Package Heat Pum | Heat Pump | 230 | 3 | False |  |  |  | True | Single-Speed | 88000 | 7272 | 12.1 | 10.8 | 16 |  | 84000 | 7033 | 3.5 | 3.3 | 48000 | 5861 | 2.4 | Federally-Regulated Commercial & Industrial Equipment | 04/16/2019 |  | 06/03/2019
York International | York | XYE08A(2,4,5)*3******* |  | HSP-A, Single-Package Heat Pum | Heat Pump | 208 | 3 | False |  |  |  | True | Single-Speed | 88000 | 7272 | 12.1 | 10.8 | 16 |  | 84000 | 7033 | 3.5 | 3.3 | 48000 | 5861 | 2.4 | Federally-Regulated Commercial & Industrial Equipment | 04/16/2019 |  | 06/03/2019
York International | York | XYE09A(2,4,5)*1******* |  | HSP-A, Single-Package Heat Pum | Heat Pump | 575 | 3 | False |  |  |  | True | Single-Speed | 98000 | 8166 | 12 | 10.8 | 13.8 |  | 96000 | 8275 | 3.4 | 3.3 | 54000 | 7002 | 2.26 | Federally-Regulated Commercial & Industrial Equipment | 05/01/2019 |  | 06/03/2019
York International | York | XYE09A(2,4,5)*1******* |  | HSP-A, Single-Package Heat Pum | Heat Pump | 460 | 3 | False |  |  |  | True | Single-Speed | 98000 | 8166 | 12 | 10.8 | 13.8 |  | 96000 | 8275 | 3.4 | 3.3 | 54000 | 7002 | 2.26 | Federally-Regulated Commercial & Industrial Equipment | 05/01/2019 |  | 06/03/2019
York International | York | XYE09A(2,4,5)*1******* |  | HSP-A, Single-Package Heat Pum | Heat Pump | 230 | 3 | False |  |  |  | True | Single-Speed | 98000 | 8166 | 12 | 10.8 | 13.8 |  | 96000 | 8275 | 3.4 | 3.3 | 54000 | 7002 | 2.26 | Federally-Regulated Commercial & Industrial Equipment | 05/01/2019 |  | 06/03/2019
York International | York | XYE09A(2,4,5)*1******* |  | HSP-A, Single-Package Heat Pum | Heat Pump | 208 | 3 | False |  |  |  | True | Single-Speed | 98000 | 8166 | 12 | 10.8 | 13.8 |  | 96000 | 8275 | 3.4 | 3.3 | 54000 | 7002 | 2.26 | Federally-Regulated Commercial & Industrial Equipment | 05/01/2019 |  | 06/03/2019
York International | York | XYE07A(2,4,5)*1******* |  | HSP-A, Single-Package Heat Pum | Heat Pump | 575 | 3 | False |  |  |  | True | Single-Speed | 71000 | 5916 | 12 | 10.8 | 13.2 |  | 69000 | 5947 | 3.4 | 3.3 | 39000 | 4762 | 2.4 | Federally-Regulated Commercial & Industrial Equipment | 04/16/2019 |  | 06/03/2019
York International | York | XYE07A(2,4,5)*1******* |  | HSP-A, Single-Package Heat Pum | Heat Pump | 460 | 3 | False |  |  |  | True | Single-Speed | 71000 | 5916 | 12 | 10.8 | 13.2 |  | 69000 | 5947 | 3.4 | 3.3 | 39000 | 4762 | 2.4 | Federally-Regulated Commercial & Industrial Equipment | 04/16/2019 |  | 06/03/2019
York International | York | XYE07A(2,4,5)*1******* |  | HSP-A, Single-Package Heat Pum | Heat Pump | 230 | 3 | False |  |  |  | True | Single-Speed | 71000 | 5916 | 12 | 10.8 | 13.2 |  | 69000 | 5947 | 3.4 | 3.3 | 39000 | 4762 | 2.4 | Federally-Regulated Commercial & Industrial Equipment | 04/16/2019 |  | 06/03/2019
York International | York | XYE07A(2,4,5)*1******* |  | HSP-A, Single-Package Heat Pum | Heat Pump | 208 | 3 | False |  |  |  | True | Single-Speed | 71000 | 5916 | 12 | 10.8 | 13.2 |  | 69000 | 5947 | 3.4 | 3.3 | 39000 | 4762 | 2.4 | Federally-Regulated Commercial & Industrial Equipment | 04/16/2019 |  | 06/03/2019
York International | York | XYE08A(2,4,5)*1******* |  | HSP-A, Single-Package Heat Pum | Heat Pump | 575 | 3 | False |  |  |  | True | Single-Speed | 88000 | 7272 | 12.1 | 10.8 | 14 |  | 84000 | 7033 | 3.5 | 3.3 | 48000 | 5861 | 2.4 | Federally-Regulated Commercial & Industrial Equipment | 04/16/2019 |  | 06/03/2019
York International | York | XYE08A(2,4,5)*1******* |  | HSP-A, Single-Package Heat Pum | Heat Pump | 460 | 3 | False |  |  |  | True | Single-Speed | 88000 | 7272 | 12.1 | 10.8 | 14 |  | 84000 | 7033 | 3.5 | 3.3 | 48000 | 5861 | 2.4 | Federally-Regulated Commercial & Industrial Equipment | 04/16/2019 |  | 06/03/2019
York International | York | XYE08A(2,4,5)*1******* |  | HSP-A, Single-Package Heat Pum | Heat Pump | 230 | 3 | False |  |  |  | True | Single-Speed | 88000 | 7272 | 12.1 | 10.8 | 14 |  | 84000 | 7033 | 3.5 | 3.3 | 48000 | 5861 | 2.4 | Federally-Regulated Commercial & Industrial Equipment | 04/16/2019 |  | 06/03/2019
York International | York | XYE08A(2,4,5)*1******* |  | HSP-A, Single-Package Heat Pum | Heat Pump | 208 | 3 | False |  |  |  | True | Single-Speed | 88000 | 7272 | 12.1 | 10.8 | 14 |  | 84000 | 7033 | 3.5 | 3.3 | 48000 | 5861 | 2.4 | Federally-Regulated Commercial & Industrial Equipment | 04/16/2019 |  | 06/03/2019
York International | York | PC120C00*(2,4,5)***5 | NC120C00*(2,4,5,6)**** | HRCU-A-CB, Split System: Heat | Heat Pump | 575 | 3 |  | False |  |  | True | Single-Speed | 116000 | 10450 | 11.1 | 10.8 | 12.3 |  | 104000 | 9236 | 3.3 | 3.3 | 63000 | 8027 | 2.3 | Federally-Regulated Commercial & Industrial Equipment | 04/16/2019 |  | 06/03/2019
York International | York | PC120C00*(2,4,5)***5 | NC120C00*(2,4,5,6)**** | HRCU-A-CB, Split System: Heat | Heat Pump | 460 | 3 |  | False |  |  | True | Single-Speed | 116000 | 10450 | 11.1 | 10.8 | 12.3 |  | 104000 | 9236 | 3.3 | 3.3 | 63000 | 8027 | 2.3 | Federally-Regulated Commercial & Industrial Equipment | 04/16/2019 |  | 06/03/2019
York International | York | PC120C00*(2,4,5)***5 | NC120C00*(2,4,5,6)**** | HRCU-A-CB, Split System: Heat | Heat Pump | 230 | 3 |  | False |  |  | True | Single-Speed | 116000 | 10450 | 11.1 | 10.8 | 12.3 |  | 104000 | 9236 | 3.3 | 3.3 | 63000 | 8027 | 2.3 | Federally-Regulated Commercial & Industrial Equipment | 04/16/2019 |  | 06/03/2019
York International | York | PC120C00*(2,4,5)***5 | NC120C00*(2,4,5,6)**** | HRCU-A-CB, Split System: Heat | Heat Pump | 208 | 3 |  | False |  |  | True | Single-Speed | 116000 | 10450 | 11.1 | 10.8 | 12.3 |  | 104000 | 9236 | 3.3 | 3.3 | 63000 | 8027 | 2.3 | Federally-Regulated Commercial & Industrial Equipment | 04/16/2019 |  | 06/03/2019
York International | York | PC120C00*(2,4,5)***5 | NL120C00*(2,4,5,6)**** | HRCU-A-CB, Split System: Heat | Heat Pump | 575 | 3 |  | False |  |  | True | Single-Speed | 116000 | 10450 | 11.1 | 10.8 | 14.2 |  | 104000 | 9236 | 3.3 | 3.3 | 63000 | 8027 | 2.3 | Federally-Regulated Commercial & Industrial Equipment | 04/16/2019 |  | 06/03/2019
York International | York | PC120C00*(2,4,5)***5 | NL120C00*(2,4,5,6)**** | HRCU-A-CB, Split System: Heat | Heat Pump | 460 | 3 |  | False |  |  | True | Single-Speed | 116000 | 10450 | 11.1 | 10.8 | 14.2 |  | 104000 | 9236 | 3.3 | 3.3 | 63000 | 8027 | 2.3 | Federally-Regulated Commercial & Industrial Equipment | 04/16/2019 |  | 06/03/2019
York International | York | PC120C00*(2,4,5)***5 | NL120C00*(2,4,5,6)**** | HRCU-A-CB, Split System: Heat | Heat Pump | 230 | 3 |  | False |  |  | True | Single-Speed | 116000 | 10450 | 11.1 | 10.8 | 14.2 |  | 104000 | 9236 | 3.3 | 3.3 | 63000 | 8027 | 2.3 | Federally-Regulated Commercial & Industrial Equipment | 04/16/2019 |  | 06/03/2019
York International | York | PC120C00*(2,4,5)***5 | NL120C00*(2,4,5,6)**** | HRCU-A-CB, Split System: Heat | Heat Pump | 208 | 3 |  | False |  |  | True | Single-Speed | 116000 | 10450 | 11.1 | 10.8 | 14.2 |  | 104000 | 9236 | 3.3 | 3.3 | 63000 | 8027 | 2.3 | Federally-Regulated Commercial & Industrial Equipment | 04/16/2019 |  | 06/03/2019
York International | York | PD240C00*(2,4,5)***** | NM240C00*(2,4,5,6)**** | HRCU-A-CB, Split System: Heat | Heat Pump | 575 | 3 |  | False |  |  | True | Single-Speed | 230000 | 21698 | 10.6 | 10.4 | 13.3 |  | 220000 | 19538 | 3.3 | 3.2 | 130000 | 17318 | 2.2 | Federally-Regulated Commercial & Industrial Equipment | 04/16/2019 |  | 06/03/2019
York International | York | PD240C00*(2,4,5)***** | NM240C00*(2,4,5,6)**** | HRCU-A-CB, Split System: Heat | Heat Pump | 460 | 3 |  | False |  |  | True | Single-Speed | 230000 | 21698 | 10.6 | 10.4 | 13.3 |  | 220000 | 19538 | 3.3 | 3.2 | 130000 | 17318 | 2.2 | Federally-Regulated Commercial & Industrial Equipment | 04/16/2019 |  | 06/03/2019
York International | York | PD240C00*(2,4,5)***** | NM240C00*(2,4,5,6)**** | HRCU-A-CB, Split System: Heat | Heat Pump | 230 | 3 |  | False |  |  | True | Single-Speed | 230000 | 21698 | 10.6 | 10.4 | 13.3 |  | 220000 | 19538 | 3.3 | 3.2 | 130000 | 17318 | 2.2 | Federally-Regulated Commercial & Industrial Equipment | 04/16/2019 |  | 06/03/2019
York International | York | PD240C00*(2,4,5)***** | NM240C00*(2,4,5,6)**** | HRCU-A-CB, Split System: Heat | Heat Pump | 208 | 3 |  | False |  |  | True | Single-Speed | 230000 | 21698 | 10.6 | 10.4 | 13.3 |  | 220000 | 19538 | 3.3 | 3.2 | 130000 | 17318 | 2.2 | Federally-Regulated Commercial & Industrial Equipment | 04/16/2019 |  | 06/03/2019
York International | York | PD180C00*(2,4,5)***** | ND180C00*(2,4,5,6)**** | HRCU-A-CB, Split System: Heat | Heat Pump | 575 | 3 |  | False |  |  | True | Single-Speed | 174000 | 16415 | 10.6 | 10.4 | 11.6 |  | 160000 | 13791 | 3.4 | 3.2 | 100000 | 13025 | 2.25 | Federally-Regulated Commercial & Industrial Equipment | 05/01/2019 |  | 06/03/2019
York International | York | PD180C00*(2,4,5)***** | ND180C00*(2,4,5,6)**** | HRCU-A-CB, Split System: Heat | Heat Pump | 460 | 3 |  | False |  |  | True | Single-Speed | 174000 | 16415 | 10.6 | 10.4 | 11.6 |  | 160000 | 13791 | 3.4 | 3.2 | 100000 | 13025 | 2.25 | Federally-Regulated Commercial & Industrial Equipment | 05/01/2019 |  | 06/03/2019
York International | York | PC180C00*(2,4,5)***** | NL180C00*(2,4,5,6)**** | HRCU-A-CB, Split System: Heat | Heat Pump | 575 | 3 |  | False |  |  | True | Single-Speed | 180000 | 16981 | 10.6 | 10.4 | 13.3 |  | 168000 | 15386 | 3.2 | 3.2 | 104000 | 13252 | 2.3 | Federally-Regulated Commercial & Industrial Equipment | 04/16/2019 |  | 06/03/2019
York International | York | PD180C00*(2,4,5)***** | ND180C00*(2,4,5,6)**** | HRCU-A-CB, Split System: Heat | Heat Pump | 230 | 3 |  | False |  |  | True | Single-Speed | 174000 | 16415 | 10.6 | 10.4 | 11.6 |  | 160000 | 13791 | 3.4 | 3.2 | 100000 | 13025 | 2.25 | Federally-Regulated Commercial & Industrial Equipment | 05/01/2019 |  | 06/03/2019
York International | York | PD180C00*(2,4,5)***** | NM180C00*(2,4,5,6)**** | HRCU-A-CB, Split System: Heat | Heat Pump | 575 | 3 |  | False |  |  | True | Single-Speed | 174000 | 16415 | 10.6 | 10.4 | 14 |  | 160000 | 13791 | 3.4 | 3.2 | 100000 | 13025 | 2.25 | Federally-Regulated Commercial & Industrial Equipment | 05/01/2019 |  | 06/03/2019
York International | York | PC180C00*(2,4,5)***** | NL180C00*(2,4,5,6)**** | HRCU-A-CB, Split System: Heat | Heat Pump | 460 | 3 |  | False |  |  | True | Single-Speed | 180000 | 16981 | 10.6 | 10.4 | 13.3 |  | 168000 | 15386 | 3.2 | 3.2 | 104000 | 13252 | 2.3 | Federally-Regulated Commercial & Industrial Equipment | 04/16/2019 |  | 06/03/2019
York International | York | PD180C00*(2,4,5)***** | ND180C00*(2,4,5,6)**** | HRCU-A-CB, Split System: Heat | Heat Pump | 208 | 3 |  | False |  |  | True | Single-Speed | 174000 | 16415 | 10.6 | 10.4 | 11.6 |  | 160000 | 13791 | 3.4 | 3.2 | 100000 | 13025 | 2.25 | Federally-Regulated Commercial & Industrial Equipment | 05/01/2019 |  | 06/03/2019
York International | York | PD180C00*(2,4,5)***** | NM180C00*(2,4,5,6)**** | HRCU-A-CB, Split System: Heat | Heat Pump | 460 | 3 |  | False |  |  | True | Single-Speed | 174000 | 16415 | 10.6 | 10.4 | 14 |  | 160000 | 13791 | 3.4 | 3.2 | 100000 | 13025 | 2.25 | Federally-Regulated Commercial & Industrial Equipment | 05/01/2019 |  | 06/03/2019
York International | York | PC180C00*(2,4,5)***** | NL180C00*(2,4,5,6)**** | HRCU-A-CB, Split System: Heat | Heat Pump | 230 | 3 |  | False |  |  | True | Single-Speed | 180000 | 16981 | 10.6 | 10.4 | 13.3 |  | 168000 | 15386 | 3.2 | 3.2 | 104000 | 13252 | 2.3 | Federally-Regulated Commercial & Industrial Equipment | 04/16/2019 |  | 06/03/2019
York International | York | PD180C00*(2,4,5)***** | NM180C00*(2,4,5,6)**** | HRCU-A-CB, Split System: Heat | Heat Pump | 230 | 3 |  | False |  |  | True | Single-Speed | 174000 | 16415 | 10.6 | 10.4 | 14 |  | 160000 | 13791 | 3.4 | 3.2 | 100000 | 13025 | 2.25 | Federally-Regulated Commercial & Industrial Equipment | 05/01/2019 |  | 06/03/2019
York International | York | PC180C00*(2,4,5)***** | NL180C00*(2,4,5,6)**** | HRCU-A-CB, Split System: Heat | Heat Pump | 208 | 3 |  | False |  |  | True | Single-Speed | 180000 | 16981 | 10.6 | 10.4 | 13.3 |  | 168000 | 15386 | 3.2 | 3.2 | 104000 | 13252 | 2.3 | Federally-Regulated Commercial & Industrial Equipment | 04/16/2019 |  | 06/03/2019
York International | York | PD180C00*(2,4,5)***** | NM180C00*(2,4,5,6)**** | HRCU-A-CB, Split System: Heat | Heat Pump | 208 | 3 |  | False |  |  | True | Single-Speed | 174000 | 16415 | 10.6 | 10.4 | 14 |  | 160000 | 13791 | 3.4 | 3.2 | 100000 | 13025 | 2.25 | Federally-Regulated Commercial & Industrial Equipment | 05/01/2019 |  | 06/03/2019
York International | York | PC180C00*(2,4,5)***** | NC180C00*(2,4,5,6)**** | HRCU-A-CB, Split System: Heat | Heat Pump | 575 | 3 |  | False |  |  | True | Single-Speed | 180000 | 16981 | 10.6 | 10.4 | 12 |  | 168000 | 15386 | 3.2 | 3.2 | 104000 | 13252 | 2.3 | Federally-Regulated Commercial & Industrial Equipment | 04/16/2019 |  | 06/03/2019
York International | York | PC180C00*(2,4,5)***** | NC180C00*(2,4,5,6)**** | HRCU-A-CB, Split System: Heat | Heat Pump | 460 | 3 |  | False |  |  | True | Single-Speed | 180000 | 16981 | 10.6 | 10.4 | 12 |  | 168000 | 15386 | 3.2 | 3.2 | 104000 | 13252 | 2.3 | Federally-Regulated Commercial & Industrial Equipment | 04/16/2019 |  | 06/03/2019
York International | York | PC180C00*(2,4,5)***** | NC180C00*(2,4,5,6)**** | HRCU-A-CB, Split System: Heat | Heat Pump | 230 | 3 |  | False |  |  | True | Single-Speed | 180000 | 16981 | 10.6 | 10.4 | 12 |  | 168000 | 15386 | 3.2 | 3.2 | 104000 | 13252 | 2.3 | Federally-Regulated Commercial & Industrial Equipment | 04/16/2019 |  | 06/03/2019
York International | York | PC090C00*(2,4,5)***** | NL090C00*(2,4,5,6)**** | HRCU-A-CB, Split System: Heat | Heat Pump | 575 | 3 |  | False |  |  | True | Single-Speed | 89000 | 8090 | 11 | 10.8 | 12.4 |  | 82000 | 7068 | 3.4 | 3.3 | 49000 | 6243 | 2.3 | Federally-Regulated Commercial & Industrial Equipment | 04/16/2019 |  | 06/03/2019
York International | York | PC180C00*(2,4,5)***** | NC180C00*(2,4,5,6)**** | HRCU-A-CB, Split System: Heat | Heat Pump | 208 | 3 |  | False |  |  | True | Single-Speed | 180000 | 16981 | 10.6 | 10.4 | 12 |  | 168000 | 15386 | 3.2 | 3.2 | 104000 | 13252 | 2.3 | Federally-Regulated Commercial & Industrial Equipment | 04/16/2019 |  | 06/03/2019
York International | York | PC090C00*(2,4,5)***** | NL090C00*(2,4,5,6)**** | HRCU-A-CB, Split System: Heat | Heat Pump | 460 | 3 |  | False |  |  | True | Single-Speed | 89000 | 8090 | 11 | 10.8 | 12.4 |  | 82000 | 7068 | 3.4 | 3.3 | 49000 | 6243 | 2.3 | Federally-Regulated Commercial & Industrial Equipment | 04/16/2019 |  | 06/03/2019
York International | York | PC090C00*(2,4,5)***** | NL090C00*(2,4,5,6)**** | HRCU-A-CB, Split System: Heat | Heat Pump | 230 | 3 |  | False |  |  | True | Single-Speed | 89000 | 8090 | 11 | 10.8 | 12.4 |  | 82000 | 7068 | 3.4 | 3.3 | 49000 | 6243 | 2.3 | Federally-Regulated Commercial & Industrial Equipment | 04/16/2019 |  | 06/03/2019
York International | York | PC120C00*(2,4,5)**** | NL120C00*(2,4,5,6)**** | HRCU-A-CB, Split System: Heat | Heat Pump | 575 | 3 |  | False |  |  | True | Single-Speed | 120000 | 11111 | 10.8 | 10.8 | 13.5 |  | 109000 | 9680 | 3.3 | 3.3 | 63000 | 8206 | 2.25 | Federally-Regulated Commercial & Industrial Equipment | 05/01/2019 |  | 06/03/2019
York International | York | PC090C00*(2,4,5)***** | NL090C00*(2,4,5,6)**** | HRCU-A-CB, Split System: Heat | Heat Pump | 208 | 3 |  | False |  |  | True | Single-Speed | 89000 | 8090 | 11 | 10.8 | 12.4 |  | 82000 | 7068 | 3.4 | 3.3 | 49000 | 6243 | 2.3 | Federally-Regulated Commercial & Industrial Equipment | 04/16/2019 |  | 06/03/2019
York International | York | PC120C00*(2,4,5)**** | NL120C00*(2,4,5,6)**** | HRCU-A-CB, Split System: Heat | Heat Pump | 460 | 3 |  | False |  |  | True | Single-Speed | 120000 | 11111 | 10.8 | 10.8 | 13.5 |  | 109000 | 9680 | 3.3 | 3.3 | 63000 | 8206 | 2.25 | Federally-Regulated Commercial & Industrial Equipment | 05/01/2019 |  | 06/03/2019
York International | York | PC120C00*(2,4,5)**** | NL120C00*(2,4,5,6)**** | HRCU-A-CB, Split System: Heat | Heat Pump | 230 | 3 |  | False |  |  | True | Single-Speed | 120000 | 11111 | 10.8 | 10.8 | 13.5 |  | 109000 | 9680 | 3.3 | 3.3 | 63000 | 8206 | 2.25 | Federally-Regulated Commercial & Industrial Equipment | 05/01/2019 |  | 06/03/2019
York International | York | PC120C00*(2,4,5)**** | NL120C00*(2,4,5,6)**** | HRCU-A-CB, Split System: Heat | Heat Pump | 208 | 3 |  | False |  |  | True | Single-Speed | 120000 | 11111 | 10.8 | 10.8 | 13.5 |  | 109000 | 9680 | 3.3 | 3.3 | 63000 | 8206 | 2.25 | Federally-Regulated Commercial & Industrial Equipment | 05/01/2019 |  | 06/03/2019
York International | York | XYEA7A(2,4,5)*3********* |  | HSP-A, Single-Package Heat Pum | Heat Pump | 575 | 3 | False |  |  |  | True | Dual-Speed | 70000 | 5833 | 12 | 10.8 | 14.8 |  | 67000 | 5775 | 3.4 | 3.3 | 38000 | 4640 | 2.4 | Federally-Regulated Commercial & Industrial Equipment | 04/16/2019 |  | 06/03/2019
York International | York | XYEA7A(2,4,5)*3********* |  | HSP-A, Single-Package Heat Pum | Heat Pump | 460 | 3 | False |  |  |  | True | Dual-Speed | 70000 | 5833 | 12 | 10.8 | 14.8 |  | 67000 | 5775 | 3.4 | 3.3 | 38000 | 4640 | 2.4 | Federally-Regulated Commercial & Industrial Equipment | 04/16/2019 |  | 06/03/2019
York International | York | XYEA7A(2,4,5)*3********* |  | HSP-A, Single-Package Heat Pum | Heat Pump | 230 | 3 | False |  |  |  | True | Dual-Speed | 70000 | 5833 | 12 | 10.8 | 14.8 |  | 67000 | 5775 | 3.4 | 3.3 | 38000 | 4640 | 2.4 | Federally-Regulated Commercial & Industrial Equipment | 04/16/2019 |  | 06/03/2019
York International | York | XYEA7A(2,4,5)*3********* |  | HSP-A, Single-Package Heat Pum | Heat Pump | 208 | 3 | False |  |  |  | True | Dual-Speed | 70000 | 5833 | 12 | 10.8 | 14.8 |  | 67000 | 5775 | 3.4 | 3.3 | 38000 | 4640 | 2.4 | Federally-Regulated Commercial & Industrial Equipment | 04/16/2019 |  | 06/03/2019
York International | York | XYEA7A(2,4,5)*1********* |  | HSP-A, Single-Package Heat Pum | Heat Pump | 575 | 3 | False |  |  |  | True | Dual-Speed | 70000 | 5833 | 12 | 10.8 | 14.1 |  | 67000 | 5775 | 3.4 | 3.3 | 38000 | 4640 | 2.4 | Federally-Regulated Commercial & Industrial Equipment | 04/16/2019 |  | 06/03/2019
York International | York | XYEA7A(2,4,5)*1********* |  | HSP-A, Single-Package Heat Pum | Heat Pump | 460 | 3 | False |  |  |  | True | Dual-Speed | 70000 | 5833 | 12 | 10.8 | 14.1 |  | 67000 | 5775 | 3.4 | 3.3 | 38000 | 4640 | 2.4 | Federally-Regulated Commercial & Industrial Equipment | 04/16/2019 |  | 06/03/2019
York International | York | XYEA7A(2,4,5)*1********* |  | HSP-A, Single-Package Heat Pum | Heat Pump | 230 | 3 | False |  |  |  | True | Dual-Speed | 70000 | 5833 | 12 | 10.8 | 14.1 |  | 67000 | 5775 | 3.4 | 3.3 | 38000 | 4640 | 2.4 | Federally-Regulated Commercial & Industrial Equipment | 04/16/2019 |  | 06/03/2019
York International | York | XYEA7A(2,4,5)*1********* |  | HSP-A, Single-Package Heat Pum | Heat Pump | 208 | 3 | False |  |  |  | True | Dual-Speed | 70000 | 5833 | 12 | 10.8 | 14.1 |  | 67000 | 5775 | 3.4 | 3.3 | 38000 | 4640 | 2.4 | Federally-Regulated Commercial & Industrial Equipment | 04/16/2019 |  | 06/03/2019
York International | York | XP150[C,E]**(P,R,S,U,V,X)(2,4,5)*******2 |  | HSP-A, Single-Package Heat Pum | Both Heat Pump and Electric Re | 575 | 3 | False |  |  |  | True | Single-Speed | 144000 | 13584 | 10.6 | 10.6 | 13.5 |  | 135000 | 12364 | 3.2 | 3.2 | 90000 | 12866 | 2.05 | Federally-Regulated Commercial & Industrial Equipment | 05/01/2019 |  | 06/03/2019
York International | York | XP150[C,E]**(P,R,S,U,V,X)(2,4,5)*******2 |  | HSP-A, Single-Package Heat Pum | Both Heat Pump and Electric Re | 460 | 3 | False |  |  |  | True | Single-Speed | 144000 | 13584 | 10.6 | 10.6 | 13.5 |  | 135000 | 12364 | 3.2 | 3.2 | 90000 | 12866 | 2.05 | Federally-Regulated Commercial & Industrial Equipment | 05/01/2019 |  | 06/03/2019
York International | York | XP150[C,E]**(P,R,S,U,V,X)(2,4,5)*******2 |  | HSP-A, Single-Package Heat Pum | Both Heat Pump and Electric Re | 230 | 3 | False |  |  |  | True | Single-Speed | 144000 | 13584 | 10.6 | 10.6 | 13.5 |  | 135000 | 12364 | 3.2 | 3.2 | 90000 | 12866 | 2.05 | Federally-Regulated Commercial & Industrial Equipment | 05/01/2019 |  | 06/03/2019
York International | York | XP150[C,E]**(P,R,S,U,V,X)(2,4,5)*******2 |  | HSP-A, Single-Package Heat Pum | Both Heat Pump and Electric Re | 208 | 3 | False |  |  |  | True | Single-Speed | 144000 | 13584 | 10.6 | 10.6 | 13.5 |  | 135000 | 12364 | 3.2 | 3.2 | 90000 | 12866 | 2.05 | Federally-Regulated Commercial & Industrial Equipment | 05/01/2019 |  | 06/03/2019
York International | York | PC090C00A*(2,4,5)***** | NL090C00*(5,6)****** | HRCU-A-CB, Split System: Heat | Heat Pump | 575 | 3 |  | False |  |  | True | Single-Speed | 89000 | 8090 | 11 | 10.8 | 12.4 |  | 82000 | 7282 | 3.3 | 3.3 | 49000 | 6243 | 2.3 | Federally-Regulated Commercial & Industrial Equipment | 06/03/2019 |  | 06/03/2019
York International | York | PC090C00A*(2,4,5)***** | NL090C00*(5,6)****** | HRCU-A-CB, Split System: Heat | Heat Pump | 460 | 3 |  | False |  |  | True | Single-Speed | 89000 | 8090 | 11 | 10.8 | 12.4 |  | 82000 | 7282 | 3.3 | 3.3 | 49000 | 6243 | 2.3 | Federally-Regulated Commercial & Industrial Equipment | 06/03/2019 |  | 06/03/2019
York International | York | PC090C00A*(2,4,5)***** | NL090C00*(5,6)****** | HRCU-A-CB, Split System: Heat | Heat Pump | 230 | 3 |  | False |  |  | True | Single-Speed | 89000 | 8090 | 11 | 10.8 | 12.4 |  | 82000 | 7282 | 3.3 | 3.3 | 49000 | 6243 | 2.3 | Federally-Regulated Commercial & Industrial Equipment | 06/03/2019 |  | 06/03/2019
York International | York | PC090C00A*(2,4,5)***** | NL090C00*(5,6)****** | HRCU-A-CB, Split System: Heat | Heat Pump | 208 | 3 |  | False |  |  | True | Single-Speed | 89000 | 8090 | 11 | 10.8 | 12.4 |  | 82000 | 7282 | 3.3 | 3.3 | 49000 | 6243 | 2.3 | Federally-Regulated Commercial & Industrial Equipment | 06/03/2019 |  | 06/03/2019
York International | York | PD240C00A*(2,4,5)***** | NM240C00*(5,6)****** | HRCU-A-CB, Split System: Heat | Heat Pump | 575 | 3 |  | False |  |  | True | Single-Speed | 230000 | 21698 | 10.6 | 10.4 | 13.3 |  | 220000 | 19538 | 3.3 | 3.2 | 130000 | 17318 | 2.2 | Federally-Regulated Commercial & Industrial Equipment | 06/03/2019 |  | 06/03/2019
York International | York | PD240C00A*(2,4,5)***** | NM240C00*(5,6)****** | HRCU-A-CB, Split System: Heat | Heat Pump | 460 | 3 |  | False |  |  | True | Single-Speed | 230000 | 21698 | 10.6 | 10.4 | 13.3 |  | 220000 | 19538 | 3.3 | 3.2 | 130000 | 17318 | 2.2 | Federally-Regulated Commercial & Industrial Equipment | 06/03/2019 |  | 06/03/2019
York International | York | PD240C00A*(2,4,5)***** | NM240C00*(5,6)****** | HRCU-A-CB, Split System: Heat | Heat Pump | 230 | 3 |  | False |  |  | True | Single-Speed | 230000 | 21698 | 10.6 | 10.4 | 13.3 |  | 220000 | 19538 | 3.3 | 3.2 | 130000 | 17318 | 2.2 | Federally-Regulated Commercial & Industrial Equipment | 06/03/2019 |  | 06/03/2019
York International | York | PD240C00A*(2,4,5)***** | NM240C00*(5,6)****** | HRCU-A-CB, Split System: Heat | Heat Pump | 208 | 3 |  | False |  |  | True | Single-Speed | 230000 | 21698 | 10.6 | 10.4 | 13.3 |  | 220000 | 19538 | 3.3 | 3.2 | 130000 | 17318 | 2.2 | Federally-Regulated Commercial & Industrial Equipment | 06/03/2019 |  | 06/03/2019
York International | York | PD180C00A*(2,4,5)***** | NM180C00*(5,6)****** | HRCU-A-CB, Split System: Heat | Heat Pump | 575 | 3 |  | False |  |  | True | Single-Speed | 174000 | 16415 | 10.6 | 10.4 | 14 |  | 160000 | 13791 | 3.4 | 3.2 | 100000 | 13025 | 2.25 | Federally-Regulated Commercial & Industrial Equipment | 06/03/2019 |  | 06/03/2019
York International | York | PD180C00A*(2,4,5)***** | NM180C00*(5,6)****** | HRCU-A-CB, Split System: Heat | Heat Pump | 460 | 3 |  | False |  |  | True | Single-Speed | 174000 | 16415 | 10.6 | 10.4 | 14 |  | 160000 | 13791 | 3.4 | 3.2 | 100000 | 13025 | 2.25 | Federally-Regulated Commercial & Industrial Equipment | 06/03/2019 |  | 06/03/2019
York International | York | PD180C00A*(2,4,5)***** | NM180C00*(5,6)****** | HRCU-A-CB, Split System: Heat | Heat Pump | 230 | 3 |  | False |  |  | True | Single-Speed | 174000 | 16415 | 10.6 | 10.4 | 14 |  | 160000 | 13791 | 3.4 | 3.2 | 100000 | 13025 | 2.25 | Federally-Regulated Commercial & Industrial Equipment | 06/03/2019 |  | 06/03/2019
York International | York | PD180C00A*(2,4,5)***** | NM180C00*(5,6)****** | HRCU-A-CB, Split System: Heat | Heat Pump | 208 | 3 |  | False |  |  | True | Single-Speed | 174000 | 16415 | 10.6 | 10.4 | 14 |  | 160000 | 13791 | 3.4 | 3.2 | 100000 | 13025 | 2.25 | Federally-Regulated Commercial & Industrial Equipment | 06/03/2019 |  | 06/03/2019
York International | York | PC120C00A*(2,4,5)**** | NL120C00*(5,6)****** | HRCU-A-CB, Split System: Heat | Heat Pump | 575 | 3 |  | False |  |  | True | Single-Speed | 120000 | 11111 | 10.8 | 10.8 | 13.5 |  | 109000 | 9680 | 3.3 | 3.3 | 63000 | 8206 | 2.25 | Federally-Regulated Commercial & Industrial Equipment | 06/03/2019 |  | 06/03/2019
York International | York | PC120C00A*(2,4,5)**** | NL120C00*(5,6)****** | HRCU-A-CB, Split System: Heat | Heat Pump | 460 | 3 |  | False |  |  | True | Single-Speed | 120000 | 11111 | 10.8 | 10.8 | 13.5 |  | 109000 | 9680 | 3.3 | 3.3 | 63000 | 8206 | 2.25 | Federally-Regulated Commercial & Industrial Equipment | 06/03/2019 |  | 06/03/2019
York International | York | PC120C00A*(2,4,5)**** | NL120C00*(5,6)****** | HRCU-A-CB, Split System: Heat | Heat Pump | 230 | 3 |  | False |  |  | True | Single-Speed | 120000 | 11111 | 10.8 | 10.8 | 13.5 |  | 109000 | 9680 | 3.3 | 3.3 | 63000 | 8206 | 2.25 | Federally-Regulated Commercial & Industrial Equipment | 06/03/2019 |  | 06/03/2019
York International | York | PC120C00A*(2,4,5)**** | NL120C00*(5,6)****** | HRCU-A-CB, Split System: Heat | Heat Pump | 208 | 3 |  | False |  |  | True | Single-Speed | 120000 | 11111 | 10.8 | 10.8 | 13.5 |  | 109000 | 9680 | 3.3 | 3.3 | 63000 | 8206 | 2.25 | Federally-Regulated Commercial & Industrial Equipment | 06/03/2019 |  | 06/03/2019
York International | York | PC180C00A*(2,4,5)***** | NL180C00*(5,6)****** | HRCU-A-CB, Split System: Heat | Heat Pump | 575 | 3 |  | False |  |  | True | Single-Speed | 180000 | 16981 | 10.6 | 10.4 | 13.3 |  | 168000 | 15386 | 3.2 | 3.2 | 104000 | 13252 | 2.3 | Federally-Regulated Commercial & Industrial Equipment | 06/03/2019 |  | 06/03/2019
York International | York | PC180C00A*(2,4,5)***** | NL180C00*(5,6)****** | HRCU-A-CB, Split System: Heat | Heat Pump | 460 | 3 |  | False |  |  | True | Single-Speed | 180000 | 16981 | 10.6 | 10.4 | 13.3 |  | 168000 | 15386 | 3.2 | 3.2 | 104000 | 13252 | 2.3 | Federally-Regulated Commercial & Industrial Equipment | 06/03/2019 |  | 06/03/2019
York International | York | PC180C00A*(2,4,5)***** | NL180C00*(5,6)****** | HRCU-A-CB, Split System: Heat | Heat Pump | 230 | 3 |  | False |  |  | True | Single-Speed | 180000 | 16981 | 10.6 | 10.4 | 13.3 |  | 168000 | 15386 | 3.2 | 3.2 | 104000 | 13252 | 2.3 | Federally-Regulated Commercial & Industrial Equipment | 06/03/2019 |  | 06/03/2019
York International | York | PC180C00A*(2,4,5)***** | NL180C00*(5,6)****** | HRCU-A-CB, Split System: Heat | Heat Pump | 208 | 3 |  | False |  |  | True | Single-Speed | 180000 | 16981 | 10.6 | 10.4 | 13.3 |  | 168000 | 15386 | 3.2 | 3.2 | 104000 | 13252 | 2.3 | Federally-Regulated Commercial & Industrial Equipment | 06/03/2019 |  | 06/03/2019
York International | York | XXE08A(2,4,5)*1********* |  | HSP-A, Single-Package Heat Pum | Heat Pump | 208 | 3 | False |  |  |  | True | Single-Speed | 90000 | 7826 | 11.5 | 10.8 | 13.3 |  | 84000 | 7033 | 3.5 | 3.3 | 49000 | 6382 | 2.25 | Federally-Regulated Commercial & Industrial Equipment | 06/03/2019 |  | 06/03/2019
York International | York | XXEA7A(2,4,5)*1********* |  | HSP-A, Single-Package Heat Pum | Heat Pump | 575 | 3 | False |  |  |  | True | Single-Speed | 66000 | 6000 | 11 | 10.8 | 12.7 |  | 65000 | 5442 | 3.5 | 3.3 | 35000 | 4459 | 2.3 | Federally-Regulated Commercial & Industrial Equipment | 06/03/2019 |  | 06/03/2019
York International | York | XXEA7A(2,4,5)*1********* |  | HSP-A, Single-Package Heat Pum | Heat Pump | 460 | 3 | False |  |  |  | True | Single-Speed | 66000 | 6000 | 11 | 10.8 | 12.7 |  | 65000 | 5442 | 3.5 | 3.3 | 35000 | 4459 | 2.3 | Federally-Regulated Commercial & Industrial Equipment | 06/03/2019 |  | 06/03/2019
York International | York | XXEA7A(2,4,5)*1********* |  | HSP-A, Single-Package Heat Pum | Heat Pump | 230 | 3 | False |  |  |  | True | Single-Speed | 66000 | 6000 | 11 | 10.8 | 12.7 |  | 65000 | 5442 | 3.5 | 3.3 | 35000 | 4459 | 2.3 | Federally-Regulated Commercial & Industrial Equipment | 06/03/2019 |  | 06/03/2019
York International | York | XXEA7A(2,4,5)*1********* |  | HSP-A, Single-Package Heat Pum | Heat Pump | 208 | 3 | False |  |  |  | True | Single-Speed | 66000 | 6000 | 11 | 10.8 | 12.7 |  | 65000 | 5442 | 3.5 | 3.3 | 35000 | 4459 | 2.3 | Federally-Regulated Commercial & Industrial Equipment | 06/03/2019 |  | 06/03/2019
York International | York | XXE08A(2,4,5)*3********* |  | HSP-A, Single-Package Heat Pum | Heat Pump | 575 | 3 | False |  |  |  | True | Single-Speed | 90000 | 7826 | 11.5 | 10.8 | 15.1 |  | 84000 | 7033 | 3.5 | 3.3 | 49000 | 6382 | 2.25 | Federally-Regulated Commercial & Industrial Equipment | 06/03/2019 |  | 06/03/2019
York International | York | XXE08A(2,4,5)*3********* |  | HSP-A, Single-Package Heat Pum | Heat Pump | 460 | 3 | False |  |  |  | True | Single-Speed | 90000 | 7826 | 11.5 | 10.8 | 15.1 |  | 84000 | 7033 | 3.5 | 3.3 | 49000 | 6382 | 2.25 | Federally-Regulated Commercial & Industrial Equipment | 06/03/2019 |  | 06/03/2019
York International | York | XXE09A(2,4,5)*3********* |  | HSP-A, Single-Package Heat Pum | Heat Pump | 575 | 3 | False |  |  |  | True | Single-Speed | 102000 | 8644 | 11.8 | 10.8 | 14.4 |  | 94000 | 8223 | 3.35 | 3.3 | 57000 | 7424 | 2.25 | Federally-Regulated Commercial & Industrial Equipment | 06/03/2019 |  | 06/03/2019
York International | York | XXE08A(2,4,5)*3********* |  | HSP-A, Single-Package Heat Pum | Heat Pump | 230 | 3 | False |  |  |  | True | Single-Speed | 90000 | 7826 | 11.5 | 10.8 | 15.1 |  | 84000 | 7033 | 3.5 | 3.3 | 49000 | 6382 | 2.25 | Federally-Regulated Commercial & Industrial Equipment | 06/03/2019 |  | 06/03/2019
York International | York | XXE09A(2,4,5)*3********* |  | HSP-A, Single-Package Heat Pum | Heat Pump | 460 | 3 | False |  |  |  | True | Single-Speed | 102000 | 8644 | 11.8 | 10.8 | 14.4 |  | 94000 | 8223 | 3.35 | 3.3 | 57000 | 7424 | 2.25 | Federally-Regulated Commercial & Industrial Equipment | 06/03/2019 |  | 06/03/2019
York International | York | XXE09A(2,4,5)*3********* |  | HSP-A, Single-Package Heat Pum | Heat Pump | 230 | 3 | False |  |  |  | True | Single-Speed | 102000 | 8644 | 11.8 | 10.8 | 14.4 |  | 94000 | 8223 | 3.35 | 3.3 | 57000 | 7424 | 2.25 | Federally-Regulated Commercial & Industrial Equipment | 06/03/2019 |  | 06/03/2019
York International | York | XXE08A(2,4,5)*3********* |  | HSP-A, Single-Package Heat Pum | Heat Pump | 208 | 3 | False |  |  |  | True | Single-Speed | 90000 | 7826 | 11.5 | 10.8 | 15.1 |  | 84000 | 7033 | 3.5 | 3.3 | 49000 | 6382 | 2.25 | Federally-Regulated Commercial & Industrial Equipment | 06/03/2019 |  | 06/03/2019
York International | York | XXE09A(2,4,5)*3********* |  | HSP-A, Single-Package Heat Pum | Heat Pump | 208 | 3 | False |  |  |  | True | Single-Speed | 102000 | 8644 | 11.8 | 10.8 | 14.4 |  | 94000 | 8223 | 3.35 | 3.3 | 57000 | 7424 | 2.25 | Federally-Regulated Commercial & Industrial Equipment | 06/03/2019 |  | 06/03/2019
York International | York | XXE09A(2,4,5)*1********* |  | HSP-A, Single-Package Heat Pum | Heat Pump | 575 | 3 | False |  |  |  | True | Single-Speed | 102000 | 8644 | 11.8 | 10.8 | 13.1 |  | 94000 | 8223 | 3.35 | 3.3 | 57000 | 7424 | 2.25 | Federally-Regulated Commercial & Industrial Equipment | 06/03/2019 |  | 06/03/2019
York International | York | XXE09A(2,4,5)*1********* |  | HSP-A, Single-Package Heat Pum | Heat Pump | 460 | 3 | False |  |  |  | True | Single-Speed | 102000 | 8644 | 11.8 | 10.8 | 13.1 |  | 94000 | 8223 | 3.35 | 3.3 | 57000 | 7424 | 2.25 | Federally-Regulated Commercial & Industrial Equipment | 06/03/2019 |  | 06/03/2019
York International | York | XXE09A(2,4,5)*1********* |  | HSP-A, Single-Package Heat Pum | Heat Pump | 230 | 3 | False |  |  |  | True | Single-Speed | 102000 | 8644 | 11.8 | 10.8 | 13.1 |  | 94000 | 8223 | 3.35 | 3.3 | 57000 | 7424 | 2.25 | Federally-Regulated Commercial & Industrial Equipment | 06/03/2019 |  | 06/03/2019
York International | York | XXE09A(2,4,5)*1********* |  | HSP-A, Single-Package Heat Pum | Heat Pump | 208 | 3 | False |  |  |  | True | Single-Speed | 102000 | 8644 | 11.8 | 10.8 | 13.1 |  | 94000 | 8223 | 3.35 | 3.3 | 57000 | 7424 | 2.25 | Federally-Regulated Commercial & Industrial Equipment | 06/03/2019 |  | 06/03/2019
York International | York | XXE12A(2,4,5)*3********* |  | HSP-A, Single-Package Heat Pum | Heat Pump | 575 | 3 | False |  |  |  | True | Single-Speed | 116000 | 10545 | 11 | 10.8 | 13.4 |  | 108000 | 9591 | 3.3 | 3.3 | 62000 | 8075 | 2.25 | Federally-Regulated Commercial & Industrial Equipment | 06/03/2019 |  | 06/03/2019
York International | York | XXE12A(2,4,5)*3********* |  | HSP-A, Single-Package Heat Pum | Heat Pump | 460 | 3 | False |  |  |  | True | Single-Speed | 116000 | 10545 | 11 | 10.8 | 13.4 |  | 108000 | 9591 | 3.3 | 3.3 | 62000 | 8075 | 2.25 | Federally-Regulated Commercial & Industrial Equipment | 06/03/2019 |  | 06/03/2019
York International | York | XXE12A(2,4,5)*3********* |  | HSP-A, Single-Package Heat Pum | Heat Pump | 230 | 3 | False |  |  |  | True | Single-Speed | 116000 | 10545 | 11 | 10.8 | 13.4 |  | 108000 | 9591 | 3.3 | 3.3 | 62000 | 8075 | 2.25 | Federally-Regulated Commercial & Industrial Equipment | 06/03/2019 |  | 06/03/2019
York International | York | XXE12A(2,4,5)*3********* |  | HSP-A, Single-Package Heat Pum | Heat Pump | 208 | 3 | False |  |  |  | True | Single-Speed | 116000 | 10545 | 11 | 10.8 | 13.4 |  | 108000 | 9591 | 3.3 | 3.3 | 62000 | 8075 | 2.25 | Federally-Regulated Commercial & Industrial Equipment | 06/03/2019 |  | 06/03/2019
York International | York | XYE09A(2,4,5)*3******* |  | HSP-A, Single-Package Heat Pum | Heat Pump | 575 | 3 | False |  |  |  | True | Single-Speed | 98000 | 8166 | 12 | 10.8 | 15.8 |  | 96000 | 8275 | 3.4 | 3.3 | 54000 | 7002 | 2.26 | Federally-Regulated Commercial & Industrial Equipment | 06/03/2019 |  | 06/03/2019
York International | York | XYE09A(2,4,5)*3******* |  | HSP-A, Single-Package Heat Pum | Heat Pump | 460 | 3 | False |  |  |  | True | Single-Speed | 98000 | 8166 | 12 | 10.8 | 15.8 |  | 96000 | 8275 | 3.4 | 3.3 | 54000 | 7002 | 2.26 | Federally-Regulated Commercial & Industrial Equipment | 06/03/2019 |  | 06/03/2019
York International | York | XYE09A(2,4,5)*3******* |  | HSP-A, Single-Package Heat Pum | Heat Pump | 230 | 3 | False |  |  |  | True | Single-Speed | 98000 | 8166 | 12 | 10.8 | 15.8 |  | 96000 | 8275 | 3.4 | 3.3 | 54000 | 7002 | 2.26 | Federally-Regulated Commercial & Industrial Equipment | 06/03/2019 |  | 06/03/2019
York International | York | XYE09A(2,4,5)*3******* |  | HSP-A, Single-Package Heat Pum | Heat Pump | 208 | 3 | False |  |  |  | True | Single-Speed | 98000 | 8166 | 12 | 10.8 | 15.8 |  | 96000 | 8275 | 3.4 | 3.3 | 54000 | 7002 | 2.26 | Federally-Regulated Commercial & Industrial Equipment | 06/03/2019 |  | 06/03/2019
York International | York | XYE08A(2,4,5)*3******* |  | HSP-A, Single-Package Heat Pum | Heat Pump | 575 | 3 | False |  |  |  | True | Single-Speed | 88000 | 7272 | 12.1 | 10.8 | 16 |  | 84000 | 7033 | 3.5 | 3.3 | 48000 | 5861 | 2.4 | Federally-Regulated Commercial & Industrial Equipment | 06/03/2019 |  | 06/03/2019
York International | York | XYE08A(2,4,5)*3******* |  | HSP-A, Single-Package Heat Pum | Heat Pump | 460 | 3 | False |  |  |  | True | Single-Speed | 88000 | 7272 | 12.1 | 10.8 | 16 |  | 84000 | 7033 | 3.5 | 3.3 | 48000 | 5861 | 2.4 | Federally-Regulated Commercial & Industrial Equipment | 06/03/2019 |  | 06/03/2019
York International | York | XYE08A(2,4,5)*3******* |  | HSP-A, Single-Package Heat Pum | Heat Pump | 230 | 3 | False |  |  |  | True | Single-Speed | 88000 | 7272 | 12.1 | 10.8 | 16 |  | 84000 | 7033 | 3.5 | 3.3 | 48000 | 5861 | 2.4 | Federally-Regulated Commercial & Industrial Equipment | 06/03/2019 |  | 06/03/2019
York International | York | XYE08A(2,4,5)*3******* |  | HSP-A, Single-Package Heat Pum | Heat Pump | 208 | 3 | False |  |  |  | True | Single-Speed | 88000 | 7272 | 12.1 | 10.8 | 16 |  | 84000 | 7033 | 3.5 | 3.3 | 48000 | 5861 | 2.4 | Federally-Regulated Commercial & Industrial Equipment | 06/03/2019 |  | 06/03/2019
York International | York | XYE09A(2,4,5)*1******* |  | HSP-A, Single-Package Heat Pum | Heat Pump | 575 | 3 | False |  |  |  | True | Single-Speed | 98000 | 8166 | 12 | 10.8 | 13.8 |  | 96000 | 8275 | 3.4 | 3.3 | 54000 | 7002 | 2.26 | Federally-Regulated Commercial & Industrial Equipment | 06/03/2019 |  | 06/03/2019
York International | York | XYE09A(2,4,5)*1******* |  | HSP-A, Single-Package Heat Pum | Heat Pump | 460 | 3 | False |  |  |  | True | Single-Speed | 98000 | 8166 | 12 | 10.8 | 13.8 |  | 96000 | 8275 | 3.4 | 3.3 | 54000 | 7002 | 2.26 | Federally-Regulated Commercial & Industrial Equipment | 06/03/2019 |  | 06/03/2019
York International | York | XYE09A(2,4,5)*1******* |  | HSP-A, Single-Package Heat Pum | Heat Pump | 230 | 3 | False |  |  |  | True | Single-Speed | 98000 | 8166 | 12 | 10.8 | 13.8 |  | 96000 | 8275 | 3.4 | 3.3 | 54000 | 7002 | 2.26 | Federally-Regulated Commercial & Industrial Equipment | 06/03/2019 |  | 06/03/2019
York International | York | XYE09A(2,4,5)*1******* |  | HSP-A, Single-Package Heat Pum | Heat Pump | 208 | 3 | False |  |  |  | True | Single-Speed | 98000 | 8166 | 12 | 10.8 | 13.8 |  | 96000 | 8275 | 3.4 | 3.3 | 54000 | 7002 | 2.26 | Federally-Regulated Commercial & Industrial Equipment | 06/03/2019 |  | 06/03/2019
York International | York | XYE07A(2,4,5)*1******* |  | HSP-A, Single-Package Heat Pum | Heat Pump | 575 | 3 | False |  |  |  | True | Single-Speed | 71000 | 5916 | 12 | 10.8 | 13.2 |  | 69000 | 5947 | 3.4 | 3.3 | 39000 | 4762 | 2.4 | Federally-Regulated Commercial & Industrial Equipment | 06/03/2019 |  | 06/03/2019
York International | York | XYE07A(2,4,5)*1******* |  | HSP-A, Single-Package Heat Pum | Heat Pump | 460 | 3 | False |  |  |  | True | Single-Speed | 71000 | 5916 | 12 | 10.8 | 13.2 |  | 69000 | 5947 | 3.4 | 3.3 | 39000 | 4762 | 2.4 | Federally-Regulated Commercial & Industrial Equipment | 06/03/2019 |  | 06/03/2019
York International | York | XYE07A(2,4,5)*1******* |  | HSP-A, Single-Package Heat Pum | Heat Pump | 230 | 3 | False |  |  |  | True | Single-Speed | 71000 | 5916 | 12 | 10.8 | 13.2 |  | 69000 | 5947 | 3.4 | 3.3 | 39000 | 4762 | 2.4 | Federally-Regulated Commercial & Industrial Equipment | 06/03/2019 |  | 06/03/2019
York International | York | XYE07A(2,4,5)*1******* |  | HSP-A, Single-Package Heat Pum | Heat Pump | 208 | 3 | False |  |  |  | True | Single-Speed | 71000 | 5916 | 12 | 10.8 | 13.2 |  | 69000 | 5947 | 3.4 | 3.3 | 39000 | 4762 | 2.4 | Federally-Regulated Commercial & Industrial Equipment | 06/03/2019 |  | 06/03/2019
York International | York | XYE08A(2,4,5)*1******* |  | HSP-A, Single-Package Heat Pum | Heat Pump | 575 | 3 | False |  |  |  | True | Single-Speed | 88000 | 7272 | 12.1 | 10.8 | 14 |  | 84000 | 7033 | 3.5 | 3.3 | 48000 | 5861 | 2.4 | Federally-Regulated Commercial & Industrial Equipment | 06/03/2019 |  | 06/03/2019
York International | York | XYE08A(2,4,5)*1******* |  | HSP-A, Single-Package Heat Pum | Heat Pump | 460 | 3 | False |  |  |  | True | Single-Speed | 88000 | 7272 | 12.1 | 10.8 | 14 |  | 84000 | 7033 | 3.5 | 3.3 | 48000 | 5861 | 2.4 | Federally-Regulated Commercial & Industrial Equipment | 06/03/2019 |  | 06/03/2019
York International | York | XYE08A(2,4,5)*1******* |  | HSP-A, Single-Package Heat Pum | Heat Pump | 230 | 3 | False |  |  |  | True | Single-Speed | 88000 | 7272 | 12.1 | 10.8 | 14 |  | 84000 | 7033 | 3.5 | 3.3 | 48000 | 5861 | 2.4 | Federally-Regulated Commercial & Industrial Equipment | 06/03/2019 |  | 06/03/2019
York International | York | XYE08A(2,4,5)*1******* |  | HSP-A, Single-Package Heat Pum | Heat Pump | 208 | 3 | False |  |  |  | True | Single-Speed | 88000 | 7272 | 12.1 | 10.8 | 14 |  | 84000 | 7033 | 3.5 | 3.3 | 48000 | 5861 | 2.4 | Federally-Regulated Commercial & Industrial Equipment | 06/03/2019 |  | 06/03/2019
Carrier Corp. - Syracuse | Arcoaire | CHS091(H,L,S)(A,B)* | FHS091(H,L,S)**A2* | HRCU-A-CB, Split System: Heat | Heat Pump | 575 | 3 |  | False |  |  | True | Single-Speed | 88000 | 8000 | 11 | 10.8 | 12.4 |  | 86000 | 7637 | 3.3 | 3.3 | 51000 | 6227 | 2.4 | Federally-Regulated Commercial & Industrial Equipment | 03/06/2019 |  | 06/03/2019
Carrier Corp. - Syracuse | Arcoaire | CHS091(H,L,S)(A,B)* | FHS091(H,L,S)**A2* | HRCU-A-CB, Split System: Heat | Heat Pump | 460 | 3 |  | False |  |  | True | Single-Speed | 88000 | 8000 | 11 | 10.8 | 12.4 |  | 86000 | 7637 | 3.3 | 3.3 | 51000 | 6227 | 2.4 | Federally-Regulated Commercial & Industrial Equipment | 03/06/2019 |  | 06/03/2019
Carrier Corp. - Syracuse | Arcoaire | CHS091(H,L,S)(A,B)* | FHS091(H,L,S)**A2* | HRCU-A-CB, Split System: Heat | Heat Pump | 230 | 3 |  | False |  |  | True | Single-Speed | 88000 | 8000 | 11 | 10.8 | 12.4 |  | 86000 | 7637 | 3.3 | 3.3 | 51000 | 6227 | 2.4 | Federally-Regulated Commercial & Industrial Equipment | 03/06/2019 |  | 06/03/2019
Carrier Corp. - Syracuse | Arcoaire | CHS091(H,L,S)(A,B)* | FHS091(H,L,S)**A2* | HRCU-A-CB, Split System: Heat | Heat Pump | 208 | 3 |  | False |  |  | True | Single-Speed | 88000 | 8000 | 11 | 10.8 | 12.4 |  | 86000 | 7637 | 3.3 | 3.3 | 51000 | 6227 | 2.4 | Federally-Regulated Commercial & Industrial Equipment | 03/06/2019 |  | 06/03/2019
Carrier Corp. - Syracuse | Arcoaire | RHH073(H,L,S)*****TA |  | HSP-A, Single-Package Heat Pum | Heat Pump | 575 | 3 | False |  |  |  | True | Dual-Speed | 70000 | 5833 | 12 | 10.8 | 15.6 |  | 69000 | 5947 | 3.4 | 3.3 | 38000 | 4640 | 2.4 | Federally-Regulated Commercial & Industrial Equipment | 03/06/2019 |  | 06/03/2019
Carrier Corp. - Syracuse | Arcoaire | RHH073(H,L,S)*****TA |  | HSP-A, Single-Package Heat Pum | Heat Pump | 460 | 3 | False |  |  |  | True | Dual-Speed | 70000 | 5833 | 12 | 10.8 | 15.6 |  | 69000 | 5947 | 3.4 | 3.3 | 38000 | 4640 | 2.4 | Federally-Regulated Commercial & Industrial Equipment | 03/06/2019 |  | 06/03/2019
Carrier Corp. - Syracuse | Arcoaire | RHH073(H,L,S)*****TA |  | HSP-A, Single-Package Heat Pum | Heat Pump | 230 | 3 | False |  |  |  | True | Dual-Speed | 70000 | 5833 | 12 | 10.8 | 15.6 |  | 69000 | 5947 | 3.4 | 3.3 | 38000 | 4640 | 2.4 | Federally-Regulated Commercial & Industrial Equipment | 03/06/2019 |  | 06/03/2019
Carrier Corp. - Syracuse | Arcoaire | RHH073(H,L,S)*****TA |  | HSP-A, Single-Package Heat Pum | Heat Pump | 208 | 3 | False |  |  |  | True | Dual-Speed | 70000 | 5833 | 12 | 10.8 | 15.6 |  | 69000 | 5947 | 3.4 | 3.3 | 38000 | 4640 | 2.4 | Federally-Regulated Commercial & Industrial Equipment | 03/06/2019 |  | 06/03/2019
Carrier Corp. - Syracuse | Arcoaire | RHH073(H,L,S)*****AA |  | HSP-A, Single-Package Heat Pum | Heat Pump | 575 | 3 | False |  |  |  | True | Dual-Speed | 70000 | 5833 | 12 | 10.8 | 14 |  | 69000 | 5947 | 3.4 | 3.3 | 38000 | 4640 | 2.4 | Federally-Regulated Commercial & Industrial Equipment | 03/06/2019 |  | 06/03/2019
Carrier Corp. - Syracuse | Arcoaire | RHH073(H,L,S)*****AA |  | HSP-A, Single-Package Heat Pum | Heat Pump | 460 | 3 | False |  |  |  | True | Dual-Speed | 70000 | 5833 | 12 | 10.8 | 14 |  | 69000 | 5947 | 3.4 | 3.3 | 38000 | 4640 | 2.4 | Federally-Regulated Commercial & Industrial Equipment | 03/06/2019 |  | 06/03/2019
Carrier Corp. - Syracuse | Arcoaire | RHH073(H,L,S)*****AA |  | HSP-A, Single-Package Heat Pum | Heat Pump | 230 | 3 | False |  |  |  | True | Dual-Speed | 70000 | 5833 | 12 | 10.8 | 14 |  | 69000 | 5947 | 3.4 | 3.3 | 38000 | 4640 | 2.4 | Federally-Regulated Commercial & Industrial Equipment | 03/06/2019 |  | 06/03/2019
Carrier Corp. - Syracuse | Arcoaire | RHH073(H,L,S)*****AA |  | HSP-A, Single-Package Heat Pum | Heat Pump | 208 | 3 | False |  |  |  | True | Dual-Speed | 70000 | 5833 | 12 | 10.8 | 14 |  | 69000 | 5947 | 3.4 | 3.3 | 38000 | 4640 | 2.4 | Federally-Regulated Commercial & Industrial Equipment | 03/06/2019 |  | 06/03/2019
Carrier Corp. - Syracuse | Arcoaire | RHH072(H,L,S)******A |  | HSP-A, Single-Package Heat Pum | Heat Pump | 575 | 3 | False |  |  |  | True | Single-Speed | 72000 | 6000 | 12 | 10.8 | 12.8 |  | 70000 | 6033 | 3.4 | 3.3 | 39000 | 4762 | 2.4 | Federally-Regulated Commercial & Industrial Equipment | 03/06/2019 |  | 06/03/2019
Carrier Corp. - Syracuse | Arcoaire | RHH072(H,L,S)******A |  | HSP-A, Single-Package Heat Pum | Heat Pump | 460 | 3 | False |  |  |  | True | Single-Speed | 72000 | 6000 | 12 | 10.8 | 12.8 |  | 70000 | 6033 | 3.4 | 3.3 | 39000 | 4762 | 2.4 | Federally-Regulated Commercial & Industrial Equipment | 03/06/2019 |  | 06/03/2019
Carrier Corp. - Syracuse | Arcoaire | RHH072(H,L,S)******A |  | HSP-A, Single-Package Heat Pum | Heat Pump | 230 | 3 | False |  |  |  | True | Single-Speed | 72000 | 6000 | 12 | 10.8 | 12.8 |  | 70000 | 6033 | 3.4 | 3.3 | 39000 | 4762 | 2.4 | Federally-Regulated Commercial & Industrial Equipment | 03/06/2019 |  | 06/03/2019
Carrier Corp. - Syracuse | Arcoaire | RHH072(H,L,S)******A |  | HSP-A, Single-Package Heat Pum | Heat Pump | 208 | 3 | False |  |  |  | True | Single-Speed | 72000 | 6000 | 12 | 10.8 | 12.8 |  | 70000 | 6033 | 3.4 | 3.3 | 39000 | 4762 | 2.4 | Federally-Regulated Commercial & Industrial Equipment | 03/06/2019 |  | 06/03/2019
Carrier Corp. - Syracuse | Arcoaire | CHS072(H,L,S)(A,B)** | FHS091(M,S,K)**A0** | HRCU-A-CB, Split System: Heat | Heat Pump | 575 | 3 |  | False |  |  | True | Single-Speed | 72000 | 6000 | 12 | 10.8 | 13.2 |  | 68000 | 5386 | 3.7 | 3.3 | 39000 | 4571 | 2.5 | Federally-Regulated Commercial & Industrial Equipment | 03/06/2019 |  | 06/03/2019
Carrier Corp. - Syracuse | Arcoaire | CHS072(H,L,S)(A,B)** | FHS091(M,S,K)**A0** | HRCU-A-CB, Split System: Heat | Heat Pump | 460 | 3 |  | False |  |  | True | Single-Speed | 72000 | 6000 | 12 | 10.8 | 13.2 |  | 68000 | 5386 | 3.7 | 3.3 | 39000 | 4571 | 2.5 | Federally-Regulated Commercial & Industrial Equipment | 03/06/2019 |  | 06/03/2019
Carrier Corp. - Syracuse | Arcoaire | CHS072(H,L,S)(A,B)** | FHS091(M,S,K)**A0** | HRCU-A-CB, Split System: Heat | Heat Pump | 230 | 3 |  | False |  |  | True | Single-Speed | 72000 | 6000 | 12 | 10.8 | 13.2 |  | 68000 | 5386 | 3.7 | 3.3 | 39000 | 4571 | 2.5 | Federally-Regulated Commercial & Industrial Equipment | 03/06/2019 |  | 06/03/2019
Carrier Corp. - Syracuse | Arcoaire | CHS072(H,L,S)(A,B)** | FHS091(M,S,K)**A0** | HRCU-A-CB, Split System: Heat | Heat Pump | 208 | 3 |  | False |  |  | True | Single-Speed | 72000 | 6000 | 12 | 10.8 | 13.2 |  | 68000 | 5386 | 3.7 | 3.3 | 39000 | 4571 | 2.5 | Federally-Regulated Commercial & Industrial Equipment | 03/06/2019 |  | 06/03/2019
Carrier Corp. - Syracuse | Arcoaire | CHS072(H,L,S)(A,B)** | FHS072(M,S,K)**A0** | HRCU-A-CB, Split System: Heat | Heat Pump | 575 | 3 |  | False |  |  | True | Single-Speed | 70000 | 6363 | 11 | 10.8 | 12.6 |  | 65000 | 5772 | 3.3 | 3.3 | 39000 | 4762 | 2.4 | Federally-Regulated Commercial & Industrial Equipment | 03/06/2019 |  | 06/03/2019
Carrier Corp. - Syracuse | Arcoaire | CHS072(H,L,S)(A,B)** | FHS072(M,S,K)**A0** | HRCU-A-CB, Split System: Heat | Heat Pump | 460 | 3 |  | False |  |  | True | Single-Speed | 70000 | 6363 | 11 | 10.8 | 12.6 |  | 65000 | 5772 | 3.3 | 3.3 | 39000 | 4762 | 2.4 | Federally-Regulated Commercial & Industrial Equipment | 03/06/2019 |  | 06/03/2019
Carrier Corp. - Syracuse | Arcoaire | CHS072(H,L,S)(A,B)** | FHS072(M,S,K)**A0** | HRCU-A-CB, Split System: Heat | Heat Pump | 230 | 3 |  | False |  |  | True | Single-Speed | 70000 | 6363 | 11 | 10.8 | 12.6 |  | 65000 | 5772 | 3.3 | 3.3 | 39000 | 4762 | 2.4 | Federally-Regulated Commercial & Industrial Equipment | 03/06/2019 |  | 06/03/2019
Carrier Corp. - Syracuse | Arcoaire | CHS072(H,L,S)(A,B)** | FHS072(M,S,K)**A0** | HRCU-A-CB, Split System: Heat | Heat Pump | 208 | 3 |  | False |  |  | True | Single-Speed | 70000 | 6363 | 11 | 10.8 | 12.6 |  | 65000 | 5772 | 3.3 | 3.3 | 39000 | 4762 | 2.4 | Federally-Regulated Commercial & Industrial Equipment | 03/06/2019 |  | 06/03/2019
Carrier Corp. - Syracuse | Arcoaire | CHS121(H,L,S)(G,H)* | FHS120(H,L,S)**A2* | HRCU-A-CB, Split System: Heat | Heat Pump | 575 | 3 |  | False |  |  | True | Single-Speed | 112000 | 10181 | 11 | 10.8 | 13.8 |  | 106000 | 9413 | 3.3 | 3.3 | 66000 | 8059 | 2.4 | Federally-Regulated Commercial & Industrial Equipment | 03/06/2019 |  | 06/03/2019
Carrier Corp. - Syracuse | Arcoaire | CHS121(H,L,S)(G,H)* | FHS120(H,L,S)**A2* | HRCU-A-CB, Split System: Heat | Heat Pump | 460 | 3 |  | False |  |  | True | Single-Speed | 112000 | 10181 | 11 | 10.8 | 13.8 |  | 106000 | 9413 | 3.3 | 3.3 | 66000 | 8059 | 2.4 | Federally-Regulated Commercial & Industrial Equipment | 03/06/2019 |  | 06/03/2019
Carrier Corp. - Syracuse | Arcoaire | CHS121(H,L,S)(G,H)* | FHS120(H,L,S)**A2* | HRCU-A-CB, Split System: Heat | Heat Pump | 230 | 3 |  | False |  |  | True | Single-Speed | 112000 | 10181 | 11 | 10.8 | 13.8 |  | 106000 | 9413 | 3.3 | 3.3 | 66000 | 8059 | 2.4 | Federally-Regulated Commercial & Industrial Equipment | 03/06/2019 |  | 06/03/2019
Carrier Corp. - Syracuse | Arcoaire | CHS121(H,L,S)(G,H)* | FHS120(H,L,S)**A2* | HRCU-A-CB, Split System: Heat | Heat Pump | 208 | 3 |  | False |  |  | True | Single-Speed | 112000 | 10181 | 11 | 10.8 | 13.8 |  | 106000 | 9413 | 3.3 | 3.3 | 66000 | 8059 | 2.4 | Federally-Regulated Commercial & Industrial Equipment | 03/06/2019 |  | 06/03/2019
Carrier Corp. - Syracuse | Arcoaire | CHS072(H,L,S)(G,H)* | FHS072(H,L,S)B*A2* | HRCU-A-CB, Split System: Heat | Heat Pump | 575 | 3 |  | False |  |  | True | Single-Speed | 70000 | 5982 | 11.7 | 10.8 | 13.8 |  | 66000 | 5861 | 3.3 | 3.3 | 39000 | 4762 | 2.4 | Federally-Regulated Commercial & Industrial Equipment | 03/06/2019 |  | 06/03/2019
Carrier Corp. - Syracuse | Arcoaire | CHS072(H,L,S)(G,H)* | FHS072(H,L,S)B*A2* | HRCU-A-CB, Split System: Heat | Heat Pump | 460 | 3 |  | False |  |  | True | Single-Speed | 70000 | 5982 | 11.7 | 10.8 | 13.8 |  | 66000 | 5861 | 3.3 | 3.3 | 39000 | 4762 | 2.4 | Federally-Regulated Commercial & Industrial Equipment | 03/06/2019 |  | 06/03/2019
Carrier Corp. - Syracuse | Arcoaire | CHS072(H,L,S)(G,H)* | FHS072(H,L,S)B*A2* | HRCU-A-CB, Split System: Heat | Heat Pump | 230 | 3 |  | False |  |  | True | Single-Speed | 70000 | 5982 | 11.7 | 10.8 | 13.8 |  | 66000 | 5861 | 3.3 | 3.3 | 39000 | 4762 | 2.4 | Federally-Regulated Commercial & Industrial Equipment | 03/06/2019 |  | 06/03/2019
Carrier Corp. - Syracuse | Arcoaire | CHS072(H,L,S)(G,H)* | FHS072(H,L,S)B*A2* | HRCU-A-CB, Split System: Heat | Heat Pump | 208 | 3 |  | False |  |  | True | Single-Speed | 70000 | 5982 | 11.7 | 10.8 | 13.8 |  | 66000 | 5861 | 3.3 | 3.3 | 39000 | 4762 | 2.4 | Federally-Regulated Commercial & Industrial Equipment | 03/06/2019 |  | 06/03/2019
Carrier Corp. - Syracuse | Arcoaire | CHS072(H,L,S)(G,H)* | FHS072(H,L,S)A*A2* | HRCU-A-CB, Split System: Heat | Heat Pump | 575 | 3 |  | False |  |  | True | Single-Speed | 70000 | 5982 | 11.7 | 10.8 | 13.8 |  | 66000 | 5861 | 3.3 | 3.3 | 39000 | 4762 | 2.4 | Federally-Regulated Commercial & Industrial Equipment | 03/06/2019 |  | 06/03/2019
Carrier Corp. - Syracuse | Arcoaire | CHS072(H,L,S)(G,H)* | FHS072(H,L,S)A*A2* | HRCU-A-CB, Split System: Heat | Heat Pump | 460 | 3 |  | False |  |  | True | Single-Speed | 70000 | 5982 | 11.7 | 10.8 | 13.8 |  | 66000 | 5861 | 3.3 | 3.3 | 39000 | 4762 | 2.4 | Federally-Regulated Commercial & Industrial Equipment | 03/06/2019 |  | 06/03/2019
Carrier Corp. - Syracuse | Arcoaire | CHS072(H,L,S)(G,H)* | FHS072(H,L,S)A*A2* | HRCU-A-CB, Split System: Heat | Heat Pump | 230 | 3 |  | False |  |  | True | Single-Speed | 70000 | 5982 | 11.7 | 10.8 | 13.8 |  | 66000 | 5861 | 3.3 | 3.3 | 39000 | 4762 | 2.4 | Federally-Regulated Commercial & Industrial Equipment | 03/06/2019 |  | 06/03/2019
Carrier Corp. - Syracuse | Arcoaire | CHS072(H,L,S)(G,H)* | FHS072(H,L,S)A*A2* | HRCU-A-CB, Split System: Heat | Heat Pump | 208 | 3 |  | False |  |  | True | Single-Speed | 70000 | 5982 | 11.7 | 10.8 | 13.8 |  | 66000 | 5861 | 3.3 | 3.3 | 39000 | 4762 | 2.4 | Federally-Regulated Commercial & Industrial Equipment | 03/06/2019 |  | 06/03/2019
Carrier Corp. - Syracuse | Arcoaire | CHS091(H,L,S)(G,H)* | FHS091(H,L,S)A*A2* | HRCU-A-CB, Split System: Heat | Heat Pump | 575 | 3 |  | False |  |  | True | Single-Speed | 88000 | 8000 | 11 | 10.8 | 12.7 |  | 87000 | 7726 | 3.3 | 3.3 | 52000 | 6349 | 2.4 | Federally-Regulated Commercial & Industrial Equipment | 03/06/2019 |  | 06/03/2019
Carrier Corp. - Syracuse | Arcoaire | CHS091(H,L,S)(G,H)* | FHS091(H,L,S)A*A2* | HRCU-A-CB, Split System: Heat | Heat Pump | 460 | 3 |  | False |  |  | True | Single-Speed | 88000 | 8000 | 11 | 10.8 | 12.7 |  | 87000 | 7726 | 3.3 | 3.3 | 52000 | 6349 | 2.4 | Federally-Regulated Commercial & Industrial Equipment | 03/06/2019 |  | 06/03/2019
Carrier Corp. - Syracuse | Arcoaire | CHS091(H,L,S)(G,H)* | FHS091(H,L,S)A*A2* | HRCU-A-CB, Split System: Heat | Heat Pump | 230 | 3 |  | False |  |  | True | Single-Speed | 88000 | 8000 | 11 | 10.8 | 12.7 |  | 87000 | 7726 | 3.3 | 3.3 | 52000 | 6349 | 2.4 | Federally-Regulated Commercial & Industrial Equipment | 03/06/2019 |  | 06/03/2019
Carrier Corp. - Syracuse | Arcoaire | CHS091(H,L,S)(G,H)* | FHS091(H,L,S)A*A2* | HRCU-A-CB, Split System: Heat | Heat Pump | 208 | 3 |  | False |  |  | True | Single-Speed | 88000 | 8000 | 11 | 10.8 | 12.7 |  | 87000 | 7726 | 3.3 | 3.3 | 52000 | 6349 | 2.4 | Federally-Regulated Commercial & Industrial Equipment | 03/06/2019 |  | 06/03/2019
Carrier Corp. - Syracuse | Arcoaire | CHS091(H,L,S)(G,H)* | FHS091(H,L,S)B*A2* | HRCU-A-CB, Split System: Heat | Heat Pump | 575 | 3 |  | False |  |  | True | Single-Speed | 88000 | 8000 | 11 | 10.8 | 12.7 |  | 87000 | 7726 | 3.3 | 3.3 | 52000 | 6349 | 2.4 | Federally-Regulated Commercial & Industrial Equipment | 03/06/2019 |  | 06/03/2019
Carrier Corp. - Syracuse | Arcoaire | CHS091(H,L,S)(G,H)* | FHS091(H,L,S)B*A2* | HRCU-A-CB, Split System: Heat | Heat Pump | 460 | 3 |  | False |  |  | True | Single-Speed | 88000 | 8000 | 11 | 10.8 | 12.7 |  | 87000 | 7726 | 3.3 | 3.3 | 52000 | 6349 | 2.4 | Federally-Regulated Commercial & Industrial Equipment | 03/06/2019 |  | 06/03/2019
Carrier Corp. - Syracuse | Arcoaire | CHS091(H,L,S)(G,H)* | FHS091(H,L,S)B*A2* | HRCU-A-CB, Split System: Heat | Heat Pump | 230 | 3 |  | False |  |  | True | Single-Speed | 88000 | 8000 | 11 | 10.8 | 12.7 |  | 87000 | 7726 | 3.3 | 3.3 | 52000 | 6349 | 2.4 | Federally-Regulated Commercial & Industrial Equipment | 03/06/2019 |  | 06/03/2019
Carrier Corp. - Syracuse | Arcoaire | CHS091(H,L,S)(G,H)* | FHS091(H,L,S)B*A2* | HRCU-A-CB, Split System: Heat | Heat Pump | 208 | 3 |  | False |  |  | True | Single-Speed | 88000 | 8000 | 11 | 10.8 | 12.7 |  | 87000 | 7726 | 3.3 | 3.3 | 52000 | 6349 | 2.4 | Federally-Regulated Commercial & Industrial Equipment | 03/06/2019 |  | 06/03/2019
Carrier Corp. - Syracuse | Arcoaire | RHS243(H,L,S)*****TA* |  | HSP-A, Single-Package Heat Pum | Heat Pump | 575 | 3 | False |  |  |  | True | Single-Speed | 232000 | 21886 | 10.6 | 10.4 | 12 |  | 220000 | 19538 | 3.3 | 3.2 | 136000 | 17329 | 2.3 | Federally-Regulated Commercial & Industrial Equipment | 03/06/2019 |  | 06/03/2019
Carrier Corp. - Syracuse | Arcoaire | RHS240(H,L,S)*****TA* |  | HSP-A, Single-Package Heat Pum | Heat Pump | 575 | 3 | False |  |  |  | True | Single-Speed | 232000 | 21886 | 10.6 | 10.4 | 12 |  | 220000 | 19538 | 3.3 | 3.2 | 136000 | 17329 | 2.3 | Federally-Regulated Commercial & Industrial Equipment | 03/06/2019 |  | 06/03/2019
Carrier Corp. - Syracuse | Arcoaire | RHS183(H,L,S)*****TC* |  | HSP-A, Single-Package Heat Pum | Heat Pump | 575 | 3 | False |  |  |  | True | Single-Speed | 172000 | 16074 | 10.7 | 10.4 | 12 |  | 166000 | 14742 | 3.3 | 3.2 | 103000 | 12577 | 2.4 | Federally-Regulated Commercial & Industrial Equipment | 03/06/2019 |  | 06/03/2019
Carrier Corp. - Syracuse | Arcoaire | RHS181(H,L,S)*****TC* |  | HSP-A, Single-Package Heat Pum | Heat Pump | 575 | 3 | False |  |  |  | True | Single-Speed | 172000 | 15925 | 10.8 | 10.4 | 12 |  | 166000 | 14742 | 3.3 | 3.2 | 103000 | 12577 | 2.4 | Federally-Regulated Commercial & Industrial Equipment | 03/06/2019 |  | 06/03/2019
Carrier Corp. - Syracuse | Arcoaire | CHS240(H,L,S)(D,E)* | FHS240(H,L,S)**A2* | HRCU-A-CB, Split System: Heat | Heat Pump | 575 | 3 |  | False |  |  | True | Single-Speed | 222000 | 20747 | 10.7 | 10.4 | 12.5 |  | 214000 | 17919 | 3.5 | 3.2 | 130000 | 15874 | 2.4 | Federally-Regulated Commercial & Industrial Equipment | 03/06/2019 |  | 06/03/2019
Carrier Corp. - Syracuse | Arcoaire | CHS240(H,L,S)(D,E)* | FHS240(H,L,S)**A2* | HRCU-A-CB, Split System: Heat | Heat Pump | 460 | 3 |  | False |  |  | True | Single-Speed | 222000 | 20747 | 10.7 | 10.4 | 12.5 |  | 214000 | 17919 | 3.5 | 3.2 | 130000 | 15874 | 2.4 | Federally-Regulated Commercial & Industrial Equipment | 03/06/2019 |  | 06/03/2019
Carrier Corp. - Syracuse | Arcoaire | CHS240(H,L,S)(D,E)* | FHS240(H,L,S)**A2* | HRCU-A-CB, Split System: Heat | Heat Pump | 230 | 3 |  | False |  |  | True | Single-Speed | 222000 | 20747 | 10.7 | 10.4 | 12.5 |  | 214000 | 17919 | 3.5 | 3.2 | 130000 | 15874 | 2.4 | Federally-Regulated Commercial & Industrial Equipment | 03/06/2019 |  | 06/03/2019
Carrier Corp. - Syracuse | Arcoaire | CHS240(H,L,S)(D,E)* | FHS240(H,L,S)**A2* | HRCU-A-CB, Split System: Heat | Heat Pump | 208 | 3 |  | False |  |  | True | Single-Speed | 222000 | 20747 | 10.7 | 10.4 | 12.5 |  | 214000 | 17919 | 3.5 | 3.2 | 130000 | 15874 | 2.4 | Federally-Regulated Commercial & Industrial Equipment | 03/06/2019 |  | 06/03/2019
Carrier Corp. - Syracuse | Arcoaire | CHS180(H,L,S)(D,E)* | FHS180(H,L,S)**A2* | HRCU-A-CB, Split System: Heat | Heat Pump | 575 | 3 |  | False |  |  | True | Single-Speed | 178000 | 16792 | 10.6 | 10.4 | 12.5 |  | 178000 | 15343 | 3.4 | 3.2 | 108000 | 13188 | 2.4 | Federally-Regulated Commercial & Industrial Equipment | 03/06/2019 |  | 06/03/2019
Carrier Corp. - Syracuse | Arcoaire | CHS180(H,L,S)(D,E)* | FHS180(H,L,S)**A2* | HRCU-A-CB, Split System: Heat | Heat Pump | 460 | 3 |  | False |  |  | True | Single-Speed | 178000 | 16792 | 10.6 | 10.4 | 12.5 |  | 178000 | 15343 | 3.4 | 3.2 | 108000 | 13188 | 2.4 | Federally-Regulated Commercial & Industrial Equipment | 03/06/2019 |  | 06/03/2019
Carrier Corp. - Syracuse | Arcoaire | CHS180(H,L,S)(D,E)* | FHS180(H,L,S)**A2* | HRCU-A-CB, Split System: Heat | Heat Pump | 230 | 3 |  | False |  |  | True | Single-Speed | 178000 | 16792 | 10.6 | 10.4 | 12.5 |  | 178000 | 15343 | 3.4 | 3.2 | 108000 | 13188 | 2.4 | Federally-Regulated Commercial & Industrial Equipment | 03/06/2019 |  | 06/03/2019
Carrier Corp. - Syracuse | Arcoaire | CHS180(H,L,S)(D,E)* | FHS180(H,L,S)**A2* | HRCU-A-CB, Split System: Heat | Heat Pump | 208 | 3 |  | False |  |  | True | Single-Speed | 178000 | 16792 | 10.6 | 10.4 | 12.5 |  | 178000 | 15343 | 3.4 | 3.2 | 108000 | 13188 | 2.4 | Federally-Regulated Commercial & Industrial Equipment | 03/06/2019 |  | 06/03/2019
Carrier Corp. - Syracuse | Arcoaire | CHS091(H,L,S)(A,B)* | FHS091(M,S,K)**A0* | HRCU-A-CB, Split System: Heat | Heat Pump | 575 | 3 |  | False |  |  | True | Single-Speed | 88000 | 8000 | 11 | 10.8 | 12.2 |  | 86000 | 7637 | 3.3 | 3.3 | 51000 | 6227 | 2.4 | Federally-Regulated Commercial & Industrial Equipment | 03/06/2019 |  | 06/03/2019
Carrier Corp. - Syracuse | Arcoaire | CHS091(H,L,S)(A,B)* | FHS091(M,S,K)**A0* | HRCU-A-CB, Split System: Heat | Heat Pump | 460 | 3 |  | False |  |  | True | Single-Speed | 88000 | 8000 | 11 | 10.8 | 12.2 |  | 86000 | 7637 | 3.3 | 3.3 | 51000 | 6227 | 2.4 | Federally-Regulated Commercial & Industrial Equipment | 03/06/2019 |  | 06/03/2019
Carrier Corp. - Syracuse | Arcoaire | CHS091(H,L,S)(A,B)* | FHS091(M,S,K)**A0* | HRCU-A-CB, Split System: Heat | Heat Pump | 230 | 3 |  | False |  |  | True | Single-Speed | 88000 | 8000 | 11 | 10.8 | 12.2 |  | 86000 | 7637 | 3.3 | 3.3 | 51000 | 6227 | 2.4 | Federally-Regulated Commercial & Industrial Equipment | 03/06/2019 |  | 06/03/2019
Carrier Corp. - Syracuse | Arcoaire | CHS091(H,L,S)(A,B)* | FHS091(M,S,K)**A0* | HRCU-A-CB, Split System: Heat | Heat Pump | 208 | 3 |  | False |  |  | True | Single-Speed | 88000 | 8000 | 11 | 10.8 | 12.2 |  | 86000 | 7637 | 3.3 | 3.3 | 51000 | 6227 | 2.4 | Federally-Regulated Commercial & Industrial Equipment | 03/06/2019 |  | 06/03/2019
Carrier Corp. - Syracuse | Arcoaire | RHH102(H,L,S)******TA |  | HSP-A, Single-Package Heat Pum | Heat Pump | 575 | 3 | False |  |  |  | True | Single-Speed | 100000 | 8333 | 12 | 10.8 | 12.9 |  | 100000 | 8619 | 3.4 | 3.3 | 56000 | 7262 | 2.26 | Federally-Regulated Commercial & Industrial Equipment | 05/02/2019 |  | 06/03/2019
Carrier Corp. - Syracuse | Arcoaire | RHH102(H,L,S)******AA |  | HSP-A, Single-Package Heat Pum | Heat Pump | 575 | 3 | False |  |  |  | True | Single-Speed | 100000 | 8333 | 12 | 10.8 | 12.5 |  | 100000 | 8619 | 3.4 | 3.3 | 56000 | 7262 | 2.26 | Federally-Regulated Commercial & Industrial Equipment | 05/02/2019 |  | 06/03/2019
Carrier Corp. - Syracuse | Arcoaire | RHH102(H,L,S)******TA |  | HSP-A, Single-Package Heat Pum | Heat Pump | 460 | 3 | False |  |  |  | True | Single-Speed | 100000 | 8333 | 12 | 10.8 | 12.9 |  | 100000 | 8619 | 3.4 | 3.3 | 56000 | 7262 | 2.26 | Federally-Regulated Commercial & Industrial Equipment | 05/02/2019 |  | 06/03/2019
Carrier Corp. - Syracuse | Arcoaire | RHH102(H,L,S)******AA |  | HSP-A, Single-Package Heat Pum | Heat Pump | 460 | 3 | False |  |  |  | True | Single-Speed | 100000 | 8333 | 12 | 10.8 | 12.5 |  | 100000 | 8619 | 3.4 | 3.3 | 56000 | 7262 | 2.26 | Federally-Regulated Commercial & Industrial Equipment | 05/02/2019 |  | 06/03/2019
Carrier Corp. - Syracuse | Arcoaire | RHH102(H,L,S)******TA |  | HSP-A, Single-Package Heat Pum | Heat Pump | 230 | 3 | False |  |  |  | True | Single-Speed | 100000 | 8333 | 12 | 10.8 | 12.9 |  | 100000 | 8619 | 3.4 | 3.3 | 56000 | 7262 | 2.26 | Federally-Regulated Commercial & Industrial Equipment | 05/02/2019 |  | 06/03/2019
Carrier Corp. - Syracuse | Arcoaire | RHH102(H,L,S)******AA |  | HSP-A, Single-Package Heat Pum | Heat Pump | 230 | 3 | False |  |  |  | True | Single-Speed | 100000 | 8333 | 12 | 10.8 | 12.5 |  | 100000 | 8619 | 3.4 | 3.3 | 56000 | 7262 | 2.26 | Federally-Regulated Commercial & Industrial Equipment | 05/02/2019 |  | 06/03/2019
Carrier Corp. - Syracuse | Arcoaire | RHH102(H,L,S)******TA |  | HSP-A, Single-Package Heat Pum | Heat Pump | 208 | 3 | False |  |  |  | True | Single-Speed | 100000 | 8333 | 12 | 10.8 | 12.9 |  | 100000 | 8619 | 3.4 | 3.3 | 56000 | 7262 | 2.26 | Federally-Regulated Commercial & Industrial Equipment | 05/02/2019 |  | 06/03/2019
Carrier Corp. - Syracuse | Arcoaire | RHH102(H,L,S)******AA |  | HSP-A, Single-Package Heat Pum | Heat Pump | 208 | 3 | False |  |  |  | True | Single-Speed | 100000 | 8333 | 12 | 10.8 | 12.5 |  | 100000 | 8619 | 3.4 | 3.3 | 56000 | 7262 | 2.26 | Federally-Regulated Commercial & Industrial Equipment | 05/02/2019 |  | 06/03/2019
Carrier Corp. - Syracuse | Arcoaire | RHS150(H,L,S)******TA |  | HSP-A, Single-Package Heat Pum | Heat Pump | 575 | 3 | False |  |  |  | False | Single-Speed | 142000 | 13396 | 10.6 | 10.4 | 12 |  | 142000 | 13005 | 3.2 | 3.2 | 76000 | 10865 | 2.05 | Federally-Regulated Commercial & Industrial Equipment | 05/02/2019 |  | 06/03/2019
Carrier Corp. - Syracuse | Arcoaire | RHS150(H,L,S)******TA |  | HSP-A, Single-Package Heat Pum | Heat Pump | 460 | 3 | False |  |  |  | False | Single-Speed | 142000 | 13396 | 10.6 | 10.4 | 12 |  | 142000 | 13005 | 3.2 | 3.2 | 76000 | 10865 | 2.05 | Federally-Regulated Commercial & Industrial Equipment | 05/02/2019 |  | 06/03/2019
Carrier Corp. - Syracuse | Arcoaire | RHS150(H,L,S)******TA |  | HSP-A, Single-Package Heat Pum | Heat Pump | 230 | 3 | False |  |  |  | False | Single-Speed | 142000 | 13396 | 10.6 | 10.4 | 12 |  | 142000 | 13005 | 3.2 | 3.2 | 76000 | 10865 | 2.05 | Federally-Regulated Commercial & Industrial Equipment | 05/02/2019 |  | 06/03/2019
Carrier Corp. - Syracuse | Arcoaire | RHS150(H,L,S)******TA |  | HSP-A, Single-Package Heat Pum | Heat Pump | 208 | 3 | False |  |  |  | False | Single-Speed | 142000 | 13396 | 10.6 | 10.4 | 12 |  | 142000 | 13005 | 3.2 | 3.2 | 76000 | 10865 | 2.05 | Federally-Regulated Commercial & Industrial Equipment | 05/02/2019 |  | 06/03/2019
Carrier Corp. - Syracuse | Arcoaire | RHS(120,121)(H,L,S)******TA |  | HSP-A, Single-Package Heat Pum | Heat Pump | 575 | 3 | False |  |  |  | False | Single-Speed | 116000 | 10545 | 11 | 10.8 | 12.5 |  | 116000 | 9999 | 3.4 | 3.3 | 63000 | 8206 | 2.25 | Federally-Regulated Commercial & Industrial Equipment | 05/02/2019 |  | 06/03/2019
Carrier Corp. - Syracuse | Arcoaire | RHS(120,121)(H,L,S)******TA |  | HSP-A, Single-Package Heat Pum | Heat Pump | 460 | 3 | False |  |  |  | False | Single-Speed | 116000 | 10545 | 11 | 10.8 | 12.5 |  | 116000 | 9999 | 3.4 | 3.3 | 63000 | 8206 | 2.25 | Federally-Regulated Commercial & Industrial Equipment | 05/02/2019 |  | 06/03/2019
Carrier Corp. - Syracuse | Arcoaire | RHS(120,121)(H,L,S)******TA |  | HSP-A, Single-Package Heat Pum | Heat Pump | 230 | 3 | False |  |  |  | False | Single-Speed | 116000 | 10545 | 11 | 10.8 | 12.5 |  | 116000 | 9999 | 3.4 | 3.3 | 63000 | 8206 | 2.25 | Federally-Regulated Commercial & Industrial Equipment | 05/02/2019 |  | 06/03/2019
Carrier Corp. - Syracuse | Arcoaire | RHS(120,121)(H,L,S)******TA |  | HSP-A, Single-Package Heat Pum | Heat Pump | 208 | 3 | False |  |  |  | False | Single-Speed | 116000 | 10545 | 11 | 10.8 | 12.5 |  | 116000 | 9999 | 3.4 | 3.3 | 63000 | 8206 | 2.25 | Federally-Regulated Commercial & Industrial Equipment | 05/02/2019 |  | 06/03/2019
Carrier Corp. - Syracuse | Arcoaire | RHS102H******TA |  | HSP-A, Single-Package Heat Pum | Heat Pump | 208 | 3 | False |  |  |  | False | Single-Speed | 98000 | 8750 | 11.2 | 10.8 | 12.5 |  | 94000 | 8348 | 3.3 | 3.3 | 53000 | 6903 | 2.25 | Federally-Regulated Commercial & Industrial Equipment | 05/02/2019 |  | 06/03/2019
Carrier Corp. - Syracuse | Arcoaire | RHS090(L,S)******AA |  | HSP-A, Single-Package Heat Pum | Heat Pump | 575 | 3 | False |  |  |  | False | Single-Speed | 88000 | 7857 | 11.2 | 10.8 | 12.2 |  | 86000 | 7413 | 3.4 | 3.3 | 44000 | 5731 | 2.25 | Federally-Regulated Commercial & Industrial Equipment | 05/02/2019 |  | 06/03/2019
Carrier Corp. - Syracuse | Arcoaire | RHS090(L,S)******AA |  | HSP-A, Single-Package Heat Pum | Heat Pump | 460 | 3 | False |  |  |  | False | Single-Speed | 88000 | 7857 | 11.2 | 10.8 | 12.2 |  | 86000 | 7413 | 3.4 | 3.3 | 44000 | 5731 | 2.25 | Federally-Regulated Commercial & Industrial Equipment | 05/02/2019 |  | 06/03/2019
Carrier Corp. - Syracuse | Arcoaire | RHS102H******AA |  | HSP-A, Single-Package Heat Pum | Heat Pump | 208 | 3 | False |  |  |  | False | Single-Speed | 98000 | 8750 | 11.2 | 10.8 | 12.2 |  | 94000 | 8348 | 3.3 | 3.3 | 53000 | 6903 | 2.25 | Federally-Regulated Commercial & Industrial Equipment | 05/02/2019 |  | 06/03/2019
Carrier Corp. - Syracuse | Arcoaire | RHS090(L,S)******TA |  | HSP-A, Single-Package Heat Pum | Heat Pump | 575 | 3 | False |  |  |  | False | Single-Speed | 88000 | 7857 | 11.2 | 10.8 | 12.5 |  | 86000 | 7413 | 3.4 | 3.3 | 44000 | 5731 | 2.25 | Federally-Regulated Commercial & Industrial Equipment | 05/02/2019 |  | 06/03/2019
Carrier Corp. - Syracuse | Arcoaire | RHS090(L,S)******TA |  | HSP-A, Single-Package Heat Pum | Heat Pump | 460 | 3 | False |  |  |  | False | Single-Speed | 88000 | 7857 | 11.2 | 10.8 | 12.5 |  | 86000 | 7413 | 3.4 | 3.3 | 44000 | 5731 | 2.25 | Federally-Regulated Commercial & Industrial Equipment | 05/02/2019 |  | 06/03/2019
Carrier Corp. - Syracuse | Arcoaire | RHS090H******TA |  | HSP-A, Single-Package Heat Pum | Heat Pump | 230 | 3 | False |  |  |  | False | Single-Speed | 88000 | 7857 | 11.2 | 10.8 | 12.5 |  | 86000 | 7413 | 3.4 | 3.3 | 44000 | 5731 | 2.25 | Federally-Regulated Commercial & Industrial Equipment | 05/02/2019 |  | 06/03/2019
Carrier Corp. - Syracuse | Arcoaire | RHS090H******TA |  | HSP-A, Single-Package Heat Pum | Heat Pump | 208 | 3 | False |  |  |  | False | Single-Speed | 87000 | 7767 | 11.2 | 10.8 | 12.5 |  | 86000 | 7413 | 3.4 | 3.3 | 44000 | 5731 | 2.25 | Federally-Regulated Commercial & Industrial Equipment | 05/02/2019 |  | 06/03/2019
Carrier Corp. - Syracuse | Arcoaire | RHS090H******AA |  | HSP-A, Single-Package Heat Pum | Heat Pump | 230 | 3 | False |  |  |  | False | Single-Speed | 88000 | 7857 | 11.2 | 10.8 | 12.2 |  | 86000 | 7413 | 3.4 | 3.3 | 44000 | 5731 | 2.25 | Federally-Regulated Commercial & Industrial Equipment | 05/02/2019 |  | 06/03/2019
Carrier Corp. - Syracuse | Arcoaire | RHS090H******AA |  | HSP-A, Single-Package Heat Pum | Heat Pump | 208 | 3 | False |  |  |  | False | Single-Speed | 87000 | 7767 | 11.2 | 10.8 | 12.2 |  | 86000 | 7413 | 3.4 | 3.3 | 44000 | 5731 | 2.25 | Federally-Regulated Commercial & Industrial Equipment | 05/02/2019 |  | 06/03/2019
Carrier Corp. - Syracuse | Arcoaire | RHS102(L,S)******TA |  | HSP-A, Single-Package Heat Pum | Heat Pump | 575 | 3 | False |  |  |  | False | Single-Speed | 99000 | 8839 | 11.2 | 10.8 | 12.5 |  | 96000 | 8525 | 3.3 | 3.3 | 54500 | 7098 | 2.25 | Federally-Regulated Commercial & Industrial Equipment | 05/02/2019 |  | 06/03/2019
Carrier Corp. - Syracuse | Arcoaire | RHS102(L,S)******TA |  | HSP-A, Single-Package Heat Pum | Heat Pump | 460 | 3 | False |  |  |  | False | Single-Speed | 99000 | 8839 | 11.2 | 10.8 | 12.5 |  | 96000 | 8525 | 3.3 | 3.3 | 54500 | 7098 | 2.25 | Federally-Regulated Commercial & Industrial Equipment | 05/02/2019 |  | 06/03/2019
Carrier Corp. - Syracuse | Arcoaire | RHS102(L,S)******AA |  | HSP-A, Single-Package Heat Pum | Heat Pump | 575 | 3 | False |  |  |  | False | Single-Speed | 99000 | 8839 | 11.2 | 10.8 | 12.2 |  | 96000 | 8525 | 3.3 | 3.3 | 54500 | 7098 | 2.25 | Federally-Regulated Commercial & Industrial Equipment | 05/02/2019 |  | 06/03/2019
Carrier Corp. - Syracuse | Arcoaire | RHS102(L,S)******AA |  | HSP-A, Single-Package Heat Pum | Heat Pump | 460 | 3 | False |  |  |  | False | Single-Speed | 99000 | 8839 | 11.2 | 10.8 | 12.2 |  | 96000 | 8525 | 3.3 | 3.3 | 54500 | 7098 | 2.25 | Federally-Regulated Commercial & Industrial Equipment | 05/02/2019 |  | 06/03/2019
Carrier Corp. - Syracuse | Day & Night | CHS091(H,L,S)(A,B)* | FHS091(H,L,S)**A2* | HRCU-A-CB, Split System: Heat | Heat Pump | 575 | 3 |  | False |  |  | True | Single-Speed | 88000 | 8000 | 11 | 10.8 | 12.4 |  | 86000 | 7637 | 3.3 | 3.3 | 51000 | 6227 | 2.4 | Federally-Regulated Commercial & Industrial Equipment | 04/16/2019 |  | 06/03/2019
Carrier Corp. - Syracuse | Day & Night | CHS091(H,L,S)(A,B)* | FHS091(H,L,S)**A2* | HRCU-A-CB, Split System: Heat | Heat Pump | 460 | 3 |  | False |  |  | True | Single-Speed | 88000 | 8000 | 11 | 10.8 | 12.4 |  | 86000 | 7637 | 3.3 | 3.3 | 51000 | 6227 | 2.4 | Federally-Regulated Commercial & Industrial Equipment | 04/16/2019 |  | 06/03/2019
Carrier Corp. - Syracuse | Day & Night | CHS091(H,L,S)(A,B)* | FHS091(H,L,S)**A2* | HRCU-A-CB, Split System: Heat | Heat Pump | 230 | 3 |  | False |  |  | True | Single-Speed | 88000 | 8000 | 11 | 10.8 | 12.4 |  | 86000 | 7637 | 3.3 | 3.3 | 51000 | 6227 | 2.4 | Federally-Regulated Commercial & Industrial Equipment | 04/16/2019 |  | 06/03/2019
Carrier Corp. - Syracuse | Day & Night | CHS091(H,L,S)(A,B)* | FHS091(H,L,S)**A2* | HRCU-A-CB, Split System: Heat | Heat Pump | 208 | 3 |  | False |  |  | True | Single-Speed | 88000 | 8000 | 11 | 10.8 | 12.4 |  | 86000 | 7637 | 3.3 | 3.3 | 51000 | 6227 | 2.4 | Federally-Regulated Commercial & Industrial Equipment | 04/16/2019 |  | 06/03/2019
Carrier Corp. - Syracuse | Day & Night | RHH073(H,L,S)*****TA |  | HSP-A, Single-Package Heat Pum | Heat Pump | 575 | 3 | False |  |  |  | True | Dual-Speed | 70000 | 5833 | 12 | 10.8 | 15.6 |  | 69000 | 5947 | 3.4 | 3.3 | 38000 | 4640 | 2.4 | Federally-Regulated Commercial & Industrial Equipment | 04/16/2019 |  | 06/03/2019
Carrier Corp. - Syracuse | Day & Night | RHH073(H,L,S)*****TA |  | HSP-A, Single-Package Heat Pum | Heat Pump | 460 | 3 | False |  |  |  | True | Dual-Speed | 70000 | 5833 | 12 | 10.8 | 15.6 |  | 69000 | 5947 | 3.4 | 3.3 | 38000 | 4640 | 2.4 | Federally-Regulated Commercial & Industrial Equipment | 04/16/2019 |  | 06/03/2019
Carrier Corp. - Syracuse | Day & Night | RHH073(H,L,S)*****TA |  | HSP-A, Single-Package Heat Pum | Heat Pump | 230 | 3 | False |  |  |  | True | Dual-Speed | 70000 | 5833 | 12 | 10.8 | 15.6 |  | 69000 | 5947 | 3.4 | 3.3 | 38000 | 4640 | 2.4 | Federally-Regulated Commercial & Industrial Equipment | 04/16/2019 |  | 06/03/2019
Carrier Corp. - Syracuse | Day & Night | RHH073(H,L,S)*****TA |  | HSP-A, Single-Package Heat Pum | Heat Pump | 208 | 3 | False |  |  |  | True | Dual-Speed | 70000 | 5833 | 12 | 10.8 | 15.6 |  | 69000 | 5947 | 3.4 | 3.3 | 38000 | 4640 | 2.4 | Federally-Regulated Commercial & Industrial Equipment | 04/16/2019 |  | 06/03/2019
Carrier Corp. - Syracuse | Day & Night | RHH073(H,L,S)*****AA |  | HSP-A, Single-Package Heat Pum | Heat Pump | 575 | 3 | False |  |  |  | True | Dual-Speed | 70000 | 5833 | 12 | 10.8 | 14 |  | 69000 | 5947 | 3.4 | 3.3 | 38000 | 4640 | 2.4 | Federally-Regulated Commercial & Industrial Equipment | 04/16/2019 |  | 06/03/2019
Carrier Corp. - Syracuse | Day & Night | RHH073(H,L,S)*****AA |  | HSP-A, Single-Package Heat Pum | Heat Pump | 460 | 3 | False |  |  |  | True | Dual-Speed | 70000 | 5833 | 12 | 10.8 | 14 |  | 69000 | 5947 | 3.4 | 3.3 | 38000 | 4640 | 2.4 | Federally-Regulated Commercial & Industrial Equipment | 04/16/2019 |  | 06/03/2019
Carrier Corp. - Syracuse | Day & Night | RHH073(H,L,S)*****AA |  | HSP-A, Single-Package Heat Pum | Heat Pump | 230 | 3 | False |  |  |  | True | Dual-Speed | 70000 | 5833 | 12 | 10.8 | 14 |  | 69000 | 5947 | 3.4 | 3.3 | 38000 | 4640 | 2.4 | Federally-Regulated Commercial & Industrial Equipment | 04/16/2019 |  | 06/03/2019
Carrier Corp. - Syracuse | Day & Night | RHH073(H,L,S)*****AA |  | HSP-A, Single-Package Heat Pum | Heat Pump | 208 | 3 | False |  |  |  | True | Dual-Speed | 70000 | 5833 | 12 | 10.8 | 14 |  | 69000 | 5947 | 3.4 | 3.3 | 38000 | 4640 | 2.4 | Federally-Regulated Commercial & Industrial Equipment | 04/16/2019 |  | 06/03/2019
Carrier Corp. - Syracuse | Day & Night | RHH072(H,L,S)******A |  | HSP-A, Single-Package Heat Pum | Heat Pump | 575 | 3 | False |  |  |  | True | Single-Speed | 72000 | 6000 | 12 | 10.8 | 12.8 |  | 70000 | 6033 | 3.4 | 3.3 | 39000 | 4762 | 2.4 | Federally-Regulated Commercial & Industrial Equipment | 04/16/2019 |  | 06/03/2019
Carrier Corp. - Syracuse | Day & Night | RHH072(H,L,S)******A |  | HSP-A, Single-Package Heat Pum | Heat Pump | 460 | 3 | False |  |  |  | True | Single-Speed | 72000 | 6000 | 12 | 10.8 | 12.8 |  | 70000 | 6033 | 3.4 | 3.3 | 39000 | 4762 | 2.4 | Federally-Regulated Commercial & Industrial Equipment | 04/16/2019 |  | 06/03/2019
Carrier Corp. - Syracuse | Day & Night | RHH072(H,L,S)******A |  | HSP-A, Single-Package Heat Pum | Heat Pump | 230 | 3 | False |  |  |  | True | Single-Speed | 72000 | 6000 | 12 | 10.8 | 12.8 |  | 70000 | 6033 | 3.4 | 3.3 | 39000 | 4762 | 2.4 | Federally-Regulated Commercial & Industrial Equipment | 04/16/2019 |  | 06/03/2019
Carrier Corp. - Syracuse | Day & Night | RHH072(H,L,S)******A |  | HSP-A, Single-Package Heat Pum | Heat Pump | 208 | 3 | False |  |  |  | True | Single-Speed | 72000 | 6000 | 12 | 10.8 | 12.8 |  | 70000 | 6033 | 3.4 | 3.3 | 39000 | 4762 | 2.4 | Federally-Regulated Commercial & Industrial Equipment | 04/16/2019 |  | 06/03/2019
Carrier Corp. - Syracuse | Day & Night | CHS072(H,L,S)(A,B)** | FHS072(M,S,K)**A0** | HRCU-A-CB, Split System: Heat | Heat Pump | 575 | 3 |  | False |  |  | True | Single-Speed | 70000 | 6363 | 11 | 10.8 | 12.6 |  | 65000 | 5772 | 3.3 | 3.3 | 39000 | 4762 | 2.4 | Federally-Regulated Commercial & Industrial Equipment | 04/16/2019 |  | 06/03/2019
Carrier Corp. - Syracuse | Day & Night | CHS072(H,L,S)(A,B)** | FHS072(M,S,K)**A0** | HRCU-A-CB, Split System: Heat | Heat Pump | 460 | 3 |  | False |  |  | True | Single-Speed | 70000 | 6363 | 11 | 10.8 | 12.6 |  | 65000 | 5772 | 3.3 | 3.3 | 39000 | 4762 | 2.4 | Federally-Regulated Commercial & Industrial Equipment | 04/16/2019 |  | 06/03/2019
Carrier Corp. - Syracuse | Day & Night | CHS072(H,L,S)(A,B)** | FHS072(M,S,K)**A0** | HRCU-A-CB, Split System: Heat | Heat Pump | 230 | 3 |  | False |  |  | True | Single-Speed | 70000 | 6363 | 11 | 10.8 | 12.6 |  | 65000 | 5772 | 3.3 | 3.3 | 39000 | 4762 | 2.4 | Federally-Regulated Commercial & Industrial Equipment | 04/16/2019 |  | 06/03/2019
Carrier Corp. - Syracuse | Day & Night | CHS072(H,L,S)(A,B)** | FHS072(M,S,K)**A0** | HRCU-A-CB, Split System: Heat | Heat Pump | 208 | 3 |  | False |  |  | True | Single-Speed | 70000 | 6363 | 11 | 10.8 | 12.6 |  | 65000 | 5772 | 3.3 | 3.3 | 39000 | 4762 | 2.4 | Federally-Regulated Commercial & Industrial Equipment | 04/16/2019 |  | 06/03/2019
Carrier Corp. - Syracuse | Day & Night | CHS072(H,L,S)(A,B)** | FHS091(M,S,K)**A0** | HRCU-A-CB, Split System: Heat | Heat Pump | 575 | 3 |  | False |  |  | True | Single-Speed | 72000 | 6000 | 12 | 10.8 | 13.2 |  | 68000 | 5386 | 3.7 | 3.3 | 39000 | 4571 | 2.5 | Federally-Regulated Commercial & Industrial Equipment | 04/16/2019 |  | 06/03/2019
Carrier Corp. - Syracuse | Day & Night | CHS072(H,L,S)(A,B)** | FHS091(M,S,K)**A0** | HRCU-A-CB, Split System: Heat | Heat Pump | 460 | 3 |  | False |  |  | True | Single-Speed | 72000 | 6000 | 12 | 10.8 | 13.2 |  | 68000 | 5386 | 3.7 | 3.3 | 39000 | 4571 | 2.5 | Federally-Regulated Commercial & Industrial Equipment | 04/16/2019 |  | 06/03/2019
Carrier Corp. - Syracuse | Day & Night | CHS072(H,L,S)(A,B)** | FHS091(M,S,K)**A0** | HRCU-A-CB, Split System: Heat | Heat Pump | 230 | 3 |  | False |  |  | True | Single-Speed | 72000 | 6000 | 12 | 10.8 | 13.2 |  | 68000 | 5386 | 3.7 | 3.3 | 39000 | 4571 | 2.5 | Federally-Regulated Commercial & Industrial Equipment | 04/16/2019 |  | 06/03/2019
Carrier Corp. - Syracuse | Day & Night | CHS072(H,L,S)(A,B)** | FHS091(M,S,K)**A0** | HRCU-A-CB, Split System: Heat | Heat Pump | 208 | 3 |  | False |  |  | True | Single-Speed | 72000 | 6000 | 12 | 10.8 | 13.2 |  | 68000 | 5386 | 3.7 | 3.3 | 39000 | 4571 | 2.5 | Federally-Regulated Commercial & Industrial Equipment | 04/16/2019 |  | 06/03/2019
Carrier Corp. - Syracuse | Day & Night | CHS121(H,L,S)(G,H)* | FHS120(H,L,S)**A2* | HRCU-A-CB, Split System: Heat | Heat Pump | 575 | 3 |  | False |  |  | True | Single-Speed | 112000 | 10181 | 11 | 10.8 | 13.8 |  | 106000 | 9413 | 3.3 | 3.3 | 66000 | 8059 | 2.4 | Federally-Regulated Commercial & Industrial Equipment | 04/16/2019 |  | 06/03/2019
Carrier Corp. - Syracuse | Day & Night | CHS121(H,L,S)(G,H)* | FHS120(H,L,S)**A2* | HRCU-A-CB, Split System: Heat | Heat Pump | 460 | 3 |  | False |  |  | True | Single-Speed | 112000 | 10181 | 11 | 10.8 | 13.8 |  | 106000 | 9413 | 3.3 | 3.3 | 66000 | 8059 | 2.4 | Federally-Regulated Commercial & Industrial Equipment | 04/16/2019 |  | 06/03/2019
Carrier Corp. - Syracuse | Day & Night | CHS121(H,L,S)(G,H)* | FHS120(H,L,S)**A2* | HRCU-A-CB, Split System: Heat | Heat Pump | 230 | 3 |  | False |  |  | True | Single-Speed | 112000 | 10181 | 11 | 10.8 | 13.8 |  | 106000 | 9413 | 3.3 | 3.3 | 66000 | 8059 | 2.4 | Federally-Regulated Commercial & Industrial Equipment | 04/16/2019 |  | 06/03/2019
Carrier Corp. - Syracuse | Day & Night | CHS121(H,L,S)(G,H)* | FHS120(H,L,S)**A2* | HRCU-A-CB, Split System: Heat | Heat Pump | 208 | 3 |  | False |  |  | True | Single-Speed | 112000 | 10181 | 11 | 10.8 | 13.8 |  | 106000 | 9413 | 3.3 | 3.3 | 66000 | 8059 | 2.4 | Federally-Regulated Commercial & Industrial Equipment | 04/16/2019 |  | 06/03/2019
Carrier Corp. - Syracuse | Day & Night | CHS072(H,L,S)(G,H)* | FHS072(H,L,S)B*A2* | HRCU-A-CB, Split System: Heat | Heat Pump | 575 | 3 |  | False |  |  | True | Single-Speed | 70000 | 5982 | 11.7 | 10.8 | 13.8 |  | 66000 | 5861 | 3.3 | 3.3 | 39000 | 4762 | 2.4 | Federally-Regulated Commercial & Industrial Equipment | 04/16/2019 |  | 06/03/2019
Carrier Corp. - Syracuse | Day & Night | CHS072(H,L,S)(G,H)* | FHS072(H,L,S)B*A2* | HRCU-A-CB, Split System: Heat | Heat Pump | 460 | 3 |  | False |  |  | True | Single-Speed | 70000 | 5982 | 11.7 | 10.8 | 13.8 |  | 66000 | 5861 | 3.3 | 3.3 | 39000 | 4762 | 2.4 | Federally-Regulated Commercial & Industrial Equipment | 04/16/2019 |  | 06/03/2019
Carrier Corp. - Syracuse | Day & Night | CHS072(H,L,S)(G,H)* | FHS072(H,L,S)B*A2* | HRCU-A-CB, Split System: Heat | Heat Pump | 230 | 3 |  | False |  |  | True | Single-Speed | 70000 | 5982 | 11.7 | 10.8 | 13.8 |  | 66000 | 5861 | 3.3 | 3.3 | 39000 | 4762 | 2.4 | Federally-Regulated Commercial & Industrial Equipment | 04/16/2019 |  | 06/03/2019
Carrier Corp. - Syracuse | Day & Night | CHS072(H,L,S)(G,H)* | FHS072(H,L,S)B*A2* | HRCU-A-CB, Split System: Heat | Heat Pump | 208 | 3 |  | False |  |  | True | Single-Speed | 70000 | 5982 | 11.7 | 10.8 | 13.8 |  | 66000 | 5861 | 3.3 | 3.3 | 39000 | 4762 | 2.4 | Federally-Regulated Commercial & Industrial Equipment | 04/16/2019 |  | 06/03/2019
Carrier Corp. - Syracuse | Day & Night | CHS072(H,L,S)(G,H)* | FHS072(H,L,S)A*A2* | HRCU-A-CB, Split System: Heat | Heat Pump | 575 | 3 |  | False |  |  | True | Single-Speed | 70000 | 5982 | 11.7 | 10.8 | 13.8 |  | 66000 | 5861 | 3.3 | 3.3 | 39000 | 4762 | 2.4 | Federally-Regulated Commercial & Industrial Equipment | 04/16/2019 |  | 06/03/2019
Carrier Corp. - Syracuse | Day & Night | CHS072(H,L,S)(G,H)* | FHS072(H,L,S)A*A2* | HRCU-A-CB, Split System: Heat | Heat Pump | 460 | 3 |  | False |  |  | True | Single-Speed | 70000 | 5982 | 11.7 | 10.8 | 13.8 |  | 66000 | 5861 | 3.3 | 3.3 | 39000 | 4762 | 2.4 | Federally-Regulated Commercial & Industrial Equipment | 04/16/2019 |  | 06/03/2019
Carrier Corp. - Syracuse | Day & Night | CHS072(H,L,S)(G,H)* | FHS072(H,L,S)A*A2* | HRCU-A-CB, Split System: Heat | Heat Pump | 230 | 3 |  | False |  |  | True | Single-Speed | 70000 | 5982 | 11.7 | 10.8 | 13.8 |  | 66000 | 5861 | 3.3 | 3.3 | 39000 | 4762 | 2.4 | Federally-Regulated Commercial & Industrial Equipment | 04/16/2019 |  | 06/03/2019
Carrier Corp. - Syracuse | Day & Night | CHS072(H,L,S)(G,H)* | FHS072(H,L,S)A*A2* | HRCU-A-CB, Split System: Heat | Heat Pump | 208 | 3 |  | False |  |  | True | Single-Speed | 70000 | 5982 | 11.7 | 10.8 | 13.8 |  | 66000 | 5861 | 3.3 | 3.3 | 39000 | 4762 | 2.4 | Federally-Regulated Commercial & Industrial Equipment | 04/16/2019 |  | 06/03/2019
Carrier Corp. - Syracuse | Day & Night | CHS091(H,L,S)(G,H)* | FHS091(H,L,S)B*A2* | HRCU-A-CB, Split System: Heat | Heat Pump | 575 | 3 |  | False |  |  | True | Single-Speed | 88000 | 8000 | 11 | 10.8 | 12.7 |  | 87000 | 7726 | 3.3 | 3.3 | 52000 | 6349 | 2.4 | Federally-Regulated Commercial & Industrial Equipment | 04/16/2019 |  | 06/03/2019
Carrier Corp. - Syracuse | Day & Night | CHS091(H,L,S)(G,H)* | FHS091(H,L,S)B*A2* | HRCU-A-CB, Split System: Heat | Heat Pump | 460 | 3 |  | False |  |  | True | Single-Speed | 88000 | 8000 | 11 | 10.8 | 12.7 |  | 87000 | 7726 | 3.3 | 3.3 | 52000 | 6349 | 2.4 | Federally-Regulated Commercial & Industrial Equipment | 04/16/2019 |  | 06/03/2019
Carrier Corp. - Syracuse | Day & Night | CHS091(H,L,S)(G,H)* | FHS091(H,L,S)B*A2* | HRCU-A-CB, Split System: Heat | Heat Pump | 230 | 3 |  | False |  |  | True | Single-Speed | 88000 | 8000 | 11 | 10.8 | 12.7 |  | 87000 | 7726 | 3.3 | 3.3 | 52000 | 6349 | 2.4 | Federally-Regulated Commercial & Industrial Equipment | 04/16/2019 |  | 06/03/2019
Carrier Corp. - Syracuse | Day & Night | CHS091(H,L,S)(G,H)* | FHS091(H,L,S)B*A2* | HRCU-A-CB, Split System: Heat | Heat Pump | 208 | 3 |  | False |  |  | True | Single-Speed | 88000 | 8000 | 11 | 10.8 | 12.7 |  | 87000 | 7726 | 3.3 | 3.3 | 52000 | 6349 | 2.4 | Federally-Regulated Commercial & Industrial Equipment | 04/16/2019 |  | 06/03/2019
Carrier Corp. - Syracuse | Day & Night | CHS091(H,L,S)(G,H)* | FHS091(H,L,S)A*A2* | HRCU-A-CB, Split System: Heat | Heat Pump | 575 | 3 |  | False |  |  | True | Single-Speed | 88000 | 8000 | 11 | 10.8 | 12.7 |  | 87000 | 7726 | 3.3 | 3.3 | 52000 | 6349 | 2.4 | Federally-Regulated Commercial & Industrial Equipment | 04/16/2019 |  | 06/03/2019
Carrier Corp. - Syracuse | Day & Night | CHS091(H,L,S)(G,H)* | FHS091(H,L,S)A*A2* | HRCU-A-CB, Split System: Heat | Heat Pump | 460 | 3 |  | False |  |  | True | Single-Speed | 88000 | 8000 | 11 | 10.8 | 12.7 |  | 87000 | 7726 | 3.3 | 3.3 | 52000 | 6349 | 2.4 | Federally-Regulated Commercial & Industrial Equipment | 04/16/2019 |  | 06/03/2019
Carrier Corp. - Syracuse | Day & Night | CHS091(H,L,S)(G,H)* | FHS091(H,L,S)A*A2* | HRCU-A-CB, Split System: Heat | Heat Pump | 230 | 3 |  | False |  |  | True | Single-Speed | 88000 | 8000 | 11 | 10.8 | 12.7 |  | 87000 | 7726 | 3.3 | 3.3 | 52000 | 6349 | 2.4 | Federally-Regulated Commercial & Industrial Equipment | 04/16/2019 |  | 06/03/2019
Carrier Corp. - Syracuse | Day & Night | CHS091(H,L,S)(G,H)* | FHS091(H,L,S)A*A2* | HRCU-A-CB, Split System: Heat | Heat Pump | 208 | 3 |  | False |  |  | True | Single-Speed | 88000 | 8000 | 11 | 10.8 | 12.7 |  | 87000 | 7726 | 3.3 | 3.3 | 52000 | 6349 | 2.4 | Federally-Regulated Commercial & Industrial Equipment | 04/16/2019 |  | 06/03/2019
Carrier Corp. - Syracuse | Day & Night | RHS243(H,L,S)*****TA* |  | HSP-A, Single-Package Heat Pum | Heat Pump | 575 | 3 | False |  |  |  | True | Single-Speed | 232000 | 21886 | 10.6 | 10.4 | 12 |  | 220000 | 19538 | 3.3 | 3.2 | 136000 | 17329 | 2.3 | Federally-Regulated Commercial & Industrial Equipment | 04/16/2019 |  | 06/03/2019
Carrier Corp. - Syracuse | Day & Night | RHS240(H,L,S)*****TA* |  | HSP-A, Single-Package Heat Pum | Heat Pump | 575 | 3 | False |  |  |  | True | Single-Speed | 232000 | 21886 | 10.6 | 10.4 | 12 |  | 220000 | 19538 | 3.3 | 3.2 | 136000 | 17329 | 2.3 | Federally-Regulated Commercial & Industrial Equipment | 04/16/2019 |  | 06/03/2019
Carrier Corp. - Syracuse | Day & Night | RHS183(H,L,S)*****TC* |  | HSP-A, Single-Package Heat Pum | Heat Pump | 575 | 3 | False |  |  |  | True | Single-Speed | 172000 | 16074 | 10.7 | 10.4 | 12 |  | 166000 | 14742 | 3.3 | 3.2 | 103000 | 12577 | 2.4 | Federally-Regulated Commercial & Industrial Equipment | 04/16/2019 |  | 06/03/2019
Carrier Corp. - Syracuse | Day & Night | RHS181(H,L,S)*****TC* |  | HSP-A, Single-Package Heat Pum | Heat Pump | 575 | 3 | False |  |  |  | True | Single-Speed | 172000 | 15925 | 10.8 | 10.4 | 12 |  | 166000 | 14742 | 3.3 | 3.2 | 103000 | 12577 | 2.4 | Federally-Regulated Commercial & Industrial Equipment | 04/16/2019 |  | 06/03/2019
Carrier Corp. - Syracuse | Day & Night | CHS240(H,L,S)(D,E)* | FHS240(H,L,S)**A2* | HRCU-A-CB, Split System: Heat | Heat Pump | 575 | 3 |  | False |  |  | True | Single-Speed | 222000 | 20747 | 10.7 | 10.4 | 12.5 |  | 214000 | 17919 | 3.5 | 3.2 | 130000 | 15874 | 2.4 | Federally-Regulated Commercial & Industrial Equipment | 04/16/2019 |  | 06/03/2019
Carrier Corp. - Syracuse | Day & Night | CHS240(H,L,S)(D,E)* | FHS240(H,L,S)**A2* | HRCU-A-CB, Split System: Heat | Heat Pump | 460 | 3 |  | False |  |  | True | Single-Speed | 222000 | 20747 | 10.7 | 10.4 | 12.5 |  | 214000 | 17919 | 3.5 | 3.2 | 130000 | 15874 | 2.4 | Federally-Regulated Commercial & Industrial Equipment | 04/16/2019 |  | 06/03/2019
Carrier Corp. - Syracuse | Day & Night | CHS240(H,L,S)(D,E)* | FHS240(H,L,S)**A2* | HRCU-A-CB, Split System: Heat | Heat Pump | 230 | 3 |  | False |  |  | True | Single-Speed | 222000 | 20747 | 10.7 | 10.4 | 12.5 |  | 214000 | 17919 | 3.5 | 3.2 | 130000 | 15874 | 2.4 | Federally-Regulated Commercial & Industrial Equipment | 04/16/2019 |  | 06/03/2019
Carrier Corp. - Syracuse | Day & Night | CHS240(H,L,S)(D,E)* | FHS240(H,L,S)**A2* | HRCU-A-CB, Split System: Heat | Heat Pump | 208 | 3 |  | False |  |  | True | Single-Speed | 222000 | 20747 | 10.7 | 10.4 | 12.5 |  | 214000 | 17919 | 3.5 | 3.2 | 130000 | 15874 | 2.4 | Federally-Regulated Commercial & Industrial Equipment | 04/16/2019 |  | 06/03/2019
Carrier Corp. - Syracuse | Day & Night | CHS180(H,L,S)(D,E)* | FHS180(H,L,S)**A2* | HRCU-A-CB, Split System: Heat | Heat Pump | 575 | 3 |  | False |  |  | True | Single-Speed | 178000 | 16792 | 10.6 | 10.4 | 12.5 |  | 178000 | 15343 | 3.4 | 3.2 | 108000 | 13188 | 2.4 | Federally-Regulated Commercial & Industrial Equipment | 04/16/2019 |  | 06/03/2019
Carrier Corp. - Syracuse | Day & Night | CHS180(H,L,S)(D,E)* | FHS180(H,L,S)**A2* | HRCU-A-CB, Split System: Heat | Heat Pump | 460 | 3 |  | False |  |  | True | Single-Speed | 178000 | 16792 | 10.6 | 10.4 | 12.5 |  | 178000 | 15343 | 3.4 | 3.2 | 108000 | 13188 | 2.4 | Federally-Regulated Commercial & Industrial Equipment | 04/16/2019 |  | 06/03/2019
Carrier Corp. - Syracuse | Day & Night | CHS180(H,L,S)(D,E)* | FHS180(H,L,S)**A2* | HRCU-A-CB, Split System: Heat | Heat Pump | 230 | 3 |  | False |  |  | True | Single-Speed | 178000 | 16792 | 10.6 | 10.4 | 12.5 |  | 178000 | 15343 | 3.4 | 3.2 | 108000 | 13188 | 2.4 | Federally-Regulated Commercial & Industrial Equipment | 04/16/2019 |  | 06/03/2019
Carrier Corp. - Syracuse | Day & Night | CHS180(H,L,S)(D,E)* | FHS180(H,L,S)**A2* | HRCU-A-CB, Split System: Heat | Heat Pump | 208 | 3 |  | False |  |  | True | Single-Speed | 178000 | 16792 | 10.6 | 10.4 | 12.5 |  | 178000 | 15343 | 3.4 | 3.2 | 108000 | 13188 | 2.4 | Federally-Regulated Commercial & Industrial Equipment | 04/16/2019 |  | 06/03/2019
Carrier Corp. - Syracuse | Day & Night | CHS091(H,L,S)(A,B)* | FHS091(M,S,K)**A0* | HRCU-A-CB, Split System: Heat | Heat Pump | 575 | 3 |  | False |  |  | True | Single-Speed | 88000 | 8000 | 11 | 10.8 | 12.2 |  | 86000 | 7637 | 3.3 | 3.3 | 51000 | 6227 | 2.4 | Federally-Regulated Commercial & Industrial Equipment | 04/16/2019 |  | 06/03/2019
Carrier Corp. - Syracuse | Day & Night | CHS091(H,L,S)(A,B)* | FHS091(M,S,K)**A0* | HRCU-A-CB, Split System: Heat | Heat Pump | 460 | 3 |  | False |  |  | True | Single-Speed | 88000 | 8000 | 11 | 10.8 | 12.2 |  | 86000 | 7637 | 3.3 | 3.3 | 51000 | 6227 | 2.4 | Federally-Regulated Commercial & Industrial Equipment | 04/16/2019 |  | 06/03/2019
Carrier Corp. - Syracuse | Day & Night | CHS091(H,L,S)(A,B)* | FHS091(M,S,K)**A0* | HRCU-A-CB, Split System: Heat | Heat Pump | 230 | 3 |  | False |  |  | True | Single-Speed | 88000 | 8000 | 11 | 10.8 | 12.2 |  | 86000 | 7637 | 3.3 | 3.3 | 51000 | 6227 | 2.4 | Federally-Regulated Commercial & Industrial Equipment | 04/16/2019 |  | 06/03/2019
Carrier Corp. - Syracuse | Day & Night | CHS091(H,L,S)(A,B)* | FHS091(M,S,K)**A0* | HRCU-A-CB, Split System: Heat | Heat Pump | 208 | 3 |  | False |  |  | True | Single-Speed | 88000 | 8000 | 11 | 10.8 | 12.2 |  | 86000 | 7637 | 3.3 | 3.3 | 51000 | 6227 | 2.4 | Federally-Regulated Commercial & Industrial Equipment | 04/16/2019 |  | 06/03/2019
Carrier Corp. - Syracuse | Day & Night | RHH102(H,L,S)******TA |  | HSP-A, Single-Package Heat Pum | Heat Pump | 575 | 3 | False |  |  |  | True | Single-Speed | 100000 | 8333 | 12 | 10.8 | 12.9 |  | 100000 | 8619 | 3.4 | 3.3 | 56000 | 7262 | 2.26 | Federally-Regulated Commercial & Industrial Equipment | 05/02/2019 |  | 06/03/2019
Carrier Corp. - Syracuse | Day & Night | RHH102(H,L,S)******TA |  | HSP-A, Single-Package Heat Pum | Heat Pump | 460 | 3 | False |  |  |  | True | Single-Speed | 100000 | 8333 | 12 | 10.8 | 12.9 |  | 100000 | 8619 | 3.4 | 3.3 | 56000 | 7262 | 2.26 | Federally-Regulated Commercial & Industrial Equipment | 05/02/2019 |  | 06/03/2019
Carrier Corp. - Syracuse | Day & Night | RHH102(H,L,S)******TA |  | HSP-A, Single-Package Heat Pum | Heat Pump | 230 | 3 | False |  |  |  | True | Single-Speed | 100000 | 8333 | 12 | 10.8 | 12.9 |  | 100000 | 8619 | 3.4 | 3.3 | 56000 | 7262 | 2.26 | Federally-Regulated Commercial & Industrial Equipment | 05/02/2019 |  | 06/03/2019
Carrier Corp. - Syracuse | Day & Night | RHH102(H,L,S)******AA |  | HSP-A, Single-Package Heat Pum | Heat Pump | 575 | 3 | False |  |  |  | True | Single-Speed | 100000 | 8333 | 12 | 10.8 | 12.5 |  | 100000 | 8619 | 3.4 | 3.3 | 56000 | 7262 | 2.26 | Federally-Regulated Commercial & Industrial Equipment | 05/02/2019 |  | 06/03/2019
Carrier Corp. - Syracuse | Day & Night | RHH102(H,L,S)******TA |  | HSP-A, Single-Package Heat Pum | Heat Pump | 208 | 3 | False |  |  |  | True | Single-Speed | 100000 | 8333 | 12 | 10.8 | 12.9 |  | 100000 | 8619 | 3.4 | 3.3 | 56000 | 7262 | 2.26 | Federally-Regulated Commercial & Industrial Equipment | 05/02/2019 |  | 06/03/2019
Carrier Corp. - Syracuse | Day & Night | RHH102(H,L,S)******AA |  | HSP-A, Single-Package Heat Pum | Heat Pump | 460 | 3 | False |  |  |  | True | Single-Speed | 100000 | 8333 | 12 | 10.8 | 12.5 |  | 100000 | 8619 | 3.4 | 3.3 | 56000 | 7262 | 2.26 | Federally-Regulated Commercial & Industrial Equipment | 05/02/2019 |  | 06/03/2019
Carrier Corp. - Syracuse | Day & Night | RHH102(H,L,S)******AA |  | HSP-A, Single-Package Heat Pum | Heat Pump | 230 | 3 | False |  |  |  | True | Single-Speed | 100000 | 8333 | 12 | 10.8 | 12.5 |  | 100000 | 8619 | 3.4 | 3.3 | 56000 | 7262 | 2.26 | Federally-Regulated Commercial & Industrial Equipment | 05/02/2019 |  | 06/03/2019
Carrier Corp. - Syracuse | Day & Night | RHH102(H,L,S)******AA |  | HSP-A, Single-Package Heat Pum | Heat Pump | 208 | 3 | False |  |  |  | True | Single-Speed | 100000 | 8333 | 12 | 10.8 | 12.5 |  | 100000 | 8619 | 3.4 | 3.3 | 56000 | 7262 | 2.26 | Federally-Regulated Commercial & Industrial Equipment | 05/02/2019 |  | 06/03/2019
Carrier Corp. - Syracuse | Day & Night | RHS(120,121)(H,L,S)******TA |  | HSP-A, Single-Package Heat Pum | Heat Pump | 575 | 3 | False |  |  |  | False | Single-Speed | 116000 | 10545 | 11 | 10.8 | 12.5 |  | 116000 | 9999 | 3.4 | 3.3 | 63000 | 8206 | 2.25 | Federally-Regulated Commercial & Industrial Equipment | 05/02/2019 |  | 06/03/2019
Carrier Corp. - Syracuse | Day & Night | RHS(120,121)(H,L,S)******TA |  | HSP-A, Single-Package Heat Pum | Heat Pump | 460 | 3 | False |  |  |  | False | Single-Speed | 116000 | 10545 | 11 | 10.8 | 12.5 |  | 116000 | 9999 | 3.4 | 3.3 | 63000 | 8206 | 2.25 | Federally-Regulated Commercial & Industrial Equipment | 05/02/2019 |  | 06/03/2019
Carrier Corp. - Syracuse | Day & Night | RHS(120,121)(H,L,S)******TA |  | HSP-A, Single-Package Heat Pum | Heat Pump | 230 | 3 | False |  |  |  | False | Single-Speed | 116000 | 10545 | 11 | 10.8 | 12.5 |  | 116000 | 9999 | 3.4 | 3.3 | 63000 | 8206 | 2.25 | Federally-Regulated Commercial & Industrial Equipment | 05/02/2019 |  | 06/03/2019
Carrier Corp. - Syracuse | Day & Night | RHS(120,121)(H,L,S)******TA |  | HSP-A, Single-Package Heat Pum | Heat Pump | 208 | 3 | False |  |  |  | False | Single-Speed | 116000 | 10545 | 11 | 10.8 | 12.5 |  | 116000 | 9999 | 3.4 | 3.3 | 63000 | 8206 | 2.25 | Federally-Regulated Commercial & Industrial Equipment | 05/02/2019 |  | 06/03/2019
Carrier Corp. - Syracuse | Day & Night | RHS150(H,L,S)******TA |  | HSP-A, Single-Package Heat Pum | Heat Pump | 575 | 3 | False |  |  |  | False | Single-Speed | 142000 | 13396 | 10.6 | 10.4 | 12 |  | 142000 | 13005 | 3.2 | 3.2 | 76000 | 10865 | 2.05 | Federally-Regulated Commercial & Industrial Equipment | 05/02/2019 |  | 06/03/2019
Carrier Corp. - Syracuse | Day & Night | RHS150(H,L,S)******TA |  | HSP-A, Single-Package Heat Pum | Heat Pump | 460 | 3 | False |  |  |  | False | Single-Speed | 142000 | 13396 | 10.6 | 10.4 | 12 |  | 142000 | 13005 | 3.2 | 3.2 | 76000 | 10865 | 2.05 | Federally-Regulated Commercial & Industrial Equipment | 05/02/2019 |  | 06/03/2019
Carrier Corp. - Syracuse | Day & Night | RHS150(H,L,S)******TA |  | HSP-A, Single-Package Heat Pum | Heat Pump | 230 | 3 | False |  |  |  | False | Single-Speed | 142000 | 13396 | 10.6 | 10.4 | 12 |  | 142000 | 13005 | 3.2 | 3.2 | 76000 | 10865 | 2.05 | Federally-Regulated Commercial & Industrial Equipment | 05/02/2019 |  | 06/03/2019
Carrier Corp. - Syracuse | Day & Night | RHS150(H,L,S)******TA |  | HSP-A, Single-Package Heat Pum | Heat Pump | 208 | 3 | False |  |  |  | False | Single-Speed | 142000 | 13396 | 10.6 | 10.4 | 12 |  | 142000 | 13005 | 3.2 | 3.2 | 76000 | 10865 | 2.05 | Federally-Regulated Commercial & Industrial Equipment | 05/02/2019 |  | 06/03/2019
Carrier Corp. - Syracuse | Day & Night | RHS102H******TA |  | HSP-A, Single-Package Heat Pum | Heat Pump | 208 | 3 | False |  |  |  | False | Single-Speed | 98000 | 8750 | 11.2 | 10.8 | 12.5 |  | 94000 | 8348 | 3.3 | 3.3 | 53000 | 6903 | 2.25 | Federally-Regulated Commercial & Industrial Equipment | 05/02/2019 |  | 06/03/2019
Carrier Corp. - Syracuse | Day & Night | RHS090(L,S)******TA |  | HSP-A, Single-Package Heat Pum | Heat Pump | 575 | 3 | False |  |  |  | False | Single-Speed | 88000 | 7857 | 11.2 | 10.8 | 12.5 |  | 86000 | 7413 | 3.4 | 3.3 | 44000 | 5731 | 2.25 | Federally-Regulated Commercial & Industrial Equipment | 05/02/2019 |  | 06/03/2019
Carrier Corp. - Syracuse | Day & Night | RHS090(L,S)******TA |  | HSP-A, Single-Package Heat Pum | Heat Pump | 460 | 3 | False |  |  |  | False | Single-Speed | 88000 | 7857 | 11.2 | 10.8 | 12.5 |  | 86000 | 7413 | 3.4 | 3.3 | 44000 | 5731 | 2.25 | Federally-Regulated Commercial & Industrial Equipment | 05/02/2019 |  | 06/03/2019
Carrier Corp. - Syracuse | Day & Night | RHS102H******AA |  | HSP-A, Single-Package Heat Pum | Heat Pump | 208 | 3 | False |  |  |  | False | Single-Speed | 98000 | 8750 | 11.2 | 10.8 | 12.2 |  | 94000 | 8348 | 3.3 | 3.3 | 53000 | 6903 | 2.25 | Federally-Regulated Commercial & Industrial Equipment | 05/02/2019 |  | 06/03/2019
Carrier Corp. - Syracuse | Day & Night | RHS090(L,S)******AA |  | HSP-A, Single-Package Heat Pum | Heat Pump | 575 | 3 | False |  |  |  | False | Single-Speed | 88000 | 7857 | 11.2 | 10.8 | 12.2 |  | 86000 | 7413 | 3.4 | 3.3 | 44000 | 5731 | 2.25 | Federally-Regulated Commercial & Industrial Equipment | 05/02/2019 |  | 06/03/2019
Carrier Corp. - Syracuse | Day & Night | RHS090H******TA |  | HSP-A, Single-Package Heat Pum | Heat Pump | 230 | 3 | False |  |  |  | False | Single-Speed | 88000 | 7857 | 11.2 | 10.8 | 12.5 |  | 86000 | 7413 | 3.4 | 3.3 | 44000 | 5731 | 2.25 | Federally-Regulated Commercial & Industrial Equipment | 05/02/2019 |  | 06/03/2019
Carrier Corp. - Syracuse | Day & Night | RHS090(L,S)******AA |  | HSP-A, Single-Package Heat Pum | Heat Pump | 460 | 3 | False |  |  |  | False | Single-Speed | 88000 | 7857 | 11.2 | 10.8 | 12.2 |  | 86000 | 7413 | 3.4 | 3.3 | 44000 | 5731 | 2.25 | Federally-Regulated Commercial & Industrial Equipment | 05/02/2019 |  | 06/03/2019
Carrier Corp. - Syracuse | Day & Night | RHS090H******TA |  | HSP-A, Single-Package Heat Pum | Heat Pump | 208 | 3 | False |  |  |  | False | Single-Speed | 87000 | 7767 | 11.2 | 10.8 | 12.5 |  | 86000 | 7413 | 3.4 | 3.3 | 44000 | 5731 | 2.25 | Federally-Regulated Commercial & Industrial Equipment | 05/02/2019 |  | 06/03/2019
Carrier Corp. - Syracuse | Day & Night | RHS090H******AA |  | HSP-A, Single-Package Heat Pum | Heat Pump | 230 | 3 | False |  |  |  | False | Single-Speed | 88000 | 7857 | 11.2 | 10.8 | 12.2 |  | 86000 | 7413 | 3.4 | 3.3 | 44000 | 5731 | 2.25 | Federally-Regulated Commercial & Industrial Equipment | 05/02/2019 |  | 06/03/2019
Carrier Corp. - Syracuse | Day & Night | RHS090H******AA |  | HSP-A, Single-Package Heat Pum | Heat Pump | 208 | 3 | False |  |  |  | False | Single-Speed | 87000 | 7767 | 11.2 | 10.8 | 12.2 |  | 86000 | 7413 | 3.4 | 3.3 | 44000 | 5731 | 2.25 | Federally-Regulated Commercial & Industrial Equipment | 05/02/2019 |  | 06/03/2019
Carrier Corp. - Syracuse | Day & Night | RHS102(L,S)******TA |  | HSP-A, Single-Package Heat Pum | Heat Pump | 575 | 3 | False |  |  |  | False | Single-Speed | 99000 | 8839 | 11.2 | 10.8 | 12.5 |  | 96000 | 8525 | 3.3 | 3.3 | 54500 | 7098 | 2.25 | Federally-Regulated Commercial & Industrial Equipment | 05/02/2019 |  | 06/03/2019
Carrier Corp. - Syracuse | Day & Night | RHS102(L,S)******TA |  | HSP-A, Single-Package Heat Pum | Heat Pump | 460 | 3 | False |  |  |  | False | Single-Speed | 99000 | 8839 | 11.2 | 10.8 | 12.5 |  | 96000 | 8525 | 3.3 | 3.3 | 54500 | 7098 | 2.25 | Federally-Regulated Commercial & Industrial Equipment | 05/02/2019 |  | 06/03/2019
Carrier Corp. - Syracuse | Day & Night | RHS102(L,S)******AA |  | HSP-A, Single-Package Heat Pum | Heat Pump | 575 | 3 | False |  |  |  | False | Single-Speed | 99000 | 8839 | 11.2 | 10.8 | 12.2 |  | 96000 | 8525 | 3.3 | 3.3 | 54500 | 7098 | 2.25 | Federally-Regulated Commercial & Industrial Equipment | 05/02/2019 |  | 06/03/2019
Carrier Corp. - Syracuse | Day & Night | RHS102(L,S)******AA |  | HSP-A, Single-Package Heat Pum | Heat Pump | 460 | 3 | False |  |  |  | False | Single-Speed | 99000 | 8839 | 11.2 | 10.8 | 12.2 |  | 96000 | 8525 | 3.3 | 3.3 | 54500 | 7098 | 2.25 | Federally-Regulated Commercial & Industrial Equipment | 05/02/2019 |  | 06/03/2019
Carrier Corp. - Syracuse | Comfortmaker | CHS091(H,L,S)(A,B)* | FHS091(H,L,S)**A2* | HRCU-A-CB, Split System: Heat | Heat Pump | 575 | 3 |  | False |  |  | True | Single-Speed | 88000 | 8000 | 11 | 10.8 | 12.4 |  | 86000 | 7637 | 3.3 | 3.3 | 51000 | 6227 | 2.4 | Federally-Regulated Commercial & Industrial Equipment | 04/15/2019 |  | 06/03/2019
Carrier Corp. - Syracuse | Comfortmaker | CHS091(H,L,S)(A,B)* | FHS091(H,L,S)**A2* | HRCU-A-CB, Split System: Heat | Heat Pump | 460 | 3 |  | False |  |  | True | Single-Speed | 88000 | 8000 | 11 | 10.8 | 12.4 |  | 86000 | 7637 | 3.3 | 3.3 | 51000 | 6227 | 2.4 | Federally-Regulated Commercial & Industrial Equipment | 04/15/2019 |  | 06/03/2019
Carrier Corp. - Syracuse | Comfortmaker | CHS091(H,L,S)(A,B)* | FHS091(H,L,S)**A2* | HRCU-A-CB, Split System: Heat | Heat Pump | 230 | 3 |  | False |  |  | True | Single-Speed | 88000 | 8000 | 11 | 10.8 | 12.4 |  | 86000 | 7637 | 3.3 | 3.3 | 51000 | 6227 | 2.4 | Federally-Regulated Commercial & Industrial Equipment | 04/15/2019 |  | 06/03/2019
Carrier Corp. - Syracuse | Comfortmaker | CHS091(H,L,S)(A,B)* | FHS091(H,L,S)**A2* | HRCU-A-CB, Split System: Heat | Heat Pump | 208 | 3 |  | False |  |  | True | Single-Speed | 88000 | 8000 | 11 | 10.8 | 12.4 |  | 86000 | 7637 | 3.3 | 3.3 | 51000 | 6227 | 2.4 | Federally-Regulated Commercial & Industrial Equipment | 04/15/2019 |  | 06/03/2019
Carrier Corp. - Syracuse | Comfortmaker | RHH073(H,L,S)*****TA |  | HSP-A, Single-Package Heat Pum | Heat Pump | 575 | 3 | False |  |  |  | True | Dual-Speed | 70000 | 5833 | 12 | 10.8 | 15.6 |  | 69000 | 5947 | 3.4 | 3.3 | 38000 | 4640 | 2.4 | Federally-Regulated Commercial & Industrial Equipment | 04/15/2019 |  | 06/03/2019
Carrier Corp. - Syracuse | Comfortmaker | RHH073(H,L,S)*****TA |  | HSP-A, Single-Package Heat Pum | Heat Pump | 460 | 3 | False |  |  |  | True | Dual-Speed | 70000 | 5833 | 12 | 10.8 | 15.6 |  | 69000 | 5947 | 3.4 | 3.3 | 38000 | 4640 | 2.4 | Federally-Regulated Commercial & Industrial Equipment | 04/15/2019 |  | 06/03/2019
Carrier Corp. - Syracuse | Comfortmaker | RHH073(H,L,S)*****TA |  | HSP-A, Single-Package Heat Pum | Heat Pump | 230 | 3 | False |  |  |  | True | Dual-Speed | 70000 | 5833 | 12 | 10.8 | 15.6 |  | 69000 | 5947 | 3.4 | 3.3 | 38000 | 4640 | 2.4 | Federally-Regulated Commercial & Industrial Equipment | 04/15/2019 |  | 06/03/2019
Carrier Corp. - Syracuse | Comfortmaker | RHH073(H,L,S)*****TA |  | HSP-A, Single-Package Heat Pum | Heat Pump | 208 | 3 | False |  |  |  | True | Dual-Speed | 70000 | 5833 | 12 | 10.8 | 15.6 |  | 69000 | 5947 | 3.4 | 3.3 | 38000 | 4640 | 2.4 | Federally-Regulated Commercial & Industrial Equipment | 04/15/2019 |  | 06/03/2019
Carrier Corp. - Syracuse | Comfortmaker | RHH072(H,L,S)******A |  | HSP-A, Single-Package Heat Pum | Heat Pump | 575 | 3 | False |  |  |  | True | Single-Speed | 72000 | 6000 | 12 | 10.8 | 12.8 |  | 70000 | 6033 | 3.4 | 3.3 | 39000 | 4762 | 2.4 | Federally-Regulated Commercial & Industrial Equipment | 04/15/2019 |  | 06/03/2019
Carrier Corp. - Syracuse | Comfortmaker | RHH072(H,L,S)******A |  | HSP-A, Single-Package Heat Pum | Heat Pump | 460 | 3 | False |  |  |  | True | Single-Speed | 72000 | 6000 | 12 | 10.8 | 12.8 |  | 70000 | 6033 | 3.4 | 3.3 | 39000 | 4762 | 2.4 | Federally-Regulated Commercial & Industrial Equipment | 04/15/2019 |  | 06/03/2019
Carrier Corp. - Syracuse | Comfortmaker | RHH072(H,L,S)******A |  | HSP-A, Single-Package Heat Pum | Heat Pump | 230 | 3 | False |  |  |  | True | Single-Speed | 72000 | 6000 | 12 | 10.8 | 12.8 |  | 70000 | 6033 | 3.4 | 3.3 | 39000 | 4762 | 2.4 | Federally-Regulated Commercial & Industrial Equipment | 04/15/2019 |  | 06/03/2019
Carrier Corp. - Syracuse | Comfortmaker | RHH072(H,L,S)******A |  | HSP-A, Single-Package Heat Pum | Heat Pump | 208 | 3 | False |  |  |  | True | Single-Speed | 72000 | 6000 | 12 | 10.8 | 12.8 |  | 70000 | 6033 | 3.4 | 3.3 | 39000 | 4762 | 2.4 | Federally-Regulated Commercial & Industrial Equipment | 04/15/2019 |  | 06/03/2019
Carrier Corp. - Syracuse | Comfortmaker | RHH073(H,L,S)*****AA |  | HSP-A, Single-Package Heat Pum | Heat Pump | 575 | 3 | False |  |  |  | True | Dual-Speed | 70000 | 5833 | 12 | 10.8 | 14 |  | 69000 | 5947 | 3.4 | 3.3 | 38000 | 4640 | 2.4 | Federally-Regulated Commercial & Industrial Equipment | 04/15/2019 |  | 06/03/2019
Carrier Corp. - Syracuse | Comfortmaker | RHH073(H,L,S)*****AA |  | HSP-A, Single-Package Heat Pum | Heat Pump | 460 | 3 | False |  |  |  | True | Dual-Speed | 70000 | 5833 | 12 | 10.8 | 14 |  | 69000 | 5947 | 3.4 | 3.3 | 38000 | 4640 | 2.4 | Federally-Regulated Commercial & Industrial Equipment | 04/15/2019 |  | 06/03/2019
Carrier Corp. - Syracuse | Comfortmaker | RHH073(H,L,S)*****AA |  | HSP-A, Single-Package Heat Pum | Heat Pump | 230 | 3 | False |  |  |  | True | Dual-Speed | 70000 | 5833 | 12 | 10.8 | 14 |  | 69000 | 5947 | 3.4 | 3.3 | 38000 | 4640 | 2.4 | Federally-Regulated Commercial & Industrial Equipment | 04/15/2019 |  | 06/03/2019
Carrier Corp. - Syracuse | Comfortmaker | RHH073(H,L,S)*****AA |  | HSP-A, Single-Package Heat Pum | Heat Pump | 208 | 3 | False |  |  |  | True | Dual-Speed | 70000 | 5833 | 12 | 10.8 | 14 |  | 69000 | 5947 | 3.4 | 3.3 | 38000 | 4640 | 2.4 | Federally-Regulated Commercial & Industrial Equipment | 04/15/2019 |  | 06/03/2019
Carrier Corp. - Syracuse | Comfortmaker | CHS072(H,L,S)(A,B)** | FHS091(M,S,K)**A0** | HRCU-A-CB, Split System: Heat | Heat Pump | 575 | 3 |  | False |  |  | True | Single-Speed | 72000 | 6000 | 12 | 10.8 | 13.2 |  | 68000 | 5386 | 3.7 | 3.3 | 39000 | 4571 | 2.5 | Federally-Regulated Commercial & Industrial Equipment | 04/15/2019 |  | 06/03/2019
Carrier Corp. - Syracuse | Comfortmaker | CHS072(H,L,S)(A,B)** | FHS091(M,S,K)**A0** | HRCU-A-CB, Split System: Heat | Heat Pump | 460 | 3 |  | False |  |  | True | Single-Speed | 72000 | 6000 | 12 | 10.8 | 13.2 |  | 68000 | 5386 | 3.7 | 3.3 | 39000 | 4571 | 2.5 | Federally-Regulated Commercial & Industrial Equipment | 04/15/2019 |  | 06/03/2019
Carrier Corp. - Syracuse | Comfortmaker | CHS072(H,L,S)(A,B)** | FHS091(M,S,K)**A0** | HRCU-A-CB, Split System: Heat | Heat Pump | 230 | 3 |  | False |  |  | True | Single-Speed | 72000 | 6000 | 12 | 10.8 | 13.2 |  | 68000 | 5386 | 3.7 | 3.3 | 39000 | 4571 | 2.5 | Federally-Regulated Commercial & Industrial Equipment | 04/15/2019 |  | 06/03/2019
Carrier Corp. - Syracuse | Comfortmaker | CHS072(H,L,S)(A,B)** | FHS091(M,S,K)**A0** | HRCU-A-CB, Split System: Heat | Heat Pump | 208 | 3 |  | False |  |  | True | Single-Speed | 72000 | 6000 | 12 | 10.8 | 13.2 |  | 68000 | 5386 | 3.7 | 3.3 | 39000 | 4571 | 2.5 | Federally-Regulated Commercial & Industrial Equipment | 04/15/2019 |  | 06/03/2019
Carrier Corp. - Syracuse | Comfortmaker | CHS072(H,L,S)(A,B)** | FHS072(M,S,K)**A0** | HRCU-A-CB, Split System: Heat | Heat Pump | 575 | 3 |  | False |  |  | True | Single-Speed | 70000 | 6363 | 11 | 10.8 | 12.6 |  | 65000 | 5772 | 3.3 | 3.3 | 39000 | 4762 | 2.4 | Federally-Regulated Commercial & Industrial Equipment | 04/15/2019 |  | 06/03/2019
Carrier Corp. - Syracuse | Comfortmaker | CHS072(H,L,S)(A,B)** | FHS072(M,S,K)**A0** | HRCU-A-CB, Split System: Heat | Heat Pump | 460 | 3 |  | False |  |  | True | Single-Speed | 70000 | 6363 | 11 | 10.8 | 12.6 |  | 65000 | 5772 | 3.3 | 3.3 | 39000 | 4762 | 2.4 | Federally-Regulated Commercial & Industrial Equipment | 04/15/2019 |  | 06/03/2019
Carrier Corp. - Syracuse | Comfortmaker | CHS072(H,L,S)(A,B)** | FHS072(M,S,K)**A0** | HRCU-A-CB, Split System: Heat | Heat Pump | 230 | 3 |  | False |  |  | True | Single-Speed | 70000 | 6363 | 11 | 10.8 | 12.6 |  | 65000 | 5772 | 3.3 | 3.3 | 39000 | 4762 | 2.4 | Federally-Regulated Commercial & Industrial Equipment | 04/15/2019 |  | 06/03/2019
Carrier Corp. - Syracuse | Comfortmaker | CHS072(H,L,S)(A,B)** | FHS072(M,S,K)**A0** | HRCU-A-CB, Split System: Heat | Heat Pump | 208 | 3 |  | False |  |  | True | Single-Speed | 70000 | 6363 | 11 | 10.8 | 12.6 |  | 65000 | 5772 | 3.3 | 3.3 | 39000 | 4762 | 2.4 | Federally-Regulated Commercial & Industrial Equipment | 04/15/2019 |  | 06/03/2019
Carrier Corp. - Syracuse | Comfortmaker | CHS121(H,L,S)(G,H)* | FHS120(H,L,S)**A2* | HRCU-A-CB, Split System: Heat | Heat Pump | 575 | 3 |  | False |  |  | True | Single-Speed | 112000 | 10181 | 11 | 10.8 | 13.8 |  | 106000 | 9413 | 3.3 | 3.3 | 66000 | 8059 | 2.4 | Federally-Regulated Commercial & Industrial Equipment | 04/15/2019 |  | 06/03/2019
Carrier Corp. - Syracuse | Comfortmaker | CHS121(H,L,S)(G,H)* | FHS120(H,L,S)**A2* | HRCU-A-CB, Split System: Heat | Heat Pump | 460 | 3 |  | False |  |  | True | Single-Speed | 112000 | 10181 | 11 | 10.8 | 13.8 |  | 106000 | 9413 | 3.3 | 3.3 | 66000 | 8059 | 2.4 | Federally-Regulated Commercial & Industrial Equipment | 04/15/2019 |  | 06/03/2019
Carrier Corp. - Syracuse | Comfortmaker | CHS121(H,L,S)(G,H)* | FHS120(H,L,S)**A2* | HRCU-A-CB, Split System: Heat | Heat Pump | 230 | 3 |  | False |  |  | True | Single-Speed | 112000 | 10181 | 11 | 10.8 | 13.8 |  | 106000 | 9413 | 3.3 | 3.3 | 66000 | 8059 | 2.4 | Federally-Regulated Commercial & Industrial Equipment | 04/15/2019 |  | 06/03/2019
Carrier Corp. - Syracuse | Comfortmaker | CHS121(H,L,S)(G,H)* | FHS120(H,L,S)**A2* | HRCU-A-CB, Split System: Heat | Heat Pump | 208 | 3 |  | False |  |  | True | Single-Speed | 112000 | 10181 | 11 | 10.8 | 13.8 |  | 106000 | 9413 | 3.3 | 3.3 | 66000 | 8059 | 2.4 | Federally-Regulated Commercial & Industrial Equipment | 04/15/2019 |  | 06/03/2019
Carrier Corp. - Syracuse | Comfortmaker | CHS072(H,L,S)(G,H)* | FHS072(H,L,S)A*A2* | HRCU-A-CB, Split System: Heat | Heat Pump | 575 | 3 |  | False |  |  | True | Single-Speed | 70000 | 5982 | 11.7 | 10.8 | 13.8 |  | 66000 | 5861 | 3.3 | 3.3 | 39000 | 4762 | 2.4 | Federally-Regulated Commercial & Industrial Equipment | 04/15/2019 |  | 06/03/2019
Carrier Corp. - Syracuse | Comfortmaker | CHS072(H,L,S)(G,H)* | FHS072(H,L,S)B*A2* | HRCU-A-CB, Split System: Heat | Heat Pump | 575 | 3 |  | False |  |  | True | Single-Speed | 70000 | 5982 | 11.7 | 10.8 | 13.8 |  | 66000 | 5861 | 3.3 | 3.3 | 39000 | 4762 | 2.4 | Federally-Regulated Commercial & Industrial Equipment | 04/15/2019 |  | 06/03/2019
Carrier Corp. - Syracuse | Comfortmaker | CHS072(H,L,S)(G,H)* | FHS072(H,L,S)A*A2* | HRCU-A-CB, Split System: Heat | Heat Pump | 460 | 3 |  | False |  |  | True | Single-Speed | 70000 | 5982 | 11.7 | 10.8 | 13.8 |  | 66000 | 5861 | 3.3 | 3.3 | 39000 | 4762 | 2.4 | Federally-Regulated Commercial & Industrial Equipment | 04/15/2019 |  | 06/03/2019
Carrier Corp. - Syracuse | Comfortmaker | CHS072(H,L,S)(G,H)* | FHS072(H,L,S)B*A2* | HRCU-A-CB, Split System: Heat | Heat Pump | 460 | 3 |  | False |  |  | True | Single-Speed | 70000 | 5982 | 11.7 | 10.8 | 13.8 |  | 66000 | 5861 | 3.3 | 3.3 | 39000 | 4762 | 2.4 | Federally-Regulated Commercial & Industrial Equipment | 04/15/2019 |  | 06/03/2019
Carrier Corp. - Syracuse | Comfortmaker | CHS072(H,L,S)(G,H)* | FHS072(H,L,S)A*A2* | HRCU-A-CB, Split System: Heat | Heat Pump | 230 | 3 |  | False |  |  | True | Single-Speed | 70000 | 5982 | 11.7 | 10.8 | 13.8 |  | 66000 | 5861 | 3.3 | 3.3 | 39000 | 4762 | 2.4 | Federally-Regulated Commercial & Industrial Equipment | 04/15/2019 |  | 06/03/2019
Carrier Corp. - Syracuse | Comfortmaker | CHS072(H,L,S)(G,H)* | FHS072(H,L,S)B*A2* | HRCU-A-CB, Split System: Heat | Heat Pump | 230 | 3 |  | False |  |  | True | Single-Speed | 70000 | 5982 | 11.7 | 10.8 | 13.8 |  | 66000 | 5861 | 3.3 | 3.3 | 39000 | 4762 | 2.4 | Federally-Regulated Commercial & Industrial Equipment | 04/15/2019 |  | 06/03/2019
Carrier Corp. - Syracuse | Comfortmaker | CHS072(H,L,S)(G,H)* | FHS072(H,L,S)A*A2* | HRCU-A-CB, Split System: Heat | Heat Pump | 208 | 3 |  | False |  |  | True | Single-Speed | 70000 | 5982 | 11.7 | 10.8 | 13.8 |  | 66000 | 5861 | 3.3 | 3.3 | 39000 | 4762 | 2.4 | Federally-Regulated Commercial & Industrial Equipment | 04/15/2019 |  | 06/03/2019
Carrier Corp. - Syracuse | Comfortmaker | CHS072(H,L,S)(G,H)* | FHS072(H,L,S)B*A2* | HRCU-A-CB, Split System: Heat | Heat Pump | 208 | 3 |  | False |  |  | True | Single-Speed | 70000 | 5982 | 11.7 | 10.8 | 13.8 |  | 66000 | 5861 | 3.3 | 3.3 | 39000 | 4762 | 2.4 | Federally-Regulated Commercial & Industrial Equipment | 04/15/2019 |  | 06/03/2019
Carrier Corp. - Syracuse | Comfortmaker | CHS091(H,L,S)(G,H)* | FHS091(H,L,S)B*A2* | HRCU-A-CB, Split System: Heat | Heat Pump | 575 | 3 |  | False |  |  | True | Single-Speed | 88000 | 8000 | 11 | 10.8 | 12.7 |  | 87000 | 7726 | 3.3 | 3.3 | 52000 | 6349 | 2.4 | Federally-Regulated Commercial & Industrial Equipment | 04/15/2019 |  | 06/03/2019
Carrier Corp. - Syracuse | Comfortmaker | CHS091(H,L,S)(G,H)* | FHS091(H,L,S)B*A2* | HRCU-A-CB, Split System: Heat | Heat Pump | 460 | 3 |  | False |  |  | True | Single-Speed | 88000 | 8000 | 11 | 10.8 | 12.7 |  | 87000 | 7726 | 3.3 | 3.3 | 52000 | 6349 | 2.4 | Federally-Regulated Commercial & Industrial Equipment | 04/15/2019 |  | 06/03/2019
Carrier Corp. - Syracuse | Comfortmaker | CHS091(H,L,S)(G,H)* | FHS091(H,L,S)A*A2* | HRCU-A-CB, Split System: Heat | Heat Pump | 575 | 3 |  | False |  |  | True | Single-Speed | 88000 | 8000 | 11 | 10.8 | 12.7 |  | 87000 | 7726 | 3.3 | 3.3 | 52000 | 6349 | 2.4 | Federally-Regulated Commercial & Industrial Equipment | 04/15/2019 |  | 06/03/2019
Carrier Corp. - Syracuse | Comfortmaker | CHS091(H,L,S)(G,H)* | FHS091(H,L,S)B*A2* | HRCU-A-CB, Split System: Heat | Heat Pump | 230 | 3 |  | False |  |  | True | Single-Speed | 88000 | 8000 | 11 | 10.8 | 12.7 |  | 87000 | 7726 | 3.3 | 3.3 | 52000 | 6349 | 2.4 | Federally-Regulated Commercial & Industrial Equipment | 04/15/2019 |  | 06/03/2019
Carrier Corp. - Syracuse | Comfortmaker | CHS091(H,L,S)(G,H)* | FHS091(H,L,S)B*A2* | HRCU-A-CB, Split System: Heat | Heat Pump | 208 | 3 |  | False |  |  | True | Single-Speed | 88000 | 8000 | 11 | 10.8 | 12.7 |  | 87000 | 7726 | 3.3 | 3.3 | 52000 | 6349 | 2.4 | Federally-Regulated Commercial & Industrial Equipment | 04/15/2019 |  | 06/03/2019
Carrier Corp. - Syracuse | Comfortmaker | CHS091(H,L,S)(G,H)* | FHS091(H,L,S)A*A2* | HRCU-A-CB, Split System: Heat | Heat Pump | 460 | 3 |  | False |  |  | True | Single-Speed | 88000 | 8000 | 11 | 10.8 | 12.7 |  | 87000 | 7726 | 3.3 | 3.3 | 52000 | 6349 | 2.4 | Federally-Regulated Commercial & Industrial Equipment | 04/15/2019 |  | 06/03/2019
Carrier Corp. - Syracuse | Comfortmaker | CHS091(H,L,S)(G,H)* | FHS091(H,L,S)A*A2* | HRCU-A-CB, Split System: Heat | Heat Pump | 230 | 3 |  | False |  |  | True | Single-Speed | 88000 | 8000 | 11 | 10.8 | 12.7 |  | 87000 | 7726 | 3.3 | 3.3 | 52000 | 6349 | 2.4 | Federally-Regulated Commercial & Industrial Equipment | 04/15/2019 |  | 06/03/2019
Carrier Corp. - Syracuse | Comfortmaker | CHS091(H,L,S)(G,H)* | FHS091(H,L,S)A*A2* | HRCU-A-CB, Split System: Heat | Heat Pump | 208 | 3 |  | False |  |  | True | Single-Speed | 88000 | 8000 | 11 | 10.8 | 12.7 |  | 87000 | 7726 | 3.3 | 3.3 | 52000 | 6349 | 2.4 | Federally-Regulated Commercial & Industrial Equipment | 04/15/2019 |  | 06/03/2019
Carrier Corp. - Syracuse | Comfortmaker | RHS243(H,L,S)*****TA* |  | HSP-A, Single-Package Heat Pum | Heat Pump | 575 | 3 | False |  |  |  | True | Single-Speed | 232000 | 21886 | 10.6 | 10.4 | 12 |  | 220000 | 19538 | 3.3 | 3.2 | 136000 | 17329 | 2.3 | Federally-Regulated Commercial & Industrial Equipment | 04/15/2019 |  | 06/03/2019
Carrier Corp. - Syracuse | Comfortmaker | RHS240(H,L,S)*****TA* |  | HSP-A, Single-Package Heat Pum | Heat Pump | 575 | 3 | False |  |  |  | True | Single-Speed | 232000 | 21886 | 10.6 | 10.4 | 12 |  | 220000 | 19538 | 3.3 | 3.2 | 136000 | 17329 | 2.3 | Federally-Regulated Commercial & Industrial Equipment | 04/15/2019 |  | 06/03/2019
Carrier Corp. - Syracuse | Comfortmaker | RHS183(H,L,S)*****TC* |  | HSP-A, Single-Package Heat Pum | Heat Pump | 575 | 3 | False |  |  |  | True | Single-Speed | 172000 | 16074 | 10.7 | 10.4 | 12 |  | 166000 | 14742 | 3.3 | 3.2 | 103000 | 12577 | 2.4 | Federally-Regulated Commercial & Industrial Equipment | 04/15/2019 |  | 06/03/2019
Carrier Corp. - Syracuse | Comfortmaker | RHS181(H,L,S)*****TC* |  | HSP-A, Single-Package Heat Pum | Heat Pump | 575 | 3 | False |  |  |  | True | Single-Speed | 172000 | 15925 | 10.8 | 10.4 | 12 |  | 166000 | 14742 | 3.3 | 3.2 | 103000 | 12577 | 2.4 | Federally-Regulated Commercial & Industrial Equipment | 04/15/2019 |  | 06/03/2019
Carrier Corp. - Syracuse | Comfortmaker | CHS240(H,L,S)(D,E)* | FHS240(H,L,S)**A2* | HRCU-A-CB, Split System: Heat | Heat Pump | 575 | 3 |  | False |  |  | True | Single-Speed | 222000 | 20747 | 10.7 | 10.4 | 12.5 |  | 214000 | 17919 | 3.5 | 3.2 | 130000 | 15874 | 2.4 | Federally-Regulated Commercial & Industrial Equipment | 04/15/2019 |  | 06/03/2019
Carrier Corp. - Syracuse | Comfortmaker | CHS240(H,L,S)(D,E)* | FHS240(H,L,S)**A2* | HRCU-A-CB, Split System: Heat | Heat Pump | 460 | 3 |  | False |  |  | True | Single-Speed | 222000 | 20747 | 10.7 | 10.4 | 12.5 |  | 214000 | 17919 | 3.5 | 3.2 | 130000 | 15874 | 2.4 | Federally-Regulated Commercial & Industrial Equipment | 04/15/2019 |  | 06/03/2019
Carrier Corp. - Syracuse | Comfortmaker | CHS240(H,L,S)(D,E)* | FHS240(H,L,S)**A2* | HRCU-A-CB, Split System: Heat | Heat Pump | 230 | 3 |  | False |  |  | True | Single-Speed | 222000 | 20747 | 10.7 | 10.4 | 12.5 |  | 214000 | 17919 | 3.5 | 3.2 | 130000 | 15874 | 2.4 | Federally-Regulated Commercial & Industrial Equipment | 04/15/2019 |  | 06/03/2019
Carrier Corp. - Syracuse | Comfortmaker | CHS240(H,L,S)(D,E)* | FHS240(H,L,S)**A2* | HRCU-A-CB, Split System: Heat | Heat Pump | 208 | 3 |  | False |  |  | True | Single-Speed | 222000 | 20747 | 10.7 | 10.4 | 12.5 |  | 214000 | 17919 | 3.5 | 3.2 | 130000 | 15874 | 2.4 | Federally-Regulated Commercial & Industrial Equipment | 04/15/2019 |  | 06/03/2019
Carrier Corp. - Syracuse | Comfortmaker | CHS180(H,L,S)(D,E)* | FHS180(H,L,S)**A2* | HRCU-A-CB, Split System: Heat | Heat Pump | 575 | 3 |  | False |  |  | True | Single-Speed | 178000 | 16792 | 10.6 | 10.4 | 12.5 |  | 178000 | 15343 | 3.4 | 3.2 | 108000 | 13188 | 2.4 | Federally-Regulated Commercial & Industrial Equipment | 04/15/2019 |  | 06/03/2019
Carrier Corp. - Syracuse | Comfortmaker | CHS180(H,L,S)(D,E)* | FHS180(H,L,S)**A2* | HRCU-A-CB, Split System: Heat | Heat Pump | 460 | 3 |  | False |  |  | True | Single-Speed | 178000 | 16792 | 10.6 | 10.4 | 12.5 |  | 178000 | 15343 | 3.4 | 3.2 | 108000 | 13188 | 2.4 | Federally-Regulated Commercial & Industrial Equipment | 04/15/2019 |  | 06/03/2019
Carrier Corp. - Syracuse | Comfortmaker | CHS180(H,L,S)(D,E)* | FHS180(H,L,S)**A2* | HRCU-A-CB, Split System: Heat | Heat Pump | 230 | 3 |  | False |  |  | True | Single-Speed | 178000 | 16792 | 10.6 | 10.4 | 12.5 |  | 178000 | 15343 | 3.4 | 3.2 | 108000 | 13188 | 2.4 | Federally-Regulated Commercial & Industrial Equipment | 04/15/2019 |  | 06/03/2019
Carrier Corp. - Syracuse | Comfortmaker | CHS180(H,L,S)(D,E)* | FHS180(H,L,S)**A2* | HRCU-A-CB, Split System: Heat | Heat Pump | 208 | 3 |  | False |  |  | True | Single-Speed | 178000 | 16792 | 10.6 | 10.4 | 12.5 |  | 178000 | 15343 | 3.4 | 3.2 | 108000 | 13188 | 2.4 | Federally-Regulated Commercial & Industrial Equipment | 04/15/2019 |  | 06/03/2019
Carrier Corp. - Syracuse | Comfortmaker | CHS091(H,L,S)(A,B)* | FHS091(M,S,K)**A0* | HRCU-A-CB, Split System: Heat | Heat Pump | 575 | 3 |  | False |  |  | True | Single-Speed | 88000 | 8000 | 11 | 10.8 | 12.2 |  | 86000 | 7637 | 3.3 | 3.3 | 51000 | 6227 | 2.4 | Federally-Regulated Commercial & Industrial Equipment | 04/15/2019 |  | 06/03/2019
Carrier Corp. - Syracuse | Comfortmaker | CHS091(H,L,S)(A,B)* | FHS091(M,S,K)**A0* | HRCU-A-CB, Split System: Heat | Heat Pump | 460 | 3 |  | False |  |  | True | Single-Speed | 88000 | 8000 | 11 | 10.8 | 12.2 |  | 86000 | 7637 | 3.3 | 3.3 | 51000 | 6227 | 2.4 | Federally-Regulated Commercial & Industrial Equipment | 04/15/2019 |  | 06/03/2019
Carrier Corp. - Syracuse | Comfortmaker | CHS091(H,L,S)(A,B)* | FHS091(M,S,K)**A0* | HRCU-A-CB, Split System: Heat | Heat Pump | 230 | 3 |  | False |  |  | True | Single-Speed | 88000 | 8000 | 11 | 10.8 | 12.2 |  | 86000 | 7637 | 3.3 | 3.3 | 51000 | 6227 | 2.4 | Federally-Regulated Commercial & Industrial Equipment | 04/15/2019 |  | 06/03/2019
Carrier Corp. - Syracuse | Comfortmaker | CHS091(H,L,S)(A,B)* | FHS091(M,S,K)**A0* | HRCU-A-CB, Split System: Heat | Heat Pump | 208 | 3 |  | False |  |  | True | Single-Speed | 88000 | 8000 | 11 | 10.8 | 12.2 |  | 86000 | 7637 | 3.3 | 3.3 | 51000 | 6227 | 2.4 | Federally-Regulated Commercial & Industrial Equipment | 04/15/2019 |  | 06/03/2019
Carrier Corp. - Syracuse | Comfortmaker | RHH102(H,L,S)******TA |  | HSP-A, Single-Package Heat Pum | Heat Pump | 575 | 3 | False |  |  |  | True | Single-Speed | 100000 | 8333 | 12 | 10.8 | 12.9 |  | 100000 | 8619 | 3.4 | 3.3 | 56000 | 7262 | 2.26 | Federally-Regulated Commercial & Industrial Equipment | 05/02/2019 |  | 06/03/2019
Carrier Corp. - Syracuse | Comfortmaker | RHH102(H,L,S)******TA |  | HSP-A, Single-Package Heat Pum | Heat Pump | 460 | 3 | False |  |  |  | True | Single-Speed | 100000 | 8333 | 12 | 10.8 | 12.9 |  | 100000 | 8619 | 3.4 | 3.3 | 56000 | 7262 | 2.26 | Federally-Regulated Commercial & Industrial Equipment | 05/02/2019 |  | 06/03/2019
Carrier Corp. - Syracuse | Comfortmaker | RHH102(H,L,S)******TA |  | HSP-A, Single-Package Heat Pum | Heat Pump | 230 | 3 | False |  |  |  | True | Single-Speed | 100000 | 8333 | 12 | 10.8 | 12.9 |  | 100000 | 8619 | 3.4 | 3.3 | 56000 | 7262 | 2.26 | Federally-Regulated Commercial & Industrial Equipment | 05/02/2019 |  | 06/03/2019
Carrier Corp. - Syracuse | Comfortmaker | RHH102(H,L,S)******TA |  | HSP-A, Single-Package Heat Pum | Heat Pump | 208 | 3 | False |  |  |  | True | Single-Speed | 100000 | 8333 | 12 | 10.8 | 12.9 |  | 100000 | 8619 | 3.4 | 3.3 | 56000 | 7262 | 2.26 | Federally-Regulated Commercial & Industrial Equipment | 05/02/2019 |  | 06/03/2019
Carrier Corp. - Syracuse | Comfortmaker | RHH102(H,L,S)******AA |  | HSP-A, Single-Package Heat Pum | Heat Pump | 575 | 3 | False |  |  |  | True | Single-Speed | 100000 | 8333 | 12 | 10.8 | 12.5 |  | 100000 | 8619 | 3.4 | 3.3 | 56000 | 7262 | 2.26 | Federally-Regulated Commercial & Industrial Equipment | 05/02/2019 |  | 06/03/2019
Carrier Corp. - Syracuse | Comfortmaker | RHH102(H,L,S)******AA |  | HSP-A, Single-Package Heat Pum | Heat Pump | 460 | 3 | False |  |  |  | True | Single-Speed | 100000 | 8333 | 12 | 10.8 | 12.5 |  | 100000 | 8619 | 3.4 | 3.3 | 56000 | 7262 | 2.26 | Federally-Regulated Commercial & Industrial Equipment | 05/02/2019 |  | 06/03/2019
Carrier Corp. - Syracuse | Comfortmaker | RHH102(H,L,S)******AA |  | HSP-A, Single-Package Heat Pum | Heat Pump | 230 | 3 | False |  |  |  | True | Single-Speed | 100000 | 8333 | 12 | 10.8 | 12.5 |  | 100000 | 8619 | 3.4 | 3.3 | 56000 | 7262 | 2.26 | Federally-Regulated Commercial & Industrial Equipment | 05/02/2019 |  | 06/03/2019
Carrier Corp. - Syracuse | Comfortmaker | RHH102(H,L,S)******AA |  | HSP-A, Single-Package Heat Pum | Heat Pump | 208 | 3 | False |  |  |  | True | Single-Speed | 100000 | 8333 | 12 | 10.8 | 12.5 |  | 100000 | 8619 | 3.4 | 3.3 | 56000 | 7262 | 2.26 | Federally-Regulated Commercial & Industrial Equipment | 05/02/2019 |  | 06/03/2019
Carrier Corp. - Syracuse | Comfortmaker | RHS150(H,L,S)******TA |  | HSP-A, Single-Package Heat Pum | Heat Pump | 575 | 3 | False |  |  |  | False | Single-Speed | 142000 | 13396 | 10.6 | 10.4 | 12 |  | 142000 | 13005 | 3.2 | 3.2 | 76000 | 10865 | 2.05 | Federally-Regulated Commercial & Industrial Equipment | 05/02/2019 |  | 06/03/2019
Carrier Corp. - Syracuse | Comfortmaker | RHS150(H,L,S)******TA |  | HSP-A, Single-Package Heat Pum | Heat Pump | 460 | 3 | False |  |  |  | False | Single-Speed | 142000 | 13396 | 10.6 | 10.4 | 12 |  | 142000 | 13005 | 3.2 | 3.2 | 76000 | 10865 | 2.05 | Federally-Regulated Commercial & Industrial Equipment | 05/02/2019 |  | 06/03/2019
Carrier Corp. - Syracuse | Comfortmaker | RHS150(H,L,S)******TA |  | HSP-A, Single-Package Heat Pum | Heat Pump | 230 | 3 | False |  |  |  | False | Single-Speed | 142000 | 13396 | 10.6 | 10.4 | 12 |  | 142000 | 13005 | 3.2 | 3.2 | 76000 | 10865 | 2.05 | Federally-Regulated Commercial & Industrial Equipment | 05/02/2019 |  | 06/03/2019
Carrier Corp. - Syracuse | Comfortmaker | RHS150(H,L,S)******TA |  | HSP-A, Single-Package Heat Pum | Heat Pump | 208 | 3 | False |  |  |  | False | Single-Speed | 142000 | 13396 | 10.6 | 10.4 | 12 |  | 142000 | 13005 | 3.2 | 3.2 | 76000 | 10865 | 2.05 | Federally-Regulated Commercial & Industrial Equipment | 05/02/2019 |  | 06/03/2019
Carrier Corp. - Syracuse | Comfortmaker | RHS(120,121)(H,L,S)******TA |  | HSP-A, Single-Package Heat Pum | Heat Pump | 575 | 3 | False |  |  |  | False | Single-Speed | 116000 | 10545 | 11 | 10.8 | 12.5 |  | 116000 | 9999 | 3.4 | 3.3 | 63000 | 8206 | 2.25 | Federally-Regulated Commercial & Industrial Equipment | 05/02/2019 |  | 06/03/2019
Carrier Corp. - Syracuse | Comfortmaker | RHS(120,121)(H,L,S)******TA |  | HSP-A, Single-Package Heat Pum | Heat Pump | 460 | 3 | False |  |  |  | False | Single-Speed | 116000 | 10545 | 11 | 10.8 | 12.5 |  | 116000 | 9999 | 3.4 | 3.3 | 63000 | 8206 | 2.25 | Federally-Regulated Commercial & Industrial Equipment | 05/02/2019 |  | 06/03/2019
Carrier Corp. - Syracuse | Comfortmaker | RHS(120,121)(H,L,S)******TA |  | HSP-A, Single-Package Heat Pum | Heat Pump | 230 | 3 | False |  |  |  | False | Single-Speed | 116000 | 10545 | 11 | 10.8 | 12.5 |  | 116000 | 9999 | 3.4 | 3.3 | 63000 | 8206 | 2.25 | Federally-Regulated Commercial & Industrial Equipment | 05/02/2019 |  | 06/03/2019
Carrier Corp. - Syracuse | Comfortmaker | RHS(120,121)(H,L,S)******TA |  | HSP-A, Single-Package Heat Pum | Heat Pump | 208 | 3 | False |  |  |  | False | Single-Speed | 116000 | 10545 | 11 | 10.8 | 12.5 |  | 116000 | 9999 | 3.4 | 3.3 | 63000 | 8206 | 2.25 | Federally-Regulated Commercial & Industrial Equipment | 05/02/2019 |  | 06/03/2019
Carrier Corp. - Syracuse | Comfortmaker | RHS102H******TA |  | HSP-A, Single-Package Heat Pum | Heat Pump | 208 | 3 | False |  |  |  | False | Single-Speed | 98000 | 8750 | 11.2 | 10.8 | 12.5 |  | 94000 | 8348 | 3.3 | 3.3 | 53000 | 6903 | 2.25 | Federally-Regulated Commercial & Industrial Equipment | 05/02/2019 |  | 06/03/2019
Carrier Corp. - Syracuse | Comfortmaker | RHS102H******AA |  | HSP-A, Single-Package Heat Pum | Heat Pump | 208 | 3 | False |  |  |  | False | Single-Speed | 98000 | 8750 | 11.2 | 10.8 | 12.2 |  | 94000 | 8348 | 3.3 | 3.3 | 53000 | 6903 | 2.25 | Federally-Regulated Commercial & Industrial Equipment | 05/02/2019 |  | 06/03/2019
Carrier Corp. - Syracuse | Comfortmaker | RHS090(L,S)******TA |  | HSP-A, Single-Package Heat Pum | Heat Pump | 575 | 3 | False |  |  |  | False | Single-Speed | 88000 | 7857 | 11.2 | 10.8 | 12.5 |  | 86000 | 7413 | 3.4 | 3.3 | 44000 | 5731 | 2.25 | Federally-Regulated Commercial & Industrial Equipment | 05/02/2019 |  | 06/03/2019
Carrier Corp. - Syracuse | Comfortmaker | RHS090(L,S)******TA |  | HSP-A, Single-Package Heat Pum | Heat Pump | 460 | 3 | False |  |  |  | False | Single-Speed | 88000 | 7857 | 11.2 | 10.8 | 12.5 |  | 86000 | 7413 | 3.4 | 3.3 | 44000 | 5731 | 2.25 | Federally-Regulated Commercial & Industrial Equipment | 05/02/2019 |  | 06/03/2019
Carrier Corp. - Syracuse | Comfortmaker | RHS090(L,S)******AA |  | HSP-A, Single-Package Heat Pum | Heat Pump | 575 | 3 | False |  |  |  | False | Single-Speed | 88000 | 7857 | 11.2 | 10.8 | 12.2 |  | 86000 | 7413 | 3.4 | 3.3 | 44000 | 5731 | 2.25 | Federally-Regulated Commercial & Industrial Equipment | 05/02/2019 |  | 06/03/2019
Carrier Corp. - Syracuse | Comfortmaker | RHS090(L,S)******AA |  | HSP-A, Single-Package Heat Pum | Heat Pump | 460 | 3 | False |  |  |  | False | Single-Speed | 88000 | 7857 | 11.2 | 10.8 | 12.2 |  | 86000 | 7413 | 3.4 | 3.3 | 44000 | 5731 | 2.25 | Federally-Regulated Commercial & Industrial Equipment | 05/02/2019 |  | 06/03/2019
Carrier Corp. - Syracuse | Comfortmaker | RHS090H******TA |  | HSP-A, Single-Package Heat Pum | Heat Pump | 230 | 3 | False |  |  |  | False | Single-Speed | 88000 | 7857 | 11.2 | 10.8 | 12.5 |  | 86000 | 7413 | 3.4 | 3.3 | 44000 | 5731 | 2.25 | Federally-Regulated Commercial & Industrial Equipment | 05/02/2019 |  | 06/03/2019
Carrier Corp. - Syracuse | Comfortmaker | RHS090H******TA |  | HSP-A, Single-Package Heat Pum | Heat Pump | 208 | 3 | False |  |  |  | False | Single-Speed | 87000 | 7767 | 11.2 | 10.8 | 12.5 |  | 86000 | 7413 | 3.4 | 3.3 | 44000 | 5731 | 2.25 | Federally-Regulated Commercial & Industrial Equipment | 05/02/2019 |  | 06/03/2019
Carrier Corp. - Syracuse | Comfortmaker | RHS090H******AA |  | HSP-A, Single-Package Heat Pum | Heat Pump | 230 | 3 | False |  |  |  | False | Single-Speed | 88000 | 7857 | 11.2 | 10.8 | 12.2 |  | 86000 | 7413 | 3.4 | 3.3 | 44000 | 5731 | 2.25 | Federally-Regulated Commercial & Industrial Equipment | 05/02/2019 |  | 06/03/2019
Carrier Corp. - Syracuse | Comfortmaker | RHS090H******AA |  | HSP-A, Single-Package Heat Pum | Heat Pump | 208 | 3 | False |  |  |  | False | Single-Speed | 87000 | 7767 | 11.2 | 10.8 | 12.2 |  | 86000 | 7413 | 3.4 | 3.3 | 44000 | 5731 | 2.25 | Federally-Regulated Commercial & Industrial Equipment | 05/02/2019 |  | 06/03/2019
Carrier Corp. - Syracuse | Comfortmaker | RHS102(L,S)******TA |  | HSP-A, Single-Package Heat Pum | Heat Pump | 575 | 3 | False |  |  |  | False | Single-Speed | 99000 | 8839 | 11.2 | 10.8 | 12.5 |  | 96000 | 8525 | 3.3 | 3.3 | 54500 | 7098 | 2.25 | Federally-Regulated Commercial & Industrial Equipment | 05/02/2019 |  | 06/03/2019
Carrier Corp. - Syracuse | Comfortmaker | RHS102(L,S)******TA |  | HSP-A, Single-Package Heat Pum | Heat Pump | 460 | 3 | False |  |  |  | False | Single-Speed | 99000 | 8839 | 11.2 | 10.8 | 12.5 |  | 96000 | 8525 | 3.3 | 3.3 | 54500 | 7098 | 2.25 | Federally-Regulated Commercial & Industrial Equipment | 05/02/2019 |  | 06/03/2019
Carrier Corp. - Syracuse | Comfortmaker | RHS102(L,S)******AA |  | HSP-A, Single-Package Heat Pum | Heat Pump | 575 | 3 | False |  |  |  | False | Single-Speed | 99000 | 8839 | 11.2 | 10.8 | 12.2 |  | 96000 | 8525 | 3.3 | 3.3 | 54500 | 7098 | 2.25 | Federally-Regulated Commercial & Industrial Equipment | 05/02/2019 |  | 06/03/2019
Carrier Corp. - Syracuse | Comfortmaker | RHS102(L,S)******AA |  | HSP-A, Single-Package Heat Pum | Heat Pump | 460 | 3 | False |  |  |  | False | Single-Speed | 99000 | 8839 | 11.2 | 10.8 | 12.2 |  | 96000 | 8525 | 3.3 | 3.3 | 54500 | 7098 | 2.25 | Federally-Regulated Commercial & Industrial Equipment | 05/02/2019 |  | 06/03/2019
Carrier Corp. - Syracuse | Keeprite | CHS091(H,L,S)(A,B)* | FHS091(H,L,S)**A2* | HRCU-A-CB, Split System: Heat | Heat Pump | 575 | 3 |  | False |  |  | True | Single-Speed | 88000 | 8000 | 11 | 10.8 | 12.4 |  | 86000 | 7637 | 3.3 | 3.3 | 51000 | 6227 | 2.4 | Federally-Regulated Commercial & Industrial Equipment | 03/06/2019 |  | 06/03/2019
Carrier Corp. - Syracuse | Keeprite | CHS091(H,L,S)(A,B)* | FHS091(H,L,S)**A2* | HRCU-A-CB, Split System: Heat | Heat Pump | 460 | 3 |  | False |  |  | True | Single-Speed | 88000 | 8000 | 11 | 10.8 | 12.4 |  | 86000 | 7637 | 3.3 | 3.3 | 51000 | 6227 | 2.4 | Federally-Regulated Commercial & Industrial Equipment | 03/06/2019 |  | 06/03/2019
Carrier Corp. - Syracuse | Keeprite | CHS091(H,L,S)(A,B)* | FHS091(H,L,S)**A2* | HRCU-A-CB, Split System: Heat | Heat Pump | 230 | 3 |  | False |  |  | True | Single-Speed | 88000 | 8000 | 11 | 10.8 | 12.4 |  | 86000 | 7637 | 3.3 | 3.3 | 51000 | 6227 | 2.4 | Federally-Regulated Commercial & Industrial Equipment | 03/06/2019 |  | 06/03/2019
Carrier Corp. - Syracuse | Keeprite | CHS091(H,L,S)(A,B)* | FHS091(H,L,S)**A2* | HRCU-A-CB, Split System: Heat | Heat Pump | 208 | 3 |  | False |  |  | True | Single-Speed | 88000 | 8000 | 11 | 10.8 | 12.4 |  | 86000 | 7637 | 3.3 | 3.3 | 51000 | 6227 | 2.4 | Federally-Regulated Commercial & Industrial Equipment | 03/06/2019 |  | 06/03/2019
Carrier Corp. - Syracuse | Keeprite | RHH073(H,L,S)*****TA |  | HSP-A, Single-Package Heat Pum | Heat Pump | 575 | 3 | False |  |  |  | True | Dual-Speed | 70000 | 5833 | 12 | 10.8 | 15.6 |  | 69000 | 5947 | 3.4 | 3.3 | 38000 | 4640 | 2.4 | Federally-Regulated Commercial & Industrial Equipment | 03/06/2019 |  | 06/03/2019
Carrier Corp. - Syracuse | Keeprite | RHH073(H,L,S)*****TA |  | HSP-A, Single-Package Heat Pum | Heat Pump | 460 | 3 | False |  |  |  | True | Dual-Speed | 70000 | 5833 | 12 | 10.8 | 15.6 |  | 69000 | 5947 | 3.4 | 3.3 | 38000 | 4640 | 2.4 | Federally-Regulated Commercial & Industrial Equipment | 03/06/2019 |  | 06/03/2019
Carrier Corp. - Syracuse | Keeprite | RHH073(H,L,S)*****TA |  | HSP-A, Single-Package Heat Pum | Heat Pump | 230 | 3 | False |  |  |  | True | Dual-Speed | 70000 | 5833 | 12 | 10.8 | 15.6 |  | 69000 | 5947 | 3.4 | 3.3 | 38000 | 4640 | 2.4 | Federally-Regulated Commercial & Industrial Equipment | 03/06/2019 |  | 06/03/2019
Carrier Corp. - Syracuse | Keeprite | RHH073(H,L,S)*****TA |  | HSP-A, Single-Package Heat Pum | Heat Pump | 208 | 3 | False |  |  |  | True | Dual-Speed | 70000 | 5833 | 12 | 10.8 | 15.6 |  | 69000 | 5947 | 3.4 | 3.3 | 38000 | 4640 | 2.4 | Federally-Regulated Commercial & Industrial Equipment | 03/06/2019 |  | 06/03/2019
Carrier Corp. - Syracuse | Keeprite | RHH073(H,L,S)*****AA |  | HSP-A, Single-Package Heat Pum | Heat Pump | 575 | 3 | False |  |  |  | True | Dual-Speed | 70000 | 5833 | 12 | 10.8 | 14 |  | 69000 | 5947 | 3.4 | 3.3 | 38000 | 4640 | 2.4 | Federally-Regulated Commercial & Industrial Equipment | 03/06/2019 |  | 06/03/2019
Carrier Corp. - Syracuse | Keeprite | RHH073(H,L,S)*****AA |  | HSP-A, Single-Package Heat Pum | Heat Pump | 460 | 3 | False |  |  |  | True | Dual-Speed | 70000 | 5833 | 12 | 10.8 | 14 |  | 69000 | 5947 | 3.4 | 3.3 | 38000 | 4640 | 2.4 | Federally-Regulated Commercial & Industrial Equipment | 03/06/2019 |  | 06/03/2019
Carrier Corp. - Syracuse | Keeprite | RHH073(H,L,S)*****AA |  | HSP-A, Single-Package Heat Pum | Heat Pump | 230 | 3 | False |  |  |  | True | Dual-Speed | 70000 | 5833 | 12 | 10.8 | 14 |  | 69000 | 5947 | 3.4 | 3.3 | 38000 | 4640 | 2.4 | Federally-Regulated Commercial & Industrial Equipment | 03/06/2019 |  | 06/03/2019
Carrier Corp. - Syracuse | Keeprite | RHH073(H,L,S)*****AA |  | HSP-A, Single-Package Heat Pum | Heat Pump | 208 | 3 | False |  |  |  | True | Dual-Speed | 70000 | 5833 | 12 | 10.8 | 14 |  | 69000 | 5947 | 3.4 | 3.3 | 38000 | 4640 | 2.4 | Federally-Regulated Commercial & Industrial Equipment | 03/06/2019 |  | 06/03/2019
Carrier Corp. - Syracuse | Keeprite | RHH072(H,L,S)******A |  | HSP-A, Single-Package Heat Pum | Heat Pump | 575 | 3 | False |  |  |  | True | Single-Speed | 72000 | 6000 | 12 | 10.8 | 12.8 |  | 70000 | 6033 | 3.4 | 3.3 | 39000 | 4762 | 2.4 | Federally-Regulated Commercial & Industrial Equipment | 03/06/2019 |  | 06/03/2019
Carrier Corp. - Syracuse | Keeprite | RHH072(H,L,S)******A |  | HSP-A, Single-Package Heat Pum | Heat Pump | 460 | 3 | False |  |  |  | True | Single-Speed | 72000 | 6000 | 12 | 10.8 | 12.8 |  | 70000 | 6033 | 3.4 | 3.3 | 39000 | 4762 | 2.4 | Federally-Regulated Commercial & Industrial Equipment | 03/06/2019 |  | 06/03/2019
Carrier Corp. - Syracuse | Keeprite | RHH072(H,L,S)******A |  | HSP-A, Single-Package Heat Pum | Heat Pump | 230 | 3 | False |  |  |  | True | Single-Speed | 72000 | 6000 | 12 | 10.8 | 12.8 |  | 70000 | 6033 | 3.4 | 3.3 | 39000 | 4762 | 2.4 | Federally-Regulated Commercial & Industrial Equipment | 03/06/2019 |  | 06/03/2019
Carrier Corp. - Syracuse | Keeprite | RHH072(H,L,S)******A |  | HSP-A, Single-Package Heat Pum | Heat Pump | 208 | 3 | False |  |  |  | True | Single-Speed | 72000 | 6000 | 12 | 10.8 | 12.8 |  | 70000 | 6033 | 3.4 | 3.3 | 39000 | 4762 | 2.4 | Federally-Regulated Commercial & Industrial Equipment | 03/06/2019 |  | 06/03/2019
Carrier Corp. - Syracuse | Keeprite | CHS072(H,L,S)(A,B)** | FHS091(M,S,K)**A0** | HRCU-A-CB, Split System: Heat | Heat Pump | 575 | 3 |  | False |  |  | True | Single-Speed | 72000 | 6000 | 12 | 10.8 | 13.2 |  | 68000 | 5386 | 3.7 | 3.3 | 39000 | 4571 | 2.5 | Federally-Regulated Commercial & Industrial Equipment | 03/06/2019 |  | 06/03/2019
Carrier Corp. - Syracuse | Keeprite | CHS072(H,L,S)(A,B)** | FHS091(M,S,K)**A0** | HRCU-A-CB, Split System: Heat | Heat Pump | 460 | 3 |  | False |  |  | True | Single-Speed | 72000 | 6000 | 12 | 10.8 | 13.2 |  | 68000 | 5386 | 3.7 | 3.3 | 39000 | 4571 | 2.5 | Federally-Regulated Commercial & Industrial Equipment | 03/06/2019 |  | 06/03/2019
Carrier Corp. - Syracuse | Keeprite | CHS072(H,L,S)(A,B)** | FHS091(M,S,K)**A0** | HRCU-A-CB, Split System: Heat | Heat Pump | 230 | 3 |  | False |  |  | True | Single-Speed | 72000 | 6000 | 12 | 10.8 | 13.2 |  | 68000 | 5386 | 3.7 | 3.3 | 39000 | 4571 | 2.5 | Federally-Regulated Commercial & Industrial Equipment | 03/06/2019 |  | 06/03/2019
Carrier Corp. - Syracuse | Keeprite | CHS072(H,L,S)(A,B)** | FHS091(M,S,K)**A0** | HRCU-A-CB, Split System: Heat | Heat Pump | 208 | 3 |  | False |  |  | True | Single-Speed | 72000 | 6000 | 12 | 10.8 | 13.2 |  | 68000 | 5386 | 3.7 | 3.3 | 39000 | 4571 | 2.5 | Federally-Regulated Commercial & Industrial Equipment | 03/06/2019 |  | 06/03/2019
Carrier Corp. - Syracuse | Keeprite | CHS072(H,L,S)(A,B)** | FHS072(M,S,K)**A0** | HRCU-A-CB, Split System: Heat | Heat Pump | 575 | 3 |  | False |  |  | True | Single-Speed | 70000 | 6363 | 11 | 10.8 | 12.6 |  | 65000 | 5772 | 3.3 | 3.3 | 39000 | 4762 | 2.4 | Federally-Regulated Commercial & Industrial Equipment | 03/06/2019 |  | 06/03/2019
Carrier Corp. - Syracuse | Keeprite | CHS072(H,L,S)(A,B)** | FHS072(M,S,K)**A0** | HRCU-A-CB, Split System: Heat | Heat Pump | 460 | 3 |  | False |  |  | True | Single-Speed | 70000 | 6363 | 11 | 10.8 | 12.6 |  | 65000 | 5772 | 3.3 | 3.3 | 39000 | 4762 | 2.4 | Federally-Regulated Commercial & Industrial Equipment | 03/06/2019 |  | 06/03/2019
Carrier Corp. - Syracuse | Keeprite | CHS072(H,L,S)(A,B)** | FHS072(M,S,K)**A0** | HRCU-A-CB, Split System: Heat | Heat Pump | 230 | 3 |  | False |  |  | True | Single-Speed | 70000 | 6363 | 11 | 10.8 | 12.6 |  | 65000 | 5772 | 3.3 | 3.3 | 39000 | 4762 | 2.4 | Federally-Regulated Commercial & Industrial Equipment | 03/06/2019 |  | 06/03/2019
Carrier Corp. - Syracuse | Keeprite | CHS072(H,L,S)(A,B)** | FHS072(M,S,K)**A0** | HRCU-A-CB, Split System: Heat | Heat Pump | 208 | 3 |  | False |  |  | True | Single-Speed | 70000 | 6363 | 11 | 10.8 | 12.6 |  | 65000 | 5772 | 3.3 | 3.3 | 39000 | 4762 | 2.4 | Federally-Regulated Commercial & Industrial Equipment | 03/06/2019 |  | 06/03/2019
Carrier Corp. - Syracuse | Keeprite | CHS121(H,L,S)(G,H)* | FHS120(H,L,S)**A2* | HRCU-A-CB, Split System: Heat | Heat Pump | 575 | 3 |  | False |  |  | True | Single-Speed | 112000 | 10181 | 11 | 10.8 | 13.8 |  | 106000 | 9413 | 3.3 | 3.3 | 66000 | 8059 | 2.4 | Federally-Regulated Commercial & Industrial Equipment | 03/06/2019 |  | 06/03/2019
Carrier Corp. - Syracuse | Keeprite | CHS121(H,L,S)(G,H)* | FHS120(H,L,S)**A2* | HRCU-A-CB, Split System: Heat | Heat Pump | 460 | 3 |  | False |  |  | True | Single-Speed | 112000 | 10181 | 11 | 10.8 | 13.8 |  | 106000 | 9413 | 3.3 | 3.3 | 66000 | 8059 | 2.4 | Federally-Regulated Commercial & Industrial Equipment | 03/06/2019 |  | 06/03/2019
Carrier Corp. - Syracuse | Keeprite | CHS121(H,L,S)(G,H)* | FHS120(H,L,S)**A2* | HRCU-A-CB, Split System: Heat | Heat Pump | 230 | 3 |  | False |  |  | True | Single-Speed | 112000 | 10181 | 11 | 10.8 | 13.8 |  | 106000 | 9413 | 3.3 | 3.3 | 66000 | 8059 | 2.4 | Federally-Regulated Commercial & Industrial Equipment | 03/06/2019 |  | 06/03/2019
Carrier Corp. - Syracuse | Keeprite | CHS121(H,L,S)(G,H)* | FHS120(H,L,S)**A2* | HRCU-A-CB, Split System: Heat | Heat Pump | 208 | 3 |  | False |  |  | True | Single-Speed | 112000 | 10181 | 11 | 10.8 | 13.8 |  | 106000 | 9413 | 3.3 | 3.3 | 66000 | 8059 | 2.4 | Federally-Regulated Commercial & Industrial Equipment | 03/06/2019 |  | 06/03/2019
Carrier Corp. - Syracuse | Keeprite | CHS072(H,L,S)(G,H)* | FHS072(H,L,S)B*A2* | HRCU-A-CB, Split System: Heat | Heat Pump | 575 | 3 |  | False |  |  | True | Single-Speed | 70000 | 5982 | 11.7 | 10.8 | 13.8 |  | 66000 | 5861 | 3.3 | 3.3 | 39000 | 4762 | 2.4 | Federally-Regulated Commercial & Industrial Equipment | 03/06/2019 |  | 06/03/2019
Carrier Corp. - Syracuse | Keeprite | CHS072(H,L,S)(G,H)* | FHS072(H,L,S)B*A2* | HRCU-A-CB, Split System: Heat | Heat Pump | 460 | 3 |  | False |  |  | True | Single-Speed | 70000 | 5982 | 11.7 | 10.8 | 13.8 |  | 66000 | 5861 | 3.3 | 3.3 | 39000 | 4762 | 2.4 | Federally-Regulated Commercial & Industrial Equipment | 03/06/2019 |  | 06/03/2019
Carrier Corp. - Syracuse | Keeprite | CHS072(H,L,S)(G,H)* | FHS072(H,L,S)B*A2* | HRCU-A-CB, Split System: Heat | Heat Pump | 230 | 3 |  | False |  |  | True | Single-Speed | 70000 | 5982 | 11.7 | 10.8 | 13.8 |  | 66000 | 5861 | 3.3 | 3.3 | 39000 | 4762 | 2.4 | Federally-Regulated Commercial & Industrial Equipment | 03/06/2019 |  | 06/03/2019
Carrier Corp. - Syracuse | Keeprite | CHS072(H,L,S)(G,H)* | FHS072(H,L,S)B*A2* | HRCU-A-CB, Split System: Heat | Heat Pump | 208 | 3 |  | False |  |  | True | Single-Speed | 70000 | 5982 | 11.7 | 10.8 | 13.8 |  | 66000 | 5861 | 3.3 | 3.3 | 39000 | 4762 | 2.4 | Federally-Regulated Commercial & Industrial Equipment | 03/06/2019 |  | 06/03/2019
Carrier Corp. - Syracuse | Keeprite | CHS072(H,L,S)(G,H)* | FHS072(H,L,S)A*A2* | HRCU-A-CB, Split System: Heat | Heat Pump | 575 | 3 |  | False |  |  | True | Single-Speed | 70000 | 5982 | 11.7 | 10.8 | 13.8 |  | 66000 | 5861 | 3.3 | 3.3 | 39000 | 4762 | 2.4 | Federally-Regulated Commercial & Industrial Equipment | 03/06/2019 |  | 06/03/2019
Carrier Corp. - Syracuse | Keeprite | CHS072(H,L,S)(G,H)* | FHS072(H,L,S)A*A2* | HRCU-A-CB, Split System: Heat | Heat Pump | 460 | 3 |  | False |  |  | True | Single-Speed | 70000 | 5982 | 11.7 | 10.8 | 13.8 |  | 66000 | 5861 | 3.3 | 3.3 | 39000 | 4762 | 2.4 | Federally-Regulated Commercial & Industrial Equipment | 03/06/2019 |  | 06/03/2019
Carrier Corp. - Syracuse | Keeprite | CHS072(H,L,S)(G,H)* | FHS072(H,L,S)A*A2* | HRCU-A-CB, Split System: Heat | Heat Pump | 230 | 3 |  | False |  |  | True | Single-Speed | 70000 | 5982 | 11.7 | 10.8 | 13.8 |  | 66000 | 5861 | 3.3 | 3.3 | 39000 | 4762 | 2.4 | Federally-Regulated Commercial & Industrial Equipment | 03/06/2019 |  | 06/03/2019
Carrier Corp. - Syracuse | Keeprite | CHS072(H,L,S)(G,H)* | FHS072(H,L,S)A*A2* | HRCU-A-CB, Split System: Heat | Heat Pump | 208 | 3 |  | False |  |  | True | Single-Speed | 70000 | 5982 | 11.7 | 10.8 | 13.8 |  | 66000 | 5861 | 3.3 | 3.3 | 39000 | 4762 | 2.4 | Federally-Regulated Commercial & Industrial Equipment | 03/06/2019 |  | 06/03/2019
Carrier Corp. - Syracuse | Keeprite | CHS091(H,L,S)(G,H)* | FHS091(H,L,S)A*A2* | HRCU-A-CB, Split System: Heat | Heat Pump | 575 | 3 |  | False |  |  | True | Single-Speed | 88000 | 8000 | 11 | 10.8 | 12.7 |  | 87000 | 7726 | 3.3 | 3.3 | 52000 | 6349 | 2.4 | Federally-Regulated Commercial & Industrial Equipment | 03/06/2019 |  | 06/03/2019
Carrier Corp. - Syracuse | Keeprite | CHS091(H,L,S)(G,H)* | FHS091(H,L,S)A*A2* | HRCU-A-CB, Split System: Heat | Heat Pump | 460 | 3 |  | False |  |  | True | Single-Speed | 88000 | 8000 | 11 | 10.8 | 12.7 |  | 87000 | 7726 | 3.3 | 3.3 | 52000 | 6349 | 2.4 | Federally-Regulated Commercial & Industrial Equipment | 03/06/2019 |  | 06/03/2019
Carrier Corp. - Syracuse | Keeprite | CHS091(H,L,S)(G,H)* | FHS091(H,L,S)A*A2* | HRCU-A-CB, Split System: Heat | Heat Pump | 230 | 3 |  | False |  |  | True | Single-Speed | 88000 | 8000 | 11 | 10.8 | 12.7 |  | 87000 | 7726 | 3.3 | 3.3 | 52000 | 6349 | 2.4 | Federally-Regulated Commercial & Industrial Equipment | 03/06/2019 |  | 06/03/2019
Carrier Corp. - Syracuse | Keeprite | CHS091(H,L,S)(G,H)* | FHS091(H,L,S)A*A2* | HRCU-A-CB, Split System: Heat | Heat Pump | 208 | 3 |  | False |  |  | True | Single-Speed | 88000 | 8000 | 11 | 10.8 | 12.7 |  | 87000 | 7726 | 3.3 | 3.3 | 52000 | 6349 | 2.4 | Federally-Regulated Commercial & Industrial Equipment | 03/06/2019 |  | 06/03/2019
Carrier Corp. - Syracuse | Keeprite | CHS091(H,L,S)(G,H)* | FHS091(H,L,S)B*A2* | HRCU-A-CB, Split System: Heat | Heat Pump | 575 | 3 |  | False |  |  | True | Single-Speed | 88000 | 8000 | 11 | 10.8 | 12.7 |  | 87000 | 7726 | 3.3 | 3.3 | 52000 | 6349 | 2.4 | Federally-Regulated Commercial & Industrial Equipment | 03/06/2019 |  | 06/03/2019
Carrier Corp. - Syracuse | Keeprite | CHS091(H,L,S)(G,H)* | FHS091(H,L,S)B*A2* | HRCU-A-CB, Split System: Heat | Heat Pump | 460 | 3 |  | False |  |  | True | Single-Speed | 88000 | 8000 | 11 | 10.8 | 12.7 |  | 87000 | 7726 | 3.3 | 3.3 | 52000 | 6349 | 2.4 | Federally-Regulated Commercial & Industrial Equipment | 03/06/2019 |  | 06/03/2019
Carrier Corp. - Syracuse | Keeprite | CHS091(H,L,S)(G,H)* | FHS091(H,L,S)B*A2* | HRCU-A-CB, Split System: Heat | Heat Pump | 230 | 3 |  | False |  |  | True | Single-Speed | 88000 | 8000 | 11 | 10.8 | 12.7 |  | 87000 | 7726 | 3.3 | 3.3 | 52000 | 6349 | 2.4 | Federally-Regulated Commercial & Industrial Equipment | 03/06/2019 |  | 06/03/2019
Carrier Corp. - Syracuse | Keeprite | CHS091(H,L,S)(G,H)* | FHS091(H,L,S)B*A2* | HRCU-A-CB, Split System: Heat | Heat Pump | 208 | 3 |  | False |  |  | True | Single-Speed | 88000 | 8000 | 11 | 10.8 | 12.7 |  | 87000 | 7726 | 3.3 | 3.3 | 52000 | 6349 | 2.4 | Federally-Regulated Commercial & Industrial Equipment | 03/06/2019 |  | 06/03/2019
Carrier Corp. - Syracuse | Keeprite | RHS243(H,L,S)*****TA* |  | HSP-A, Single-Package Heat Pum | Heat Pump | 575 | 3 | False |  |  |  | True | Single-Speed | 232000 | 21886 | 10.6 | 10.4 | 12 |  | 220000 | 19538 | 3.3 | 3.2 | 136000 | 17329 | 2.3 | Federally-Regulated Commercial & Industrial Equipment | 03/06/2019 |  | 06/03/2019
Carrier Corp. - Syracuse | Keeprite | RHS240(H,L,S)*****TA* |  | HSP-A, Single-Package Heat Pum | Heat Pump | 575 | 3 | False |  |  |  | True | Single-Speed | 232000 | 21886 | 10.6 | 10.4 | 12 |  | 220000 | 19538 | 3.3 | 3.2 | 136000 | 17329 | 2.3 | Federally-Regulated Commercial & Industrial Equipment | 03/06/2019 |  | 06/03/2019
Carrier Corp. - Syracuse | Keeprite | RHS183(H,L,S)*****TC* |  | HSP-A, Single-Package Heat Pum | Heat Pump | 575 | 3 | False |  |  |  | True | Single-Speed | 172000 | 16074 | 10.7 | 10.4 | 12 |  | 166000 | 14742 | 3.3 | 3.2 | 103000 | 12577 | 2.4 | Federally-Regulated Commercial & Industrial Equipment | 03/06/2019 |  | 06/03/2019
Carrier Corp. - Syracuse | Keeprite | RHS181(H,L,S)*****TC* |  | HSP-A, Single-Package Heat Pum | Heat Pump | 575 | 3 | False |  |  |  | True | Single-Speed | 172000 | 15925 | 10.8 | 10.4 | 12 |  | 166000 | 14742 | 3.3 | 3.2 | 103000 | 12577 | 2.4 | Federally-Regulated Commercial & Industrial Equipment | 03/06/2019 |  | 06/03/2019
Carrier Corp. - Syracuse | Keeprite | CHS240(H,L,S)(D,E)* | FHS240(H,L,S)**A2* | HRCU-A-CB, Split System: Heat | Heat Pump | 575 | 3 |  | False |  |  | True | Single-Speed | 222000 | 20747 | 10.7 | 10.4 | 12.5 |  | 214000 | 17919 | 3.5 | 3.2 | 130000 | 15874 | 2.4 | Federally-Regulated Commercial & Industrial Equipment | 03/06/2019 |  | 06/03/2019
Carrier Corp. - Syracuse | Keeprite | CHS240(H,L,S)(D,E)* | FHS240(H,L,S)**A2* | HRCU-A-CB, Split System: Heat | Heat Pump | 460 | 3 |  | False |  |  | True | Single-Speed | 222000 | 20747 | 10.7 | 10.4 | 12.5 |  | 214000 | 17919 | 3.5 | 3.2 | 130000 | 15874 | 2.4 | Federally-Regulated Commercial & Industrial Equipment | 03/06/2019 |  | 06/03/2019
Carrier Corp. - Syracuse | Keeprite | CHS240(H,L,S)(D,E)* | FHS240(H,L,S)**A2* | HRCU-A-CB, Split System: Heat | Heat Pump | 230 | 3 |  | False |  |  | True | Single-Speed | 222000 | 20747 | 10.7 | 10.4 | 12.5 |  | 214000 | 17919 | 3.5 | 3.2 | 130000 | 15874 | 2.4 | Federally-Regulated Commercial & Industrial Equipment | 03/06/2019 |  | 06/03/2019
Carrier Corp. - Syracuse | Keeprite | CHS240(H,L,S)(D,E)* | FHS240(H,L,S)**A2* | HRCU-A-CB, Split System: Heat | Heat Pump | 208 | 3 |  | False |  |  | True | Single-Speed | 222000 | 20747 | 10.7 | 10.4 | 12.5 |  | 214000 | 17919 | 3.5 | 3.2 | 130000 | 15874 | 2.4 | Federally-Regulated Commercial & Industrial Equipment | 03/06/2019 |  | 06/03/2019
Carrier Corp. - Syracuse | Keeprite | CHS180(H,L,S)(D,E)* | FHS180(H,L,S)**A2* | HRCU-A-CB, Split System: Heat | Heat Pump | 575 | 3 |  | False |  |  | True | Single-Speed | 178000 | 16792 | 10.6 | 10.4 | 12.5 |  | 178000 | 15343 | 3.4 | 3.2 | 108000 | 13188 | 2.4 | Federally-Regulated Commercial & Industrial Equipment | 03/06/2019 |  | 06/03/2019
Carrier Corp. - Syracuse | Keeprite | CHS180(H,L,S)(D,E)* | FHS180(H,L,S)**A2* | HRCU-A-CB, Split System: Heat | Heat Pump | 460 | 3 |  | False |  |  | True | Single-Speed | 178000 | 16792 | 10.6 | 10.4 | 12.5 |  | 178000 | 15343 | 3.4 | 3.2 | 108000 | 13188 | 2.4 | Federally-Regulated Commercial & Industrial Equipment | 03/06/2019 |  | 06/03/2019
Carrier Corp. - Syracuse | Keeprite | CHS180(H,L,S)(D,E)* | FHS180(H,L,S)**A2* | HRCU-A-CB, Split System: Heat | Heat Pump | 230 | 3 |  | False |  |  | True | Single-Speed | 178000 | 16792 | 10.6 | 10.4 | 12.5 |  | 178000 | 15343 | 3.4 | 3.2 | 108000 | 13188 | 2.4 | Federally-Regulated Commercial & Industrial Equipment | 03/06/2019 |  | 06/03/2019
Carrier Corp. - Syracuse | Keeprite | CHS180(H,L,S)(D,E)* | FHS180(H,L,S)**A2* | HRCU-A-CB, Split System: Heat | Heat Pump | 208 | 3 |  | False |  |  | True | Single-Speed | 178000 | 16792 | 10.6 | 10.4 | 12.5 |  | 178000 | 15343 | 3.4 | 3.2 | 108000 | 13188 | 2.4 | Federally-Regulated Commercial & Industrial Equipment | 03/06/2019 |  | 06/03/2019
Carrier Corp. - Syracuse | Keeprite | CHS091(H,L,S)(A,B)* | FHS091(M,S,K)**A0* | HRCU-A-CB, Split System: Heat | Heat Pump | 575 | 3 |  | False |  |  | True | Single-Speed | 88000 | 8000 | 11 | 10.8 | 12.2 |  | 86000 | 7637 | 3.3 | 3.3 | 51000 | 6227 | 2.4 | Federally-Regulated Commercial & Industrial Equipment | 03/06/2019 |  | 06/03/2019
Carrier Corp. - Syracuse | Keeprite | CHS091(H,L,S)(A,B)* | FHS091(M,S,K)**A0* | HRCU-A-CB, Split System: Heat | Heat Pump | 460 | 3 |  | False |  |  | True | Single-Speed | 88000 | 8000 | 11 | 10.8 | 12.2 |  | 86000 | 7637 | 3.3 | 3.3 | 51000 | 6227 | 2.4 | Federally-Regulated Commercial & Industrial Equipment | 03/06/2019 |  | 06/03/2019
Carrier Corp. - Syracuse | Keeprite | CHS091(H,L,S)(A,B)* | FHS091(M,S,K)**A0* | HRCU-A-CB, Split System: Heat | Heat Pump | 230 | 3 |  | False |  |  | True | Single-Speed | 88000 | 8000 | 11 | 10.8 | 12.2 |  | 86000 | 7637 | 3.3 | 3.3 | 51000 | 6227 | 2.4 | Federally-Regulated Commercial & Industrial Equipment | 03/06/2019 |  | 06/03/2019
Carrier Corp. - Syracuse | Keeprite | CHS091(H,L,S)(A,B)* | FHS091(M,S,K)**A0* | HRCU-A-CB, Split System: Heat | Heat Pump | 208 | 3 |  | False |  |  | True | Single-Speed | 88000 | 8000 | 11 | 10.8 | 12.2 |  | 86000 | 7637 | 3.3 | 3.3 | 51000 | 6227 | 2.4 | Federally-Regulated Commercial & Industrial Equipment | 03/06/2019 |  | 06/03/2019
Carrier Corp. - Syracuse | Keeprite | RHH(120,121)(H,L,S)******TA |  | HSP-A, Single-Package Heat Pum | Heat Pump | 575 | 3 | False |  |  |  | True | Single-Speed | 119000 | 9674 | 12.3 | 10.8 | 13.6 |  | 116000 | 9713 | 3.5 | 3.3 | 65000 | 7937 | 2.4 | Federally-Regulated Commercial & Industrial Equipment | 03/14/2019 |  | 06/03/2019
Carrier Corp. - Syracuse | Keeprite | RHH(120,121)(H,L,S)******TA |  | HSP-A, Single-Package Heat Pum | Heat Pump | 460 | 3 | False |  |  |  | True | Single-Speed | 119000 | 9674 | 12.3 | 10.8 | 13.6 |  | 116000 | 9713 | 3.5 | 3.3 | 65000 | 7937 | 2.4 | Federally-Regulated Commercial & Industrial Equipment | 03/14/2019 |  | 06/03/2019
Carrier Corp. - Syracuse | Keeprite | RHH(120,121)(H,L,S)******TA |  | HSP-A, Single-Package Heat Pum | Heat Pump | 230 | 3 | False |  |  |  | True | Single-Speed | 119000 | 9674 | 12.3 | 10.8 | 13.6 |  | 116000 | 9713 | 3.5 | 3.3 | 65000 | 7937 | 2.4 | Federally-Regulated Commercial & Industrial Equipment | 03/14/2019 |  | 06/03/2019
Carrier Corp. - Syracuse | Keeprite | RHH(120,121)(H,L,S)******TA |  | HSP-A, Single-Package Heat Pum | Heat Pump | 208 | 3 | False |  |  |  | True | Single-Speed | 119000 | 9674 | 12.3 | 10.8 | 13.6 |  | 116000 | 9713 | 3.5 | 3.3 | 65000 | 7937 | 2.4 | Federally-Regulated Commercial & Industrial Equipment | 03/14/2019 |  | 06/03/2019
Carrier Corp. - Syracuse | Keeprite | RHH(120,121)(H,L,S)******AA |  | HSP-A, Single-Package Heat Pum | Heat Pump | 575 | 3 | False |  |  |  | True | Single-Speed | 119000 | 9674 | 12.3 | 10.8 | 13 |  | 116000 | 9713 | 3.5 | 3.3 | 65000 | 7937 | 2.4 | Federally-Regulated Commercial & Industrial Equipment | 03/14/2019 |  | 06/03/2019
Carrier Corp. - Syracuse | Keeprite | RHH102(H,L,S)******TA |  | HSP-A, Single-Package Heat Pum | Heat Pump | 575 | 3 | False |  |  |  | True | Single-Speed | 100000 | 8333 | 12 | 10.8 | 12.9 |  | 100000 | 8619 | 3.4 | 3.3 | 56000 | 7262 | 2.26 | Federally-Regulated Commercial & Industrial Equipment | 05/02/2019 |  | 06/03/2019
Carrier Corp. - Syracuse | Keeprite | RHH(120,121)(H,L,S)******AA |  | HSP-A, Single-Package Heat Pum | Heat Pump | 460 | 3 | False |  |  |  | True | Single-Speed | 119000 | 9674 | 12.3 | 10.8 | 13 |  | 116000 | 9713 | 3.5 | 3.3 | 65000 | 7937 | 2.4 | Federally-Regulated Commercial & Industrial Equipment | 03/14/2019 |  | 06/03/2019
Carrier Corp. - Syracuse | Keeprite | RHH102(H,L,S)******TA |  | HSP-A, Single-Package Heat Pum | Heat Pump | 460 | 3 | False |  |  |  | True | Single-Speed | 100000 | 8333 | 12 | 10.8 | 12.9 |  | 100000 | 8619 | 3.4 | 3.3 | 56000 | 7262 | 2.26 | Federally-Regulated Commercial & Industrial Equipment | 05/02/2019 |  | 06/03/2019
Carrier Corp. - Syracuse | Keeprite | RHH(120,121)(H,L,S)******AA |  | HSP-A, Single-Package Heat Pum | Heat Pump | 230 | 3 | False |  |  |  | True | Single-Speed | 119000 | 9674 | 12.3 | 10.8 | 13 |  | 116000 | 9713 | 3.5 | 3.3 | 65000 | 7937 | 2.4 | Federally-Regulated Commercial & Industrial Equipment | 03/14/2019 |  | 06/03/2019
Carrier Corp. - Syracuse | Keeprite | RHH102(H,L,S)******TA |  | HSP-A, Single-Package Heat Pum | Heat Pump | 230 | 3 | False |  |  |  | True | Single-Speed | 100000 | 8333 | 12 | 10.8 | 12.9 |  | 100000 | 8619 | 3.4 | 3.3 | 56000 | 7262 | 2.26 | Federally-Regulated Commercial & Industrial Equipment | 05/02/2019 |  | 06/03/2019
Carrier Corp. - Syracuse | Keeprite | RHH(120,121)(H,L,S)******AA |  | HSP-A, Single-Package Heat Pum | Heat Pump | 208 | 3 | False |  |  |  | True | Single-Speed | 119000 | 9674 | 12.3 | 10.8 | 13 |  | 116000 | 9713 | 3.5 | 3.3 | 65000 | 7937 | 2.4 | Federally-Regulated Commercial & Industrial Equipment | 03/14/2019 |  | 06/03/2019
Carrier Corp. - Syracuse | Keeprite | RHH102(H,L,S)******AA |  | HSP-A, Single-Package Heat Pum | Heat Pump | 575 | 3 | False |  |  |  | True | Single-Speed | 100000 | 8333 | 12 | 10.8 | 12.5 |  | 100000 | 8619 | 3.4 | 3.3 | 56000 | 7262 | 2.26 | Federally-Regulated Commercial & Industrial Equipment | 05/02/2019 |  | 06/03/2019
Carrier Corp. - Syracuse | Keeprite | RHH102(H,L,S)******TA |  | HSP-A, Single-Package Heat Pum | Heat Pump | 208 | 3 | False |  |  |  | True | Single-Speed | 100000 | 8333 | 12 | 10.8 | 12.9 |  | 100000 | 8619 | 3.4 | 3.3 | 56000 | 7262 | 2.26 | Federally-Regulated Commercial & Industrial Equipment | 05/02/2019 |  | 06/03/2019
Carrier Corp. - Syracuse | Keeprite | RHH102(H,L,S)******AA |  | HSP-A, Single-Package Heat Pum | Heat Pump | 460 | 3 | False |  |  |  | True | Single-Speed | 100000 | 8333 | 12 | 10.8 | 12.5 |  | 100000 | 8619 | 3.4 | 3.3 | 56000 | 7262 | 2.26 | Federally-Regulated Commercial & Industrial Equipment | 05/02/2019 |  | 06/03/2019
Carrier Corp. - Syracuse | Keeprite | RHH102(H,L,S)******AA |  | HSP-A, Single-Package Heat Pum | Heat Pump | 230 | 3 | False |  |  |  | True | Single-Speed | 100000 | 8333 | 12 | 10.8 | 12.5 |  | 100000 | 8619 | 3.4 | 3.3 | 56000 | 7262 | 2.26 | Federally-Regulated Commercial & Industrial Equipment | 05/02/2019 |  | 06/03/2019
Carrier Corp. - Syracuse | Keeprite | RHH102(H,L,S)******AA |  | HSP-A, Single-Package Heat Pum | Heat Pump | 208 | 3 | False |  |  |  | True | Single-Speed | 100000 | 8333 | 12 | 10.8 | 12.5 |  | 100000 | 8619 | 3.4 | 3.3 | 56000 | 7262 | 2.26 | Federally-Regulated Commercial & Industrial Equipment | 05/02/2019 |  | 06/03/2019
Carrier Corp. - Syracuse | Keeprite | RHH090(H,L,S)******AA |  | HSP-A, Single-Package Heat Pum | Heat Pump | 575 | 3 | False |  |  |  | True | Single-Speed | 90000 | 7438 | 12.1 | 10.8 | 12.9 |  | 84000 | 7033 | 3.5 | 3.3 | 47000 | 5739 | 2.4 | Federally-Regulated Commercial & Industrial Equipment | 03/14/2019 |  | 06/03/2019
Carrier Corp. - Syracuse | Keeprite | RHH090(H,L,S)******AA |  | HSP-A, Single-Package Heat Pum | Heat Pump | 460 | 3 | False |  |  |  | True | Single-Speed | 90000 | 7438 | 12.1 | 10.8 | 12.9 |  | 84000 | 7033 | 3.5 | 3.3 | 47000 | 5739 | 2.4 | Federally-Regulated Commercial & Industrial Equipment | 03/14/2019 |  | 06/03/2019
Carrier Corp. - Syracuse | Keeprite | RHH090(H,L,S)******AA |  | HSP-A, Single-Package Heat Pum | Heat Pump | 230 | 3 | False |  |  |  | True | Single-Speed | 90000 | 7438 | 12.1 | 10.8 | 12.9 |  | 84000 | 7033 | 3.5 | 3.3 | 47000 | 5739 | 2.4 | Federally-Regulated Commercial & Industrial Equipment | 03/14/2019 |  | 06/03/2019
Carrier Corp. - Syracuse | Keeprite | RHH090(H,L,S)******AA |  | HSP-A, Single-Package Heat Pum | Heat Pump | 208 | 3 | False |  |  |  | True | Single-Speed | 90000 | 7438 | 12.1 | 10.8 | 12.9 |  | 84000 | 7033 | 3.5 | 3.3 | 47000 | 5739 | 2.4 | Federally-Regulated Commercial & Industrial Equipment | 03/14/2019 |  | 06/03/2019
Carrier Corp. - Syracuse | Keeprite | RHH090(H,L,S)******TA |  | HSP-A, Single-Package Heat Pum | Heat Pump | 575 | 3 | False |  |  |  | True | Single-Speed | 90000 | 7438 | 12.1 | 10.8 | 13.7 |  | 84000 | 7033 | 3.5 | 3.3 | 47000 | 5739 | 2.4 | Federally-Regulated Commercial & Industrial Equipment | 03/14/2019 |  | 06/03/2019
Carrier Corp. - Syracuse | Keeprite | RHH090(H,L,S)******TA |  | HSP-A, Single-Package Heat Pum | Heat Pump | 460 | 3 | False |  |  |  | True | Single-Speed | 90000 | 7438 | 12.1 | 10.8 | 13.7 |  | 84000 | 7033 | 3.5 | 3.3 | 47000 | 5739 | 2.4 | Federally-Regulated Commercial & Industrial Equipment | 03/14/2019 |  | 06/03/2019
Carrier Corp. - Syracuse | Keeprite | RHH090(H,L,S)******TA |  | HSP-A, Single-Package Heat Pum | Heat Pump | 230 | 3 | False |  |  |  | True | Single-Speed | 90000 | 7438 | 12.1 | 10.8 | 13.7 |  | 84000 | 7033 | 3.5 | 3.3 | 47000 | 5739 | 2.4 | Federally-Regulated Commercial & Industrial Equipment | 03/14/2019 |  | 06/03/2019
Carrier Corp. - Syracuse | Keeprite | RHH090(H,L,S)******TA |  | HSP-A, Single-Package Heat Pum | Heat Pump | 208 | 3 | False |  |  |  | True | Single-Speed | 90000 | 7438 | 12.1 | 10.8 | 13.7 |  | 84000 | 7033 | 3.5 | 3.3 | 47000 | 5739 | 2.4 | Federally-Regulated Commercial & Industrial Equipment | 03/14/2019 |  | 06/03/2019
Carrier Corp. - Syracuse | Keeprite | RHS150(H,L,S)******TA |  | HSP-A, Single-Package Heat Pum | Heat Pump | 575 | 3 | False |  |  |  | False | Single-Speed | 142000 | 13396 | 10.6 | 10.4 | 12 |  | 142000 | 13005 | 3.2 | 3.2 | 76000 | 10865 | 2.05 | Federally-Regulated Commercial & Industrial Equipment | 05/02/2019 |  | 06/03/2019
Carrier Corp. - Syracuse | Keeprite | RHS150(H,L,S)******TA |  | HSP-A, Single-Package Heat Pum | Heat Pump | 460 | 3 | False |  |  |  | False | Single-Speed | 142000 | 13396 | 10.6 | 10.4 | 12 |  | 142000 | 13005 | 3.2 | 3.2 | 76000 | 10865 | 2.05 | Federally-Regulated Commercial & Industrial Equipment | 05/02/2019 |  | 06/03/2019
Carrier Corp. - Syracuse | Keeprite | RHS150(H,L,S)******TA |  | HSP-A, Single-Package Heat Pum | Heat Pump | 230 | 3 | False |  |  |  | False | Single-Speed | 142000 | 13396 | 10.6 | 10.4 | 12 |  | 142000 | 13005 | 3.2 | 3.2 | 76000 | 10865 | 2.05 | Federally-Regulated Commercial & Industrial Equipment | 05/02/2019 |  | 06/03/2019
Carrier Corp. - Syracuse | Keeprite | RHS150(H,L,S)******TA |  | HSP-A, Single-Package Heat Pum | Heat Pump | 208 | 3 | False |  |  |  | False | Single-Speed | 142000 | 13396 | 10.6 | 10.4 | 12 |  | 142000 | 13005 | 3.2 | 3.2 | 76000 | 10865 | 2.05 | Federally-Regulated Commercial & Industrial Equipment | 05/02/2019 |  | 06/03/2019
Carrier Corp. - Syracuse | Keeprite | RHS(120,121)(H,L,S)******TA |  | HSP-A, Single-Package Heat Pum | Heat Pump | 575 | 3 | False |  |  |  | False | Single-Speed | 116000 | 10545 | 11 | 10.8 | 12.5 |  | 116000 | 9999 | 3.4 | 3.3 | 63000 | 8206 | 2.25 | Federally-Regulated Commercial & Industrial Equipment | 05/02/2019 |  | 06/03/2019
Carrier Corp. - Syracuse | Keeprite | RHS(120,121)(H,L,S)******TA |  | HSP-A, Single-Package Heat Pum | Heat Pump | 460 | 3 | False |  |  |  | False | Single-Speed | 116000 | 10545 | 11 | 10.8 | 12.5 |  | 116000 | 9999 | 3.4 | 3.3 | 63000 | 8206 | 2.25 | Federally-Regulated Commercial & Industrial Equipment | 05/02/2019 |  | 06/03/2019
Carrier Corp. - Syracuse | Keeprite | RHS(120,121)(H,L,S)******TA |  | HSP-A, Single-Package Heat Pum | Heat Pump | 230 | 3 | False |  |  |  | False | Single-Speed | 116000 | 10545 | 11 | 10.8 | 12.5 |  | 116000 | 9999 | 3.4 | 3.3 | 63000 | 8206 | 2.25 | Federally-Regulated Commercial & Industrial Equipment | 05/02/2019 |  | 06/03/2019
Carrier Corp. - Syracuse | Keeprite | RHS(120,121)(H,L,S)******TA |  | HSP-A, Single-Package Heat Pum | Heat Pump | 208 | 3 | False |  |  |  | False | Single-Speed | 116000 | 10545 | 11 | 10.8 | 12.5 |  | 116000 | 9999 | 3.4 | 3.3 | 63000 | 8206 | 2.25 | Federally-Regulated Commercial & Industrial Equipment | 05/02/2019 |  | 06/03/2019
Carrier Corp. - Syracuse | Keeprite | RHS090(L,S)******TA |  | HSP-A, Single-Package Heat Pum | Heat Pump | 575 | 3 | False |  |  |  | False | Single-Speed | 88000 | 7857 | 11.2 | 10.8 | 12.5 |  | 86000 | 7413 | 3.4 | 3.3 | 44000 | 5731 | 2.25 | Federally-Regulated Commercial & Industrial Equipment | 05/02/2019 |  | 06/03/2019
Carrier Corp. - Syracuse | Keeprite | RHS102H******AA |  | HSP-A, Single-Package Heat Pum | Heat Pump | 208 | 3 | False |  |  |  | False | Single-Speed | 98000 | 8750 | 11.2 | 10.8 | 12.2 |  | 94000 | 8348 | 3.3 | 3.3 | 53000 | 6903 | 2.25 | Federally-Regulated Commercial & Industrial Equipment | 05/02/2019 |  | 06/03/2019
Carrier Corp. - Syracuse | Keeprite | RHS090(L,S)******TA |  | HSP-A, Single-Package Heat Pum | Heat Pump | 460 | 3 | False |  |  |  | False | Single-Speed | 88000 | 7857 | 11.2 | 10.8 | 12.5 |  | 86000 | 7413 | 3.4 | 3.3 | 44000 | 5731 | 2.25 | Federally-Regulated Commercial & Industrial Equipment | 05/02/2019 |  | 06/03/2019
Carrier Corp. - Syracuse | Keeprite | RHS090(L,S)******AA |  | HSP-A, Single-Package Heat Pum | Heat Pump | 575 | 3 | False |  |  |  | False | Single-Speed | 88000 | 7857 | 11.2 | 10.8 | 12.2 |  | 86000 | 7413 | 3.4 | 3.3 | 44000 | 5731 | 2.25 | Federally-Regulated Commercial & Industrial Equipment | 05/02/2019 |  | 06/03/2019
Carrier Corp. - Syracuse | Keeprite | RHS090(L,S)******AA |  | HSP-A, Single-Package Heat Pum | Heat Pump | 460 | 3 | False |  |  |  | False | Single-Speed | 88000 | 7857 | 11.2 | 10.8 | 12.2 |  | 86000 | 7413 | 3.4 | 3.3 | 44000 | 5731 | 2.25 | Federally-Regulated Commercial & Industrial Equipment | 05/02/2019 |  | 06/03/2019
Carrier Corp. - Syracuse | Keeprite | RHS090H******TA |  | HSP-A, Single-Package Heat Pum | Heat Pump | 230 | 3 | False |  |  |  | False | Single-Speed | 88000 | 7857 | 11.2 | 10.8 | 12.5 |  | 86000 | 7413 | 3.4 | 3.3 | 44000 | 5731 | 2.25 | Federally-Regulated Commercial & Industrial Equipment | 05/02/2019 |  | 06/03/2019
Carrier Corp. - Syracuse | Keeprite | RHS090H******TA |  | HSP-A, Single-Package Heat Pum | Heat Pump | 208 | 3 | False |  |  |  | False | Single-Speed | 87000 | 7767 | 11.2 | 10.8 | 12.5 |  | 86000 | 7413 | 3.4 | 3.3 | 44000 | 5731 | 2.25 | Federally-Regulated Commercial & Industrial Equipment | 05/02/2019 |  | 06/03/2019
Carrier Corp. - Syracuse | Keeprite | RHS090H******AA |  | HSP-A, Single-Package Heat Pum | Heat Pump | 230 | 3 | False |  |  |  | False | Single-Speed | 88000 | 7857 | 11.2 | 10.8 | 12.2 |  | 86000 | 7413 | 3.4 | 3.3 | 44000 | 5731 | 2.25 | Federally-Regulated Commercial & Industrial Equipment | 05/02/2019 |  | 06/03/2019
Carrier Corp. - Syracuse | Keeprite | RHS090H******AA |  | HSP-A, Single-Package Heat Pum | Heat Pump | 208 | 3 | False |  |  |  | False | Single-Speed | 87000 | 7767 | 11.2 | 10.8 | 12.2 |  | 86000 | 7413 | 3.4 | 3.3 | 44000 | 5731 | 2.25 | Federally-Regulated Commercial & Industrial Equipment | 05/02/2019 |  | 06/03/2019
Carrier Corp. - Syracuse | Keeprite | RHS102(L,S)******TA |  | HSP-A, Single-Package Heat Pum | Heat Pump | 575 | 3 | False |  |  |  | False | Single-Speed | 99000 | 8839 | 11.2 | 10.8 | 12.5 |  | 96000 | 8525 | 3.3 | 3.3 | 54500 | 7098 | 2.25 | Federally-Regulated Commercial & Industrial Equipment | 05/02/2019 |  | 06/03/2019
Carrier Corp. - Syracuse | Keeprite | RHS102(L,S)******TA |  | HSP-A, Single-Package Heat Pum | Heat Pump | 460 | 3 | False |  |  |  | False | Single-Speed | 99000 | 8839 | 11.2 | 10.8 | 12.5 |  | 96000 | 8525 | 3.3 | 3.3 | 54500 | 7098 | 2.25 | Federally-Regulated Commercial & Industrial Equipment | 05/02/2019 |  | 06/03/2019
Carrier Corp. - Syracuse | Keeprite | RHS102(L,S)******AA |  | HSP-A, Single-Package Heat Pum | Heat Pump | 575 | 3 | False |  |  |  | False | Single-Speed | 99000 | 8839 | 11.2 | 10.8 | 12.2 |  | 96000 | 8525 | 3.3 | 3.3 | 54500 | 7098 | 2.25 | Federally-Regulated Commercial & Industrial Equipment | 05/02/2019 |  | 06/03/2019
Carrier Corp. - Syracuse | Keeprite | RHS102(L,S)******AA |  | HSP-A, Single-Package Heat Pum | Heat Pump | 460 | 3 | False |  |  |  | False | Single-Speed | 99000 | 8839 | 11.2 | 10.8 | 12.2 |  | 96000 | 8525 | 3.3 | 3.3 | 54500 | 7098 | 2.25 | Federally-Regulated Commercial & Industrial Equipment | 05/02/2019 |  | 06/03/2019
Carrier Corp. - Syracuse | Keeprite | RHS102H******TA |  | HSP-A, Single-Package Heat Pum | Heat Pump | 208 | 3 | False |  |  |  | False | Single-Speed | 98000 | 8750 | 11.2 | 10.8 | 12.5 |  | 94000 | 8348 | 3.3 | 3.3 | 53000 | 6903 | 2.25 | Federally-Regulated Commercial & Industrial Equipment | 05/02/2019 |  | 06/03/2019
Carrier Corp. - Syracuse | Airquest | RHS072(H,L,S)******TA |  | HSP-A, Single-Package Heat Pum | Heat Pump | 575 | 3 | False |  |  |  | False | Single-Speed | 69000 | 6216 | 11.1 | 10.8 | 12.7 |  | 66000 | 5526 | 3.5 | 3.3 | 29000 | 3777 | 2.25 | Federally-Regulated Commercial & Industrial Equipment | 05/03/2019 |  | 06/03/2019
Carrier Corp. - Syracuse | Airquest | RHS072(H,L,S)******TA |  | HSP-A, Single-Package Heat Pum | Heat Pump | 460 | 3 | False |  |  |  | False | Single-Speed | 69000 | 6216 | 11.1 | 10.8 | 12.7 |  | 66000 | 5526 | 3.5 | 3.3 | 29000 | 3777 | 2.25 | Federally-Regulated Commercial & Industrial Equipment | 05/03/2019 |  | 06/03/2019
Carrier Corp. - Syracuse | Airquest | RHS072(H,L,S)******TA |  | HSP-A, Single-Package Heat Pum | Heat Pump | 230 | 3 | False |  |  |  | False | Single-Speed | 69000 | 6216 | 11.1 | 10.8 | 12.7 |  | 66000 | 5526 | 3.5 | 3.3 | 31500 | 4103 | 2.25 | Federally-Regulated Commercial & Industrial Equipment | 05/03/2019 |  | 06/03/2019
Carrier Corp. - Syracuse | Airquest | RHS072(H,L,S)******TA |  | HSP-A, Single-Package Heat Pum | Heat Pump | 208 | 3 | False |  |  |  | False | Single-Speed | 69000 | 6216 | 11.1 | 10.8 | 12.7 |  | 66000 | 5526 | 3.5 | 3.3 | 29000 | 3777 | 2.25 | Federally-Regulated Commercial & Industrial Equipment | 05/03/2019 |  | 06/03/2019
Carrier Corp. - Syracuse | Heil | CHS091(H,L,S)(A,B)* | FHS091(H,L,S)**A2* | HRCU-A-CB, Split System: Heat | Heat Pump | 575 | 3 |  | False |  |  | True | Single-Speed | 88000 | 8000 | 11 | 10.8 | 12.4 |  | 86000 | 7637 | 3.3 | 3.3 | 51000 | 6227 | 2.4 | Federally-Regulated Commercial & Industrial Equipment | 04/16/2019 |  | 06/03/2019
Carrier Corp. - Syracuse | Heil | CHS091(H,L,S)(A,B)* | FHS091(H,L,S)**A2* | HRCU-A-CB, Split System: Heat | Heat Pump | 460 | 3 |  | False |  |  | True | Single-Speed | 88000 | 8000 | 11 | 10.8 | 12.4 |  | 86000 | 7637 | 3.3 | 3.3 | 51000 | 6227 | 2.4 | Federally-Regulated Commercial & Industrial Equipment | 04/16/2019 |  | 06/03/2019
Carrier Corp. - Syracuse | Heil | CHS091(H,L,S)(A,B)* | FHS091(H,L,S)**A2* | HRCU-A-CB, Split System: Heat | Heat Pump | 230 | 3 |  | False |  |  | True | Single-Speed | 88000 | 8000 | 11 | 10.8 | 12.4 |  | 86000 | 7637 | 3.3 | 3.3 | 51000 | 6227 | 2.4 | Federally-Regulated Commercial & Industrial Equipment | 04/16/2019 |  | 06/03/2019
Carrier Corp. - Syracuse | Heil | CHS091(H,L,S)(A,B)* | FHS091(H,L,S)**A2* | HRCU-A-CB, Split System: Heat | Heat Pump | 208 | 3 |  | False |  |  | True | Single-Speed | 88000 | 8000 | 11 | 10.8 | 12.4 |  | 86000 | 7637 | 3.3 | 3.3 | 51000 | 6227 | 2.4 | Federally-Regulated Commercial & Industrial Equipment | 04/16/2019 |  | 06/03/2019
Carrier Corp. - Syracuse | Heil | RHH073(H,L,S)*****TA |  | HSP-A, Single-Package Heat Pum | Heat Pump | 575 | 3 | False |  |  |  | True | Dual-Speed | 70000 | 5833 | 12 | 10.8 | 15.6 |  | 69000 | 5947 | 3.4 | 3.3 | 38000 | 4640 | 2.4 | Federally-Regulated Commercial & Industrial Equipment | 04/16/2019 |  | 06/03/2019
Carrier Corp. - Syracuse | Heil | RHH073(H,L,S)*****TA |  | HSP-A, Single-Package Heat Pum | Heat Pump | 460 | 3 | False |  |  |  | True | Dual-Speed | 70000 | 5833 | 12 | 10.8 | 15.6 |  | 69000 | 5947 | 3.4 | 3.3 | 38000 | 4640 | 2.4 | Federally-Regulated Commercial & Industrial Equipment | 04/16/2019 |  | 06/03/2019
Carrier Corp. - Syracuse | Heil | RHH073(H,L,S)*****TA |  | HSP-A, Single-Package Heat Pum | Heat Pump | 230 | 3 | False |  |  |  | True | Dual-Speed | 70000 | 5833 | 12 | 10.8 | 15.6 |  | 69000 | 5947 | 3.4 | 3.3 | 38000 | 4640 | 2.4 | Federally-Regulated Commercial & Industrial Equipment | 04/16/2019 |  | 06/03/2019
Carrier Corp. - Syracuse | Heil | RHH073(H,L,S)*****TA |  | HSP-A, Single-Package Heat Pum | Heat Pump | 208 | 3 | False |  |  |  | True | Dual-Speed | 70000 | 5833 | 12 | 10.8 | 15.6 |  | 69000 | 5947 | 3.4 | 3.3 | 38000 | 4640 | 2.4 | Federally-Regulated Commercial & Industrial Equipment | 04/16/2019 |  | 06/03/2019
Carrier Corp. - Syracuse | Heil | RHH072(H,L,S)******A |  | HSP-A, Single-Package Heat Pum | Heat Pump | 575 | 3 | False |  |  |  | True | Single-Speed | 72000 | 6000 | 12 | 10.8 | 12.8 |  | 70000 | 6033 | 3.4 | 3.3 | 39000 | 4762 | 2.4 | Federally-Regulated Commercial & Industrial Equipment | 04/16/2019 |  | 06/03/2019
Carrier Corp. - Syracuse | Heil | RHH072(H,L,S)******A |  | HSP-A, Single-Package Heat Pum | Heat Pump | 460 | 3 | False |  |  |  | True | Single-Speed | 72000 | 6000 | 12 | 10.8 | 12.8 |  | 70000 | 6033 | 3.4 | 3.3 | 39000 | 4762 | 2.4 | Federally-Regulated Commercial & Industrial Equipment | 04/16/2019 |  | 06/03/2019
Carrier Corp. - Syracuse | Heil | RHH072(H,L,S)******A |  | HSP-A, Single-Package Heat Pum | Heat Pump | 230 | 3 | False |  |  |  | True | Single-Speed | 72000 | 6000 | 12 | 10.8 | 12.8 |  | 70000 | 6033 | 3.4 | 3.3 | 39000 | 4762 | 2.4 | Federally-Regulated Commercial & Industrial Equipment | 04/16/2019 |  | 06/03/2019
Carrier Corp. - Syracuse | Heil | RHH072(H,L,S)******A |  | HSP-A, Single-Package Heat Pum | Heat Pump | 208 | 3 | False |  |  |  | True | Single-Speed | 72000 | 6000 | 12 | 10.8 | 12.8 |  | 70000 | 6033 | 3.4 | 3.3 | 39000 | 4762 | 2.4 | Federally-Regulated Commercial & Industrial Equipment | 04/16/2019 |  | 06/03/2019
Carrier Corp. - Syracuse | Heil | RHH073(H,L,S)*****AA |  | HSP-A, Single-Package Heat Pum | Heat Pump | 575 | 3 | False |  |  |  | True | Dual-Speed | 70000 | 5833 | 12 | 10.8 | 14 |  | 69000 | 5947 | 3.4 | 3.3 | 38000 | 4640 | 2.4 | Federally-Regulated Commercial & Industrial Equipment | 04/16/2019 |  | 06/03/2019
Carrier Corp. - Syracuse | Heil | RHH073(H,L,S)*****AA |  | HSP-A, Single-Package Heat Pum | Heat Pump | 460 | 3 | False |  |  |  | True | Dual-Speed | 70000 | 5833 | 12 | 10.8 | 14 |  | 69000 | 5947 | 3.4 | 3.3 | 38000 | 4640 | 2.4 | Federally-Regulated Commercial & Industrial Equipment | 04/16/2019 |  | 06/03/2019
Carrier Corp. - Syracuse | Heil | RHH073(H,L,S)*****AA |  | HSP-A, Single-Package Heat Pum | Heat Pump | 230 | 3 | False |  |  |  | True | Dual-Speed | 70000 | 5833 | 12 | 10.8 | 14 |  | 69000 | 5947 | 3.4 | 3.3 | 38000 | 4640 | 2.4 | Federally-Regulated Commercial & Industrial Equipment | 04/16/2019 |  | 06/03/2019
Carrier Corp. - Syracuse | Heil | RHH073(H,L,S)*****AA |  | HSP-A, Single-Package Heat Pum | Heat Pump | 208 | 3 | False |  |  |  | True | Dual-Speed | 70000 | 5833 | 12 | 10.8 | 14 |  | 69000 | 5947 | 3.4 | 3.3 | 38000 | 4640 | 2.4 | Federally-Regulated Commercial & Industrial Equipment | 04/16/2019 |  | 06/03/2019
Carrier Corp. - Syracuse | Heil | CHS072(H,L,S)(A,B)** | FHS091(M,S,K)**A0** | HRCU-A-CB, Split System: Heat | Heat Pump | 575 | 3 |  | False |  |  | True | Single-Speed | 72000 | 6000 | 12 | 10.8 | 13.2 |  | 68000 | 5386 | 3.7 | 3.3 | 39000 | 4571 | 2.5 | Federally-Regulated Commercial & Industrial Equipment | 04/16/2019 |  | 06/03/2019
Carrier Corp. - Syracuse | Heil | CHS072(H,L,S)(A,B)** | FHS091(M,S,K)**A0** | HRCU-A-CB, Split System: Heat | Heat Pump | 460 | 3 |  | False |  |  | True | Single-Speed | 72000 | 6000 | 12 | 10.8 | 13.2 |  | 68000 | 5386 | 3.7 | 3.3 | 39000 | 4571 | 2.5 | Federally-Regulated Commercial & Industrial Equipment | 04/16/2019 |  | 06/03/2019
Carrier Corp. - Syracuse | Heil | CHS072(H,L,S)(A,B)** | FHS091(M,S,K)**A0** | HRCU-A-CB, Split System: Heat | Heat Pump | 230 | 3 |  | False |  |  | True | Single-Speed | 72000 | 6000 | 12 | 10.8 | 13.2 |  | 68000 | 5386 | 3.7 | 3.3 | 39000 | 4571 | 2.5 | Federally-Regulated Commercial & Industrial Equipment | 04/16/2019 |  | 06/03/2019
Carrier Corp. - Syracuse | Heil | CHS072(H,L,S)(A,B)** | FHS091(M,S,K)**A0** | HRCU-A-CB, Split System: Heat | Heat Pump | 208 | 3 |  | False |  |  | True | Single-Speed | 72000 | 6000 | 12 | 10.8 | 13.2 |  | 68000 | 5386 | 3.7 | 3.3 | 39000 | 4571 | 2.5 | Federally-Regulated Commercial & Industrial Equipment | 04/16/2019 |  | 06/03/2019
Carrier Corp. - Syracuse | Heil | CHS072(H,L,S)(A,B)** | FHS072(M,S,K)**A0** | HRCU-A-CB, Split System: Heat | Heat Pump | 575 | 3 |  | False |  |  | True | Single-Speed | 70000 | 6363 | 11 | 10.8 | 12.6 |  | 65000 | 5772 | 3.3 | 3.3 | 39000 | 4762 | 2.4 | Federally-Regulated Commercial & Industrial Equipment | 04/16/2019 |  | 06/03/2019
Carrier Corp. - Syracuse | Heil | CHS072(H,L,S)(A,B)** | FHS072(M,S,K)**A0** | HRCU-A-CB, Split System: Heat | Heat Pump | 460 | 3 |  | False |  |  | True | Single-Speed | 70000 | 6363 | 11 | 10.8 | 12.6 |  | 65000 | 5772 | 3.3 | 3.3 | 39000 | 4762 | 2.4 | Federally-Regulated Commercial & Industrial Equipment | 04/16/2019 |  | 06/03/2019
Carrier Corp. - Syracuse | Heil | CHS072(H,L,S)(A,B)** | FHS072(M,S,K)**A0** | HRCU-A-CB, Split System: Heat | Heat Pump | 230 | 3 |  | False |  |  | True | Single-Speed | 70000 | 6363 | 11 | 10.8 | 12.6 |  | 65000 | 5772 | 3.3 | 3.3 | 39000 | 4762 | 2.4 | Federally-Regulated Commercial & Industrial Equipment | 04/16/2019 |  | 06/03/2019
Carrier Corp. - Syracuse | Heil | CHS072(H,L,S)(A,B)** | FHS072(M,S,K)**A0** | HRCU-A-CB, Split System: Heat | Heat Pump | 208 | 3 |  | False |  |  | True | Single-Speed | 70000 | 6363 | 11 | 10.8 | 12.6 |  | 65000 | 5772 | 3.3 | 3.3 | 39000 | 4762 | 2.4 | Federally-Regulated Commercial & Industrial Equipment | 04/16/2019 |  | 06/03/2019
Carrier Corp. - Syracuse | Heil | CHS121(H,L,S)(G,H)* | FHS120(H,L,S)**A2* | HRCU-A-CB, Split System: Heat | Heat Pump | 575 | 3 |  | False |  |  | True | Single-Speed | 112000 | 10181 | 11 | 10.8 | 13.8 |  | 106000 | 9413 | 3.3 | 3.3 | 66000 | 8059 | 2.4 | Federally-Regulated Commercial & Industrial Equipment | 04/16/2019 |  | 06/03/2019
Carrier Corp. - Syracuse | Heil | CHS121(H,L,S)(G,H)* | FHS120(H,L,S)**A2* | HRCU-A-CB, Split System: Heat | Heat Pump | 460 | 3 |  | False |  |  | True | Single-Speed | 112000 | 10181 | 11 | 10.8 | 13.8 |  | 106000 | 9413 | 3.3 | 3.3 | 66000 | 8059 | 2.4 | Federally-Regulated Commercial & Industrial Equipment | 04/16/2019 |  | 06/03/2019
Carrier Corp. - Syracuse | Heil | CHS121(H,L,S)(G,H)* | FHS120(H,L,S)**A2* | HRCU-A-CB, Split System: Heat | Heat Pump | 230 | 3 |  | False |  |  | True | Single-Speed | 112000 | 10181 | 11 | 10.8 | 13.8 |  | 106000 | 9413 | 3.3 | 3.3 | 66000 | 8059 | 2.4 | Federally-Regulated Commercial & Industrial Equipment | 04/16/2019 |  | 06/03/2019
Carrier Corp. - Syracuse | Heil | CHS121(H,L,S)(G,H)* | FHS120(H,L,S)**A2* | HRCU-A-CB, Split System: Heat | Heat Pump | 208 | 3 |  | False |  |  | True | Single-Speed | 112000 | 10181 | 11 | 10.8 | 13.8 |  | 106000 | 9413 | 3.3 | 3.3 | 66000 | 8059 | 2.4 | Federally-Regulated Commercial & Industrial Equipment | 04/16/2019 |  | 06/03/2019
Carrier Corp. - Syracuse | Heil | CHS072(H,L,S)(G,H)* | FHS072(H,L,S)B*A2* | HRCU-A-CB, Split System: Heat | Heat Pump | 575 | 3 |  | False |  |  | True | Single-Speed | 70000 | 5982 | 11.7 | 10.8 | 13.8 |  | 66000 | 5861 | 3.3 | 3.3 | 39000 | 4762 | 2.4 | Federally-Regulated Commercial & Industrial Equipment | 04/16/2019 |  | 06/03/2019
Carrier Corp. - Syracuse | Heil | CHS072(H,L,S)(G,H)* | FHS072(H,L,S)B*A2* | HRCU-A-CB, Split System: Heat | Heat Pump | 460 | 3 |  | False |  |  | True | Single-Speed | 70000 | 5982 | 11.7 | 10.8 | 13.8 |  | 66000 | 5861 | 3.3 | 3.3 | 39000 | 4762 | 2.4 | Federally-Regulated Commercial & Industrial Equipment | 04/16/2019 |  | 06/03/2019
Carrier Corp. - Syracuse | Heil | CHS072(H,L,S)(G,H)* | FHS072(H,L,S)B*A2* | HRCU-A-CB, Split System: Heat | Heat Pump | 230 | 3 |  | False |  |  | True | Single-Speed | 70000 | 5982 | 11.7 | 10.8 | 13.8 |  | 66000 | 5861 | 3.3 | 3.3 | 39000 | 4762 | 2.4 | Federally-Regulated Commercial & Industrial Equipment | 04/16/2019 |  | 06/03/2019
Carrier Corp. - Syracuse | Heil | CHS072(H,L,S)(G,H)* | FHS072(H,L,S)B*A2* | HRCU-A-CB, Split System: Heat | Heat Pump | 208 | 3 |  | False |  |  | True | Single-Speed | 70000 | 5982 | 11.7 | 10.8 | 13.8 |  | 66000 | 5861 | 3.3 | 3.3 | 39000 | 4762 | 2.4 | Federally-Regulated Commercial & Industrial Equipment | 04/16/2019 |  | 06/03/2019
Carrier Corp. - Syracuse | Heil | CHS072(H,L,S)(G,H)* | FHS072(H,L,S)A*A2* | HRCU-A-CB, Split System: Heat | Heat Pump | 575 | 3 |  | False |  |  | True | Single-Speed | 70000 | 5982 | 11.7 | 10.8 | 13.8 |  | 66000 | 5861 | 3.3 | 3.3 | 39000 | 4762 | 2.4 | Federally-Regulated Commercial & Industrial Equipment | 04/16/2019 |  | 06/03/2019
Carrier Corp. - Syracuse | Heil | CHS072(H,L,S)(G,H)* | FHS072(H,L,S)A*A2* | HRCU-A-CB, Split System: Heat | Heat Pump | 460 | 3 |  | False |  |  | True | Single-Speed | 70000 | 5982 | 11.7 | 10.8 | 13.8 |  | 66000 | 5861 | 3.3 | 3.3 | 39000 | 4762 | 2.4 | Federally-Regulated Commercial & Industrial Equipment | 04/16/2019 |  | 06/03/2019
Carrier Corp. - Syracuse | Heil | CHS072(H,L,S)(G,H)* | FHS072(H,L,S)A*A2* | HRCU-A-CB, Split System: Heat | Heat Pump | 230 | 3 |  | False |  |  | True | Single-Speed | 70000 | 5982 | 11.7 | 10.8 | 13.8 |  | 66000 | 5861 | 3.3 | 3.3 | 39000 | 4762 | 2.4 | Federally-Regulated Commercial & Industrial Equipment | 04/16/2019 |  | 06/03/2019
Carrier Corp. - Syracuse | Heil | CHS072(H,L,S)(G,H)* | FHS072(H,L,S)A*A2* | HRCU-A-CB, Split System: Heat | Heat Pump | 208 | 3 |  | False |  |  | True | Single-Speed | 70000 | 5982 | 11.7 | 10.8 | 13.8 |  | 66000 | 5861 | 3.3 | 3.3 | 39000 | 4762 | 2.4 | Federally-Regulated Commercial & Industrial Equipment | 04/16/2019 |  | 06/03/2019
Carrier Corp. - Syracuse | Heil | CHS091(H,L,S)(G,H)* | FHS091(H,L,S)B*A2* | HRCU-A-CB, Split System: Heat | Heat Pump | 575 | 3 |  | False |  |  | True | Single-Speed | 88000 | 8000 | 11 | 10.8 | 12.7 |  | 87000 | 7726 | 3.3 | 3.3 | 52000 | 6349 | 2.4 | Federally-Regulated Commercial & Industrial Equipment | 04/16/2019 |  | 06/03/2019
Carrier Corp. - Syracuse | Heil | CHS091(H,L,S)(G,H)* | FHS091(H,L,S)B*A2* | HRCU-A-CB, Split System: Heat | Heat Pump | 460 | 3 |  | False |  |  | True | Single-Speed | 88000 | 8000 | 11 | 10.8 | 12.7 |  | 87000 | 7726 | 3.3 | 3.3 | 52000 | 6349 | 2.4 | Federally-Regulated Commercial & Industrial Equipment | 04/16/2019 |  | 06/03/2019
Carrier Corp. - Syracuse | Heil | CHS091(H,L,S)(G,H)* | FHS091(H,L,S)B*A2* | HRCU-A-CB, Split System: Heat | Heat Pump | 230 | 3 |  | False |  |  | True | Single-Speed | 88000 | 8000 | 11 | 10.8 | 12.7 |  | 87000 | 7726 | 3.3 | 3.3 | 52000 | 6349 | 2.4 | Federally-Regulated Commercial & Industrial Equipment | 04/16/2019 |  | 06/03/2019
Carrier Corp. - Syracuse | Heil | CHS091(H,L,S)(G,H)* | FHS091(H,L,S)B*A2* | HRCU-A-CB, Split System: Heat | Heat Pump | 208 | 3 |  | False |  |  | True | Single-Speed | 88000 | 8000 | 11 | 10.8 | 12.7 |  | 87000 | 7726 | 3.3 | 3.3 | 52000 | 6349 | 2.4 | Federally-Regulated Commercial & Industrial Equipment | 04/16/2019 |  | 06/03/2019
Carrier Corp. - Syracuse | Heil | CHS091(H,L,S)(G,H)* | FHS091(H,L,S)A*A2* | HRCU-A-CB, Split System: Heat | Heat Pump | 575 | 3 |  | False |  |  | True | Single-Speed | 88000 | 8000 | 11 | 10.8 | 12.7 |  | 87000 | 7726 | 3.3 | 3.3 | 52000 | 6349 | 2.4 | Federally-Regulated Commercial & Industrial Equipment | 04/16/2019 |  | 06/03/2019
Carrier Corp. - Syracuse | Heil | CHS091(H,L,S)(G,H)* | FHS091(H,L,S)A*A2* | HRCU-A-CB, Split System: Heat | Heat Pump | 460 | 3 |  | False |  |  | True | Single-Speed | 88000 | 8000 | 11 | 10.8 | 12.7 |  | 87000 | 7726 | 3.3 | 3.3 | 52000 | 6349 | 2.4 | Federally-Regulated Commercial & Industrial Equipment | 04/16/2019 |  | 06/03/2019
Carrier Corp. - Syracuse | Heil | CHS091(H,L,S)(G,H)* | FHS091(H,L,S)A*A2* | HRCU-A-CB, Split System: Heat | Heat Pump | 230 | 3 |  | False |  |  | True | Single-Speed | 88000 | 8000 | 11 | 10.8 | 12.7 |  | 87000 | 7726 | 3.3 | 3.3 | 52000 | 6349 | 2.4 | Federally-Regulated Commercial & Industrial Equipment | 04/16/2019 |  | 06/03/2019
Carrier Corp. - Syracuse | Heil | CHS091(H,L,S)(G,H)* | FHS091(H,L,S)A*A2* | HRCU-A-CB, Split System: Heat | Heat Pump | 208 | 3 |  | False |  |  | True | Single-Speed | 88000 | 8000 | 11 | 10.8 | 12.7 |  | 87000 | 7726 | 3.3 | 3.3 | 52000 | 6349 | 2.4 | Federally-Regulated Commercial & Industrial Equipment | 04/16/2019 |  | 06/03/2019
Carrier Corp. - Syracuse | Heil | RHS243(H,L,S)*****TA* |  | HSP-A, Single-Package Heat Pum | Heat Pump | 575 | 3 | False |  |  |  | True | Single-Speed | 232000 | 21886 | 10.6 | 10.4 | 12 |  | 220000 | 19538 | 3.3 | 3.2 | 136000 | 17329 | 2.3 | Federally-Regulated Commercial & Industrial Equipment | 04/16/2019 |  | 06/03/2019
Carrier Corp. - Syracuse | Heil | RHS240(H,L,S)*****TA* |  | HSP-A, Single-Package Heat Pum | Heat Pump | 575 | 3 | False |  |  |  | True | Single-Speed | 232000 | 21886 | 10.6 | 10.4 | 12 |  | 220000 | 19538 | 3.3 | 3.2 | 136000 | 17329 | 2.3 | Federally-Regulated Commercial & Industrial Equipment | 04/16/2019 |  | 06/03/2019
Carrier Corp. - Syracuse | Heil | RHS183(H,L,S)*****TC* |  | HSP-A, Single-Package Heat Pum | Heat Pump | 575 | 3 | False |  |  |  | True | Single-Speed | 172000 | 16074 | 10.7 | 10.4 | 12 |  | 166000 | 14742 | 3.3 | 3.2 | 103000 | 12577 | 2.4 | Federally-Regulated Commercial & Industrial Equipment | 04/16/2019 |  | 06/03/2019
Carrier Corp. - Syracuse | Heil | RHS181(H,L,S)*****TC* |  | HSP-A, Single-Package Heat Pum | Heat Pump | 575 | 3 | False |  |  |  | True | Single-Speed | 172000 | 15925 | 10.8 | 10.4 | 12 |  | 166000 | 14742 | 3.3 | 3.2 | 103000 | 12577 | 2.4 | Federally-Regulated Commercial & Industrial Equipment | 04/16/2019 |  | 06/03/2019
Carrier Corp. - Syracuse | Heil | CHS240(H,L,S)(D,E)* | FHS240(H,L,S)**A2* | HRCU-A-CB, Split System: Heat | Heat Pump | 575 | 3 |  | False |  |  | True | Single-Speed | 222000 | 20747 | 10.7 | 10.4 | 12.5 |  | 214000 | 17919 | 3.5 | 3.2 | 130000 | 15874 | 2.4 | Federally-Regulated Commercial & Industrial Equipment | 04/16/2019 |  | 06/03/2019
Carrier Corp. - Syracuse | Heil | CHS240(H,L,S)(D,E)* | FHS240(H,L,S)**A2* | HRCU-A-CB, Split System: Heat | Heat Pump | 460 | 3 |  | False |  |  | True | Single-Speed | 222000 | 20747 | 10.7 | 10.4 | 12.5 |  | 214000 | 17919 | 3.5 | 3.2 | 130000 | 15874 | 2.4 | Federally-Regulated Commercial & Industrial Equipment | 04/16/2019 |  | 06/03/2019
Carrier Corp. - Syracuse | Heil | CHS240(H,L,S)(D,E)* | FHS240(H,L,S)**A2* | HRCU-A-CB, Split System: Heat | Heat Pump | 230 | 3 |  | False |  |  | True | Single-Speed | 222000 | 20747 | 10.7 | 10.4 | 12.5 |  | 214000 | 17919 | 3.5 | 3.2 | 130000 | 15874 | 2.4 | Federally-Regulated Commercial & Industrial Equipment | 04/16/2019 |  | 06/03/2019
Carrier Corp. - Syracuse | Heil | CHS240(H,L,S)(D,E)* | FHS240(H,L,S)**A2* | HRCU-A-CB, Split System: Heat | Heat Pump | 208 | 3 |  | False |  |  | True | Single-Speed | 222000 | 20747 | 10.7 | 10.4 | 12.5 |  | 214000 | 17919 | 3.5 | 3.2 | 130000 | 15874 | 2.4 | Federally-Regulated Commercial & Industrial Equipment | 04/16/2019 |  | 06/03/2019
Carrier Corp. - Syracuse | Heil | CHS180(H,L,S)(D,E)* | FHS180(H,L,S)**A2* | HRCU-A-CB, Split System: Heat | Heat Pump | 575 | 3 |  | False |  |  | True | Single-Speed | 178000 | 16792 | 10.6 | 10.4 | 12.5 |  | 178000 | 15343 | 3.4 | 3.2 | 108000 | 13188 | 2.4 | Federally-Regulated Commercial & Industrial Equipment | 04/16/2019 |  | 06/03/2019
Carrier Corp. - Syracuse | Heil | CHS180(H,L,S)(D,E)* | FHS180(H,L,S)**A2* | HRCU-A-CB, Split System: Heat | Heat Pump | 460 | 3 |  | False |  |  | True | Single-Speed | 178000 | 16792 | 10.6 | 10.4 | 12.5 |  | 178000 | 15343 | 3.4 | 3.2 | 108000 | 13188 | 2.4 | Federally-Regulated Commercial & Industrial Equipment | 04/16/2019 |  | 06/03/2019
Carrier Corp. - Syracuse | Heil | CHS180(H,L,S)(D,E)* | FHS180(H,L,S)**A2* | HRCU-A-CB, Split System: Heat | Heat Pump | 230 | 3 |  | False |  |  | True | Single-Speed | 178000 | 16792 | 10.6 | 10.4 | 12.5 |  | 178000 | 15343 | 3.4 | 3.2 | 108000 | 13188 | 2.4 | Federally-Regulated Commercial & Industrial Equipment | 04/16/2019 |  | 06/03/2019
Carrier Corp. - Syracuse | Heil | CHS180(H,L,S)(D,E)* | FHS180(H,L,S)**A2* | HRCU-A-CB, Split System: Heat | Heat Pump | 208 | 3 |  | False |  |  | True | Single-Speed | 178000 | 16792 | 10.6 | 10.4 | 12.5 |  | 178000 | 15343 | 3.4 | 3.2 | 108000 | 13188 | 2.4 | Federally-Regulated Commercial & Industrial Equipment | 04/16/2019 |  | 06/03/2019
Carrier Corp. - Syracuse | Heil | CHS091(H,L,S)(A,B)* | FHS091(M,S,K)**A0* | HRCU-A-CB, Split System: Heat | Heat Pump | 575 | 3 |  | False |  |  | True | Single-Speed | 88000 | 8000 | 11 | 10.8 | 12.2 |  | 86000 | 7637 | 3.3 | 3.3 | 51000 | 6227 | 2.4 | Federally-Regulated Commercial & Industrial Equipment | 04/16/2019 |  | 06/03/2019
Carrier Corp. - Syracuse | Heil | CHS091(H,L,S)(A,B)* | FHS091(M,S,K)**A0* | HRCU-A-CB, Split System: Heat | Heat Pump | 460 | 3 |  | False |  |  | True | Single-Speed | 88000 | 8000 | 11 | 10.8 | 12.2 |  | 86000 | 7637 | 3.3 | 3.3 | 51000 | 6227 | 2.4 | Federally-Regulated Commercial & Industrial Equipment | 04/16/2019 |  | 06/03/2019
Carrier Corp. - Syracuse | Heil | CHS091(H,L,S)(A,B)* | FHS091(M,S,K)**A0* | HRCU-A-CB, Split System: Heat | Heat Pump | 230 | 3 |  | False |  |  | True | Single-Speed | 88000 | 8000 | 11 | 10.8 | 12.2 |  | 86000 | 7637 | 3.3 | 3.3 | 51000 | 6227 | 2.4 | Federally-Regulated Commercial & Industrial Equipment | 04/16/2019 |  | 06/03/2019
Carrier Corp. - Syracuse | Heil | CHS091(H,L,S)(A,B)* | FHS091(M,S,K)**A0* | HRCU-A-CB, Split System: Heat | Heat Pump | 208 | 3 |  | False |  |  | True | Single-Speed | 88000 | 8000 | 11 | 10.8 | 12.2 |  | 86000 | 7637 | 3.3 | 3.3 | 51000 | 6227 | 2.4 | Federally-Regulated Commercial & Industrial Equipment | 04/16/2019 |  | 06/03/2019
Carrier Corp. - Syracuse | Heil | RHH(120,121)(H,L,S)******TA |  | HSP-A, Single-Package Heat Pum | Heat Pump | 575 | 3 | False |  |  |  | True | Single-Speed | 119000 | 9674 | 12.3 | 10.8 | 13.6 |  | 116000 | 9713 | 3.5 | 3.3 | 65000 | 7937 | 2.4 | Federally-Regulated Commercial & Industrial Equipment | 04/16/2019 |  | 06/03/2019
Carrier Corp. - Syracuse | Heil | RHH(120,121)(H,L,S)******TA |  | HSP-A, Single-Package Heat Pum | Heat Pump | 460 | 3 | False |  |  |  | True | Single-Speed | 119000 | 9674 | 12.3 | 10.8 | 13.6 |  | 116000 | 9713 | 3.5 | 3.3 | 65000 | 7937 | 2.4 | Federally-Regulated Commercial & Industrial Equipment | 04/16/2019 |  | 06/03/2019
Carrier Corp. - Syracuse | Heil | RHH(120,121)(H,L,S)******TA |  | HSP-A, Single-Package Heat Pum | Heat Pump | 230 | 3 | False |  |  |  | True | Single-Speed | 119000 | 9674 | 12.3 | 10.8 | 13.6 |  | 116000 | 9713 | 3.5 | 3.3 | 65000 | 7937 | 2.4 | Federally-Regulated Commercial & Industrial Equipment | 04/16/2019 |  | 06/03/2019
Carrier Corp. - Syracuse | Heil | RHH(120,121)(H,L,S)******TA |  | HSP-A, Single-Package Heat Pum | Heat Pump | 208 | 3 | False |  |  |  | True | Single-Speed | 119000 | 9674 | 12.3 | 10.8 | 13.6 |  | 116000 | 9713 | 3.5 | 3.3 | 65000 | 7937 | 2.4 | Federally-Regulated Commercial & Industrial Equipment | 04/16/2019 |  | 06/03/2019
Carrier Corp. - Syracuse | Heil | RHH(120,121)(H,L,S)******AA |  | HSP-A, Single-Package Heat Pum | Heat Pump | 575 | 3 | False |  |  |  | True | Single-Speed | 119000 | 9674 | 12.3 | 10.8 | 13 |  | 116000 | 9713 | 3.5 | 3.3 | 65000 | 7937 | 2.4 | Federally-Regulated Commercial & Industrial Equipment | 04/16/2019 |  | 06/03/2019
Carrier Corp. - Syracuse | Heil | RHH(120,121)(H,L,S)******AA |  | HSP-A, Single-Package Heat Pum | Heat Pump | 460 | 3 | False |  |  |  | True | Single-Speed | 119000 | 9674 | 12.3 | 10.8 | 13 |  | 116000 | 9713 | 3.5 | 3.3 | 65000 | 7937 | 2.4 | Federally-Regulated Commercial & Industrial Equipment | 04/16/2019 |  | 06/03/2019
Carrier Corp. - Syracuse | Heil | RHH(120,121)(H,L,S)******AA |  | HSP-A, Single-Package Heat Pum | Heat Pump | 230 | 3 | False |  |  |  | True | Single-Speed | 119000 | 9674 | 12.3 | 10.8 | 13 |  | 116000 | 9713 | 3.5 | 3.3 | 65000 | 7937 | 2.4 | Federally-Regulated Commercial & Industrial Equipment | 04/16/2019 |  | 06/03/2019
Carrier Corp. - Syracuse | Heil | RHH102(H,L,S)******TA |  | HSP-A, Single-Package Heat Pum | Heat Pump | 575 | 3 | False |  |  |  | True | Single-Speed | 100000 | 8333 | 12 | 10.8 | 12.9 |  | 100000 | 8619 | 3.4 | 3.3 | 56000 | 7262 | 2.26 | Federally-Regulated Commercial & Industrial Equipment | 05/02/2019 |  | 06/03/2019
Carrier Corp. - Syracuse | Heil | RHH(120,121)(H,L,S)******AA |  | HSP-A, Single-Package Heat Pum | Heat Pump | 208 | 3 | False |  |  |  | True | Single-Speed | 119000 | 9674 | 12.3 | 10.8 | 13 |  | 116000 | 9713 | 3.5 | 3.3 | 65000 | 7937 | 2.4 | Federally-Regulated Commercial & Industrial Equipment | 04/16/2019 |  | 06/03/2019
Carrier Corp. - Syracuse | Heil | RHH102(H,L,S)******AA |  | HSP-A, Single-Package Heat Pum | Heat Pump | 575 | 3 | False |  |  |  | True | Single-Speed | 100000 | 8333 | 12 | 10.8 | 12.5 |  | 100000 | 8619 | 3.4 | 3.3 | 56000 | 7262 | 2.26 | Federally-Regulated Commercial & Industrial Equipment | 05/02/2019 |  | 06/03/2019
Carrier Corp. - Syracuse | Heil | RHH102(H,L,S)******TA |  | HSP-A, Single-Package Heat Pum | Heat Pump | 460 | 3 | False |  |  |  | True | Single-Speed | 100000 | 8333 | 12 | 10.8 | 12.9 |  | 100000 | 8619 | 3.4 | 3.3 | 56000 | 7262 | 2.26 | Federally-Regulated Commercial & Industrial Equipment | 05/02/2019 |  | 06/03/2019
Carrier Corp. - Syracuse | Heil | RHH102(H,L,S)******AA |  | HSP-A, Single-Package Heat Pum | Heat Pump | 460 | 3 | False |  |  |  | True | Single-Speed | 100000 | 8333 | 12 | 10.8 | 12.5 |  | 100000 | 8619 | 3.4 | 3.3 | 56000 | 7262 | 2.26 | Federally-Regulated Commercial & Industrial Equipment | 05/02/2019 |  | 06/03/2019
Carrier Corp. - Syracuse | Heil | RHH102(H,L,S)******TA |  | HSP-A, Single-Package Heat Pum | Heat Pump | 230 | 3 | False |  |  |  | True | Single-Speed | 100000 | 8333 | 12 | 10.8 | 12.9 |  | 100000 | 8619 | 3.4 | 3.3 | 56000 | 7262 | 2.26 | Federally-Regulated Commercial & Industrial Equipment | 05/02/2019 |  | 06/03/2019
Carrier Corp. - Syracuse | Heil | RHH102(H,L,S)******AA |  | HSP-A, Single-Package Heat Pum | Heat Pump | 230 | 3 | False |  |  |  | True | Single-Speed | 100000 | 8333 | 12 | 10.8 | 12.5 |  | 100000 | 8619 | 3.4 | 3.3 | 56000 | 7262 | 2.26 | Federally-Regulated Commercial & Industrial Equipment | 05/02/2019 |  | 06/03/2019
Carrier Corp. - Syracuse | Heil | RHH102(H,L,S)******TA |  | HSP-A, Single-Package Heat Pum | Heat Pump | 208 | 3 | False |  |  |  | True | Single-Speed | 100000 | 8333 | 12 | 10.8 | 12.9 |  | 100000 | 8619 | 3.4 | 3.3 | 56000 | 7262 | 2.26 | Federally-Regulated Commercial & Industrial Equipment | 05/02/2019 |  | 06/03/2019
Carrier Corp. - Syracuse | Heil | RHH102(H,L,S)******AA |  | HSP-A, Single-Package Heat Pum | Heat Pump | 208 | 3 | False |  |  |  | True | Single-Speed | 100000 | 8333 | 12 | 10.8 | 12.5 |  | 100000 | 8619 | 3.4 | 3.3 | 56000 | 7262 | 2.26 | Federally-Regulated Commercial & Industrial Equipment | 05/02/2019 |  | 06/03/2019
Carrier Corp. - Syracuse | Heil | RHH090(H,L,S)******TA |  | HSP-A, Single-Package Heat Pum | Heat Pump | 575 | 3 | False |  |  |  | True | Single-Speed | 90000 | 7438 | 12.1 | 10.8 | 13.7 |  | 84000 | 7033 | 3.5 | 3.3 | 47000 | 5739 | 2.4 | Federally-Regulated Commercial & Industrial Equipment | 04/16/2019 |  | 06/03/2019
Carrier Corp. - Syracuse | Heil | RHH090(H,L,S)******TA |  | HSP-A, Single-Package Heat Pum | Heat Pump | 460 | 3 | False |  |  |  | True | Single-Speed | 90000 | 7438 | 12.1 | 10.8 | 13.7 |  | 84000 | 7033 | 3.5 | 3.3 | 47000 | 5739 | 2.4 | Federally-Regulated Commercial & Industrial Equipment | 04/16/2019 |  | 06/03/2019
Carrier Corp. - Syracuse | Heil | RHH090(H,L,S)******TA |  | HSP-A, Single-Package Heat Pum | Heat Pump | 230 | 3 | False |  |  |  | True | Single-Speed | 90000 | 7438 | 12.1 | 10.8 | 13.7 |  | 84000 | 7033 | 3.5 | 3.3 | 47000 | 5739 | 2.4 | Federally-Regulated Commercial & Industrial Equipment | 04/16/2019 |  | 06/03/2019
Carrier Corp. - Syracuse | Heil | RHH090(H,L,S)******TA |  | HSP-A, Single-Package Heat Pum | Heat Pump | 208 | 3 | False |  |  |  | True | Single-Speed | 90000 | 7438 | 12.1 | 10.8 | 13.7 |  | 84000 | 7033 | 3.5 | 3.3 | 47000 | 5739 | 2.4 | Federally-Regulated Commercial & Industrial Equipment | 04/16/2019 |  | 06/03/2019
Carrier Corp. - Syracuse | Heil | RHH090(H,L,S)******AA |  | HSP-A, Single-Package Heat Pum | Heat Pump | 575 | 3 | False |  |  |  | True | Single-Speed | 90000 | 7438 | 12.1 | 10.8 | 12.9 |  | 84000 | 7033 | 3.5 | 3.3 | 47000 | 5739 | 2.4 | Federally-Regulated Commercial & Industrial Equipment | 04/16/2019 |  | 06/03/2019
Carrier Corp. - Syracuse | Heil | RHH090(H,L,S)******AA |  | HSP-A, Single-Package Heat Pum | Heat Pump | 460 | 3 | False |  |  |  | True | Single-Speed | 90000 | 7438 | 12.1 | 10.8 | 12.9 |  | 84000 | 7033 | 3.5 | 3.3 | 47000 | 5739 | 2.4 | Federally-Regulated Commercial & Industrial Equipment | 04/16/2019 |  | 06/03/2019
Carrier Corp. - Syracuse | Heil | RHH090(H,L,S)******AA |  | HSP-A, Single-Package Heat Pum | Heat Pump | 230 | 3 | False |  |  |  | True | Single-Speed | 90000 | 7438 | 12.1 | 10.8 | 12.9 |  | 84000 | 7033 | 3.5 | 3.3 | 47000 | 5739 | 2.4 | Federally-Regulated Commercial & Industrial Equipment | 04/16/2019 |  | 06/03/2019
Carrier Corp. - Syracuse | Heil | RHH090(H,L,S)******AA |  | HSP-A, Single-Package Heat Pum | Heat Pump | 208 | 3 | False |  |  |  | True | Single-Speed | 90000 | 7438 | 12.1 | 10.8 | 12.9 |  | 84000 | 7033 | 3.5 | 3.3 | 47000 | 5739 | 2.4 | Federally-Regulated Commercial & Industrial Equipment | 04/16/2019 |  | 06/03/2019
Carrier Corp. - Syracuse | Heil | RHS150(H,L,S)******TA |  | HSP-A, Single-Package Heat Pum | Heat Pump | 575 | 3 | False |  |  |  | False | Single-Speed | 142000 | 13396 | 10.6 | 10.4 | 12 |  | 142000 | 13005 | 3.2 | 3.2 | 76000 | 10865 | 2.05 | Federally-Regulated Commercial & Industrial Equipment | 05/02/2019 |  | 06/03/2019
Carrier Corp. - Syracuse | Heil | RHS150(H,L,S)******TA |  | HSP-A, Single-Package Heat Pum | Heat Pump | 460 | 3 | False |  |  |  | False | Single-Speed | 142000 | 13396 | 10.6 | 10.4 | 12 |  | 142000 | 13005 | 3.2 | 3.2 | 76000 | 10865 | 2.05 | Federally-Regulated Commercial & Industrial Equipment | 05/02/2019 |  | 06/03/2019
Carrier Corp. - Syracuse | Heil | RHS150(H,L,S)******TA |  | HSP-A, Single-Package Heat Pum | Heat Pump | 230 | 3 | False |  |  |  | False | Single-Speed | 142000 | 13396 | 10.6 | 10.4 | 12 |  | 142000 | 13005 | 3.2 | 3.2 | 76000 | 10865 | 2.05 | Federally-Regulated Commercial & Industrial Equipment | 05/02/2019 |  | 06/03/2019
Carrier Corp. - Syracuse | Heil | RHS150(H,L,S)******TA |  | HSP-A, Single-Package Heat Pum | Heat Pump | 208 | 3 | False |  |  |  | False | Single-Speed | 142000 | 13396 | 10.6 | 10.4 | 12 |  | 142000 | 13005 | 3.2 | 3.2 | 76000 | 10865 | 2.05 | Federally-Regulated Commercial & Industrial Equipment | 05/02/2019 |  | 06/03/2019
Carrier Corp. - Syracuse | Heil | RHS(120,121)(H,L,S)******TA |  | HSP-A, Single-Package Heat Pum | Heat Pump | 575 | 3 | False |  |  |  | False | Single-Speed | 116000 | 10545 | 11 | 10.8 | 12.5 |  | 116000 | 9999 | 3.4 | 3.3 | 63000 | 8206 | 2.25 | Federally-Regulated Commercial & Industrial Equipment | 05/02/2019 |  | 06/03/2019
Carrier Corp. - Syracuse | Heil | RHS(120,121)(H,L,S)******TA |  | HSP-A, Single-Package Heat Pum | Heat Pump | 460 | 3 | False |  |  |  | False | Single-Speed | 116000 | 10545 | 11 | 10.8 | 12.5 |  | 116000 | 9999 | 3.4 | 3.3 | 63000 | 8206 | 2.25 | Federally-Regulated Commercial & Industrial Equipment | 05/02/2019 |  | 06/03/2019
Carrier Corp. - Syracuse | Heil | RHS(120,121)(H,L,S)******TA |  | HSP-A, Single-Package Heat Pum | Heat Pump | 230 | 3 | False |  |  |  | False | Single-Speed | 116000 | 10545 | 11 | 10.8 | 12.5 |  | 116000 | 9999 | 3.4 | 3.3 | 63000 | 8206 | 2.25 | Federally-Regulated Commercial & Industrial Equipment | 05/02/2019 |  | 06/03/2019
Carrier Corp. - Syracuse | Heil | RHS(120,121)(H,L,S)******TA |  | HSP-A, Single-Package Heat Pum | Heat Pump | 208 | 3 | False |  |  |  | False | Single-Speed | 116000 | 10545 | 11 | 10.8 | 12.5 |  | 116000 | 9999 | 3.4 | 3.3 | 63000 | 8206 | 2.25 | Federally-Regulated Commercial & Industrial Equipment | 05/02/2019 |  | 06/03/2019
Carrier Corp. - Syracuse | Heil | RHS102H******TA |  | HSP-A, Single-Package Heat Pum | Heat Pump | 208 | 3 | False |  |  |  | False | Single-Speed | 98000 | 8750 | 11.2 | 10.8 | 12.5 |  | 94000 | 8348 | 3.3 | 3.3 | 53000 | 6903 | 2.25 | Federally-Regulated Commercial & Industrial Equipment | 05/02/2019 |  | 06/03/2019
Carrier Corp. - Syracuse | Heil | RHS102H******AA |  | HSP-A, Single-Package Heat Pum | Heat Pump | 208 | 3 | False |  |  |  | False | Single-Speed | 98000 | 8750 | 11.2 | 10.8 | 12.2 |  | 94000 | 8348 | 3.3 | 3.3 | 53000 | 6903 | 2.25 | Federally-Regulated Commercial & Industrial Equipment | 05/02/2019 |  | 06/03/2019
Carrier Corp. - Syracuse | Heil | RHS090(L,S)******TA |  | HSP-A, Single-Package Heat Pum | Heat Pump | 575 | 3 | False |  |  |  | False | Single-Speed | 88000 | 7857 | 11.2 | 10.8 | 12.5 |  | 86000 | 7413 | 3.4 | 3.3 | 44000 | 5731 | 2.25 | Federally-Regulated Commercial & Industrial Equipment | 05/02/2019 |  | 06/03/2019
Carrier Corp. - Syracuse | Heil | RHS090(L,S)******TA |  | HSP-A, Single-Package Heat Pum | Heat Pump | 460 | 3 | False |  |  |  | False | Single-Speed | 88000 | 7857 | 11.2 | 10.8 | 12.5 |  | 86000 | 7413 | 3.4 | 3.3 | 44000 | 5731 | 2.25 | Federally-Regulated Commercial & Industrial Equipment | 05/02/2019 |  | 06/03/2019
Carrier Corp. - Syracuse | Heil | RHS090(L,S)******AA |  | HSP-A, Single-Package Heat Pum | Heat Pump | 575 | 3 | False |  |  |  | False | Single-Speed | 88000 | 7857 | 11.2 | 10.8 | 12.2 |  | 86000 | 7413 | 3.4 | 3.3 | 44000 | 5731 | 2.25 | Federally-Regulated Commercial & Industrial Equipment | 05/02/2019 |  | 06/03/2019
Carrier Corp. - Syracuse | Heil | RHS090(L,S)******AA |  | HSP-A, Single-Package Heat Pum | Heat Pump | 460 | 3 | False |  |  |  | False | Single-Speed | 88000 | 7857 | 11.2 | 10.8 | 12.2 |  | 86000 | 7413 | 3.4 | 3.3 | 44000 | 5731 | 2.25 | Federally-Regulated Commercial & Industrial Equipment | 05/02/2019 |  | 06/03/2019
Carrier Corp. - Syracuse | Heil | RHS090H******TA |  | HSP-A, Single-Package Heat Pum | Heat Pump | 230 | 3 | False |  |  |  | False | Single-Speed | 88000 | 7857 | 11.2 | 10.8 | 12.5 |  | 86000 | 7413 | 3.4 | 3.3 | 44000 | 5731 | 2.25 | Federally-Regulated Commercial & Industrial Equipment | 05/02/2019 |  | 06/03/2019
Carrier Corp. - Syracuse | Heil | RHS090H******TA |  | HSP-A, Single-Package Heat Pum | Heat Pump | 208 | 3 | False |  |  |  | False | Single-Speed | 87000 | 7767 | 11.2 | 10.8 | 12.5 |  | 86000 | 7413 | 3.4 | 3.3 | 44000 | 5731 | 2.25 | Federally-Regulated Commercial & Industrial Equipment | 05/02/2019 |  | 06/03/2019
Carrier Corp. - Syracuse | Heil | RHS090H******AA |  | HSP-A, Single-Package Heat Pum | Heat Pump | 230 | 3 | False |  |  |  | False | Single-Speed | 88000 | 7857 | 11.2 | 10.8 | 12.2 |  | 86000 | 7413 | 3.4 | 3.3 | 44000 | 5731 | 2.25 | Federally-Regulated Commercial & Industrial Equipment | 05/02/2019 |  | 06/03/2019
Carrier Corp. - Syracuse | Heil | RHS090H******AA |  | HSP-A, Single-Package Heat Pum | Heat Pump | 208 | 3 | False |  |  |  | False | Single-Speed | 87000 | 7767 | 11.2 | 10.8 | 12.2 |  | 86000 | 7413 | 3.4 | 3.3 | 44000 | 5731 | 2.25 | Federally-Regulated Commercial & Industrial Equipment | 05/02/2019 |  | 06/03/2019
Carrier Corp. - Syracuse | Heil | RHS102(L,S)******TA |  | HSP-A, Single-Package Heat Pum | Heat Pump | 575 | 3 | False |  |  |  | False | Single-Speed | 99000 | 8839 | 11.2 | 10.8 | 12.5 |  | 96000 | 8525 | 3.3 | 3.3 | 54500 | 7098 | 2.25 | Federally-Regulated Commercial & Industrial Equipment | 05/02/2019 |  | 06/03/2019
Carrier Corp. - Syracuse | Heil | RHS102(L,S)******TA |  | HSP-A, Single-Package Heat Pum | Heat Pump | 460 | 3 | False |  |  |  | False | Single-Speed | 99000 | 8839 | 11.2 | 10.8 | 12.5 |  | 96000 | 8525 | 3.3 | 3.3 | 54500 | 7098 | 2.25 | Federally-Regulated Commercial & Industrial Equipment | 05/02/2019 |  | 06/03/2019
Carrier Corp. - Syracuse | Heil | RHS102(L,S)******AA |  | HSP-A, Single-Package Heat Pum | Heat Pump | 575 | 3 | False |  |  |  | False | Single-Speed | 99000 | 8839 | 11.2 | 10.8 | 12.2 |  | 96000 | 8525 | 3.3 | 3.3 | 54500 | 7098 | 2.25 | Federally-Regulated Commercial & Industrial Equipment | 05/02/2019 |  | 06/03/2019
Carrier Corp. - Syracuse | Heil | RHS102(L,S)******AA |  | HSP-A, Single-Package Heat Pum | Heat Pump | 460 | 3 | False |  |  |  | False | Single-Speed | 99000 | 8839 | 11.2 | 10.8 | 12.2 |  | 96000 | 8525 | 3.3 | 3.3 | 54500 | 7098 | 2.25 | Federally-Regulated Commercial & Industrial Equipment | 05/02/2019 |  | 06/03/2019
Carrier Corp. - Syracuse | ICP Commercial | CHS091(H,L,S)(A,B)* | FHS091(H,L,S)**A2* | HRCU-A-CB, Split System: Heat | Heat Pump | 575 | 3 |  | False |  |  | True | Single-Speed | 88000 | 8000 | 11 | 10.8 | 12.4 |  | 86000 | 7637 | 3.3 | 3.3 | 51000 | 6227 | 2.4 | Federally-Regulated Commercial & Industrial Equipment | 04/16/2019 |  | 06/03/2019
Carrier Corp. - Syracuse | ICP Commercial | CHS091(H,L,S)(A,B)* | FHS091(H,L,S)**A2* | HRCU-A-CB, Split System: Heat | Heat Pump | 460 | 3 |  | False |  |  | True | Single-Speed | 88000 | 8000 | 11 | 10.8 | 12.4 |  | 86000 | 7637 | 3.3 | 3.3 | 51000 | 6227 | 2.4 | Federally-Regulated Commercial & Industrial Equipment | 04/16/2019 |  | 06/03/2019
Carrier Corp. - Syracuse | ICP Commercial | CHS091(H,L,S)(A,B)* | FHS091(H,L,S)**A2* | HRCU-A-CB, Split System: Heat | Heat Pump | 230 | 3 |  | False |  |  | True | Single-Speed | 88000 | 8000 | 11 | 10.8 | 12.4 |  | 86000 | 7637 | 3.3 | 3.3 | 51000 | 6227 | 2.4 | Federally-Regulated Commercial & Industrial Equipment | 04/16/2019 |  | 06/03/2019
Carrier Corp. - Syracuse | ICP Commercial | CHS091(H,L,S)(A,B)* | FHS091(H,L,S)**A2* | HRCU-A-CB, Split System: Heat | Heat Pump | 208 | 3 |  | False |  |  | True | Single-Speed | 88000 | 8000 | 11 | 10.8 | 12.4 |  | 86000 | 7637 | 3.3 | 3.3 | 51000 | 6227 | 2.4 | Federally-Regulated Commercial & Industrial Equipment | 04/16/2019 |  | 06/03/2019
Carrier Corp. - Syracuse | ICP Commercial | RHH073(H,L,S)*****TA |  | HSP-A, Single-Package Heat Pum | Heat Pump | 575 | 3 | False |  |  |  | True | Dual-Speed | 70000 | 5833 | 12 | 10.8 | 15.6 |  | 69000 | 5947 | 3.4 | 3.3 | 38000 | 4640 | 2.4 | Federally-Regulated Commercial & Industrial Equipment | 04/16/2019 |  | 06/03/2019
Carrier Corp. - Syracuse | ICP Commercial | RHH073(H,L,S)*****TA |  | HSP-A, Single-Package Heat Pum | Heat Pump | 460 | 3 | False |  |  |  | True | Dual-Speed | 70000 | 5833 | 12 | 10.8 | 15.6 |  | 69000 | 5947 | 3.4 | 3.3 | 38000 | 4640 | 2.4 | Federally-Regulated Commercial & Industrial Equipment | 04/16/2019 |  | 06/03/2019
Carrier Corp. - Syracuse | ICP Commercial | RHH073(H,L,S)*****TA |  | HSP-A, Single-Package Heat Pum | Heat Pump | 230 | 3 | False |  |  |  | True | Dual-Speed | 70000 | 5833 | 12 | 10.8 | 15.6 |  | 69000 | 5947 | 3.4 | 3.3 | 38000 | 4640 | 2.4 | Federally-Regulated Commercial & Industrial Equipment | 04/16/2019 |  | 06/03/2019
Carrier Corp. - Syracuse | ICP Commercial | RHH073(H,L,S)*****TA |  | HSP-A, Single-Package Heat Pum | Heat Pump | 208 | 3 | False |  |  |  | True | Dual-Speed | 70000 | 5833 | 12 | 10.8 | 15.6 |  | 69000 | 5947 | 3.4 | 3.3 | 38000 | 4640 | 2.4 | Federally-Regulated Commercial & Industrial Equipment | 04/16/2019 |  | 06/03/2019
Carrier Corp. - Syracuse | ICP Commercial | RHH073(H,L,S)*****AA |  | HSP-A, Single-Package Heat Pum | Heat Pump | 575 | 3 | False |  |  |  | True | Dual-Speed | 70000 | 5833 | 12 | 10.8 | 14 |  | 69000 | 5947 | 3.4 | 3.3 | 38000 | 4640 | 2.4 | Federally-Regulated Commercial & Industrial Equipment | 04/16/2019 |  | 06/03/2019
Carrier Corp. - Syracuse | ICP Commercial | RHH073(H,L,S)*****AA |  | HSP-A, Single-Package Heat Pum | Heat Pump | 460 | 3 | False |  |  |  | True | Dual-Speed | 70000 | 5833 | 12 | 10.8 | 14 |  | 69000 | 5947 | 3.4 | 3.3 | 38000 | 4640 | 2.4 | Federally-Regulated Commercial & Industrial Equipment | 04/16/2019 |  | 06/03/2019
Carrier Corp. - Syracuse | ICP Commercial | RHH072(H,L,S)******A |  | HSP-A, Single-Package Heat Pum | Heat Pump | 575 | 3 | False |  |  |  | True | Single-Speed | 72000 | 6000 | 12 | 10.8 | 12.8 |  | 70000 | 6033 | 3.4 | 3.3 | 39000 | 4762 | 2.4 | Federally-Regulated Commercial & Industrial Equipment | 04/16/2019 |  | 06/03/2019
Carrier Corp. - Syracuse | ICP Commercial | RHH073(H,L,S)*****AA |  | HSP-A, Single-Package Heat Pum | Heat Pump | 230 | 3 | False |  |  |  | True | Dual-Speed | 70000 | 5833 | 12 | 10.8 | 14 |  | 69000 | 5947 | 3.4 | 3.3 | 38000 | 4640 | 2.4 | Federally-Regulated Commercial & Industrial Equipment | 04/16/2019 |  | 06/03/2019
Carrier Corp. - Syracuse | ICP Commercial | RHH072(H,L,S)******A |  | HSP-A, Single-Package Heat Pum | Heat Pump | 460 | 3 | False |  |  |  | True | Single-Speed | 72000 | 6000 | 12 | 10.8 | 12.8 |  | 70000 | 6033 | 3.4 | 3.3 | 39000 | 4762 | 2.4 | Federally-Regulated Commercial & Industrial Equipment | 04/16/2019 |  | 06/03/2019
Carrier Corp. - Syracuse | ICP Commercial | RHH073(H,L,S)*****AA |  | HSP-A, Single-Package Heat Pum | Heat Pump | 208 | 3 | False |  |  |  | True | Dual-Speed | 70000 | 5833 | 12 | 10.8 | 14 |  | 69000 | 5947 | 3.4 | 3.3 | 38000 | 4640 | 2.4 | Federally-Regulated Commercial & Industrial Equipment | 04/16/2019 |  | 06/03/2019
Carrier Corp. - Syracuse | ICP Commercial | RHH072(H,L,S)******A |  | HSP-A, Single-Package Heat Pum | Heat Pump | 230 | 3 | False |  |  |  | True | Single-Speed | 72000 | 6000 | 12 | 10.8 | 12.8 |  | 70000 | 6033 | 3.4 | 3.3 | 39000 | 4762 | 2.4 | Federally-Regulated Commercial & Industrial Equipment | 04/16/2019 |  | 06/03/2019
Carrier Corp. - Syracuse | ICP Commercial | RHH072(H,L,S)******A |  | HSP-A, Single-Package Heat Pum | Heat Pump | 208 | 3 | False |  |  |  | True | Single-Speed | 72000 | 6000 | 12 | 10.8 | 12.8 |  | 70000 | 6033 | 3.4 | 3.3 | 39000 | 4762 | 2.4 | Federally-Regulated Commercial & Industrial Equipment | 04/16/2019 |  | 06/03/2019
Carrier Corp. - Syracuse | ICP Commercial | CHS072(H,L,S)(A,B)** | FHS072(M,S,K)**A0** | HRCU-A-CB, Split System: Heat | Heat Pump | 575 | 3 |  | False |  |  | True | Single-Speed | 70000 | 6363 | 11 | 10.8 | 12.6 |  | 65000 | 5772 | 3.3 | 3.3 | 39000 | 4762 | 2.4 | Federally-Regulated Commercial & Industrial Equipment | 04/16/2019 |  | 06/03/2019
Carrier Corp. - Syracuse | ICP Commercial | CHS072(H,L,S)(A,B)** | FHS072(M,S,K)**A0** | HRCU-A-CB, Split System: Heat | Heat Pump | 460 | 3 |  | False |  |  | True | Single-Speed | 70000 | 6363 | 11 | 10.8 | 12.6 |  | 65000 | 5772 | 3.3 | 3.3 | 39000 | 4762 | 2.4 | Federally-Regulated Commercial & Industrial Equipment | 04/16/2019 |  | 06/03/2019
Carrier Corp. - Syracuse | ICP Commercial | CHS072(H,L,S)(A,B)** | FHS072(M,S,K)**A0** | HRCU-A-CB, Split System: Heat | Heat Pump | 230 | 3 |  | False |  |  | True | Single-Speed | 70000 | 6363 | 11 | 10.8 | 12.6 |  | 65000 | 5772 | 3.3 | 3.3 | 39000 | 4762 | 2.4 | Federally-Regulated Commercial & Industrial Equipment | 04/16/2019 |  | 06/03/2019
Carrier Corp. - Syracuse | ICP Commercial | CHS072(H,L,S)(A,B)** | FHS072(M,S,K)**A0** | HRCU-A-CB, Split System: Heat | Heat Pump | 208 | 3 |  | False |  |  | True | Single-Speed | 70000 | 6363 | 11 | 10.8 | 12.6 |  | 65000 | 5772 | 3.3 | 3.3 | 39000 | 4762 | 2.4 | Federally-Regulated Commercial & Industrial Equipment | 04/16/2019 |  | 06/03/2019
Carrier Corp. - Syracuse | ICP Commercial | CHS072(H,L,S)(A,B)** | FHS091(M,S,K)**A0** | HRCU-A-CB, Split System: Heat | Heat Pump | 575 | 3 |  | False |  |  | True | Single-Speed | 72000 | 6000 | 12 | 10.8 | 13.2 |  | 68000 | 5386 | 3.7 | 3.3 | 39000 | 4571 | 2.5 | Federally-Regulated Commercial & Industrial Equipment | 04/16/2019 |  | 06/03/2019
Carrier Corp. - Syracuse | ICP Commercial | CHS072(H,L,S)(A,B)** | FHS091(M,S,K)**A0** | HRCU-A-CB, Split System: Heat | Heat Pump | 460 | 3 |  | False |  |  | True | Single-Speed | 72000 | 6000 | 12 | 10.8 | 13.2 |  | 68000 | 5386 | 3.7 | 3.3 | 39000 | 4571 | 2.5 | Federally-Regulated Commercial & Industrial Equipment | 04/16/2019 |  | 06/03/2019
Carrier Corp. - Syracuse | ICP Commercial | CHS072(H,L,S)(A,B)** | FHS091(M,S,K)**A0** | HRCU-A-CB, Split System: Heat | Heat Pump | 230 | 3 |  | False |  |  | True | Single-Speed | 72000 | 6000 | 12 | 10.8 | 13.2 |  | 68000 | 5386 | 3.7 | 3.3 | 39000 | 4571 | 2.5 | Federally-Regulated Commercial & Industrial Equipment | 04/16/2019 |  | 06/03/2019
Carrier Corp. - Syracuse | ICP Commercial | CHS072(H,L,S)(A,B)** | FHS091(M,S,K)**A0** | HRCU-A-CB, Split System: Heat | Heat Pump | 208 | 3 |  | False |  |  | True | Single-Speed | 72000 | 6000 | 12 | 10.8 | 13.2 |  | 68000 | 5386 | 3.7 | 3.3 | 39000 | 4571 | 2.5 | Federally-Regulated Commercial & Industrial Equipment | 04/16/2019 |  | 06/03/2019
Carrier Corp. - Syracuse | ICP Commercial | CHS072(H,L,S)(G,H)* | FHS072(H,L,S)B*A2* | HRCU-A-CB, Split System: Heat | Heat Pump | 575 | 3 |  | False |  |  | True | Single-Speed | 70000 | 5982 | 11.7 | 10.8 | 13.8 |  | 66000 | 5861 | 3.3 | 3.3 | 39000 | 4762 | 2.4 | Federally-Regulated Commercial & Industrial Equipment | 04/16/2019 |  | 06/03/2019
Carrier Corp. - Syracuse | ICP Commercial | CHS072(H,L,S)(G,H)* | FHS072(H,L,S)B*A2* | HRCU-A-CB, Split System: Heat | Heat Pump | 460 | 3 |  | False |  |  | True | Single-Speed | 70000 | 5982 | 11.7 | 10.8 | 13.8 |  | 66000 | 5861 | 3.3 | 3.3 | 39000 | 4762 | 2.4 | Federally-Regulated Commercial & Industrial Equipment | 04/16/2019 |  | 06/03/2019
Carrier Corp. - Syracuse | ICP Commercial | CHS072(H,L,S)(G,H)* | FHS072(H,L,S)B*A2* | HRCU-A-CB, Split System: Heat | Heat Pump | 230 | 3 |  | False |  |  | True | Single-Speed | 70000 | 5982 | 11.7 | 10.8 | 13.8 |  | 66000 | 5861 | 3.3 | 3.3 | 39000 | 4762 | 2.4 | Federally-Regulated Commercial & Industrial Equipment | 04/16/2019 |  | 06/03/2019
Carrier Corp. - Syracuse | ICP Commercial | CHS072(H,L,S)(G,H)* | FHS072(H,L,S)B*A2* | HRCU-A-CB, Split System: Heat | Heat Pump | 208 | 3 |  | False |  |  | True | Single-Speed | 70000 | 5982 | 11.7 | 10.8 | 13.8 |  | 66000 | 5861 | 3.3 | 3.3 | 39000 | 4762 | 2.4 | Federally-Regulated Commercial & Industrial Equipment | 04/16/2019 |  | 06/03/2019
Carrier Corp. - Syracuse | ICP Commercial | CHS121(H,L,S)(G,H)* | FHS120(H,L,S)**A2* | HRCU-A-CB, Split System: Heat | Heat Pump | 575 | 3 |  | False |  |  | True | Single-Speed | 112000 | 10181 | 11 | 10.8 | 13.8 |  | 106000 | 9413 | 3.3 | 3.3 | 66000 | 8059 | 2.4 | Federally-Regulated Commercial & Industrial Equipment | 04/16/2019 |  | 06/03/2019
Carrier Corp. - Syracuse | ICP Commercial | CHS121(H,L,S)(G,H)* | FHS120(H,L,S)**A2* | HRCU-A-CB, Split System: Heat | Heat Pump | 460 | 3 |  | False |  |  | True | Single-Speed | 112000 | 10181 | 11 | 10.8 | 13.8 |  | 106000 | 9413 | 3.3 | 3.3 | 66000 | 8059 | 2.4 | Federally-Regulated Commercial & Industrial Equipment | 04/16/2019 |  | 06/03/2019
Carrier Corp. - Syracuse | ICP Commercial | CHS121(H,L,S)(G,H)* | FHS120(H,L,S)**A2* | HRCU-A-CB, Split System: Heat | Heat Pump | 230 | 3 |  | False |  |  | True | Single-Speed | 112000 | 10181 | 11 | 10.8 | 13.8 |  | 106000 | 9413 | 3.3 | 3.3 | 66000 | 8059 | 2.4 | Federally-Regulated Commercial & Industrial Equipment | 04/16/2019 |  | 06/03/2019
Carrier Corp. - Syracuse | ICP Commercial | CHS121(H,L,S)(G,H)* | FHS120(H,L,S)**A2* | HRCU-A-CB, Split System: Heat | Heat Pump | 208 | 3 |  | False |  |  | True | Single-Speed | 112000 | 10181 | 11 | 10.8 | 13.8 |  | 106000 | 9413 | 3.3 | 3.3 | 66000 | 8059 | 2.4 | Federally-Regulated Commercial & Industrial Equipment | 04/16/2019 |  | 06/03/2019
Carrier Corp. - Syracuse | ICP Commercial | CHS072(H,L,S)(G,H)* | FHS072(H,L,S)A*A2* | HRCU-A-CB, Split System: Heat | Heat Pump | 575 | 3 |  | False |  |  | True | Single-Speed | 70000 | 5982 | 11.7 | 10.8 | 13.8 |  | 66000 | 5861 | 3.3 | 3.3 | 39000 | 4762 | 2.4 | Federally-Regulated Commercial & Industrial Equipment | 04/16/2019 |  | 06/03/2019
Carrier Corp. - Syracuse | ICP Commercial | CHS072(H,L,S)(G,H)* | FHS072(H,L,S)A*A2* | HRCU-A-CB, Split System: Heat | Heat Pump | 460 | 3 |  | False |  |  | True | Single-Speed | 70000 | 5982 | 11.7 | 10.8 | 13.8 |  | 66000 | 5861 | 3.3 | 3.3 | 39000 | 4762 | 2.4 | Federally-Regulated Commercial & Industrial Equipment | 04/16/2019 |  | 06/03/2019
Carrier Corp. - Syracuse | ICP Commercial | CHS072(H,L,S)(G,H)* | FHS072(H,L,S)A*A2* | HRCU-A-CB, Split System: Heat | Heat Pump | 230 | 3 |  | False |  |  | True | Single-Speed | 70000 | 5982 | 11.7 | 10.8 | 13.8 |  | 66000 | 5861 | 3.3 | 3.3 | 39000 | 4762 | 2.4 | Federally-Regulated Commercial & Industrial Equipment | 04/16/2019 |  | 06/03/2019
Carrier Corp. - Syracuse | ICP Commercial | CHS072(H,L,S)(G,H)* | FHS072(H,L,S)A*A2* | HRCU-A-CB, Split System: Heat | Heat Pump | 208 | 3 |  | False |  |  | True | Single-Speed | 70000 | 5982 | 11.7 | 10.8 | 13.8 |  | 66000 | 5861 | 3.3 | 3.3 | 39000 | 4762 | 2.4 | Federally-Regulated Commercial & Industrial Equipment | 04/16/2019 |  | 06/03/2019
Carrier Corp. - Syracuse | ICP Commercial | CHS091(H,L,S)(G,H)* | FHS091(H,L,S)B*A2* | HRCU-A-CB, Split System: Heat | Heat Pump | 575 | 3 |  | False |  |  | True | Single-Speed | 88000 | 8000 | 11 | 10.8 | 12.7 |  | 87000 | 7726 | 3.3 | 3.3 | 52000 | 6349 | 2.4 | Federally-Regulated Commercial & Industrial Equipment | 04/16/2019 |  | 06/03/2019
Carrier Corp. - Syracuse | ICP Commercial | CHS091(H,L,S)(G,H)* | FHS091(H,L,S)B*A2* | HRCU-A-CB, Split System: Heat | Heat Pump | 460 | 3 |  | False |  |  | True | Single-Speed | 88000 | 8000 | 11 | 10.8 | 12.7 |  | 87000 | 7726 | 3.3 | 3.3 | 52000 | 6349 | 2.4 | Federally-Regulated Commercial & Industrial Equipment | 04/16/2019 |  | 06/03/2019
Carrier Corp. - Syracuse | ICP Commercial | CHS091(H,L,S)(G,H)* | FHS091(H,L,S)B*A2* | HRCU-A-CB, Split System: Heat | Heat Pump | 230 | 3 |  | False |  |  | True | Single-Speed | 88000 | 8000 | 11 | 10.8 | 12.7 |  | 87000 | 7726 | 3.3 | 3.3 | 52000 | 6349 | 2.4 | Federally-Regulated Commercial & Industrial Equipment | 04/16/2019 |  | 06/03/2019
Carrier Corp. - Syracuse | ICP Commercial | CHS091(H,L,S)(G,H)* | FHS091(H,L,S)B*A2* | HRCU-A-CB, Split System: Heat | Heat Pump | 208 | 3 |  | False |  |  | True | Single-Speed | 88000 | 8000 | 11 | 10.8 | 12.7 |  | 87000 | 7726 | 3.3 | 3.3 | 52000 | 6349 | 2.4 | Federally-Regulated Commercial & Industrial Equipment | 04/16/2019 |  | 06/03/2019
Carrier Corp. - Syracuse | ICP Commercial | CHS091(H,L,S)(G,H)* | FHS091(H,L,S)A*A2* | HRCU-A-CB, Split System: Heat | Heat Pump | 575 | 3 |  | False |  |  | True | Single-Speed | 88000 | 8000 | 11 | 10.8 | 12.7 |  | 87000 | 7726 | 3.3 | 3.3 | 52000 | 6349 | 2.4 | Federally-Regulated Commercial & Industrial Equipment | 04/16/2019 |  | 06/03/2019
Carrier Corp. - Syracuse | ICP Commercial | CHS091(H,L,S)(G,H)* | FHS091(H,L,S)A*A2* | HRCU-A-CB, Split System: Heat | Heat Pump | 460 | 3 |  | False |  |  | True | Single-Speed | 88000 | 8000 | 11 | 10.8 | 12.7 |  | 87000 | 7726 | 3.3 | 3.3 | 52000 | 6349 | 2.4 | Federally-Regulated Commercial & Industrial Equipment | 04/16/2019 |  | 06/03/2019
Carrier Corp. - Syracuse | ICP Commercial | CHS091(H,L,S)(G,H)* | FHS091(H,L,S)A*A2* | HRCU-A-CB, Split System: Heat | Heat Pump | 230 | 3 |  | False |  |  | True | Single-Speed | 88000 | 8000 | 11 | 10.8 | 12.7 |  | 87000 | 7726 | 3.3 | 3.3 | 52000 | 6349 | 2.4 | Federally-Regulated Commercial & Industrial Equipment | 04/16/2019 |  | 06/03/2019
Carrier Corp. - Syracuse | ICP Commercial | CHS091(H,L,S)(G,H)* | FHS091(H,L,S)A*A2* | HRCU-A-CB, Split System: Heat | Heat Pump | 208 | 3 |  | False |  |  | True | Single-Speed | 88000 | 8000 | 11 | 10.8 | 12.7 |  | 87000 | 7726 | 3.3 | 3.3 | 52000 | 6349 | 2.4 | Federally-Regulated Commercial & Industrial Equipment | 04/16/2019 |  | 06/03/2019
Carrier Corp. - Syracuse | ICP Commercial | RHS243(H,L,S)*****TA* |  | HSP-A, Single-Package Heat Pum | Heat Pump | 575 | 3 | False |  |  |  | True | Single-Speed | 232000 | 21886 | 10.6 | 10.4 | 12 |  | 220000 | 19538 | 3.3 | 3.2 | 136000 | 17329 | 2.3 | Federally-Regulated Commercial & Industrial Equipment | 04/16/2019 |  | 06/03/2019
Carrier Corp. - Syracuse | ICP Commercial | RHS240(H,L,S)*****TA* |  | HSP-A, Single-Package Heat Pum | Heat Pump | 575 | 3 | False |  |  |  | True | Single-Speed | 232000 | 21886 | 10.6 | 10.4 | 12 |  | 220000 | 19538 | 3.3 | 3.2 | 136000 | 17329 | 2.3 | Federally-Regulated Commercial & Industrial Equipment | 04/16/2019 |  | 06/03/2019
Carrier Corp. - Syracuse | ICP Commercial | RHS183(H,L,S)*****TC* |  | HSP-A, Single-Package Heat Pum | Heat Pump | 575 | 3 | False |  |  |  | True | Single-Speed | 172000 | 16074 | 10.7 | 10.4 | 12 |  | 166000 | 14742 | 3.3 | 3.2 | 103000 | 12577 | 2.4 | Federally-Regulated Commercial & Industrial Equipment | 04/16/2019 |  | 06/03/2019
Carrier Corp. - Syracuse | ICP Commercial | RHS181(H,L,S)*****TC* |  | HSP-A, Single-Package Heat Pum | Heat Pump | 575 | 3 | False |  |  |  | True | Single-Speed | 172000 | 15925 | 10.8 | 10.4 | 12 |  | 166000 | 14742 | 3.3 | 3.2 | 103000 | 12577 | 2.4 | Federally-Regulated Commercial & Industrial Equipment | 04/16/2019 |  | 06/03/2019
Carrier Corp. - Syracuse | ICP Commercial | CHS240(H,L,S)(D,E)* | FHS240(H,L,S)**A2* | HRCU-A-CB, Split System: Heat | Heat Pump | 575 | 3 |  | False |  |  | True | Single-Speed | 222000 | 20747 | 10.7 | 10.4 | 12.5 |  | 214000 | 17919 | 3.5 | 3.2 | 130000 | 15874 | 2.4 | Federally-Regulated Commercial & Industrial Equipment | 04/16/2019 |  | 06/03/2019
Carrier Corp. - Syracuse | ICP Commercial | CHS240(H,L,S)(D,E)* | FHS240(H,L,S)**A2* | HRCU-A-CB, Split System: Heat | Heat Pump | 460 | 3 |  | False |  |  | True | Single-Speed | 222000 | 20747 | 10.7 | 10.4 | 12.5 |  | 214000 | 17919 | 3.5 | 3.2 | 130000 | 15874 | 2.4 | Federally-Regulated Commercial & Industrial Equipment | 04/16/2019 |  | 06/03/2019
Carrier Corp. - Syracuse | ICP Commercial | CHS240(H,L,S)(D,E)* | FHS240(H,L,S)**A2* | HRCU-A-CB, Split System: Heat | Heat Pump | 230 | 3 |  | False |  |  | True | Single-Speed | 222000 | 20747 | 10.7 | 10.4 | 12.5 |  | 214000 | 17919 | 3.5 | 3.2 | 130000 | 15874 | 2.4 | Federally-Regulated Commercial & Industrial Equipment | 04/16/2019 |  | 06/03/2019
Carrier Corp. - Syracuse | ICP Commercial | CHS240(H,L,S)(D,E)* | FHS240(H,L,S)**A2* | HRCU-A-CB, Split System: Heat | Heat Pump | 208 | 3 |  | False |  |  | True | Single-Speed | 222000 | 20747 | 10.7 | 10.4 | 12.5 |  | 214000 | 17919 | 3.5 | 3.2 | 130000 | 15874 | 2.4 | Federally-Regulated Commercial & Industrial Equipment | 04/16/2019 |  | 06/03/2019
Carrier Corp. - Syracuse | ICP Commercial | CHS180(H,L,S)(D,E)* | FHS180(H,L,S)**A2* | HRCU-A-CB, Split System: Heat | Heat Pump | 575 | 3 |  | False |  |  | True | Single-Speed | 178000 | 16792 | 10.6 | 10.4 | 12.5 |  | 178000 | 15343 | 3.4 | 3.2 | 108000 | 13188 | 2.4 | Federally-Regulated Commercial & Industrial Equipment | 04/16/2019 |  | 06/03/2019
Carrier Corp. - Syracuse | ICP Commercial | CHS180(H,L,S)(D,E)* | FHS180(H,L,S)**A2* | HRCU-A-CB, Split System: Heat | Heat Pump | 460 | 3 |  | False |  |  | True | Single-Speed | 178000 | 16792 | 10.6 | 10.4 | 12.5 |  | 178000 | 15343 | 3.4 | 3.2 | 108000 | 13188 | 2.4 | Federally-Regulated Commercial & Industrial Equipment | 04/16/2019 |  | 06/03/2019
Carrier Corp. - Syracuse | ICP Commercial | CHS180(H,L,S)(D,E)* | FHS180(H,L,S)**A2* | HRCU-A-CB, Split System: Heat | Heat Pump | 230 | 3 |  | False |  |  | True | Single-Speed | 178000 | 16792 | 10.6 | 10.4 | 12.5 |  | 178000 | 15343 | 3.4 | 3.2 | 108000 | 13188 | 2.4 | Federally-Regulated Commercial & Industrial Equipment | 04/16/2019 |  | 06/03/2019
Carrier Corp. - Syracuse | ICP Commercial | CHS180(H,L,S)(D,E)* | FHS180(H,L,S)**A2* | HRCU-A-CB, Split System: Heat | Heat Pump | 208 | 3 |  | False |  |  | True | Single-Speed | 178000 | 16792 | 10.6 | 10.4 | 12.5 |  | 178000 | 15343 | 3.4 | 3.2 | 108000 | 13188 | 2.4 | Federally-Regulated Commercial & Industrial Equipment | 04/16/2019 |  | 06/03/2019
Carrier Corp. - Syracuse | ICP Commercial | CHS091(H,L,S)(A,B)* | FHS091(M,S,K)**A0* | HRCU-A-CB, Split System: Heat | Heat Pump | 575 | 3 |  | False |  |  | True | Single-Speed | 88000 | 8000 | 11 | 10.8 | 12.2 |  | 86000 | 7637 | 3.3 | 3.3 | 51000 | 6227 | 2.4 | Federally-Regulated Commercial & Industrial Equipment | 04/16/2019 |  | 06/03/2019
Carrier Corp. - Syracuse | ICP Commercial | CHS091(H,L,S)(A,B)* | FHS091(M,S,K)**A0* | HRCU-A-CB, Split System: Heat | Heat Pump | 460 | 3 |  | False |  |  | True | Single-Speed | 88000 | 8000 | 11 | 10.8 | 12.2 |  | 86000 | 7637 | 3.3 | 3.3 | 51000 | 6227 | 2.4 | Federally-Regulated Commercial & Industrial Equipment | 04/16/2019 |  | 06/03/2019
Carrier Corp. - Syracuse | ICP Commercial | CHS091(H,L,S)(A,B)* | FHS091(M,S,K)**A0* | HRCU-A-CB, Split System: Heat | Heat Pump | 230 | 3 |  | False |  |  | True | Single-Speed | 88000 | 8000 | 11 | 10.8 | 12.2 |  | 86000 | 7637 | 3.3 | 3.3 | 51000 | 6227 | 2.4 | Federally-Regulated Commercial & Industrial Equipment | 04/16/2019 |  | 06/03/2019
Carrier Corp. - Syracuse | ICP Commercial | CHS091(H,L,S)(A,B)* | FHS091(M,S,K)**A0* | HRCU-A-CB, Split System: Heat | Heat Pump | 208 | 3 |  | False |  |  | True | Single-Speed | 88000 | 8000 | 11 | 10.8 | 12.2 |  | 86000 | 7637 | 3.3 | 3.3 | 51000 | 6227 | 2.4 | Federally-Regulated Commercial & Industrial Equipment | 04/16/2019 |  | 06/03/2019
Carrier Corp. - Syracuse | ICP Commercial | RHH102(H,L,S)******TA |  | HSP-A, Single-Package Heat Pum | Heat Pump | 575 | 3 | False |  |  |  | True | Single-Speed | 100000 | 8333 | 12 | 10.8 | 12.9 |  | 100000 | 8619 | 3.4 | 3.3 | 56000 | 7262 | 2.26 | Federally-Regulated Commercial & Industrial Equipment | 05/03/2019 |  | 06/03/2019
Carrier Corp. - Syracuse | ICP Commercial | RHH102(H,L,S)******TA |  | HSP-A, Single-Package Heat Pum | Heat Pump | 460 | 3 | False |  |  |  | True | Single-Speed | 100000 | 8333 | 12 | 10.8 | 12.9 |  | 100000 | 8619 | 3.4 | 3.3 | 56000 | 7262 | 2.26 | Federally-Regulated Commercial & Industrial Equipment | 05/03/2019 |  | 06/03/2019
Carrier Corp. - Syracuse | ICP Commercial | RHH102(H,L,S)******TA |  | HSP-A, Single-Package Heat Pum | Heat Pump | 230 | 3 | False |  |  |  | True | Single-Speed | 100000 | 8333 | 12 | 10.8 | 12.9 |  | 100000 | 8619 | 3.4 | 3.3 | 56000 | 7262 | 2.26 | Federally-Regulated Commercial & Industrial Equipment | 05/03/2019 |  | 06/03/2019
Carrier Corp. - Syracuse | ICP Commercial | RHH102(H,L,S)******TA |  | HSP-A, Single-Package Heat Pum | Heat Pump | 208 | 3 | False |  |  |  | True | Single-Speed | 100000 | 8333 | 12 | 10.8 | 12.9 |  | 100000 | 8619 | 3.4 | 3.3 | 56000 | 7262 | 2.26 | Federally-Regulated Commercial & Industrial Equipment | 05/03/2019 |  | 06/03/2019
Carrier Corp. - Syracuse | ICP Commercial | RHH102(H,L,S)******AA |  | HSP-A, Single-Package Heat Pum | Heat Pump | 575 | 3 | False |  |  |  | True | Single-Speed | 100000 | 8333 | 12 | 10.8 | 12.5 |  | 100000 | 8619 | 3.4 | 3.3 | 56000 | 7262 | 2.26 | Federally-Regulated Commercial & Industrial Equipment | 05/03/2019 |  | 06/03/2019
Carrier Corp. - Syracuse | ICP Commercial | RHH102(H,L,S)******AA |  | HSP-A, Single-Package Heat Pum | Heat Pump | 460 | 3 | False |  |  |  | True | Single-Speed | 100000 | 8333 | 12 | 10.8 | 12.5 |  | 100000 | 8619 | 3.4 | 3.3 | 56000 | 7262 | 2.26 | Federally-Regulated Commercial & Industrial Equipment | 05/03/2019 |  | 06/03/2019
Carrier Corp. - Syracuse | ICP Commercial | RHH102(H,L,S)******AA |  | HSP-A, Single-Package Heat Pum | Heat Pump | 230 | 3 | False |  |  |  | True | Single-Speed | 100000 | 8333 | 12 | 10.8 | 12.5 |  | 100000 | 8619 | 3.4 | 3.3 | 56000 | 7262 | 2.26 | Federally-Regulated Commercial & Industrial Equipment | 05/03/2019 |  | 06/03/2019
Carrier Corp. - Syracuse | ICP Commercial | RHH102(H,L,S)******AA |  | HSP-A, Single-Package Heat Pum | Heat Pump | 208 | 3 | False |  |  |  | True | Single-Speed | 100000 | 8333 | 12 | 10.8 | 12.5 |  | 100000 | 8619 | 3.4 | 3.3 | 56000 | 7262 | 2.26 | Federally-Regulated Commercial & Industrial Equipment | 05/03/2019 |  | 06/03/2019
Carrier Corp. - Syracuse | ICP Commercial | RHS150(H,L,S)******TA |  | HSP-A, Single-Package Heat Pum | Heat Pump | 575 | 3 | False |  |  |  | False | Single-Speed | 142000 | 13396 | 10.6 | 10.4 | 12 |  | 142000 | 13005 | 3.2 | 3.2 | 76000 | 10865 | 2.05 | Federally-Regulated Commercial & Industrial Equipment | 05/03/2019 |  | 06/03/2019
Carrier Corp. - Syracuse | ICP Commercial | RHS150(H,L,S)******TA |  | HSP-A, Single-Package Heat Pum | Heat Pump | 460 | 3 | False |  |  |  | False | Single-Speed | 142000 | 13396 | 10.6 | 10.4 | 12 |  | 142000 | 13005 | 3.2 | 3.2 | 76000 | 10865 | 2.05 | Federally-Regulated Commercial & Industrial Equipment | 05/03/2019 |  | 06/03/2019
Carrier Corp. - Syracuse | ICP Commercial | RHS150(H,L,S)******TA |  | HSP-A, Single-Package Heat Pum | Heat Pump | 230 | 3 | False |  |  |  | False | Single-Speed | 142000 | 13396 | 10.6 | 10.4 | 12 |  | 142000 | 13005 | 3.2 | 3.2 | 76000 | 10865 | 2.05 | Federally-Regulated Commercial & Industrial Equipment | 05/03/2019 |  | 06/03/2019
Carrier Corp. - Syracuse | ICP Commercial | RHS150(H,L,S)******TA |  | HSP-A, Single-Package Heat Pum | Heat Pump | 208 | 3 | False |  |  |  | False | Single-Speed | 142000 | 13396 | 10.6 | 10.4 | 12 |  | 142000 | 13005 | 3.2 | 3.2 | 76000 | 10865 | 2.05 | Federally-Regulated Commercial & Industrial Equipment | 05/03/2019 |  | 06/03/2019
Carrier Corp. - Syracuse | ICP Commercial | RHS(120,121)(H,L,S)******TA |  | HSP-A, Single-Package Heat Pum | Heat Pump | 575 | 3 | False |  |  |  | False | Single-Speed | 116000 | 10545 | 11 | 10.8 | 12.5 |  | 116000 | 9999 | 3.4 | 3.3 | 63000 | 8206 | 2.25 | Federally-Regulated Commercial & Industrial Equipment | 05/03/2019 |  | 06/03/2019
Carrier Corp. - Syracuse | ICP Commercial | RHS(120,121)(H,L,S)******TA |  | HSP-A, Single-Package Heat Pum | Heat Pump | 460 | 3 | False |  |  |  | False | Single-Speed | 116000 | 10545 | 11 | 10.8 | 12.5 |  | 116000 | 9999 | 3.4 | 3.3 | 63000 | 8206 | 2.25 | Federally-Regulated Commercial & Industrial Equipment | 05/03/2019 |  | 06/03/2019
Carrier Corp. - Syracuse | ICP Commercial | RHS(120,121)(H,L,S)******TA |  | HSP-A, Single-Package Heat Pum | Heat Pump | 230 | 3 | False |  |  |  | False | Single-Speed | 116000 | 10545 | 11 | 10.8 | 12.5 |  | 116000 | 9999 | 3.4 | 3.3 | 63000 | 8206 | 2.25 | Federally-Regulated Commercial & Industrial Equipment | 05/03/2019 |  | 06/03/2019
Carrier Corp. - Syracuse | ICP Commercial | RHS(120,121)(H,L,S)******TA |  | HSP-A, Single-Package Heat Pum | Heat Pump | 208 | 3 | False |  |  |  | False | Single-Speed | 116000 | 10545 | 11 | 10.8 | 12.5 |  | 116000 | 9999 | 3.4 | 3.3 | 63000 | 8206 | 2.25 | Federally-Regulated Commercial & Industrial Equipment | 05/03/2019 |  | 06/03/2019
Carrier Corp. - Syracuse | ICP Commercial | RHS102H******TA |  | HSP-A, Single-Package Heat Pum | Heat Pump | 208 | 3 | False |  |  |  | False | Single-Speed | 98000 | 8750 | 11.2 | 10.8 | 12.5 |  | 94000 | 8348 | 3.3 | 3.3 | 53000 | 6903 | 2.25 | Federally-Regulated Commercial & Industrial Equipment | 05/03/2019 |  | 06/03/2019
Carrier Corp. - Syracuse | ICP Commercial | RHS090(L,S)******TA |  | HSP-A, Single-Package Heat Pum | Heat Pump | 575 | 3 | False |  |  |  | False | Single-Speed | 88000 | 7857 | 11.2 | 10.8 | 12.5 |  | 86000 | 7413 | 3.4 | 3.3 | 44000 | 5731 | 2.25 | Federally-Regulated Commercial & Industrial Equipment | 05/03/2019 |  | 06/03/2019
Carrier Corp. - Syracuse | ICP Commercial | RHS090(L,S)******TA |  | HSP-A, Single-Package Heat Pum | Heat Pump | 460 | 3 | False |  |  |  | False | Single-Speed | 88000 | 7857 | 11.2 | 10.8 | 12.5 |  | 86000 | 7413 | 3.4 | 3.3 | 44000 | 5731 | 2.25 | Federally-Regulated Commercial & Industrial Equipment | 05/03/2019 |  | 06/03/2019
Carrier Corp. - Syracuse | ICP Commercial | RHS102H******AA |  | HSP-A, Single-Package Heat Pum | Heat Pump | 208 | 3 | False |  |  |  | False | Single-Speed | 98000 | 8750 | 11.2 | 10.8 | 12.2 |  | 94000 | 8348 | 3.3 | 3.3 | 53000 | 6903 | 2.25 | Federally-Regulated Commercial & Industrial Equipment | 05/03/2019 |  | 06/03/2019
Carrier Corp. - Syracuse | ICP Commercial | RHS090H******TA |  | HSP-A, Single-Package Heat Pum | Heat Pump | 230 | 3 | False |  |  |  | False | Single-Speed | 88000 | 7857 | 11.2 | 10.8 | 12.5 |  | 86000 | 7413 | 3.4 | 3.3 | 44000 | 5731 | 2.25 | Federally-Regulated Commercial & Industrial Equipment | 05/03/2019 |  | 06/03/2019
Carrier Corp. - Syracuse | ICP Commercial | RHS090H******TA |  | HSP-A, Single-Package Heat Pum | Heat Pump | 208 | 3 | False |  |  |  | False | Single-Speed | 87000 | 7767 | 11.2 | 10.8 | 12.5 |  | 86000 | 7413 | 3.4 | 3.3 | 44000 | 5731 | 2.25 | Federally-Regulated Commercial & Industrial Equipment | 05/03/2019 |  | 06/03/2019
Carrier Corp. - Syracuse | ICP Commercial | RHS090(L,S)******AA |  | HSP-A, Single-Package Heat Pum | Heat Pump | 575 | 3 | False |  |  |  | False | Single-Speed | 88000 | 7857 | 11.2 | 10.8 | 12.2 |  | 86000 | 7413 | 3.4 | 3.3 | 44000 | 5731 | 2.25 | Federally-Regulated Commercial & Industrial Equipment | 05/03/2019 |  | 06/03/2019
Carrier Corp. - Syracuse | ICP Commercial | RHS090(L,S)******AA |  | HSP-A, Single-Package Heat Pum | Heat Pump | 460 | 3 | False |  |  |  | False | Single-Speed | 88000 | 7857 | 11.2 | 10.8 | 12.2 |  | 86000 | 7413 | 3.4 | 3.3 | 44000 | 5731 | 2.25 | Federally-Regulated Commercial & Industrial Equipment | 05/03/2019 |  | 06/03/2019
Carrier Corp. - Syracuse | ICP Commercial | RHS090H******AA |  | HSP-A, Single-Package Heat Pum | Heat Pump | 230 | 3 | False |  |  |  | False | Single-Speed | 88000 | 7857 | 11.2 | 10.8 | 12.2 |  | 86000 | 7413 | 3.4 | 3.3 | 44000 | 5731 | 2.25 | Federally-Regulated Commercial & Industrial Equipment | 05/03/2019 |  | 06/03/2019
Carrier Corp. - Syracuse | ICP Commercial | RHS090H******AA |  | HSP-A, Single-Package Heat Pum | Heat Pump | 208 | 3 | False |  |  |  | False | Single-Speed | 87000 | 7767 | 11.2 | 10.8 | 12.2 |  | 86000 | 7413 | 3.4 | 3.3 | 44000 | 5731 | 2.25 | Federally-Regulated Commercial & Industrial Equipment | 05/03/2019 |  | 06/03/2019
Carrier Corp. - Syracuse | ICP Commercial | RHS102(L,S)******TA |  | HSP-A, Single-Package Heat Pum | Heat Pump | 575 | 3 | False |  |  |  | False | Single-Speed | 99000 | 8839 | 11.2 | 10.8 | 12.5 |  | 96000 | 8525 | 3.3 | 3.3 | 54500 | 7098 | 2.25 | Federally-Regulated Commercial & Industrial Equipment | 05/03/2019 |  | 06/03/2019
Carrier Corp. - Syracuse | ICP Commercial | RHS102(L,S)******TA |  | HSP-A, Single-Package Heat Pum | Heat Pump | 460 | 3 | False |  |  |  | False | Single-Speed | 99000 | 8839 | 11.2 | 10.8 | 12.5 |  | 96000 | 8525 | 3.3 | 3.3 | 54500 | 7098 | 2.25 | Federally-Regulated Commercial & Industrial Equipment | 05/03/2019 |  | 06/03/2019
Carrier Corp. - Syracuse | ICP Commercial | RHS102(L,S)******AA |  | HSP-A, Single-Package Heat Pum | Heat Pump | 575 | 3 | False |  |  |  | False | Single-Speed | 99000 | 8839 | 11.2 | 10.8 | 12.2 |  | 96000 | 8525 | 3.3 | 3.3 | 54500 | 7098 | 2.25 | Federally-Regulated Commercial & Industrial Equipment | 05/03/2019 |  | 06/03/2019
Carrier Corp. - Syracuse | ICP Commercial | RHS102(L,S)******AA |  | HSP-A, Single-Package Heat Pum | Heat Pump | 460 | 3 | False |  |  |  | False | Single-Speed | 99000 | 8839 | 11.2 | 10.8 | 12.2 |  | 96000 | 8525 | 3.3 | 3.3 | 54500 | 7098 | 2.25 | Federally-Regulated Commercial & Industrial Equipment | 05/03/2019 |  | 06/03/2019
Carrier Corp. - Syracuse | Bryant Heating & Cooling Systems | 548J(P,E,T)07*********(D,E)A |  | HSP-A, Single-Package Heat Pum | Heat Pump | 575 | 3 | False |  |  |  | False | Single-Speed | 69000 | 6216 | 11.1 | 10.8 | 12.7 |  | 66000 | 5526 | 3.5 | 3.3 | 29000 | 3777 | 2.25 | Federally-Regulated Commercial & Industrial Equipment | 05/02/2019 |  | 06/03/2019
Carrier Corp. - Syracuse | Bryant Heating & Cooling Systems | 548J(P,E,T)07*********(D,E)A |  | HSP-A, Single-Package Heat Pum | Heat Pump | 460 | 3 | False |  |  |  | False | Single-Speed | 69000 | 6216 | 11.1 | 10.8 | 12.7 |  | 66000 | 5526 | 3.5 | 3.3 | 29000 | 3777 | 2.25 | Federally-Regulated Commercial & Industrial Equipment | 05/02/2019 |  | 06/03/2019
Carrier Corp. - Syracuse | Bryant Heating & Cooling Systems | 548J(P,E,T)07*********(D,E)A |  | HSP-A, Single-Package Heat Pum | Heat Pump | 230 | 3 | False |  |  |  | False | Single-Speed | 69000 | 6216 | 11.1 | 10.8 | 12.7 |  | 66000 | 5526 | 3.5 | 3.3 | 31500 | 4103 | 2.25 | Federally-Regulated Commercial & Industrial Equipment | 05/02/2019 |  | 06/03/2019
Carrier Corp. - Syracuse | Bryant Heating & Cooling Systems | 548J(P,E,T)07*********(D,E)A |  | HSP-A, Single-Package Heat Pum | Heat Pump | 208 | 3 | False |  |  |  | False | Single-Speed | 69000 | 6216 | 11.1 | 10.8 | 12.7 |  | 66000 | 5526 | 3.5 | 3.3 | 29000 | 3777 | 2.25 | Federally-Regulated Commercial & Industrial Equipment | 05/02/2019 |  | 06/03/2019
Carrier Corp. - Syracuse | CARRIER CORPORATION | 50TCQ*07***(5,6,1)A***(G,J,K,M)* |  | HSP-A, Single-Package Heat Pum | Heat Pump | 575 | 3 | False |  |  |  | False | Single-Speed | 69000 | 6216 | 11.1 | 10.8 | 12.7 |  | 66000 | 5526 | 3.5 | 3.3 | 29000 | 3777 | 2.25 | Federally-Regulated Commercial & Industrial Equipment | 05/02/2019 |  | 06/03/2019
Carrier Corp. - Syracuse | CARRIER CORPORATION | 50TCQ*07***(5,6,1)A***(G,J,K,M)* |  | HSP-A, Single-Package Heat Pum | Heat Pump | 460 | 3 | False |  |  |  | False | Single-Speed | 69000 | 6216 | 11.1 | 10.8 | 12.7 |  | 66000 | 5526 | 3.5 | 3.3 | 29000 | 3777 | 2.25 | Federally-Regulated Commercial & Industrial Equipment | 05/02/2019 |  | 06/03/2019
Carrier Corp. - Syracuse | CARRIER CORPORATION | 50TCQ*07***(5,6,1)A***(G,J,K,M)* |  | HSP-A, Single-Package Heat Pum | Heat Pump | 230 | 3 | False |  |  |  | False | Single-Speed | 69000 | 6216 | 11.1 | 10.8 | 12.7 |  | 66000 | 5526 | 3.5 | 3.3 | 31500 | 4103 | 2.25 | Federally-Regulated Commercial & Industrial Equipment | 05/02/2019 |  | 06/03/2019
Carrier Corp. - Syracuse | CARRIER CORPORATION | 50TCQ*07***(5,6,1)A***(G,J,K,M)* |  | HSP-A, Single-Package Heat Pum | Heat Pump | 208 | 3 | False |  |  |  | False | Single-Speed | 69000 | 6216 | 11.1 | 10.8 | 12.7 |  | 66000 | 5526 | 3.5 | 3.3 | 29000 | 3777 | 2.25 | Federally-Regulated Commercial & Industrial Equipment | 05/02/2019 |  | 06/03/2019
Carrier Corp. - Syracuse | CARRIER CORPORATION | 50TCQD17F7M6-44558 |  | HSP-A, Single-Package Heat Pum | Heat Pump | 460 | 3 | False |  |  |  | True | Single-Speed | 172000 | 16074 | 10.7 | 10.4 | 12 |  | 166000 | 14742 | 3.3 | 3.2 | 103000 | 12577 | 2.4 | Federally-Regulated Commercial & Industrial Equipment | 04/16/2019 |  | 06/03/2019
Carrier Corp. - Syracuse | CARRIER CORPORATION | 50TCQD12A2P6038724 |  | HSP-A, Single-Package Heat Pum | Heat Pump | 575 | 3 | False |  |  |  | False | Single-Speed | 116000 | 10545 | 11 | 10.8 | 12.5 |  | 116000 | 9999 | 3.4 | 3.3 | 63000 | 8206 | 2.25 | Federally-Regulated Commercial & Industrial Equipment | 05/02/2019 |  | 06/03/2019
Carrier Corp. - Syracuse | CARRIER CORPORATION | 50TCQD12A2P6038724 |  | HSP-A, Single-Package Heat Pum | Heat Pump | 460 | 3 | False |  |  |  | False | Single-Speed | 116000 | 10545 | 11 | 10.8 | 12.5 |  | 116000 | 9999 | 3.4 | 3.3 | 63000 | 8206 | 2.25 | Federally-Regulated Commercial & Industrial Equipment | 05/02/2019 |  | 06/03/2019
Carrier Corp. - Syracuse | CARRIER CORPORATION | 50TCQD12A2P6038724 |  | HSP-A, Single-Package Heat Pum | Heat Pump | 230 | 3 | False |  |  |  | False | Single-Speed | 116000 | 10545 | 11 | 10.8 | 12.5 |  | 116000 | 9999 | 3.4 | 3.3 | 63000 | 8206 | 2.25 | Federally-Regulated Commercial & Industrial Equipment | 05/02/2019 |  | 06/03/2019
Carrier Corp. - Syracuse | CARRIER CORPORATION | 50TCQD12A2P6038724 |  | HSP-A, Single-Package Heat Pum | Heat Pump | 208 | 3 | False |  |  |  | False | Single-Speed | 116000 | 10545 | 11 | 10.8 | 12.5 |  | 116000 | 9999 | 3.4 | 3.3 | 63000 | 8206 | 2.25 | Federally-Regulated Commercial & Industrial Equipment | 05/02/2019 |  | 06/03/2019
Carrier Corp. - Syracuse | CARRIER CORPORATION | 38AUQA12A0A5037862 | 40RUQA12T*A(5,6,1)A* | HRCU-A-CB, Split System: Heat | Heat Pump | 575 | 3 |  | False |  |  | True | Single-Speed | 112000 | 10181 | 11 | 10.8 | 12.2 |  | 106000 | 9413 | 3.3 | 3.3 | 66000 | 8059 | 2.4 | Federally-Regulated Commercial & Industrial Equipment | 04/16/2019 |  | 06/03/2019
Carrier Corp. - Syracuse | CARRIER CORPORATION | 38AUQA12A0A5037862 | 40RUQA12T*A(5,6,1)A* | HRCU-A-CB, Split System: Heat | Heat Pump | 460 | 3 |  | False |  |  | True | Single-Speed | 112000 | 10181 | 11 | 10.8 | 12.2 |  | 106000 | 9413 | 3.3 | 3.3 | 66000 | 8059 | 2.4 | Federally-Regulated Commercial & Industrial Equipment | 04/16/2019 |  | 06/03/2019
Carrier Corp. - Syracuse | CARRIER CORPORATION | 38AUQA12A0A5037862 | 40RUQA12T*A(5,6,1)A* | HRCU-A-CB, Split System: Heat | Heat Pump | 230 | 3 |  | False |  |  | True | Single-Speed | 112000 | 10181 | 11 | 10.8 | 12.2 |  | 106000 | 9413 | 3.3 | 3.3 | 66000 | 8059 | 2.4 | Federally-Regulated Commercial & Industrial Equipment | 04/16/2019 |  | 06/03/2019
Carrier Corp. - Syracuse | CARRIER CORPORATION | 38AUQA12A0A5037862 | 40RUQA12T*A(5,6,1)A* | HRCU-A-CB, Split System: Heat | Heat Pump | 208 | 3 |  | False |  |  | True | Single-Speed | 112000 | 10181 | 11 | 10.8 | 12.2 |  | 106000 | 9413 | 3.3 | 3.3 | 66000 | 8059 | 2.4 | Federally-Regulated Commercial & Industrial Equipment | 04/16/2019 |  | 06/03/2019
Carrier Corp. - Syracuse | CARRIER CORPORATION | 50HCQD08A2A6037422 |  | HSP-A, Single-Package Heat Pum | Heat Pump | 575 | 3 | False |  |  |  | True | Single-Speed | 90000 | 7438 | 12.1 | 10.8 | 13.7 |  | 84000 | 7033 | 3.5 | 3.3 | 47000 | 5739 | 2.4 | Federally-Regulated Commercial & Industrial Equipment | 04/16/2019 |  | 06/03/2019
Carrier Corp. - Syracuse | CARRIER CORPORATION | 50HCQD08A2A6037422 |  | HSP-A, Single-Package Heat Pum | Heat Pump | 460 | 3 | False |  |  |  | True | Single-Speed | 90000 | 7438 | 12.1 | 10.8 | 13.7 |  | 84000 | 7033 | 3.5 | 3.3 | 47000 | 5739 | 2.4 | Federally-Regulated Commercial & Industrial Equipment | 04/16/2019 |  | 06/03/2019
Carrier Corp. - Syracuse | CARRIER CORPORATION | 50HCQD08A2A6037422 |  | HSP-A, Single-Package Heat Pum | Heat Pump | 230 | 3 | False |  |  |  | True | Single-Speed | 90000 | 7438 | 12.1 | 10.8 | 13.7 |  | 84000 | 7033 | 3.5 | 3.3 | 47000 | 5739 | 2.4 | Federally-Regulated Commercial & Industrial Equipment | 04/16/2019 |  | 06/03/2019
Carrier Corp. - Syracuse | CARRIER CORPORATION | 50HCQD08A2A6037422 |  | HSP-A, Single-Package Heat Pum | Heat Pump | 208 | 3 | False |  |  |  | True | Single-Speed | 90000 | 7438 | 12.1 | 10.8 | 13.7 |  | 84000 | 7033 | 3.5 | 3.3 | 47000 | 5739 | 2.4 | Federally-Regulated Commercial & Industrial Equipment | 04/16/2019 |  | 06/03/2019
Carrier Corp. - Syracuse | CARRIER CORPORATION | 50HCQD09K2P6036407 |  | HSP-A, Single-Package Heat Pum | Heat Pump | 575 | 3 | False |  |  |  | True | Single-Speed | 100000 | 8333 | 12 | 10.8 | 12.5 |  | 100000 | 8619 | 3.4 | 3.3 | 56000 | 7262 | 2.26 | Federally-Regulated Commercial & Industrial Equipment | 05/02/2019 |  | 06/03/2019
Carrier Corp. - Syracuse | CARRIER CORPORATION | 50HCQD09K2P6036407 |  | HSP-A, Single-Package Heat Pum | Heat Pump | 460 | 3 | False |  |  |  | True | Single-Speed | 100000 | 8333 | 12 | 10.8 | 12.5 |  | 100000 | 8619 | 3.4 | 3.3 | 56000 | 7262 | 2.26 | Federally-Regulated Commercial & Industrial Equipment | 05/02/2019 |  | 06/03/2019
Carrier Corp. - Syracuse | CARRIER CORPORATION | 50HCQD09K2P6036407 |  | HSP-A, Single-Package Heat Pum | Heat Pump | 230 | 3 | False |  |  |  | True | Single-Speed | 100000 | 8333 | 12 | 10.8 | 12.5 |  | 100000 | 8619 | 3.4 | 3.3 | 56000 | 7262 | 2.26 | Federally-Regulated Commercial & Industrial Equipment | 05/02/2019 |  | 06/03/2019
Carrier Corp. - Syracuse | CARRIER CORPORATION | 50HCQD09K2P6036407 |  | HSP-A, Single-Package Heat Pum | Heat Pump | 208 | 3 | False |  |  |  | True | Single-Speed | 100000 | 8333 | 12 | 10.8 | 12.5 |  | 100000 | 8619 | 3.4 | 3.3 | 56000 | 7262 | 2.26 | Federally-Regulated Commercial & Industrial Equipment | 05/02/2019 |  | 06/03/2019
Carrier Corp. - Syracuse | CARRIER CORPORATION | 50HCQD12K2P6036405 |  | HSP-A, Single-Package Heat Pum | Heat Pump | 575 | 3 | False |  |  |  | True | Single-Speed | 119000 | 9674 | 12.3 | 10.8 | 13 |  | 116000 | 9713 | 3.5 | 3.3 | 65000 | 7937 | 2.4 | Federally-Regulated Commercial & Industrial Equipment | 04/16/2019 |  | 06/03/2019
Carrier Corp. - Syracuse | CARRIER CORPORATION | 50HCQD12K2P6036405 |  | HSP-A, Single-Package Heat Pum | Heat Pump | 460 | 3 | False |  |  |  | True | Single-Speed | 119000 | 9674 | 12.3 | 10.8 | 13 |  | 116000 | 9713 | 3.5 | 3.3 | 65000 | 7937 | 2.4 | Federally-Regulated Commercial & Industrial Equipment | 04/16/2019 |  | 06/03/2019
Carrier Corp. - Syracuse | CARRIER CORPORATION | 50HCQD12K2P6036405 |  | HSP-A, Single-Package Heat Pum | Heat Pump | 230 | 3 | False |  |  |  | True | Single-Speed | 119000 | 9674 | 12.3 | 10.8 | 13 |  | 116000 | 9713 | 3.5 | 3.3 | 65000 | 7937 | 2.4 | Federally-Regulated Commercial & Industrial Equipment | 04/16/2019 |  | 06/03/2019
Carrier Corp. - Syracuse | CARRIER CORPORATION | 50HCQD12K2P6036405 |  | HSP-A, Single-Package Heat Pum | Heat Pump | 208 | 3 | False |  |  |  | True | Single-Speed | 119000 | 9674 | 12.3 | 10.8 | 13 |  | 116000 | 9713 | 3.5 | 3.3 | 65000 | 7937 | 2.4 | Federally-Regulated Commercial & Industrial Equipment | 04/16/2019 |  | 06/03/2019
Carrier Corp. - Syracuse | CARRIER CORPORATION | 50TCQD08A2M5036439 |  | HSP-A, Single-Package Heat Pum | Heat Pump | 230 | 3 | False |  |  |  | False | Single-Speed | 88000 | 7857 | 11.2 | 10.8 | 12.2 |  | 86000 | 7413 | 3.4 | 3.3 | 44000 | 5731 | 2.25 | Federally-Regulated Commercial & Industrial Equipment | 05/02/2019 |  | 06/03/2019
Carrier Corp. - Syracuse | CARRIER CORPORATION | 50TCQD08A2M5036439 |  | HSP-A, Single-Package Heat Pum | Heat Pump | 208 | 3 | False |  |  |  | False | Single-Speed | 87000 | 7767 | 11.2 | 10.8 | 12.2 |  | 86000 | 7413 | 3.4 | 3.3 | 44000 | 5731 | 2.25 | Federally-Regulated Commercial & Industrial Equipment | 05/02/2019 |  | 06/03/2019
Carrier Corp. - Syracuse | CARRIER CORPORATION | 50TCQD17A2E6-41493 |  | HSP-A, Single-Package Heat Pum | Heat Pump | 460 | 3 | False |  |  |  | True | Single-Speed | 172000 | 15925 | 10.8 | 10.4 | 11.5 |  | 166000 | 14742 | 3.3 | 3.2 | 103000 | 12577 | 2.4 | Federally-Regulated Commercial & Industrial Equipment | 04/16/2019 |  | 06/03/2019
Carrier Corp. - Syracuse | CARRIER CORPORATION | 50TCQD17J2B6-41077 |  | HSP-A, Single-Package Heat Pum | Heat Pump | 460 | 3 | False |  |  |  | True | Single-Speed | 172000 | 15925 | 10.8 | 10.4 | 11.5 |  | 166000 | 14742 | 3.3 | 3.2 | 103000 | 12577 | 2.4 | Federally-Regulated Commercial & Industrial Equipment | 04/16/2019 |  | 06/03/2019
Carrier Corp. - Syracuse | CARRIER CORPORATION | 50TCQD09A2E6036628 |  | HSP-A, Single-Package Heat Pum | Heat Pump | 575 | 3 | False |  |  |  | False | Single-Speed | 99000 | 8839 | 11.2 | 10.8 | 12.2 |  | 96000 | 8525 | 3.3 | 3.3 | 54500 | 7098 | 2.25 | Federally-Regulated Commercial & Industrial Equipment | 05/02/2019 |  | 06/03/2019
Carrier Corp. - Syracuse | CARRIER CORPORATION | 50TCQD09A2E6036628 |  | HSP-A, Single-Package Heat Pum | Heat Pump | 460 | 3 | False |  |  |  | False | Single-Speed | 99000 | 8839 | 11.2 | 10.8 | 12.2 |  | 96000 | 8525 | 3.3 | 3.3 | 54500 | 7098 | 2.25 | Federally-Regulated Commercial & Industrial Equipment | 05/02/2019 |  | 06/03/2019
Carrier Corp. - Syracuse | CARRIER CORPORATION | 50TCQD08A2E6036627 |  | HSP-A, Single-Package Heat Pum | Heat Pump | 575 | 3 | False |  |  |  | False | Single-Speed | 88000 | 7857 | 11.2 | 10.8 | 12.2 |  | 86000 | 7413 | 3.4 | 3.3 | 44000 | 5731 | 2.25 | Federally-Regulated Commercial & Industrial Equipment | 05/02/2019 |  | 06/03/2019
Carrier Corp. - Syracuse | CARRIER CORPORATION | 50TCQD08A2E6036627 |  | HSP-A, Single-Package Heat Pum | Heat Pump | 460 | 3 | False |  |  |  | False | Single-Speed | 88000 | 7857 | 11.2 | 10.8 | 12.2 |  | 86000 | 7413 | 3.4 | 3.3 | 44000 | 5731 | 2.25 | Federally-Regulated Commercial & Industrial Equipment | 05/02/2019 |  | 06/03/2019
Carrier Corp. - Syracuse | CARRIER CORPORATION | 50HCQ(D,G)07***(5,6,1)A***(A,C,D,F)* |  | HSP-A, Single-Package Heat Pum | Heat Pump | 575 | 3 | False |  |  |  | True | Dual-Speed | 70000 | 5833 | 12 | 10.8 | 14 |  | 69000 | 5947 | 3.4 | 3.3 | 38000 | 4640 | 2.4 | Federally-Regulated Commercial & Industrial Equipment | 04/16/2019 |  | 06/03/2019
Carrier Corp. - Syracuse | CARRIER CORPORATION | 50HCQ(D,G)07***(5,6,1)A***(A,C,D,F)* |  | HSP-A, Single-Package Heat Pum | Heat Pump | 460 | 3 | False |  |  |  | True | Dual-Speed | 70000 | 5833 | 12 | 10.8 | 14 |  | 69000 | 5947 | 3.4 | 3.3 | 38000 | 4640 | 2.4 | Federally-Regulated Commercial & Industrial Equipment | 04/16/2019 |  | 06/03/2019
Carrier Corp. - Syracuse | CARRIER CORPORATION | 50HCQ(D,G)07***(5,6,1)A***(A,C,D,F)* |  | HSP-A, Single-Package Heat Pum | Heat Pump | 230 | 3 | False |  |  |  | True | Dual-Speed | 70000 | 5833 | 12 | 10.8 | 14 |  | 69000 | 5947 | 3.4 | 3.3 | 38000 | 4640 | 2.4 | Federally-Regulated Commercial & Industrial Equipment | 04/16/2019 |  | 06/03/2019
Carrier Corp. - Syracuse | CARRIER CORPORATION | 50HCQ(D,G)07***(5,6,1)A***(A,C,D,F)* |  | HSP-A, Single-Package Heat Pum | Heat Pump | 208 | 3 | False |  |  |  | True | Dual-Speed | 70000 | 5833 | 12 | 10.8 | 14 |  | 69000 | 5947 | 3.4 | 3.3 | 38000 | 4640 | 2.4 | Federally-Regulated Commercial & Industrial Equipment | 04/16/2019 |  | 06/03/2019
Carrier Corp. - Syracuse | CARRIER CORPORATION | 50HCQ(D,G)07***(5,6,1)A***(G,J,K,M)* |  | HSP-A, Single-Package Heat Pum | Heat Pump | 575 | 3 | False |  |  |  | True | Dual-Speed | 70000 | 5833 | 12 | 10.8 | 15.6 |  | 69000 | 5947 | 3.4 | 3.3 | 38000 | 4640 | 2.4 | Federally-Regulated Commercial & Industrial Equipment | 04/16/2019 |  | 06/03/2019
Carrier Corp. - Syracuse | CARRIER CORPORATION | 50HCQ(D,G)07***(5,6,1)A***(G,J,K,M)* |  | HSP-A, Single-Package Heat Pum | Heat Pump | 460 | 3 | False |  |  |  | True | Dual-Speed | 70000 | 5833 | 12 | 10.8 | 15.6 |  | 69000 | 5947 | 3.4 | 3.3 | 38000 | 4640 | 2.4 | Federally-Regulated Commercial & Industrial Equipment | 04/16/2019 |  | 06/03/2019
Carrier Corp. - Syracuse | CARRIER CORPORATION | 50HCQ(D,G)07***(5,6,1)A***(G,J,K,M)* |  | HSP-A, Single-Package Heat Pum | Heat Pump | 230 | 3 | False |  |  |  | True | Dual-Speed | 70000 | 5833 | 12 | 10.8 | 15.6 |  | 69000 | 5947 | 3.4 | 3.3 | 38000 | 4640 | 2.4 | Federally-Regulated Commercial & Industrial Equipment | 04/16/2019 |  | 06/03/2019
Carrier Corp. - Syracuse | CARRIER CORPORATION | 50HCQ(D,G)07***(5,6,1)A***(G,J,K,M)* |  | HSP-A, Single-Package Heat Pum | Heat Pump | 208 | 3 | False |  |  |  | True | Dual-Speed | 70000 | 5833 | 12 | 10.8 | 15.6 |  | 69000 | 5947 | 3.4 | 3.3 | 38000 | 4640 | 2.4 | Federally-Regulated Commercial & Industrial Equipment | 04/16/2019 |  | 06/03/2019
Carrier Corp. - Syracuse | CARRIER CORPORATION | 50HCQ(A,F)07***(5,6,1)A* |  | HSP-A, Single-Package Heat Pum | Heat Pump | 575 | 3 | False |  |  |  | True | Single-Speed | 72000 | 6000 | 12 | 10.8 | 12.8 |  | 70000 | 6033 | 3.4 | 3.3 | 39000 | 4762 | 2.4 | Federally-Regulated Commercial & Industrial Equipment | 04/16/2019 |  | 06/03/2019
Carrier Corp. - Syracuse | CARRIER CORPORATION | 50HCQ(A,F)07***(5,6,1)A* |  | HSP-A, Single-Package Heat Pum | Heat Pump | 460 | 3 | False |  |  |  | True | Single-Speed | 72000 | 6000 | 12 | 10.8 | 12.8 |  | 70000 | 6033 | 3.4 | 3.3 | 39000 | 4762 | 2.4 | Federally-Regulated Commercial & Industrial Equipment | 04/16/2019 |  | 06/03/2019
Carrier Corp. - Syracuse | CARRIER CORPORATION | 50HCQ(A,F)07***(5,6,1)A* |  | HSP-A, Single-Package Heat Pum | Heat Pump | 230 | 3 | False |  |  |  | True | Single-Speed | 72000 | 6000 | 12 | 10.8 | 12.8 |  | 70000 | 6033 | 3.4 | 3.3 | 39000 | 4762 | 2.4 | Federally-Regulated Commercial & Industrial Equipment | 04/16/2019 |  | 06/03/2019
Carrier Corp. - Syracuse | CARRIER CORPORATION | 50HCQ(A,F)07***(5,6,1)A* |  | HSP-A, Single-Package Heat Pum | Heat Pump | 208 | 3 | False |  |  |  | True | Single-Speed | 72000 | 6000 | 12 | 10.8 | 12.8 |  | 70000 | 6033 | 3.4 | 3.3 | 39000 | 4762 | 2.4 | Federally-Regulated Commercial & Industrial Equipment | 04/16/2019 |  | 06/03/2019
Carrier Corp. - Syracuse | CARRIER CORPORATION | 50HCQD08B2A5033966 |  | HSP-A, Single-Package Heat Pum | Heat Pump | 575 | 3 | False |  |  |  | True | Single-Speed | 90000 | 7438 | 12.1 | 10.8 | 12.9 |  | 84000 | 7033 | 3.5 | 3.3 | 47000 | 5739 | 2.4 | Federally-Regulated Commercial & Industrial Equipment | 04/16/2019 |  | 06/03/2019
Carrier Corp. - Syracuse | CARRIER CORPORATION | 50HCQD08B2A5033966 |  | HSP-A, Single-Package Heat Pum | Heat Pump | 460 | 3 | False |  |  |  | True | Single-Speed | 90000 | 7438 | 12.1 | 10.8 | 12.9 |  | 84000 | 7033 | 3.5 | 3.3 | 47000 | 5739 | 2.4 | Federally-Regulated Commercial & Industrial Equipment | 04/16/2019 |  | 06/03/2019
Carrier Corp. - Syracuse | CARRIER CORPORATION | 50HCQD08B2A5033966 |  | HSP-A, Single-Package Heat Pum | Heat Pump | 230 | 3 | False |  |  |  | True | Single-Speed | 90000 | 7438 | 12.1 | 10.8 | 12.9 |  | 84000 | 7033 | 3.5 | 3.3 | 47000 | 5739 | 2.4 | Federally-Regulated Commercial & Industrial Equipment | 04/16/2019 |  | 06/03/2019
Carrier Corp. - Syracuse | CARRIER CORPORATION | 50HCQD08B2A5033966 |  | HSP-A, Single-Package Heat Pum | Heat Pump | 208 | 3 | False |  |  |  | True | Single-Speed | 90000 | 7438 | 12.1 | 10.8 | 12.9 |  | 84000 | 7033 | 3.5 | 3.3 | 47000 | 5739 | 2.4 | Federally-Regulated Commercial & Industrial Equipment | 04/16/2019 |  | 06/03/2019
Carrier Corp. - Syracuse | CARRIER CORPORATION | 50HCQD08B2M5034358 |  | HSP-A, Single-Package Heat Pum | Heat Pump | 575 | 3 | False |  |  |  | True | Single-Speed | 90000 | 7438 | 12.1 | 10.8 | 12.9 |  | 84000 | 7033 | 3.5 | 3.3 | 47000 | 5739 | 2.4 | Federally-Regulated Commercial & Industrial Equipment | 04/16/2019 |  | 06/03/2019
Carrier Corp. - Syracuse | CARRIER CORPORATION | 50HCQD08B2M5034358 |  | HSP-A, Single-Package Heat Pum | Heat Pump | 460 | 3 | False |  |  |  | True | Single-Speed | 90000 | 7438 | 12.1 | 10.8 | 12.9 |  | 84000 | 7033 | 3.5 | 3.3 | 47000 | 5739 | 2.4 | Federally-Regulated Commercial & Industrial Equipment | 04/16/2019 |  | 06/03/2019
Carrier Corp. - Syracuse | CARRIER CORPORATION | 50HCQD08B2M5034358 |  | HSP-A, Single-Package Heat Pum | Heat Pump | 230 | 3 | False |  |  |  | True | Single-Speed | 90000 | 7438 | 12.1 | 10.8 | 12.9 |  | 84000 | 7033 | 3.5 | 3.3 | 47000 | 5739 | 2.4 | Federally-Regulated Commercial & Industrial Equipment | 04/16/2019 |  | 06/03/2019
Carrier Corp. - Syracuse | CARRIER CORPORATION | 50HCQD08B2M5034358 |  | HSP-A, Single-Package Heat Pum | Heat Pump | 208 | 3 | False |  |  |  | True | Single-Speed | 90000 | 7438 | 12.1 | 10.8 | 12.9 |  | 84000 | 7033 | 3.5 | 3.3 | 47000 | 5739 | 2.4 | Federally-Regulated Commercial & Industrial Equipment | 04/16/2019 |  | 06/03/2019
Carrier Corp. - Syracuse | CARRIER CORPORATION | 50HCQD08B2M5034158 |  | HSP-A, Single-Package Heat Pum | Heat Pump | 575 | 3 | False |  |  |  | True | Single-Speed | 90000 | 7438 | 12.1 | 10.8 | 12.9 |  | 84000 | 7033 | 3.5 | 3.3 | 47000 | 5739 | 2.4 | Federally-Regulated Commercial & Industrial Equipment | 04/16/2019 |  | 06/03/2019
Carrier Corp. - Syracuse | CARRIER CORPORATION | 50HCQD08B2M5034158 |  | HSP-A, Single-Package Heat Pum | Heat Pump | 460 | 3 | False |  |  |  | True | Single-Speed | 90000 | 7438 | 12.1 | 10.8 | 12.9 |  | 84000 | 7033 | 3.5 | 3.3 | 47000 | 5739 | 2.4 | Federally-Regulated Commercial & Industrial Equipment | 04/16/2019 |  | 06/03/2019
Carrier Corp. - Syracuse | CARRIER CORPORATION | 50HCQD08B2M5034158 |  | HSP-A, Single-Package Heat Pum | Heat Pump | 230 | 3 | False |  |  |  | True | Single-Speed | 90000 | 7438 | 12.1 | 10.8 | 12.9 |  | 84000 | 7033 | 3.5 | 3.3 | 47000 | 5739 | 2.4 | Federally-Regulated Commercial & Industrial Equipment | 04/16/2019 |  | 06/03/2019
Carrier Corp. - Syracuse | CARRIER CORPORATION | 50HCQD08B2M5034158 |  | HSP-A, Single-Package Heat Pum | Heat Pump | 208 | 3 | False |  |  |  | True | Single-Speed | 90000 | 7438 | 12.1 | 10.8 | 12.9 |  | 84000 | 7033 | 3.5 | 3.3 | 47000 | 5739 | 2.4 | Federally-Regulated Commercial & Industrial Equipment | 04/16/2019 |  | 06/03/2019
Carrier Corp. - Syracuse | CARRIER CORPORATION | 50HCQD08B2A5033969 |  | HSP-A, Single-Package Heat Pum | Heat Pump | 575 | 3 | False |  |  |  | True | Single-Speed | 90000 | 7438 | 12.1 | 10.8 | 12.9 |  | 84000 | 7033 | 3.5 | 3.3 | 47000 | 5739 | 2.4 | Federally-Regulated Commercial & Industrial Equipment | 04/16/2019 |  | 06/03/2019
Carrier Corp. - Syracuse | CARRIER CORPORATION | 50HCQD08B2A5033969 |  | HSP-A, Single-Package Heat Pum | Heat Pump | 460 | 3 | False |  |  |  | True | Single-Speed | 90000 | 7438 | 12.1 | 10.8 | 12.9 |  | 84000 | 7033 | 3.5 | 3.3 | 47000 | 5739 | 2.4 | Federally-Regulated Commercial & Industrial Equipment | 04/16/2019 |  | 06/03/2019
Carrier Corp. - Syracuse | CARRIER CORPORATION | 50HCQD08B2A5033969 |  | HSP-A, Single-Package Heat Pum | Heat Pump | 230 | 3 | False |  |  |  | True | Single-Speed | 90000 | 7438 | 12.1 | 10.8 | 12.9 |  | 84000 | 7033 | 3.5 | 3.3 | 47000 | 5739 | 2.4 | Federally-Regulated Commercial & Industrial Equipment | 04/16/2019 |  | 06/03/2019
Carrier Corp. - Syracuse | CARRIER CORPORATION | 50HCQD08B2A5033969 |  | HSP-A, Single-Package Heat Pum | Heat Pump | 208 | 3 | False |  |  |  | True | Single-Speed | 90000 | 7438 | 12.1 | 10.8 | 12.9 |  | 84000 | 7033 | 3.5 | 3.3 | 47000 | 5739 | 2.4 | Federally-Regulated Commercial & Industrial Equipment | 04/16/2019 |  | 06/03/2019
Carrier Corp. - Syracuse | CARRIER CORPORATION | 50HCQD08B2M5034438 |  | HSP-A, Single-Package Heat Pum | Heat Pump | 575 | 3 | False |  |  |  | True | Single-Speed | 90000 | 7438 | 12.1 | 10.8 | 12.9 |  | 84000 | 7033 | 3.5 | 3.3 | 47000 | 5739 | 2.4 | Federally-Regulated Commercial & Industrial Equipment | 04/16/2019 |  | 06/03/2019
Carrier Corp. - Syracuse | CARRIER CORPORATION | 50HCQD08B2M5034438 |  | HSP-A, Single-Package Heat Pum | Heat Pump | 460 | 3 | False |  |  |  | True | Single-Speed | 90000 | 7438 | 12.1 | 10.8 | 12.9 |  | 84000 | 7033 | 3.5 | 3.3 | 47000 | 5739 | 2.4 | Federally-Regulated Commercial & Industrial Equipment | 04/16/2019 |  | 06/03/2019
Carrier Corp. - Syracuse | CARRIER CORPORATION | 50HCQD08B2M5034438 |  | HSP-A, Single-Package Heat Pum | Heat Pump | 230 | 3 | False |  |  |  | True | Single-Speed | 90000 | 7438 | 12.1 | 10.8 | 12.9 |  | 84000 | 7033 | 3.5 | 3.3 | 47000 | 5739 | 2.4 | Federally-Regulated Commercial & Industrial Equipment | 04/16/2019 |  | 06/03/2019
Carrier Corp. - Syracuse | CARRIER CORPORATION | 50HCQD08B2M5034438 |  | HSP-A, Single-Package Heat Pum | Heat Pump | 208 | 3 | False |  |  |  | True | Single-Speed | 90000 | 7438 | 12.1 | 10.8 | 12.9 |  | 84000 | 7033 | 3.5 | 3.3 | 47000 | 5739 | 2.4 | Federally-Regulated Commercial & Industrial Equipment | 04/16/2019 |  | 06/03/2019
Carrier Corp. - Syracuse | CARRIER CORPORATION | 50TCQD12B2A5033265 |  | HSP-A, Single-Package Heat Pum | Heat Pump | 575 | 3 | False |  |  |  | False | Single-Speed | 116000 | 10545 | 11 | 10.8 | 12.5 |  | 116000 | 9999 | 3.4 | 3.3 | 63000 | 8206 | 2.25 | Federally-Regulated Commercial & Industrial Equipment | 05/02/2019 |  | 06/03/2019
Carrier Corp. - Syracuse | CARRIER CORPORATION | 50TCQD12B2A5033265 |  | HSP-A, Single-Package Heat Pum | Heat Pump | 460 | 3 | False |  |  |  | False | Single-Speed | 116000 | 10545 | 11 | 10.8 | 12.5 |  | 116000 | 9999 | 3.4 | 3.3 | 63000 | 8206 | 2.25 | Federally-Regulated Commercial & Industrial Equipment | 05/02/2019 |  | 06/03/2019
Carrier Corp. - Syracuse | CARRIER CORPORATION | 50TCQD12B2A5033265 |  | HSP-A, Single-Package Heat Pum | Heat Pump | 230 | 3 | False |  |  |  | False | Single-Speed | 116000 | 10545 | 11 | 10.8 | 12.5 |  | 116000 | 9999 | 3.4 | 3.3 | 63000 | 8206 | 2.25 | Federally-Regulated Commercial & Industrial Equipment | 05/02/2019 |  | 06/03/2019
Carrier Corp. - Syracuse | CARRIER CORPORATION | 50TCQD12B2A5033265 |  | HSP-A, Single-Package Heat Pum | Heat Pump | 208 | 3 | False |  |  |  | False | Single-Speed | 116000 | 10545 | 11 | 10.8 | 12.5 |  | 116000 | 9999 | 3.4 | 3.3 | 63000 | 8206 | 2.25 | Federally-Regulated Commercial & Industrial Equipment | 05/02/2019 |  | 06/03/2019
Carrier Corp. - Syracuse | CARRIER CORPORATION | 50HCQD12D2N5032227 |  | HSP-A, Single-Package Heat Pum | Heat Pump | 575 | 3 | False |  |  |  | True | Single-Speed | 119000 | 9674 | 12.3 | 10.8 | 13.6 |  | 116000 | 9713 | 3.5 | 3.3 | 65000 | 7937 | 2.4 | Federally-Regulated Commercial & Industrial Equipment | 04/16/2019 |  | 06/03/2019
Carrier Corp. - Syracuse | CARRIER CORPORATION | 50HCQD12D2N5032227 |  | HSP-A, Single-Package Heat Pum | Heat Pump | 460 | 3 | False |  |  |  | True | Single-Speed | 119000 | 9674 | 12.3 | 10.8 | 13.6 |  | 116000 | 9713 | 3.5 | 3.3 | 65000 | 7937 | 2.4 | Federally-Regulated Commercial & Industrial Equipment | 04/16/2019 |  | 06/03/2019
Carrier Corp. - Syracuse | CARRIER CORPORATION | 50HCQD12D2N5032227 |  | HSP-A, Single-Package Heat Pum | Heat Pump | 230 | 3 | False |  |  |  | True | Single-Speed | 119000 | 9674 | 12.3 | 10.8 | 13.6 |  | 116000 | 9713 | 3.5 | 3.3 | 65000 | 7937 | 2.4 | Federally-Regulated Commercial & Industrial Equipment | 04/16/2019 |  | 06/03/2019
Carrier Corp. - Syracuse | CARRIER CORPORATION | 50HCQD12D2N5032227 |  | HSP-A, Single-Package Heat Pum | Heat Pump | 208 | 3 | False |  |  |  | True | Single-Speed | 119000 | 9674 | 12.3 | 10.8 | 13.6 |  | 116000 | 9713 | 3.5 | 3.3 | 65000 | 7937 | 2.4 | Federally-Regulated Commercial & Industrial Equipment | 04/16/2019 |  | 06/03/2019
Carrier Corp. - Syracuse | CARRIER CORPORATION | 50HCQD12D2N5032584 |  | HSP-A, Single-Package Heat Pum | Heat Pump | 575 | 3 | False |  |  |  | True | Single-Speed | 119000 | 9674 | 12.3 | 10.8 | 13.6 |  | 116000 | 9713 | 3.5 | 3.3 | 65000 | 7937 | 2.4 | Federally-Regulated Commercial & Industrial Equipment | 04/16/2019 |  | 06/03/2019
Carrier Corp. - Syracuse | CARRIER CORPORATION | 50HCQD12D2N5032584 |  | HSP-A, Single-Package Heat Pum | Heat Pump | 460 | 3 | False |  |  |  | True | Single-Speed | 119000 | 9674 | 12.3 | 10.8 | 13.6 |  | 116000 | 9713 | 3.5 | 3.3 | 65000 | 7937 | 2.4 | Federally-Regulated Commercial & Industrial Equipment | 04/16/2019 |  | 06/03/2019
Carrier Corp. - Syracuse | CARRIER CORPORATION | 50HCQD12D2N5032584 |  | HSP-A, Single-Package Heat Pum | Heat Pump | 230 | 3 | False |  |  |  | True | Single-Speed | 119000 | 9674 | 12.3 | 10.8 | 13.6 |  | 116000 | 9713 | 3.5 | 3.3 | 65000 | 7937 | 2.4 | Federally-Regulated Commercial & Industrial Equipment | 04/16/2019 |  | 06/03/2019
Carrier Corp. - Syracuse | CARRIER CORPORATION | 50HCQD12D2N5032584 |  | HSP-A, Single-Package Heat Pum | Heat Pump | 208 | 3 | False |  |  |  | True | Single-Speed | 119000 | 9674 | 12.3 | 10.8 | 13.6 |  | 116000 | 9713 | 3.5 | 3.3 | 65000 | 7937 | 2.4 | Federally-Regulated Commercial & Industrial Equipment | 04/16/2019 |  | 06/03/2019
Carrier Corp. - Syracuse | CARRIER CORPORATION | 50HCQD12D2N5032228 |  | HSP-A, Single-Package Heat Pum | Heat Pump | 575 | 3 | False |  |  |  | True | Single-Speed | 119000 | 9674 | 12.3 | 10.8 | 13.6 |  | 116000 | 9713 | 3.5 | 3.3 | 65000 | 7937 | 2.4 | Federally-Regulated Commercial & Industrial Equipment | 04/16/2019 |  | 06/03/2019
Carrier Corp. - Syracuse | CARRIER CORPORATION | 50HCQD12D2N5032228 |  | HSP-A, Single-Package Heat Pum | Heat Pump | 460 | 3 | False |  |  |  | True | Single-Speed | 119000 | 9674 | 12.3 | 10.8 | 13.6 |  | 116000 | 9713 | 3.5 | 3.3 | 65000 | 7937 | 2.4 | Federally-Regulated Commercial & Industrial Equipment | 04/16/2019 |  | 06/03/2019
Carrier Corp. - Syracuse | CARRIER CORPORATION | 50HCQD12D2N5032228 |  | HSP-A, Single-Package Heat Pum | Heat Pump | 230 | 3 | False |  |  |  | True | Single-Speed | 119000 | 9674 | 12.3 | 10.8 | 13.6 |  | 116000 | 9713 | 3.5 | 3.3 | 65000 | 7937 | 2.4 | Federally-Regulated Commercial & Industrial Equipment | 04/16/2019 |  | 06/03/2019
Carrier Corp. - Syracuse | CARRIER CORPORATION | 50HCQD12D2N5032228 |  | HSP-A, Single-Package Heat Pum | Heat Pump | 208 | 3 | False |  |  |  | True | Single-Speed | 119000 | 9674 | 12.3 | 10.8 | 13.6 |  | 116000 | 9713 | 3.5 | 3.3 | 65000 | 7937 | 2.4 | Federally-Regulated Commercial & Industrial Equipment | 04/16/2019 |  | 06/03/2019
Carrier Corp. - Syracuse | CARRIER CORPORATION | 38AUQ(D,E)12A0*(5,6,1)A* | 40RUQA12T*A(5,6,1)A* | HRCU-A-CB, Split System: Heat | Heat Pump | 575 | 3 |  | False |  |  | True | Single-Speed | 112000 | 10181 | 11 | 10.8 | 13.8 |  | 106000 | 9413 | 3.3 | 3.3 | 66000 | 8059 | 2.4 | Federally-Regulated Commercial & Industrial Equipment | 04/16/2019 |  | 06/03/2019
Carrier Corp. - Syracuse | CARRIER CORPORATION | 38AUQ(D,E)12A0*(5,6,1)A* | 40RUQA12T*A(5,6,1)A* | HRCU-A-CB, Split System: Heat | Heat Pump | 460 | 3 |  | False |  |  | True | Single-Speed | 112000 | 10181 | 11 | 10.8 | 13.8 |  | 106000 | 9413 | 3.3 | 3.3 | 66000 | 8059 | 2.4 | Federally-Regulated Commercial & Industrial Equipment | 04/16/2019 |  | 06/03/2019
Carrier Corp. - Syracuse | CARRIER CORPORATION | 38AUQ(D,E)12A0*(5,6,1)A* | 40RUQA12T*A(5,6,1)A* | HRCU-A-CB, Split System: Heat | Heat Pump | 230 | 3 |  | False |  |  | True | Single-Speed | 112000 | 10181 | 11 | 10.8 | 13.8 |  | 106000 | 9413 | 3.3 | 3.3 | 66000 | 8059 | 2.4 | Federally-Regulated Commercial & Industrial Equipment | 04/16/2019 |  | 06/03/2019
Carrier Corp. - Syracuse | CARRIER CORPORATION | 38AUQ(D,E)12A0*(5,6,1)A* | 40RUQA12T*A(5,6,1)A* | HRCU-A-CB, Split System: Heat | Heat Pump | 208 | 3 |  | False |  |  | True | Single-Speed | 112000 | 10181 | 11 | 10.8 | 13.8 |  | 106000 | 9413 | 3.3 | 3.3 | 66000 | 8059 | 2.4 | Federally-Regulated Commercial & Industrial Equipment | 04/16/2019 |  | 06/03/2019
Carrier Corp. - Syracuse | CARRIER CORPORATION | 38AUQ(A,B)07A0*(5,6,1)A* | 40RUQA07A*A(3,6,1)A* | HRCU-A-CB, Split System: Heat | Heat Pump | 575 | 3 |  | False |  |  | True | Single-Speed | 70000 | 6363 | 11 | 10.8 | 12.6 |  | 65000 | 5772 | 3.3 | 3.3 | 39000 | 4762 | 2.4 | Federally-Regulated Commercial & Industrial Equipment | 04/16/2019 |  | 06/03/2019
Carrier Corp. - Syracuse | CARRIER CORPORATION | 38AUQ(A,B)07A0*(5,6,1)A* | 40RUQA07A*A(3,6,1)A* | HRCU-A-CB, Split System: Heat | Heat Pump | 460 | 3 |  | False |  |  | True | Single-Speed | 70000 | 6363 | 11 | 10.8 | 12.6 |  | 65000 | 5772 | 3.3 | 3.3 | 39000 | 4762 | 2.4 | Federally-Regulated Commercial & Industrial Equipment | 04/16/2019 |  | 06/03/2019
Carrier Corp. - Syracuse | CARRIER CORPORATION | 38AUQ(A,B)07A0*(5,6,1)A* | 40RUQA07A*A(3,6,1)A* | HRCU-A-CB, Split System: Heat | Heat Pump | 230 | 3 |  | False |  |  | True | Single-Speed | 70000 | 6363 | 11 | 10.8 | 12.6 |  | 65000 | 5772 | 3.3 | 3.3 | 39000 | 4762 | 2.4 | Federally-Regulated Commercial & Industrial Equipment | 04/16/2019 |  | 06/03/2019
Carrier Corp. - Syracuse | CARRIER CORPORATION | 38AUQ(A,B)07A0*(5,6,1)A* | 40RUQA07A*A(3,6,1)A* | HRCU-A-CB, Split System: Heat | Heat Pump | 208 | 3 |  | False |  |  | True | Single-Speed | 70000 | 6363 | 11 | 10.8 | 12.6 |  | 65000 | 5772 | 3.3 | 3.3 | 39000 | 4762 | 2.4 | Federally-Regulated Commercial & Industrial Equipment | 04/16/2019 |  | 06/03/2019
Carrier Corp. - Syracuse | CARRIER CORPORATION | 38AUQ(D,E)07A0*(5,6,1)A* | 40RUQA07T3A(5,6,1)A* | HRCU-A-CB, Split System: Heat | Heat Pump | 575 | 3 |  | False |  |  | True | Single-Speed | 70000 | 5982 | 11.7 | 10.8 | 13.8 |  | 66000 | 5861 | 3.3 | 3.3 | 39000 | 4762 | 2.4 | Federally-Regulated Commercial & Industrial Equipment | 04/16/2019 |  | 06/03/2019
Carrier Corp. - Syracuse | CARRIER CORPORATION | 38AUQ(D,E)07A0*(5,6,1)A* | 40RUQA07T3A(5,6,1)A* | HRCU-A-CB, Split System: Heat | Heat Pump | 460 | 3 |  | False |  |  | True | Single-Speed | 70000 | 5982 | 11.7 | 10.8 | 13.8 |  | 66000 | 5861 | 3.3 | 3.3 | 39000 | 4762 | 2.4 | Federally-Regulated Commercial & Industrial Equipment | 04/16/2019 |  | 06/03/2019
Carrier Corp. - Syracuse | CARRIER CORPORATION | 38AUQ(D,E)07A0*(5,6,1)A* | 40RUQA07T3A(5,6,1)A* | HRCU-A-CB, Split System: Heat | Heat Pump | 230 | 3 |  | False |  |  | True | Single-Speed | 70000 | 5982 | 11.7 | 10.8 | 13.8 |  | 66000 | 5861 | 3.3 | 3.3 | 39000 | 4762 | 2.4 | Federally-Regulated Commercial & Industrial Equipment | 04/16/2019 |  | 06/03/2019
Carrier Corp. - Syracuse | CARRIER CORPORATION | 38AUQ(D,E)07A0*(5,6,1)A* | 40RUQA07T3A(5,6,1)A* | HRCU-A-CB, Split System: Heat | Heat Pump | 208 | 3 |  | False |  |  | True | Single-Speed | 70000 | 5982 | 11.7 | 10.8 | 13.8 |  | 66000 | 5861 | 3.3 | 3.3 | 39000 | 4762 | 2.4 | Federally-Regulated Commercial & Industrial Equipment | 04/16/2019 |  | 06/03/2019
Carrier Corp. - Syracuse | CARRIER CORPORATION | 38AUQ(D,E)07A0*(5,6,1)A* | 40RUQA07T(1,2)A(5,6,1)A* | HRCU-A-CB, Split System: Heat | Heat Pump | 575 | 3 |  | False |  |  | True | Single-Speed | 70000 | 5982 | 11.7 | 10.8 | 13.8 |  | 66000 | 5861 | 3.3 | 3.3 | 39000 | 4762 | 2.4 | Federally-Regulated Commercial & Industrial Equipment | 04/16/2019 |  | 06/03/2019
Carrier Corp. - Syracuse | CARRIER CORPORATION | 38AUQ(D,E)07A0*(5,6,1)A* | 40RUQA07T(1,2)A(5,6,1)A* | HRCU-A-CB, Split System: Heat | Heat Pump | 460 | 3 |  | False |  |  | True | Single-Speed | 70000 | 5982 | 11.7 | 10.8 | 13.8 |  | 66000 | 5861 | 3.3 | 3.3 | 39000 | 4762 | 2.4 | Federally-Regulated Commercial & Industrial Equipment | 04/16/2019 |  | 06/03/2019
Carrier Corp. - Syracuse | CARRIER CORPORATION | 38AUQ(D,E)07A0*(5,6,1)A* | 40RUQA07T(1,2)A(5,6,1)A* | HRCU-A-CB, Split System: Heat | Heat Pump | 230 | 3 |  | False |  |  | True | Single-Speed | 70000 | 5982 | 11.7 | 10.8 | 13.8 |  | 66000 | 5861 | 3.3 | 3.3 | 39000 | 4762 | 2.4 | Federally-Regulated Commercial & Industrial Equipment | 04/16/2019 |  | 06/03/2019
Carrier Corp. - Syracuse | CARRIER CORPORATION | 38AUQ(D,E)07A0*(5,6,1)A* | 40RUQA07T(1,2)A(5,6,1)A* | HRCU-A-CB, Split System: Heat | Heat Pump | 208 | 3 |  | False |  |  | True | Single-Speed | 70000 | 5982 | 11.7 | 10.8 | 13.8 |  | 66000 | 5861 | 3.3 | 3.3 | 39000 | 4762 | 2.4 | Federally-Regulated Commercial & Industrial Equipment | 04/16/2019 |  | 06/03/2019
Carrier Corp. - Syracuse | CARRIER CORPORATION | 38AUQ(A,B)07A0*(5,6,1)A* | 40RUQA08A*A(3,6,1)A* | HRCU-A-CB, Split System: Heat | Heat Pump | 575 | 3 |  | False |  |  | True | Single-Speed | 72000 | 6000 | 12 | 10.8 | 13.2 |  | 68000 | 5386 | 3.7 | 3.3 | 39000 | 4571 | 2.5 | Federally-Regulated Commercial & Industrial Equipment | 04/16/2019 |  | 06/03/2019
Carrier Corp. - Syracuse | CARRIER CORPORATION | 38AUQ(A,B)07A0*(5,6,1)A* | 40RUQA08A*A(3,6,1)A* | HRCU-A-CB, Split System: Heat | Heat Pump | 460 | 3 |  | False |  |  | True | Single-Speed | 72000 | 6000 | 12 | 10.8 | 13.2 |  | 68000 | 5386 | 3.7 | 3.3 | 39000 | 4571 | 2.5 | Federally-Regulated Commercial & Industrial Equipment | 04/16/2019 |  | 06/03/2019
Carrier Corp. - Syracuse | CARRIER CORPORATION | 38AUQ(A,B)07A0*(5,6,1)A* | 40RUQA08A*A(3,6,1)A* | HRCU-A-CB, Split System: Heat | Heat Pump | 230 | 3 |  | False |  |  | True | Single-Speed | 72000 | 6000 | 12 | 10.8 | 13.2 |  | 68000 | 5386 | 3.7 | 3.3 | 39000 | 4571 | 2.5 | Federally-Regulated Commercial & Industrial Equipment | 04/16/2019 |  | 06/03/2019
Carrier Corp. - Syracuse | CARRIER CORPORATION | 38AUQ(A,B)07A0*(5,6,1)A* | 40RUQA08A*A(3,6,1)A* | HRCU-A-CB, Split System: Heat | Heat Pump | 208 | 3 |  | False |  |  | True | Single-Speed | 72000 | 6000 | 12 | 10.8 | 13.2 |  | 68000 | 5386 | 3.7 | 3.3 | 39000 | 4571 | 2.5 | Federally-Regulated Commercial & Industrial Equipment | 04/16/2019 |  | 06/03/2019
Carrier Corp. - Syracuse | CARRIER CORPORATION | 50HCQD08B2A5031587 |  | HSP-A, Single-Package Heat Pum | Heat Pump | 575 | 3 | False |  |  |  | True | Single-Speed | 90000 | 7438 | 12.1 | 10.8 | 12.9 |  | 84000 | 7033 | 3.5 | 3.3 | 47000 | 5739 | 2.4 | Federally-Regulated Commercial & Industrial Equipment | 04/16/2019 |  | 06/03/2019
Carrier Corp. - Syracuse | CARRIER CORPORATION | 50HCQD08B2A5031587 |  | HSP-A, Single-Package Heat Pum | Heat Pump | 460 | 3 | False |  |  |  | True | Single-Speed | 90000 | 7438 | 12.1 | 10.8 | 12.9 |  | 84000 | 7033 | 3.5 | 3.3 | 47000 | 5739 | 2.4 | Federally-Regulated Commercial & Industrial Equipment | 04/16/2019 |  | 06/03/2019
Carrier Corp. - Syracuse | CARRIER CORPORATION | 50HCQD08B2A5031587 |  | HSP-A, Single-Package Heat Pum | Heat Pump | 230 | 3 | False |  |  |  | True | Single-Speed | 90000 | 7438 | 12.1 | 10.8 | 12.9 |  | 84000 | 7033 | 3.5 | 3.3 | 47000 | 5739 | 2.4 | Federally-Regulated Commercial & Industrial Equipment | 04/16/2019 |  | 06/03/2019
Carrier Corp. - Syracuse | CARRIER CORPORATION | 50HCQD08B2A5031587 |  | HSP-A, Single-Package Heat Pum | Heat Pump | 208 | 3 | False |  |  |  | True | Single-Speed | 90000 | 7438 | 12.1 | 10.8 | 12.9 |  | 84000 | 7033 | 3.5 | 3.3 | 47000 | 5739 | 2.4 | Federally-Regulated Commercial & Industrial Equipment | 04/16/2019 |  | 06/03/2019
Carrier Corp. - Syracuse | CARRIER CORPORATION | 50HCQD12D2N5029539 |  | HSP-A, Single-Package Heat Pum | Heat Pump | 575 | 3 | False |  |  |  | True | Single-Speed | 119000 | 9674 | 12.3 | 10.8 | 13.6 |  | 116000 | 9713 | 3.5 | 3.3 | 65000 | 7937 | 2.4 | Federally-Regulated Commercial & Industrial Equipment | 04/16/2019 |  | 06/03/2019
Carrier Corp. - Syracuse | CARRIER CORPORATION | 50HCQD12D2N5029539 |  | HSP-A, Single-Package Heat Pum | Heat Pump | 460 | 3 | False |  |  |  | True | Single-Speed | 119000 | 9674 | 12.3 | 10.8 | 13.6 |  | 116000 | 9713 | 3.5 | 3.3 | 65000 | 7937 | 2.4 | Federally-Regulated Commercial & Industrial Equipment | 04/16/2019 |  | 06/03/2019
Carrier Corp. - Syracuse | CARRIER CORPORATION | 50HCQD12D2N5029539 |  | HSP-A, Single-Package Heat Pum | Heat Pump | 230 | 3 | False |  |  |  | True | Single-Speed | 119000 | 9674 | 12.3 | 10.8 | 13.6 |  | 116000 | 9713 | 3.5 | 3.3 | 65000 | 7937 | 2.4 | Federally-Regulated Commercial & Industrial Equipment | 04/16/2019 |  | 06/03/2019
Carrier Corp. - Syracuse | CARRIER CORPORATION | 50HCQD12D2N5029539 |  | HSP-A, Single-Package Heat Pum | Heat Pump | 208 | 3 | False |  |  |  | True | Single-Speed | 119000 | 9674 | 12.3 | 10.8 | 13.6 |  | 116000 | 9713 | 3.5 | 3.3 | 65000 | 7937 | 2.4 | Federally-Regulated Commercial & Industrial Equipment | 04/16/2019 |  | 06/03/2019
Carrier Corp. - Syracuse | CARRIER CORPORATION | 50HCQD08B2A5031463 |  | HSP-A, Single-Package Heat Pum | Heat Pump | 575 | 3 | False |  |  |  | True | Single-Speed | 90000 | 7438 | 12.1 | 10.8 | 12.9 |  | 84000 | 7033 | 3.5 | 3.3 | 47000 | 5739 | 2.4 | Federally-Regulated Commercial & Industrial Equipment | 04/16/2019 |  | 06/03/2019
Carrier Corp. - Syracuse | CARRIER CORPORATION | 50HCQD08B2A5031463 |  | HSP-A, Single-Package Heat Pum | Heat Pump | 460 | 3 | False |  |  |  | True | Single-Speed | 90000 | 7438 | 12.1 | 10.8 | 12.9 |  | 84000 | 7033 | 3.5 | 3.3 | 47000 | 5739 | 2.4 | Federally-Regulated Commercial & Industrial Equipment | 04/16/2019 |  | 06/03/2019
Carrier Corp. - Syracuse | CARRIER CORPORATION | 50HCQD08B2A5031463 |  | HSP-A, Single-Package Heat Pum | Heat Pump | 230 | 3 | False |  |  |  | True | Single-Speed | 90000 | 7438 | 12.1 | 10.8 | 12.9 |  | 84000 | 7033 | 3.5 | 3.3 | 47000 | 5739 | 2.4 | Federally-Regulated Commercial & Industrial Equipment | 04/16/2019 |  | 06/03/2019
Carrier Corp. - Syracuse | CARRIER CORPORATION | 50HCQD08B2A5031463 |  | HSP-A, Single-Package Heat Pum | Heat Pump | 208 | 3 | False |  |  |  | True | Single-Speed | 90000 | 7438 | 12.1 | 10.8 | 12.9 |  | 84000 | 7033 | 3.5 | 3.3 | 47000 | 5739 | 2.4 | Federally-Regulated Commercial & Industrial Equipment | 04/16/2019 |  | 06/03/2019
Carrier Corp. - Syracuse | CARRIER CORPORATION | 50HCQD08B2A5031631 |  | HSP-A, Single-Package Heat Pum | Heat Pump | 575 | 3 | False |  |  |  | True | Single-Speed | 90000 | 7438 | 12.1 | 10.8 | 12.9 |  | 84000 | 7033 | 3.5 | 3.3 | 47000 | 5739 | 2.4 | Federally-Regulated Commercial & Industrial Equipment | 04/16/2019 |  | 06/03/2019
Carrier Corp. - Syracuse | CARRIER CORPORATION | 50HCQD08B2A5031631 |  | HSP-A, Single-Package Heat Pum | Heat Pump | 460 | 3 | False |  |  |  | True | Single-Speed | 90000 | 7438 | 12.1 | 10.8 | 12.9 |  | 84000 | 7033 | 3.5 | 3.3 | 47000 | 5739 | 2.4 | Federally-Regulated Commercial & Industrial Equipment | 04/16/2019 |  | 06/03/2019
Carrier Corp. - Syracuse | CARRIER CORPORATION | 50HCQD08B2A5031631 |  | HSP-A, Single-Package Heat Pum | Heat Pump | 230 | 3 | False |  |  |  | True | Single-Speed | 90000 | 7438 | 12.1 | 10.8 | 12.9 |  | 84000 | 7033 | 3.5 | 3.3 | 47000 | 5739 | 2.4 | Federally-Regulated Commercial & Industrial Equipment | 04/16/2019 |  | 06/03/2019
Carrier Corp. - Syracuse | CARRIER CORPORATION | 50HCQD08B2A5031631 |  | HSP-A, Single-Package Heat Pum | Heat Pump | 208 | 3 | False |  |  |  | True | Single-Speed | 90000 | 7438 | 12.1 | 10.8 | 12.9 |  | 84000 | 7033 | 3.5 | 3.3 | 47000 | 5739 | 2.4 | Federally-Regulated Commercial & Industrial Equipment | 04/16/2019 |  | 06/03/2019
Carrier Corp. - Syracuse | CARRIER CORPORATION | 50HCQD12D2M5030970 |  | HSP-A, Single-Package Heat Pum | Heat Pump | 575 | 3 | False |  |  |  | True | Single-Speed | 119000 | 9674 | 12.3 | 10.8 | 13.6 |  | 116000 | 9713 | 3.5 | 3.3 | 65000 | 7937 | 2.4 | Federally-Regulated Commercial & Industrial Equipment | 04/16/2019 |  | 06/03/2019
Carrier Corp. - Syracuse | CARRIER CORPORATION | 50HCQD12D2M5030970 |  | HSP-A, Single-Package Heat Pum | Heat Pump | 460 | 3 | False |  |  |  | True | Single-Speed | 119000 | 9674 | 12.3 | 10.8 | 13.6 |  | 116000 | 9713 | 3.5 | 3.3 | 65000 | 7937 | 2.4 | Federally-Regulated Commercial & Industrial Equipment | 04/16/2019 |  | 06/03/2019
Carrier Corp. - Syracuse | CARRIER CORPORATION | 50HCQD12D2M5030970 |  | HSP-A, Single-Package Heat Pum | Heat Pump | 230 | 3 | False |  |  |  | True | Single-Speed | 119000 | 9674 | 12.3 | 10.8 | 13.6 |  | 116000 | 9713 | 3.5 | 3.3 | 65000 | 7937 | 2.4 | Federally-Regulated Commercial & Industrial Equipment | 04/16/2019 |  | 06/03/2019
Carrier Corp. - Syracuse | CARRIER CORPORATION | 50HCQD12D2M5030970 |  | HSP-A, Single-Package Heat Pum | Heat Pump | 208 | 3 | False |  |  |  | True | Single-Speed | 119000 | 9674 | 12.3 | 10.8 | 13.6 |  | 116000 | 9713 | 3.5 | 3.3 | 65000 | 7937 | 2.4 | Federally-Regulated Commercial & Industrial Equipment | 04/16/2019 |  | 06/03/2019
Carrier Corp. - Syracuse | CARRIER CORPORATION | 50HCQD08B2M5031235 |  | HSP-A, Single-Package Heat Pum | Heat Pump | 575 | 3 | False |  |  |  | True | Single-Speed | 90000 | 7438 | 12.1 | 10.8 | 12.9 |  | 84000 | 7033 | 3.5 | 3.3 | 47000 | 5739 | 2.4 | Federally-Regulated Commercial & Industrial Equipment | 04/16/2019 |  | 06/03/2019
Carrier Corp. - Syracuse | CARRIER CORPORATION | 50HCQD08B2M5031235 |  | HSP-A, Single-Package Heat Pum | Heat Pump | 460 | 3 | False |  |  |  | True | Single-Speed | 90000 | 7438 | 12.1 | 10.8 | 12.9 |  | 84000 | 7033 | 3.5 | 3.3 | 47000 | 5739 | 2.4 | Federally-Regulated Commercial & Industrial Equipment | 04/16/2019 |  | 06/03/2019
Carrier Corp. - Syracuse | CARRIER CORPORATION | 50HCQD08B2M5031235 |  | HSP-A, Single-Package Heat Pum | Heat Pump | 230 | 3 | False |  |  |  | True | Single-Speed | 90000 | 7438 | 12.1 | 10.8 | 12.9 |  | 84000 | 7033 | 3.5 | 3.3 | 47000 | 5739 | 2.4 | Federally-Regulated Commercial & Industrial Equipment | 04/16/2019 |  | 06/03/2019
Carrier Corp. - Syracuse | CARRIER CORPORATION | 50HCQD08B2M5031235 |  | HSP-A, Single-Package Heat Pum | Heat Pump | 208 | 3 | False |  |  |  | True | Single-Speed | 90000 | 7438 | 12.1 | 10.8 | 12.9 |  | 84000 | 7033 | 3.5 | 3.3 | 47000 | 5739 | 2.4 | Federally-Regulated Commercial & Industrial Equipment | 04/16/2019 |  | 06/03/2019
Carrier Corp. - Syracuse | CARRIER CORPORATION | 50HCQD08B2M5030672 |  | HSP-A, Single-Package Heat Pum | Heat Pump | 575 | 3 | False |  |  |  | True | Single-Speed | 90000 | 7438 | 12.1 | 10.8 | 12.9 |  | 84000 | 7033 | 3.5 | 3.3 | 47000 | 5739 | 2.4 | Federally-Regulated Commercial & Industrial Equipment | 04/16/2019 |  | 06/03/2019
Carrier Corp. - Syracuse | CARRIER CORPORATION | 50HCQD08B2M5030672 |  | HSP-A, Single-Package Heat Pum | Heat Pump | 460 | 3 | False |  |  |  | True | Single-Speed | 90000 | 7438 | 12.1 | 10.8 | 12.9 |  | 84000 | 7033 | 3.5 | 3.3 | 47000 | 5739 | 2.4 | Federally-Regulated Commercial & Industrial Equipment | 04/16/2019 |  | 06/03/2019
Carrier Corp. - Syracuse | CARRIER CORPORATION | 50HCQD08B2M5030672 |  | HSP-A, Single-Package Heat Pum | Heat Pump | 230 | 3 | False |  |  |  | True | Single-Speed | 90000 | 7438 | 12.1 | 10.8 | 12.9 |  | 84000 | 7033 | 3.5 | 3.3 | 47000 | 5739 | 2.4 | Federally-Regulated Commercial & Industrial Equipment | 04/16/2019 |  | 06/03/2019
Carrier Corp. - Syracuse | CARRIER CORPORATION | 50HCQD08B2M5030672 |  | HSP-A, Single-Package Heat Pum | Heat Pump | 208 | 3 | False |  |  |  | True | Single-Speed | 90000 | 7438 | 12.1 | 10.8 | 12.9 |  | 84000 | 7033 | 3.5 | 3.3 | 47000 | 5739 | 2.4 | Federally-Regulated Commercial & Industrial Equipment | 04/16/2019 |  | 06/03/2019
Carrier Corp. - Syracuse | CARRIER CORPORATION | 50TCQ*24*(1,2,3)*5A***(G,J)* |  | HSP-A, Single-Package Heat Pum | Heat Pump | 230 | 3 | False |  |  |  | True | Single-Speed | 232000 | 21886 | 10.6 | 10.4 | 12 |  | 220000 | 19538 | 3.3 | 3.2 | 136000 | 17329 | 2.3 | Federally-Regulated Commercial & Industrial Equipment | 04/16/2019 |  | 06/03/2019
Carrier Corp. - Syracuse | CARRIER CORPORATION | 50TCQ*24*(1,2,3)*5A***(G,J)* |  | HSP-A, Single-Package Heat Pum | Heat Pump | 208 | 3 | False |  |  |  | True | Single-Speed | 232000 | 21886 | 10.6 | 10.4 | 12 |  | 220000 | 19538 | 3.3 | 3.2 | 136000 | 17329 | 2.3 | Federally-Regulated Commercial & Industrial Equipment | 04/16/2019 |  | 06/03/2019
Carrier Corp. - Syracuse | CARRIER CORPORATION | 50TCQ*24*(1,2,3)*6A***(K,M)* |  | HSP-A, Single-Package Heat Pum | Heat Pump | 460 | 3 | False |  |  |  | True | Single-Speed | 232000 | 21886 | 10.6 | 10.4 | 12 |  | 220000 | 19538 | 3.3 | 3.2 | 136000 | 17329 | 2.3 | Federally-Regulated Commercial & Industrial Equipment | 04/16/2019 |  | 06/03/2019
Carrier Corp. - Syracuse | CARRIER CORPORATION | 50TCQ*24*(1,2,3)*5A***(K,M)* |  | HSP-A, Single-Package Heat Pum | Heat Pump | 230 | 3 | False |  |  |  | True | Single-Speed | 232000 | 21886 | 10.6 | 10.4 | 12 |  | 220000 | 19538 | 3.3 | 3.2 | 136000 | 17329 | 2.3 | Federally-Regulated Commercial & Industrial Equipment | 04/16/2019 |  | 06/03/2019
Carrier Corp. - Syracuse | CARRIER CORPORATION | 50TCQ*24*(1,2,3)*5A***(K,M)* |  | HSP-A, Single-Package Heat Pum | Heat Pump | 208 | 3 | False |  |  |  | True | Single-Speed | 232000 | 21886 | 10.6 | 10.4 | 12 |  | 220000 | 19538 | 3.3 | 3.2 | 136000 | 17329 | 2.3 | Federally-Regulated Commercial & Industrial Equipment | 04/16/2019 |  | 06/03/2019
Carrier Corp. - Syracuse | CARRIER CORPORATION | 50TCQ*24*(1,2,3)*6A***(G,J)* |  | HSP-A, Single-Package Heat Pum | Heat Pump | 460 | 3 | False |  |  |  | True | Single-Speed | 232000 | 21886 | 10.6 | 10.4 | 12 |  | 220000 | 19538 | 3.3 | 3.2 | 136000 | 17329 | 2.3 | Federally-Regulated Commercial & Industrial Equipment | 04/16/2019 |  | 06/03/2019
Carrier Corp. - Syracuse | CARRIER CORPORATION | 50TCQ*24*(1,2,3)*1A***(G,J)* |  | HSP-A, Single-Package Heat Pum | Heat Pump | 575 | 3 | False |  |  |  | True | Single-Speed | 232000 | 21886 | 10.6 | 10.4 | 12 |  | 220000 | 19538 | 3.3 | 3.2 | 136000 | 17329 | 2.3 | Federally-Regulated Commercial & Industrial Equipment | 04/16/2019 |  | 06/03/2019
Carrier Corp. - Syracuse | CARRIER CORPORATION | 50TCQ*24*(1,2,3)*1A***(K,M)* |  | HSP-A, Single-Package Heat Pum | Heat Pump | 575 | 3 | False |  |  |  | True | Single-Speed | 232000 | 21886 | 10.6 | 10.4 | 12 |  | 220000 | 19538 | 3.3 | 3.2 | 136000 | 17329 | 2.3 | Federally-Regulated Commercial & Industrial Equipment | 04/16/2019 |  | 06/03/2019
Carrier Corp. - Syracuse | CARRIER CORPORATION | 50TCQ*17*(5,6,7)*6C***(G,J)* |  | HSP-A, Single-Package Heat Pum | Heat Pump | 460 | 3 | False |  |  |  | True | Single-Speed | 172000 | 16074 | 10.7 | 10.4 | 12 |  | 166000 | 14742 | 3.3 | 3.2 | 103000 | 12577 | 2.4 | Federally-Regulated Commercial & Industrial Equipment | 04/16/2019 |  | 06/03/2019
Carrier Corp. - Syracuse | CARRIER CORPORATION | 50TCQ*17*(5,6,7)*6C***(K,M)* |  | HSP-A, Single-Package Heat Pum | Heat Pump | 460 | 3 | False |  |  |  | True | Single-Speed | 172000 | 16074 | 10.7 | 10.4 | 12 |  | 166000 | 14742 | 3.3 | 3.2 | 103000 | 12577 | 2.4 | Federally-Regulated Commercial & Industrial Equipment | 04/16/2019 |  | 06/03/2019
Carrier Corp. - Syracuse | CARRIER CORPORATION | 50TCQ*17*(1,2,3)*6C***(G,J)* |  | HSP-A, Single-Package Heat Pum | Heat Pump | 460 | 3 | False |  |  |  | True | Single-Speed | 172000 | 15925 | 10.8 | 10.4 | 12 |  | 166000 | 14742 | 3.3 | 3.2 | 103000 | 12577 | 2.4 | Federally-Regulated Commercial & Industrial Equipment | 04/16/2019 |  | 06/03/2019
Carrier Corp. - Syracuse | CARRIER CORPORATION | 50TCQ*17*(5,6,7)*5C***(K,M)* |  | HSP-A, Single-Package Heat Pum | Heat Pump | 230 | 3 | False |  |  |  | True | Single-Speed | 172000 | 16074 | 10.7 | 10.4 | 12 |  | 166000 | 14742 | 3.3 | 3.2 | 103000 | 12577 | 2.4 | Federally-Regulated Commercial & Industrial Equipment | 04/16/2019 |  | 06/03/2019
Carrier Corp. - Syracuse | CARRIER CORPORATION | 50TCQ*17*(5,6,7)*5C***(K,M)* |  | HSP-A, Single-Package Heat Pum | Heat Pump | 208 | 3 | False |  |  |  | True | Single-Speed | 172000 | 16074 | 10.7 | 10.4 | 12 |  | 166000 | 14742 | 3.3 | 3.2 | 103000 | 12577 | 2.4 | Federally-Regulated Commercial & Industrial Equipment | 04/16/2019 |  | 06/03/2019
Carrier Corp. - Syracuse | CARRIER CORPORATION | 50TCQ*17*(1,2,3)*6C***(K,M)* |  | HSP-A, Single-Package Heat Pum | Heat Pump | 460 | 3 | False |  |  |  | True | Single-Speed | 172000 | 15925 | 10.8 | 10.4 | 12 |  | 166000 | 14742 | 3.3 | 3.2 | 103000 | 12577 | 2.4 | Federally-Regulated Commercial & Industrial Equipment | 04/16/2019 |  | 06/03/2019
Carrier Corp. - Syracuse | CARRIER CORPORATION | 50TCQ*17*(1,2,3)*1C***(K,M)* |  | HSP-A, Single-Package Heat Pum | Heat Pump | 575 | 3 | False |  |  |  | True | Single-Speed | 172000 | 15925 | 10.8 | 10.4 | 12 |  | 166000 | 14742 | 3.3 | 3.2 | 103000 | 12577 | 2.4 | Federally-Regulated Commercial & Industrial Equipment | 04/16/2019 |  | 06/03/2019
Carrier Corp. - Syracuse | CARRIER CORPORATION | 50TCQ*17*(1,2,3)*5C***(G,J)* |  | HSP-A, Single-Package Heat Pum | Heat Pump | 230 | 3 | False |  |  |  | True | Single-Speed | 172000 | 15925 | 10.8 | 10.4 | 12 |  | 166000 | 14742 | 3.3 | 3.2 | 103000 | 12577 | 2.4 | Federally-Regulated Commercial & Industrial Equipment | 04/16/2019 |  | 06/03/2019
Carrier Corp. - Syracuse | CARRIER CORPORATION | 50TCQ*17*(1,2,3)*5C***(G,J)* |  | HSP-A, Single-Package Heat Pum | Heat Pump | 208 | 3 | False |  |  |  | True | Single-Speed | 172000 | 15925 | 10.8 | 10.4 | 12 |  | 166000 | 14742 | 3.3 | 3.2 | 103000 | 12577 | 2.4 | Federally-Regulated Commercial & Industrial Equipment | 04/16/2019 |  | 06/03/2019
Carrier Corp. - Syracuse | CARRIER CORPORATION | 50TCQ*17*(5,6,7)*5C***(G,J)* |  | HSP-A, Single-Package Heat Pum | Heat Pump | 230 | 3 | False |  |  |  | True | Single-Speed | 172000 | 16074 | 10.7 | 10.4 | 12 |  | 166000 | 14742 | 3.3 | 3.2 | 103000 | 12577 | 2.4 | Federally-Regulated Commercial & Industrial Equipment | 04/16/2019 |  | 06/03/2019
Carrier Corp. - Syracuse | CARRIER CORPORATION | 50TCQ*17*(5,6,7)*5C***(G,J)* |  | HSP-A, Single-Package Heat Pum | Heat Pump | 208 | 3 | False |  |  |  | True | Single-Speed | 172000 | 16074 | 10.7 | 10.4 | 12 |  | 166000 | 14742 | 3.3 | 3.2 | 103000 | 12577 | 2.4 | Federally-Regulated Commercial & Industrial Equipment | 04/16/2019 |  | 06/03/2019
Carrier Corp. - Syracuse | CARRIER CORPORATION | 50TCQ*17*(5,6,7)*1C***(K,M)* |  | HSP-A, Single-Package Heat Pum | Heat Pump | 575 | 3 | False |  |  |  | True | Single-Speed | 172000 | 16074 | 10.7 | 10.4 | 12 |  | 166000 | 14742 | 3.3 | 3.2 | 103000 | 12577 | 2.4 | Federally-Regulated Commercial & Industrial Equipment | 04/16/2019 |  | 06/03/2019
Carrier Corp. - Syracuse | CARRIER CORPORATION | 50TCQ*17*(1,2,3)*5C***(K,M)* |  | HSP-A, Single-Package Heat Pum | Heat Pump | 230 | 3 | False |  |  |  | True | Single-Speed | 172000 | 15925 | 10.8 | 10.4 | 12 |  | 166000 | 14742 | 3.3 | 3.2 | 103000 | 12577 | 2.4 | Federally-Regulated Commercial & Industrial Equipment | 04/16/2019 |  | 06/03/2019
Carrier Corp. - Syracuse | CARRIER CORPORATION | 50TCQ*17*(1,2,3)*1C***(G,J)* |  | HSP-A, Single-Package Heat Pum | Heat Pump | 575 | 3 | False |  |  |  | True | Single-Speed | 172000 | 15925 | 10.8 | 10.4 | 12 |  | 166000 | 14742 | 3.3 | 3.2 | 103000 | 12577 | 2.4 | Federally-Regulated Commercial & Industrial Equipment | 04/16/2019 |  | 06/03/2019
Carrier Corp. - Syracuse | CARRIER CORPORATION | 50TCQ*17*(1,2,3)*5C***(K,M)* |  | HSP-A, Single-Package Heat Pum | Heat Pump | 208 | 3 | False |  |  |  | True | Single-Speed | 172000 | 15925 | 10.8 | 10.4 | 12 |  | 166000 | 14742 | 3.3 | 3.2 | 103000 | 12577 | 2.4 | Federally-Regulated Commercial & Industrial Equipment | 04/16/2019 |  | 06/03/2019
Carrier Corp. - Syracuse | CARRIER CORPORATION | 50TCQ*17*(5,6,7)*1C***(G,J)* |  | HSP-A, Single-Package Heat Pum | Heat Pump | 575 | 3 | False |  |  |  | True | Single-Speed | 172000 | 16074 | 10.7 | 10.4 | 12 |  | 166000 | 14742 | 3.3 | 3.2 | 103000 | 12577 | 2.4 | Federally-Regulated Commercial & Industrial Equipment | 04/16/2019 |  | 06/03/2019
Carrier Corp. - Syracuse | CARRIER CORPORATION | 50TCQ*24*(5,6,7)*5A***(K,M)* |  | HSP-A, Single-Package Heat Pum | Heat Pump | 230 | 3 | False |  |  |  | True | Single-Speed | 232000 | 21886 | 10.6 | 10.4 | 12 |  | 220000 | 19538 | 3.3 | 3.2 | 136000 | 17329 | 2.3 | Federally-Regulated Commercial & Industrial Equipment | 04/16/2019 |  | 06/03/2019
Carrier Corp. - Syracuse | CARRIER CORPORATION | 50TCQ*24*(5,6,7)*5A***(K,M)* |  | HSP-A, Single-Package Heat Pum | Heat Pump | 208 | 3 | False |  |  |  | True | Single-Speed | 232000 | 21886 | 10.6 | 10.4 | 12 |  | 220000 | 19538 | 3.3 | 3.2 | 136000 | 17329 | 2.3 | Federally-Regulated Commercial & Industrial Equipment | 04/16/2019 |  | 06/03/2019
Carrier Corp. - Syracuse | CARRIER CORPORATION | 50TCQ*24*(5,6,7)*6A***(K,M)* |  | HSP-A, Single-Package Heat Pum | Heat Pump | 460 | 3 | False |  |  |  | True | Single-Speed | 232000 | 21886 | 10.6 | 10.4 | 12 |  | 220000 | 19538 | 3.3 | 3.2 | 136000 | 17329 | 2.3 | Federally-Regulated Commercial & Industrial Equipment | 04/16/2019 |  | 06/03/2019
Carrier Corp. - Syracuse | CARRIER CORPORATION | 50TCQ*24*(5,6,7)*5A***(G,J)* |  | HSP-A, Single-Package Heat Pum | Heat Pump | 230 | 3 | False |  |  |  | True | Single-Speed | 232000 | 21886 | 10.6 | 10.4 | 12 |  | 220000 | 19538 | 3.3 | 3.2 | 136000 | 17329 | 2.3 | Federally-Regulated Commercial & Industrial Equipment | 04/16/2019 |  | 06/03/2019
Carrier Corp. - Syracuse | CARRIER CORPORATION | 50TCQ*24*(5,6,7)*5A***(G,J)* |  | HSP-A, Single-Package Heat Pum | Heat Pump | 208 | 3 | False |  |  |  | True | Single-Speed | 232000 | 21886 | 10.6 | 10.4 | 12 |  | 220000 | 19538 | 3.3 | 3.2 | 136000 | 17329 | 2.3 | Federally-Regulated Commercial & Industrial Equipment | 04/16/2019 |  | 06/03/2019
Carrier Corp. - Syracuse | CARRIER CORPORATION | 50TCQ*24*(5,6,7)*6A***(G,J)* |  | HSP-A, Single-Package Heat Pum | Heat Pump | 460 | 3 | False |  |  |  | True | Single-Speed | 232000 | 21886 | 10.6 | 10.4 | 12 |  | 220000 | 19538 | 3.3 | 3.2 | 136000 | 17329 | 2.3 | Federally-Regulated Commercial & Industrial Equipment | 04/16/2019 |  | 06/03/2019
Carrier Corp. - Syracuse | CARRIER CORPORATION | 50TCQ*24*(5,6,7)*1A***(G,J)* |  | HSP-A, Single-Package Heat Pum | Heat Pump | 575 | 3 | False |  |  |  | True | Single-Speed | 232000 | 21886 | 10.6 | 10.4 | 12 |  | 220000 | 19538 | 3.3 | 3.2 | 136000 | 17329 | 2.3 | Federally-Regulated Commercial & Industrial Equipment | 04/16/2019 |  | 06/03/2019
Carrier Corp. - Syracuse | CARRIER CORPORATION | 50TCQ*24*(5,6,7)*1A***(K,M)* |  | HSP-A, Single-Package Heat Pum | Heat Pump | 575 | 3 | False |  |  |  | True | Single-Speed | 232000 | 21886 | 10.6 | 10.4 | 12 |  | 220000 | 19538 | 3.3 | 3.2 | 136000 | 17329 | 2.3 | Federally-Regulated Commercial & Industrial Equipment | 04/16/2019 |  | 06/03/2019
Carrier Corp. - Syracuse | CARRIER CORPORATION | 38AUQ(D,E)08A0*(5,6,1)A* | 40RUQA08T3A(5,6,1)A* | HRCU-A-CB, Split System: Heat | Heat Pump | 575 | 3 |  | False |  |  | True | Single-Speed | 88000 | 8000 | 11 | 10.8 | 12.7 |  | 87000 | 7726 | 3.3 | 3.3 | 52000 | 6349 | 2.4 | Federally-Regulated Commercial & Industrial Equipment | 04/16/2019 |  | 06/03/2019
Carrier Corp. - Syracuse | CARRIER CORPORATION | 38AUQ(D,E)08A0*(5,6,1)A* | 40RUQA08T3A(5,6,1)A* | HRCU-A-CB, Split System: Heat | Heat Pump | 460 | 3 |  | False |  |  | True | Single-Speed | 88000 | 8000 | 11 | 10.8 | 12.7 |  | 87000 | 7726 | 3.3 | 3.3 | 52000 | 6349 | 2.4 | Federally-Regulated Commercial & Industrial Equipment | 04/16/2019 |  | 06/03/2019
Carrier Corp. - Syracuse | CARRIER CORPORATION | 38AUQ(D,E)08A0*(5,6,1)A* | 40RUQA08T3A(5,6,1)A* | HRCU-A-CB, Split System: Heat | Heat Pump | 230 | 3 |  | False |  |  | True | Single-Speed | 88000 | 8000 | 11 | 10.8 | 12.7 |  | 87000 | 7726 | 3.3 | 3.3 | 52000 | 6349 | 2.4 | Federally-Regulated Commercial & Industrial Equipment | 04/16/2019 |  | 06/03/2019
Carrier Corp. - Syracuse | CARRIER CORPORATION | 38AUQ(D,E)08A0*(5,6,1)A* | 40RUQA08T3A(5,6,1)A* | HRCU-A-CB, Split System: Heat | Heat Pump | 208 | 3 |  | False |  |  | True | Single-Speed | 88000 | 8000 | 11 | 10.8 | 12.7 |  | 87000 | 7726 | 3.3 | 3.3 | 52000 | 6349 | 2.4 | Federally-Regulated Commercial & Industrial Equipment | 04/16/2019 |  | 06/03/2019
Carrier Corp. - Syracuse | CARRIER CORPORATION | 38AUQ(D,E)08A0*(5,6,1)A* | 40RUQA08T(1,2)A(5,6,1)A* | HRCU-A-CB, Split System: Heat | Heat Pump | 575 | 3 |  | False |  |  | True | Single-Speed | 88000 | 8000 | 11 | 10.8 | 12.7 |  | 87000 | 7726 | 3.3 | 3.3 | 52000 | 6349 | 2.4 | Federally-Regulated Commercial & Industrial Equipment | 04/16/2019 |  | 06/03/2019
Carrier Corp. - Syracuse | CARRIER CORPORATION | 38AUQ(D,E)08A0*(5,6,1)A* | 40RUQA08T(1,2)A(5,6,1)A* | HRCU-A-CB, Split System: Heat | Heat Pump | 460 | 3 |  | False |  |  | True | Single-Speed | 88000 | 8000 | 11 | 10.8 | 12.7 |  | 87000 | 7726 | 3.3 | 3.3 | 52000 | 6349 | 2.4 | Federally-Regulated Commercial & Industrial Equipment | 04/16/2019 |  | 06/03/2019
Carrier Corp. - Syracuse | CARRIER CORPORATION | 38AUQ(D,E)08A0*(5,6,1)A* | 40RUQA08T(1,2)A(5,6,1)A* | HRCU-A-CB, Split System: Heat | Heat Pump | 230 | 3 |  | False |  |  | True | Single-Speed | 88000 | 8000 | 11 | 10.8 | 12.7 |  | 87000 | 7726 | 3.3 | 3.3 | 52000 | 6349 | 2.4 | Federally-Regulated Commercial & Industrial Equipment | 04/16/2019 |  | 06/03/2019
Carrier Corp. - Syracuse | CARRIER CORPORATION | 38AUQ(D,E)08A0*(5,6,1)A* | 40RUQA08T(1,2)A(5,6,1)A* | HRCU-A-CB, Split System: Heat | Heat Pump | 208 | 3 |  | False |  |  | True | Single-Speed | 88000 | 8000 | 11 | 10.8 | 12.7 |  | 87000 | 7726 | 3.3 | 3.3 | 52000 | 6349 | 2.4 | Federally-Regulated Commercial & Industrial Equipment | 04/16/2019 |  | 06/03/2019
Carrier Corp. - Syracuse | CARRIER CORPORATION | 38AUQ*16A0*(5,6,1)A* | 40RUQA16T*A(5,6,1)A* | HRCU-A-CB, Split System: Heat | Heat Pump | 575 | 3 |  | False |  |  | True | Single-Speed | 178000 | 16792 | 10.6 | 10.4 | 12.5 |  | 178000 | 15343 | 3.4 | 3.2 | 108000 | 13188 | 2.4 | Federally-Regulated Commercial & Industrial Equipment | 04/16/2019 |  | 06/03/2019
Carrier Corp. - Syracuse | CARRIER CORPORATION | 38AUQ*16A0*(5,6,1)A* | 40RUQA16T*A(5,6,1)A* | HRCU-A-CB, Split System: Heat | Heat Pump | 460 | 3 |  | False |  |  | True | Single-Speed | 178000 | 16792 | 10.6 | 10.4 | 12.5 |  | 178000 | 15343 | 3.4 | 3.2 | 108000 | 13188 | 2.4 | Federally-Regulated Commercial & Industrial Equipment | 04/16/2019 |  | 06/03/2019
Carrier Corp. - Syracuse | CARRIER CORPORATION | 38AUQ*16A0*(5,6,1)A* | 40RUQA16T*A(5,6,1)A* | HRCU-A-CB, Split System: Heat | Heat Pump | 230 | 3 |  | False |  |  | True | Single-Speed | 178000 | 16792 | 10.6 | 10.4 | 12.5 |  | 178000 | 15343 | 3.4 | 3.2 | 108000 | 13188 | 2.4 | Federally-Regulated Commercial & Industrial Equipment | 04/16/2019 |  | 06/03/2019
Carrier Corp. - Syracuse | CARRIER CORPORATION | 38AUQ*16A0*(5,6,1)A* | 40RUQA16T*A(5,6,1)A* | HRCU-A-CB, Split System: Heat | Heat Pump | 208 | 3 |  | False |  |  | True | Single-Speed | 178000 | 16792 | 10.6 | 10.4 | 12.5 |  | 178000 | 15343 | 3.4 | 3.2 | 108000 | 13188 | 2.4 | Federally-Regulated Commercial & Industrial Equipment | 04/16/2019 |  | 06/03/2019
Carrier Corp. - Syracuse | CARRIER CORPORATION | 38AUQ*25A0*(5,6,1)A* | 40RUQA25T*A(5,6,1)A* | HRCU-A-CB, Split System: Heat | Heat Pump | 575 | 3 |  | False |  |  | True | Single-Speed | 222000 | 20747 | 10.7 | 10.4 | 12.5 |  | 214000 | 17919 | 3.5 | 3.2 | 130000 | 15874 | 2.4 | Federally-Regulated Commercial & Industrial Equipment | 04/16/2019 |  | 06/03/2019
Carrier Corp. - Syracuse | CARRIER CORPORATION | 38AUQ*25A0*(5,6,1)A* | 40RUQA25T*A(5,6,1)A* | HRCU-A-CB, Split System: Heat | Heat Pump | 460 | 3 |  | False |  |  | True | Single-Speed | 222000 | 20747 | 10.7 | 10.4 | 12.5 |  | 214000 | 17919 | 3.5 | 3.2 | 130000 | 15874 | 2.4 | Federally-Regulated Commercial & Industrial Equipment | 04/16/2019 |  | 06/03/2019
Carrier Corp. - Syracuse | CARRIER CORPORATION | 38AUQ*25A0*(5,6,1)A* | 40RUQA25T*A(5,6,1)A* | HRCU-A-CB, Split System: Heat | Heat Pump | 230 | 3 |  | False |  |  | True | Single-Speed | 222000 | 20747 | 10.7 | 10.4 | 12.5 |  | 214000 | 17919 | 3.5 | 3.2 | 130000 | 15874 | 2.4 | Federally-Regulated Commercial & Industrial Equipment | 04/16/2019 |  | 06/03/2019
Carrier Corp. - Syracuse | CARRIER CORPORATION | 38AUQ*25A0*(5,6,1)A* | 40RUQA25T*A(5,6,1)A* | HRCU-A-CB, Split System: Heat | Heat Pump | 208 | 3 |  | False |  |  | True | Single-Speed | 222000 | 20747 | 10.7 | 10.4 | 12.5 |  | 214000 | 17919 | 3.5 | 3.2 | 130000 | 15874 | 2.4 | Federally-Regulated Commercial & Industrial Equipment | 04/16/2019 |  | 06/03/2019
Carrier Corp. - Syracuse | CARRIER CORPORATION | 38AUQ(A,B)08A0*(5,6,1)A* | 40RUQA08A*A(3,6,1)A* | HRCU-A-CB, Split System: Heat | Heat Pump | 575 | 3 |  | False |  |  | True | Single-Speed | 88000 | 8000 | 11 | 10.8 | 12.2 |  | 86000 | 7637 | 3.3 | 3.3 | 51000 | 6227 | 2.4 | Federally-Regulated Commercial & Industrial Equipment | 04/16/2019 |  | 06/03/2019
Carrier Corp. - Syracuse | CARRIER CORPORATION | 38AUQ(A,B)08A0*(5,6,1)A* | 40RUQA08A*A(3,6,1)A* | HRCU-A-CB, Split System: Heat | Heat Pump | 460 | 3 |  | False |  |  | True | Single-Speed | 88000 | 8000 | 11 | 10.8 | 12.2 |  | 86000 | 7637 | 3.3 | 3.3 | 51000 | 6227 | 2.4 | Federally-Regulated Commercial & Industrial Equipment | 04/16/2019 |  | 06/03/2019
Carrier Corp. - Syracuse | CARRIER CORPORATION | 38AUQ(A,B)08A0*(5,6,1)A* | 40RUQA08A*A(3,6,1)A* | HRCU-A-CB, Split System: Heat | Heat Pump | 230 | 3 |  | False |  |  | True | Single-Speed | 88000 | 8000 | 11 | 10.8 | 12.2 |  | 86000 | 7637 | 3.3 | 3.3 | 51000 | 6227 | 2.4 | Federally-Regulated Commercial & Industrial Equipment | 04/16/2019 |  | 06/03/2019
Carrier Corp. - Syracuse | CARRIER CORPORATION | 38AUQ(A,B)08A0*(5,6,1)A* | 40RUQA08A*A(3,6,1)A* | HRCU-A-CB, Split System: Heat | Heat Pump | 208 | 3 |  | False |  |  | True | Single-Speed | 88000 | 8000 | 11 | 10.8 | 12.2 |  | 86000 | 7637 | 3.3 | 3.3 | 51000 | 6227 | 2.4 | Federally-Regulated Commercial & Industrial Equipment | 04/16/2019 |  | 06/03/2019
Carrier Corp. - Syracuse | CARRIER CORPORATION | 50HCQ*09***(5,6,1)A***(G,J,K,M)* |  | HSP-A, Single-Package Heat Pum | Heat Pump | 575 | 3 | False |  |  |  | True | Single-Speed | 100000 | 8333 | 12 | 10.8 | 12.9 |  | 100000 | 8619 | 3.4 | 3.3 | 56000 | 7262 | 2.26 | Federally-Regulated Commercial & Industrial Equipment | 05/02/2019 |  | 06/03/2019
Carrier Corp. - Syracuse | CARRIER CORPORATION | 50HCQ*09***(5,6,1)A***(G,J,K,M)* |  | HSP-A, Single-Package Heat Pum | Heat Pump | 460 | 3 | False |  |  |  | True | Single-Speed | 100000 | 8333 | 12 | 10.8 | 12.9 |  | 100000 | 8619 | 3.4 | 3.3 | 56000 | 7262 | 2.26 | Federally-Regulated Commercial & Industrial Equipment | 05/02/2019 |  | 06/03/2019
Carrier Corp. - Syracuse | CARRIER CORPORATION | 50HCQ*09***(5,6,1)A***(G,J,K,M)* |  | HSP-A, Single-Package Heat Pum | Heat Pump | 230 | 3 | False |  |  |  | True | Single-Speed | 100000 | 8333 | 12 | 10.8 | 12.9 |  | 100000 | 8619 | 3.4 | 3.3 | 56000 | 7262 | 2.26 | Federally-Regulated Commercial & Industrial Equipment | 05/02/2019 |  | 06/03/2019
Carrier Corp. - Syracuse | CARRIER CORPORATION | 50HCQ*09***(5,6,1)A***(G,J,K,M)* |  | HSP-A, Single-Package Heat Pum | Heat Pump | 208 | 3 | False |  |  |  | True | Single-Speed | 100000 | 8333 | 12 | 10.8 | 12.9 |  | 100000 | 8619 | 3.4 | 3.3 | 56000 | 7262 | 2.26 | Federally-Regulated Commercial & Industrial Equipment | 05/02/2019 |  | 06/03/2019
Carrier Corp. - Syracuse | CARRIER CORPORATION | 50HCQ*12***(5,6,1)A***(G,J,K,M)* |  | HSP-A, Single-Package Heat Pum | Heat Pump | 575 | 3 | False |  |  |  | True | Single-Speed | 119000 | 9674 | 12.3 | 10.8 | 13.6 |  | 116000 | 9713 | 3.5 | 3.3 | 65000 | 7937 | 2.4 | Federally-Regulated Commercial & Industrial Equipment | 04/16/2019 |  | 06/03/2019
Carrier Corp. - Syracuse | CARRIER CORPORATION | 50HCQ*12***(5,6,1)A***(G,J,K,M)* |  | HSP-A, Single-Package Heat Pum | Heat Pump | 460 | 3 | False |  |  |  | True | Single-Speed | 119000 | 9674 | 12.3 | 10.8 | 13.6 |  | 116000 | 9713 | 3.5 | 3.3 | 65000 | 7937 | 2.4 | Federally-Regulated Commercial & Industrial Equipment | 04/16/2019 |  | 06/03/2019
Carrier Corp. - Syracuse | CARRIER CORPORATION | 50HCQ*12***(5,6,1)A***(G,J,K,M)* |  | HSP-A, Single-Package Heat Pum | Heat Pump | 230 | 3 | False |  |  |  | True | Single-Speed | 119000 | 9674 | 12.3 | 10.8 | 13.6 |  | 116000 | 9713 | 3.5 | 3.3 | 65000 | 7937 | 2.4 | Federally-Regulated Commercial & Industrial Equipment | 04/16/2019 |  | 06/03/2019
Carrier Corp. - Syracuse | CARRIER CORPORATION | 50HCQ*12***(5,6,1)A***(G,J,K,M)* |  | HSP-A, Single-Package Heat Pum | Heat Pump | 208 | 3 | False |  |  |  | True | Single-Speed | 119000 | 9674 | 12.3 | 10.8 | 13.6 |  | 116000 | 9713 | 3.5 | 3.3 | 65000 | 7937 | 2.4 | Federally-Regulated Commercial & Industrial Equipment | 04/16/2019 |  | 06/03/2019
Carrier Corp. - Syracuse | CARRIER CORPORATION | 50HCQ*12***(5,6,1)A***(A,C,D,F)* |  | HSP-A, Single-Package Heat Pum | Heat Pump | 575 | 3 | False |  |  |  | True | Single-Speed | 119000 | 9674 | 12.3 | 10.8 | 13 |  | 116000 | 9713 | 3.5 | 3.3 | 65000 | 7937 | 2.4 | Federally-Regulated Commercial & Industrial Equipment | 04/16/2019 |  | 06/03/2019
Carrier Corp. - Syracuse | CARRIER CORPORATION | 50HCQ*12***(5,6,1)A***(A,C,D,F)* |  | HSP-A, Single-Package Heat Pum | Heat Pump | 460 | 3 | False |  |  |  | True | Single-Speed | 119000 | 9674 | 12.3 | 10.8 | 13 |  | 116000 | 9713 | 3.5 | 3.3 | 65000 | 7937 | 2.4 | Federally-Regulated Commercial & Industrial Equipment | 04/16/2019 |  | 06/03/2019
Carrier Corp. - Syracuse | CARRIER CORPORATION | 50HCQ*12***(5,6,1)A***(A,C,D,F)* |  | HSP-A, Single-Package Heat Pum | Heat Pump | 230 | 3 | False |  |  |  | True | Single-Speed | 119000 | 9674 | 12.3 | 10.8 | 13 |  | 116000 | 9713 | 3.5 | 3.3 | 65000 | 7937 | 2.4 | Federally-Regulated Commercial & Industrial Equipment | 04/16/2019 |  | 06/03/2019
Carrier Corp. - Syracuse | CARRIER CORPORATION | 50HCQ*12***(5,6,1)A***(A,C,D,F)* |  | HSP-A, Single-Package Heat Pum | Heat Pump | 208 | 3 | False |  |  |  | True | Single-Speed | 119000 | 9674 | 12.3 | 10.8 | 13 |  | 116000 | 9713 | 3.5 | 3.3 | 65000 | 7937 | 2.4 | Federally-Regulated Commercial & Industrial Equipment | 04/16/2019 |  | 06/03/2019
Carrier Corp. - Syracuse | CARRIER CORPORATION | 50HCQ*08***(5,6,1)A***(G,J,K,M)* |  | HSP-A, Single-Package Heat Pum | Heat Pump | 575 | 3 | False |  |  |  | True | Single-Speed | 90000 | 7438 | 12.1 | 10.8 | 13.7 |  | 84000 | 7033 | 3.5 | 3.3 | 47000 | 5739 | 2.4 | Federally-Regulated Commercial & Industrial Equipment | 04/16/2019 |  | 06/03/2019
Carrier Corp. - Syracuse | CARRIER CORPORATION | 50HCQ*08***(5,6,1)A***(G,J,K,M)* |  | HSP-A, Single-Package Heat Pum | Heat Pump | 460 | 3 | False |  |  |  | True | Single-Speed | 90000 | 7438 | 12.1 | 10.8 | 13.7 |  | 84000 | 7033 | 3.5 | 3.3 | 47000 | 5739 | 2.4 | Federally-Regulated Commercial & Industrial Equipment | 04/16/2019 |  | 06/03/2019
Carrier Corp. - Syracuse | CARRIER CORPORATION | 50HCQ*08***(5,6,1)A***(G,J,K,M)* |  | HSP-A, Single-Package Heat Pum | Heat Pump | 230 | 3 | False |  |  |  | True | Single-Speed | 90000 | 7438 | 12.1 | 10.8 | 13.7 |  | 84000 | 7033 | 3.5 | 3.3 | 47000 | 5739 | 2.4 | Federally-Regulated Commercial & Industrial Equipment | 04/16/2019 |  | 06/03/2019
Carrier Corp. - Syracuse | CARRIER CORPORATION | 50HCQ*08***(5,6,1)A***(G,J,K,M)* |  | HSP-A, Single-Package Heat Pum | Heat Pump | 208 | 3 | False |  |  |  | True | Single-Speed | 90000 | 7438 | 12.1 | 10.8 | 13.7 |  | 84000 | 7033 | 3.5 | 3.3 | 47000 | 5739 | 2.4 | Federally-Regulated Commercial & Industrial Equipment | 04/16/2019 |  | 06/03/2019
Carrier Corp. - Syracuse | CARRIER CORPORATION | 50HCQ*08***(5,6,1)A***(A,C,D,F)* |  | HSP-A, Single-Package Heat Pum | Heat Pump | 575 | 3 | False |  |  |  | True | Single-Speed | 90000 | 7438 | 12.1 | 10.8 | 12.9 |  | 84000 | 7033 | 3.5 | 3.3 | 47000 | 5739 | 2.4 | Federally-Regulated Commercial & Industrial Equipment | 04/16/2019 |  | 06/03/2019
Carrier Corp. - Syracuse | CARRIER CORPORATION | 50HCQ*08***(5,6,1)A***(A,C,D,F)* |  | HSP-A, Single-Package Heat Pum | Heat Pump | 460 | 3 | False |  |  |  | True | Single-Speed | 90000 | 7438 | 12.1 | 10.8 | 12.9 |  | 84000 | 7033 | 3.5 | 3.3 | 47000 | 5739 | 2.4 | Federally-Regulated Commercial & Industrial Equipment | 04/16/2019 |  | 06/03/2019
Carrier Corp. - Syracuse | CARRIER CORPORATION | 50HCQ*08***(5,6,1)A***(A,C,D,F)* |  | HSP-A, Single-Package Heat Pum | Heat Pump | 230 | 3 | False |  |  |  | True | Single-Speed | 90000 | 7438 | 12.1 | 10.8 | 12.9 |  | 84000 | 7033 | 3.5 | 3.3 | 47000 | 5739 | 2.4 | Federally-Regulated Commercial & Industrial Equipment | 04/16/2019 |  | 06/03/2019
Carrier Corp. - Syracuse | CARRIER CORPORATION | 50HCQ*08***(5,6,1)A***(A,C,D,F)* |  | HSP-A, Single-Package Heat Pum | Heat Pump | 208 | 3 | False |  |  |  | True | Single-Speed | 90000 | 7438 | 12.1 | 10.8 | 12.9 |  | 84000 | 7033 | 3.5 | 3.3 | 47000 | 5739 | 2.4 | Federally-Regulated Commercial & Industrial Equipment | 04/16/2019 |  | 06/03/2019
Carrier Corp. - Syracuse | CARRIER CORPORATION | 50TCQ*09***5A***(A,C,D,F)* |  | HSP-A, Single-Package Heat Pum | Heat Pump | 208 | 3 | False |  |  |  | False | Single-Speed | 98000 | 8750 | 11.2 | 10.8 |  |  | 94000 | 8348 | 3.3 | 3.3 | 53000 | 6903 | 2.25 | Federally-Regulated Commercial & Industrial Equipment | 01/28/2019 |  | 06/03/2019
Carrier Corp. - Syracuse | CARRIER CORPORATION | 50HCQ*09***(5,6,1)A***(A,C,D,F)* |  | HSP-A, Single-Package Heat Pum | Heat Pump | 575 | 3 | False |  |  |  | True | Single-Speed | 100000 | 8333 | 12 | 10.8 | 12.5 |  | 100000 | 8619 | 3.4 | 3.3 | 56000 | 7262 | 2.26 | Federally-Regulated Commercial & Industrial Equipment | 05/02/2019 |  | 06/03/2019
Carrier Corp. - Syracuse | CARRIER CORPORATION | 50HCQ*09***(5,6,1)A***(A,C,D,F)* |  | HSP-A, Single-Package Heat Pum | Heat Pump | 460 | 3 | False |  |  |  | True | Single-Speed | 100000 | 8333 | 12 | 10.8 | 12.5 |  | 100000 | 8619 | 3.4 | 3.3 | 56000 | 7262 | 2.26 | Federally-Regulated Commercial & Industrial Equipment | 05/02/2019 |  | 06/03/2019
Carrier Corp. - Syracuse | CARRIER CORPORATION | 50HCQ*09***(5,6,1)A***(A,C,D,F)* |  | HSP-A, Single-Package Heat Pum | Heat Pump | 230 | 3 | False |  |  |  | True | Single-Speed | 100000 | 8333 | 12 | 10.8 | 12.5 |  | 100000 | 8619 | 3.4 | 3.3 | 56000 | 7262 | 2.26 | Federally-Regulated Commercial & Industrial Equipment | 05/02/2019 |  | 06/03/2019
Carrier Corp. - Syracuse | CARRIER CORPORATION | 50HCQ*09***(5,6,1)A***(A,C,D,F)* |  | HSP-A, Single-Package Heat Pum | Heat Pump | 208 | 3 | False |  |  |  | True | Single-Speed | 100000 | 8333 | 12 | 10.8 | 12.5 |  | 100000 | 8619 | 3.4 | 3.3 | 56000 | 7262 | 2.26 | Federally-Regulated Commercial & Industrial Equipment | 05/02/2019 |  | 06/03/2019
Carrier Corp. - Syracuse | CARRIER CORPORATION | 50TCQ*08***(6,1)A***(G,J,K,M)* |  | HSP-A, Single-Package Heat Pum | Heat Pump | 575 | 3 | False |  |  |  | False | Single-Speed | 88000 | 7857 | 11.2 | 10.8 | 12.5 |  | 86000 | 7413 | 3.4 | 3.3 | 44000 | 5731 | 2.25 | Federally-Regulated Commercial & Industrial Equipment | 05/02/2019 |  | 06/03/2019
Carrier Corp. - Syracuse | CARRIER CORPORATION | 50TCQ*08***(6,1)A***(G,J,K,M)* |  | HSP-A, Single-Package Heat Pum | Heat Pump | 460 | 3 | False |  |  |  | False | Single-Speed | 88000 | 7857 | 11.2 | 10.8 | 12.5 |  | 86000 | 7413 | 3.4 | 3.3 | 44000 | 5731 | 2.25 | Federally-Regulated Commercial & Industrial Equipment | 05/02/2019 |  | 06/03/2019
Carrier Corp. - Syracuse | CARRIER CORPORATION | 50TCQ*14***(5,6,1)A***(G,J,K,M)* |  | HSP-A, Single-Package Heat Pum | Heat Pump | 575 | 3 | False |  |  |  | False | Single-Speed | 142000 | 13396 | 10.6 | 10.4 | 12 |  | 142000 | 13005 | 3.2 | 3.2 | 76000 | 10865 | 2.05 | Federally-Regulated Commercial & Industrial Equipment | 05/02/2019 |  | 06/03/2019
Carrier Corp. - Syracuse | CARRIER CORPORATION | 50TCQ*14***(5,6,1)A***(G,J,K,M)* |  | HSP-A, Single-Package Heat Pum | Heat Pump | 460 | 3 | False |  |  |  | False | Single-Speed | 142000 | 13396 | 10.6 | 10.4 | 12 |  | 142000 | 13005 | 3.2 | 3.2 | 76000 | 10865 | 2.05 | Federally-Regulated Commercial & Industrial Equipment | 05/02/2019 |  | 06/03/2019
Carrier Corp. - Syracuse | CARRIER CORPORATION | 50TCQ*14***(5,6,1)A***(G,J,K,M)* |  | HSP-A, Single-Package Heat Pum | Heat Pump | 230 | 3 | False |  |  |  | False | Single-Speed | 142000 | 13396 | 10.6 | 10.4 | 12 |  | 142000 | 13005 | 3.2 | 3.2 | 76000 | 10865 | 2.05 | Federally-Regulated Commercial & Industrial Equipment | 05/02/2019 |  | 06/03/2019
Carrier Corp. - Syracuse | CARRIER CORPORATION | 50TCQ*14***(5,6,1)A***(G,J,K,M)* |  | HSP-A, Single-Package Heat Pum | Heat Pump | 208 | 3 | False |  |  |  | False | Single-Speed | 142000 | 13396 | 10.6 | 10.4 | 12 |  | 142000 | 13005 | 3.2 | 3.2 | 76000 | 10865 | 2.05 | Federally-Regulated Commercial & Industrial Equipment | 05/02/2019 |  | 06/03/2019
Carrier Corp. - Syracuse | CARRIER CORPORATION | 50TCQ*08***(6,1)A***(A,C,D,F)* |  | HSP-A, Single-Package Heat Pum | Heat Pump | 575 | 3 | False |  |  |  | False | Single-Speed | 88000 | 7857 | 11.2 | 10.8 | 12.2 |  | 86000 | 7413 | 3.4 | 3.3 | 44000 | 5731 | 2.25 | Federally-Regulated Commercial & Industrial Equipment | 05/02/2019 |  | 06/03/2019
Carrier Corp. - Syracuse | CARRIER CORPORATION | 50TCQ*08***(6,1)A***(A,C,D,F)* |  | HSP-A, Single-Package Heat Pum | Heat Pump | 460 | 3 | False |  |  |  | False | Single-Speed | 88000 | 7857 | 11.2 | 10.8 | 12.2 |  | 86000 | 7413 | 3.4 | 3.3 | 44000 | 5731 | 2.25 | Federally-Regulated Commercial & Industrial Equipment | 05/02/2019 |  | 06/03/2019
Carrier Corp. - Syracuse | CARRIER CORPORATION | 50TCQ*08***5A***(G,J,K,M)* |  | HSP-A, Single-Package Heat Pum | Heat Pump | 230 | 3 | False |  |  |  | False | Single-Speed | 88000 | 7857 | 11.2 | 10.8 | 12.5 |  | 86000 | 7413 | 3.4 | 3.3 | 44000 | 5731 | 2.25 | Federally-Regulated Commercial & Industrial Equipment | 05/02/2019 |  | 06/03/2019
Carrier Corp. - Syracuse | CARRIER CORPORATION | 50TCQ*08***5A***(G,J,K,M)* |  | HSP-A, Single-Package Heat Pum | Heat Pump | 208 | 3 | False |  |  |  | False | Single-Speed | 87000 | 7767 | 11.2 | 10.8 | 12.5 |  | 86000 | 7413 | 3.4 | 3.3 | 44000 | 5731 | 2.25 | Federally-Regulated Commercial & Industrial Equipment | 05/02/2019 |  | 06/03/2019
Carrier Corp. - Syracuse | CARRIER CORPORATION | 50TCQ*12***(5,6,1)A***(G,J,K,M)* |  | HSP-A, Single-Package Heat Pum | Heat Pump | 575 | 3 | False |  |  |  | False | Single-Speed | 116000 | 10545 | 11 | 10.8 | 12.5 |  | 116000 | 9999 | 3.4 | 3.3 | 63000 | 8206 | 2.25 | Federally-Regulated Commercial & Industrial Equipment | 05/02/2019 |  | 06/03/2019
Carrier Corp. - Syracuse | CARRIER CORPORATION | 50TCQ*12***(5,6,1)A***(G,J,K,M)* |  | HSP-A, Single-Package Heat Pum | Heat Pump | 460 | 3 | False |  |  |  | False | Single-Speed | 116000 | 10545 | 11 | 10.8 | 12.5 |  | 116000 | 9999 | 3.4 | 3.3 | 63000 | 8206 | 2.25 | Federally-Regulated Commercial & Industrial Equipment | 05/02/2019 |  | 06/03/2019
Carrier Corp. - Syracuse | CARRIER CORPORATION | 50TCQ*12***(5,6,1)A***(G,J,K,M)* |  | HSP-A, Single-Package Heat Pum | Heat Pump | 230 | 3 | False |  |  |  | False | Single-Speed | 116000 | 10545 | 11 | 10.8 | 12.5 |  | 116000 | 9999 | 3.4 | 3.3 | 63000 | 8206 | 2.25 | Federally-Regulated Commercial & Industrial Equipment | 05/02/2019 |  | 06/03/2019
Carrier Corp. - Syracuse | CARRIER CORPORATION | 50TCQ*12***(5,6,1)A***(G,J,K,M)* |  | HSP-A, Single-Package Heat Pum | Heat Pump | 208 | 3 | False |  |  |  | False | Single-Speed | 116000 | 10545 | 11 | 10.8 | 12.5 |  | 116000 | 9999 | 3.4 | 3.3 | 63000 | 8206 | 2.25 | Federally-Regulated Commercial & Industrial Equipment | 05/02/2019 |  | 06/03/2019
Carrier Corp. - Syracuse | CARRIER CORPORATION | 50TCQ*08***5A***(A,C,D,F)* |  | HSP-A, Single-Package Heat Pum | Heat Pump | 230 | 3 | False |  |  |  | False | Single-Speed | 88000 | 7857 | 11.2 | 10.8 | 12.2 |  | 86000 | 7413 | 3.4 | 3.3 | 44000 | 5731 | 2.25 | Federally-Regulated Commercial & Industrial Equipment | 05/02/2019 |  | 06/03/2019
Carrier Corp. - Syracuse | CARRIER CORPORATION | 50TCQ*08***5A***(A,C,D,F)* |  | HSP-A, Single-Package Heat Pum | Heat Pump | 208 | 3 | False |  |  |  | False | Single-Speed | 87000 | 7767 | 11.2 | 10.8 | 12.2 |  | 86000 | 7413 | 3.4 | 3.3 | 44000 | 5731 | 2.25 | Federally-Regulated Commercial & Industrial Equipment | 05/02/2019 |  | 06/03/2019
Carrier Corp. - Syracuse | CARRIER CORPORATION | 50TCQ*09***(6,1)A***(G,J,K,M)* |  | HSP-A, Single-Package Heat Pum | Heat Pump | 575 | 3 | False |  |  |  | False | Single-Speed | 99000 | 8839 | 11.2 | 10.8 | 12.5 |  | 96000 | 8525 | 3.3 | 3.3 | 54500 | 7098 | 2.25 | Federally-Regulated Commercial & Industrial Equipment | 05/02/2019 |  | 06/03/2019
Carrier Corp. - Syracuse | CARRIER CORPORATION | 50TCQ*09***(6,1)A***(G,J,K,M)* |  | HSP-A, Single-Package Heat Pum | Heat Pump | 460 | 3 | False |  |  |  | False | Single-Speed | 99000 | 8839 | 11.2 | 10.8 | 12.5 |  | 96000 | 8525 | 3.3 | 3.3 | 54500 | 7098 | 2.25 | Federally-Regulated Commercial & Industrial Equipment | 05/02/2019 |  | 06/03/2019
Carrier Corp. - Syracuse | CARRIER CORPORATION | 50TCQ*09***(6,1)A***(A,C,D,F)* |  | HSP-A, Single-Package Heat Pum | Heat Pump | 575 | 3 | False |  |  |  | False | Single-Speed | 99000 | 8839 | 11.2 | 10.8 | 12.2 |  | 96000 | 8525 | 3.3 | 3.3 | 54500 | 7098 | 2.25 | Federally-Regulated Commercial & Industrial Equipment | 05/02/2019 |  | 06/03/2019
Carrier Corp. - Syracuse | CARRIER CORPORATION | 50TCQ*09***(6,1)A***(A,C,D,F)* |  | HSP-A, Single-Package Heat Pum | Heat Pump | 460 | 3 | False |  |  |  | False | Single-Speed | 99000 | 8839 | 11.2 | 10.8 | 12.2 |  | 96000 | 8525 | 3.3 | 3.3 | 54500 | 7098 | 2.25 | Federally-Regulated Commercial & Industrial Equipment | 05/02/2019 |  | 06/03/2019
Carrier Corp. - Syracuse | CARRIER CORPORATION | 50TCQ*09***5A***(G,J,K,M)* |  | HSP-A, Single-Package Heat Pum | Heat Pump | 208 | 3 | False |  |  |  | False | Single-Speed | 98000 | 8750 | 11.2 | 10.8 | 12.5 |  | 94000 | 8348 | 3.3 | 3.3 | 53000 | 6903 | 2.25 | Federally-Regulated Commercial & Industrial Equipment | 05/02/2019 |  | 06/03/2019
Carrier Corp. - Syracuse | Arcoaire | RHS072(H,L,S)******TA |  | HSP-A, Single-Package Heat Pum | Heat Pump | 575 | 3 | False |  |  |  | False | Single-Speed | 69000 | 6216 | 11.1 | 10.8 | 12.7 |  | 66000 | 5526 | 3.5 | 3.3 | 29000 | 3777 | 2.25 | Federally-Regulated Commercial & Industrial Equipment | 05/03/2019 |  | 06/03/2019
Carrier Corp. - Syracuse | Arcoaire | RHS072(H,L,S)******TA |  | HSP-A, Single-Package Heat Pum | Heat Pump | 460 | 3 | False |  |  |  | False | Single-Speed | 69000 | 6216 | 11.1 | 10.8 | 12.7 |  | 66000 | 5526 | 3.5 | 3.3 | 29000 | 3777 | 2.25 | Federally-Regulated Commercial & Industrial Equipment | 05/03/2019 |  | 06/03/2019
Carrier Corp. - Syracuse | Arcoaire | RHS072(H,L,S)******TA |  | HSP-A, Single-Package Heat Pum | Heat Pump | 230 | 3 | False |  |  |  | False | Single-Speed | 69000 | 6216 | 11.1 | 10.8 | 12.7 |  | 66000 | 5526 | 3.5 | 3.3 | 31500 | 4103 | 2.25 | Federally-Regulated Commercial & Industrial Equipment | 05/03/2019 |  | 06/03/2019
Carrier Corp. - Syracuse | Arcoaire | RHS072(H,L,S)******TA |  | HSP-A, Single-Package Heat Pum | Heat Pump | 208 | 3 | False |  |  |  | False | Single-Speed | 69000 | 6216 | 11.1 | 10.8 | 12.7 |  | 66000 | 5526 | 3.5 | 3.3 | 29000 | 3777 | 2.25 | Federally-Regulated Commercial & Industrial Equipment | 05/03/2019 |  | 06/03/2019
Carrier Corp. - Syracuse | Day & Night | RHS072(H,L,S)******TA |  | HSP-A, Single-Package Heat Pum | Heat Pump | 575 | 3 | False |  |  |  | False | Single-Speed | 69000 | 6216 | 11.1 | 10.8 | 12.7 |  | 66000 | 5526 | 3.5 | 3.3 | 29000 | 3777 | 2.25 | Federally-Regulated Commercial & Industrial Equipment | 05/03/2019 |  | 06/03/2019
Carrier Corp. - Syracuse | Day & Night | RHS072(H,L,S)******TA |  | HSP-A, Single-Package Heat Pum | Heat Pump | 460 | 3 | False |  |  |  | False | Single-Speed | 69000 | 6216 | 11.1 | 10.8 | 12.7 |  | 66000 | 5526 | 3.5 | 3.3 | 29000 | 3777 | 2.25 | Federally-Regulated Commercial & Industrial Equipment | 05/03/2019 |  | 06/03/2019
Carrier Corp. - Syracuse | Day & Night | RHS072(H,L,S)******TA |  | HSP-A, Single-Package Heat Pum | Heat Pump | 230 | 3 | False |  |  |  | False | Single-Speed | 69000 | 6216 | 11.1 | 10.8 | 12.7 |  | 66000 | 5526 | 3.5 | 3.3 | 31500 | 4103 | 2.25 | Federally-Regulated Commercial & Industrial Equipment | 05/03/2019 |  | 06/03/2019
Carrier Corp. - Syracuse | Day & Night | RHS072(H,L,S)******TA |  | HSP-A, Single-Package Heat Pum | Heat Pump | 208 | 3 | False |  |  |  | False | Single-Speed | 69000 | 6216 | 11.1 | 10.8 | 12.7 |  | 66000 | 5526 | 3.5 | 3.3 | 29000 | 3777 | 2.25 | Federally-Regulated Commercial & Industrial Equipment | 05/03/2019 |  | 06/03/2019
Carrier Corp. - Syracuse | Comfortmaker | RHS072(H,L,S)******TA |  | HSP-A, Single-Package Heat Pum | Heat Pump | 575 | 3 | False |  |  |  | False | Single-Speed | 69000 | 6216 | 11.1 | 10.8 | 12.7 |  | 66000 | 5526 | 3.5 | 3.3 | 29000 | 3777 | 2.25 | Federally-Regulated Commercial & Industrial Equipment | 05/02/2019 |  | 06/03/2019
Carrier Corp. - Syracuse | Comfortmaker | RHS072(H,L,S)******TA |  | HSP-A, Single-Package Heat Pum | Heat Pump | 460 | 3 | False |  |  |  | False | Single-Speed | 69000 | 6216 | 11.1 | 10.8 | 12.7 |  | 66000 | 5526 | 3.5 | 3.3 | 29000 | 3777 | 2.25 | Federally-Regulated Commercial & Industrial Equipment | 05/02/2019 |  | 06/03/2019
Carrier Corp. - Syracuse | Comfortmaker | RHS072(H,L,S)******TA |  | HSP-A, Single-Package Heat Pum | Heat Pump | 230 | 3 | False |  |  |  | False | Single-Speed | 69000 | 6216 | 11.1 | 10.8 | 12.7 |  | 66000 | 5526 | 3.5 | 3.3 | 31500 | 4103 | 2.25 | Federally-Regulated Commercial & Industrial Equipment | 05/02/2019 |  | 06/03/2019
Carrier Corp. - Syracuse | Comfortmaker | RHS072(H,L,S)******TA |  | HSP-A, Single-Package Heat Pum | Heat Pump | 208 | 3 | False |  |  |  | False | Single-Speed | 69000 | 6216 | 11.1 | 10.8 | 12.7 |  | 66000 | 5526 | 3.5 | 3.3 | 29000 | 3777 | 2.25 | Federally-Regulated Commercial & Industrial Equipment | 05/02/2019 |  | 06/03/2019
Carrier Corp. - Syracuse | ICP Commercial | RHS072(H,L,S)******TA |  | HSP-A, Single-Package Heat Pum | Heat Pump | 575 | 3 | False |  |  |  | False | Single-Speed | 69000 | 6216 | 11.1 | 10.8 | 12.7 |  | 66000 | 5526 | 3.5 | 3.3 | 29000 | 3777 | 2.25 | Federally-Regulated Commercial & Industrial Equipment | 05/02/2019 |  | 06/03/2019
Carrier Corp. - Syracuse | ICP Commercial | RHS072(H,L,S)******TA |  | HSP-A, Single-Package Heat Pum | Heat Pump | 460 | 3 | False |  |  |  | False | Single-Speed | 69000 | 6216 | 11.1 | 10.8 | 12.7 |  | 66000 | 5526 | 3.5 | 3.3 | 29000 | 3777 | 2.25 | Federally-Regulated Commercial & Industrial Equipment | 05/02/2019 |  | 06/03/2019
Carrier Corp. - Syracuse | ICP Commercial | RHS072(H,L,S)******TA |  | HSP-A, Single-Package Heat Pum | Heat Pump | 230 | 3 | False |  |  |  | False | Single-Speed | 69000 | 6216 | 11.1 | 10.8 | 12.7 |  | 66000 | 5526 | 3.5 | 3.3 | 31500 | 4103 | 2.25 | Federally-Regulated Commercial & Industrial Equipment | 05/02/2019 |  | 06/03/2019
Carrier Corp. - Syracuse | ICP Commercial | RHS072(H,L,S)******TA |  | HSP-A, Single-Package Heat Pum | Heat Pump | 208 | 3 | False |  |  |  | False | Single-Speed | 69000 | 6216 | 11.1 | 10.8 | 12.7 |  | 66000 | 5526 | 3.5 | 3.3 | 29000 | 3777 | 2.25 | Federally-Regulated Commercial & Industrial Equipment | 05/02/2019 |  | 06/03/2019
Carrier Corp. - Syracuse | Heil | RHS072(H,L,S)******TA |  | HSP-A, Single-Package Heat Pum | Heat Pump | 575 | 3 | False |  |  |  | False | Single-Speed | 69000 | 6216 | 11.1 | 10.8 | 12.7 |  | 66000 | 5526 | 3.5 | 3.3 | 29000 | 3777 | 2.25 | Federally-Regulated Commercial & Industrial Equipment | 05/02/2019 |  | 06/03/2019
Carrier Corp. - Syracuse | Heil | RHS072(H,L,S)******TA |  | HSP-A, Single-Package Heat Pum | Heat Pump | 460 | 3 | False |  |  |  | False | Single-Speed | 69000 | 6216 | 11.1 | 10.8 | 12.7 |  | 66000 | 5526 | 3.5 | 3.3 | 29000 | 3777 | 2.25 | Federally-Regulated Commercial & Industrial Equipment | 05/02/2019 |  | 06/03/2019
Carrier Corp. - Syracuse | Heil | RHS072(H,L,S)******TA |  | HSP-A, Single-Package Heat Pum | Heat Pump | 230 | 3 | False |  |  |  | False | Single-Speed | 69000 | 6216 | 11.1 | 10.8 | 12.7 |  | 66000 | 5526 | 3.5 | 3.3 | 31500 | 4103 | 2.25 | Federally-Regulated Commercial & Industrial Equipment | 05/02/2019 |  | 06/03/2019
Carrier Corp. - Syracuse | Heil | RHS072(H,L,S)******TA |  | HSP-A, Single-Package Heat Pum | Heat Pump | 208 | 3 | False |  |  |  | False | Single-Speed | 69000 | 6216 | 11.1 | 10.8 | 12.7 |  | 66000 | 5526 | 3.5 | 3.3 | 29000 | 3777 | 2.25 | Federally-Regulated Commercial & Industrial Equipment | 05/02/2019 |  | 06/03/2019
Carrier Corp. - Syracuse | Tempstar | RHS072(H,L,S)******TA |  | HSP-A, Single-Package Heat Pum | Heat Pump | 575 | 3 | False |  |  |  | False | Single-Speed | 69000 | 6216 | 11.1 | 10.8 | 12.7 |  | 66000 | 5526 | 3.5 | 3.3 | 29000 | 3777 | 2.25 | Federally-Regulated Commercial & Industrial Equipment | 05/02/2019 |  | 06/03/2019
Carrier Corp. - Syracuse | Tempstar | RHS072(H,L,S)******TA |  | HSP-A, Single-Package Heat Pum | Heat Pump | 460 | 3 | False |  |  |  | False | Single-Speed | 69000 | 6216 | 11.1 | 10.8 | 12.7 |  | 66000 | 5526 | 3.5 | 3.3 | 29000 | 3777 | 2.25 | Federally-Regulated Commercial & Industrial Equipment | 05/02/2019 |  | 06/03/2019
Carrier Corp. - Syracuse | Tempstar | RHS072(H,L,S)******TA |  | HSP-A, Single-Package Heat Pum | Heat Pump | 230 | 3 | False |  |  |  | False | Single-Speed | 69000 | 6216 | 11.1 | 10.8 | 12.7 |  | 66000 | 5526 | 3.5 | 3.3 | 31500 | 4103 | 2.25 | Federally-Regulated Commercial & Industrial Equipment | 05/02/2019 |  | 06/03/2019
Carrier Corp. - Syracuse | Tempstar | RHS072(H,L,S)******TA |  | HSP-A, Single-Package Heat Pum | Heat Pump | 208 | 3 | False |  |  |  | False | Single-Speed | 69000 | 6216 | 11.1 | 10.8 | 12.7 |  | 66000 | 5526 | 3.5 | 3.3 | 29000 | 3777 | 2.25 | Federally-Regulated Commercial & Industrial Equipment | 05/02/2019 |  | 06/03/2019
Carrier Corp. - Syracuse | Keeprite | RHS072(H,L,S)******TA |  | HSP-A, Single-Package Heat Pum | Heat Pump | 575 | 3 | False |  |  |  | False | Single-Speed | 69000 | 6216 | 11.1 | 10.8 | 12.7 |  | 66000 | 5526 | 3.5 | 3.3 | 29000 | 3777 | 2.25 | Federally-Regulated Commercial & Industrial Equipment | 05/02/2019 |  | 06/03/2019
Carrier Corp. - Syracuse | Keeprite | RHS072(H,L,S)******TA |  | HSP-A, Single-Package Heat Pum | Heat Pump | 460 | 3 | False |  |  |  | False | Single-Speed | 69000 | 6216 | 11.1 | 10.8 | 12.7 |  | 66000 | 5526 | 3.5 | 3.3 | 29000 | 3777 | 2.25 | Federally-Regulated Commercial & Industrial Equipment | 05/02/2019 |  | 06/03/2019
Carrier Corp. - Syracuse | Keeprite | RHS072(H,L,S)******TA |  | HSP-A, Single-Package Heat Pum | Heat Pump | 230 | 3 | False |  |  |  | False | Single-Speed | 69000 | 6216 | 11.1 | 10.8 | 12.7 |  | 66000 | 5526 | 3.5 | 3.3 | 31500 | 4103 | 2.25 | Federally-Regulated Commercial & Industrial Equipment | 05/02/2019 |  | 06/03/2019
Carrier Corp. - Syracuse | Keeprite | RHS072(H,L,S)******TA |  | HSP-A, Single-Package Heat Pum | Heat Pump | 208 | 3 | False |  |  |  | False | Single-Speed | 69000 | 6216 | 11.1 | 10.8 | 12.7 |  | 66000 | 5526 | 3.5 | 3.3 | 29000 | 3777 | 2.25 | Federally-Regulated Commercial & Industrial Equipment | 05/02/2019 |  | 06/03/2019
Daikin Comfort Technologies Manufacturing, L.P. | Daikin | DPS010AHHG5**-4* |  | HSP-A, Single-Package Heat Pum | Both Heat Pump and Electric Re | 575 | 3 | False |  |  |  | True | Variable-Speed | 119000 | 10438 | 11.4 | 11 | 17.8 |  | 105000 | 9104 | 3.38 | 3.3 | 62000 | 7732 | 2.35 | Federally-Regulated Commercial & Industrial Equipment | 05/31/2019 |  | 06/10/2019
Daikin Comfort Technologies Manufacturing, L.P. | Daikin | DPS010AHHE5**-4* |  | HSP-A, Single-Package Heat Pum | Both Heat Pump and Electric Re | 575 | 3 | False |  |  |  | True | Variable-Speed | 119000 | 10258 | 11.6 | 11 | 17.8 |  | 105000 | 9104 | 3.38 | 3.3 | 62000 | 7732 | 2.35 | Federally-Regulated Commercial & Industrial Equipment | 05/31/2019 |  | 06/10/2019
Daikin Comfort Technologies Manufacturing, L.P. | Daikin | DPS010AHHY5**-4* |  | HSP-A, Single-Package Heat Pum | Both Heat Pump and Electric Re | 575 | 3 | False |  |  |  | True | Variable-Speed | 120000 | 9917 | 12.1 | 11 | 18.1 |  | 105000 | 8971 | 3.43 | 3.3 | 62000 | 7634 | 2.38 | Federally-Regulated Commercial & Industrial Equipment | 05/31/2019 |  | 06/10/2019
Daikin Comfort Technologies Manufacturing, L.P. | Daikin | DPS010AHHG4**-4* |  | HSP-A, Single-Package Heat Pum | Both Heat Pump and Electric Re | 460 | 3 | False |  |  |  | True | Variable-Speed | 119000 | 10347 | 11.5 | 11 | 18 |  | 105000 | 8997 | 3.42 | 3.3 | 62000 | 7634 | 2.38 | Federally-Regulated Commercial & Industrial Equipment | 05/31/2019 |  | 06/10/2019
Daikin Comfort Technologies Manufacturing, L.P. | Daikin | DPS010AHHE4**-4* |  | HSP-A, Single-Package Heat Pum | Both Heat Pump and Electric Re | 460 | 3 | False |  |  |  | True | Variable-Speed | 119000 | 10170 | 11.7 | 11 | 18 |  | 105000 | 8997 | 3.42 | 3.3 | 62000 | 7634 | 2.38 | Federally-Regulated Commercial & Industrial Equipment | 05/31/2019 |  | 06/10/2019
Daikin Comfort Technologies Manufacturing, L.P. | Daikin | DPS010AHHY4**-4* |  | HSP-A, Single-Package Heat Pum | Both Heat Pump and Electric Re | 460 | 3 | False |  |  |  | True | Variable-Speed | 120000 | 9836 | 12.2 | 11 | 18.3 |  | 105000 | 8868 | 3.47 | 3.3 | 62000 | 7539 | 2.41 | Federally-Regulated Commercial & Industrial Equipment | 05/31/2019 |  | 06/10/2019
Daikin Comfort Technologies Manufacturing, L.P. | Daikin | DPS010AHHG2**-4* |  | HSP-A, Single-Package Heat Pum | Both Heat Pump and Electric Re | 230 | 3 | False |  |  |  | True | Variable-Speed | 119000 | 10347 | 11.5 | 11 | 18 |  | 105000 | 8997 | 3.42 | 3.3 | 62000 | 7634 | 2.38 | Federally-Regulated Commercial & Industrial Equipment | 05/31/2019 |  | 06/10/2019
Daikin Comfort Technologies Manufacturing, L.P. | Daikin | DPS010AHHG2**-4* |  | HSP-A, Single-Package Heat Pum | Both Heat Pump and Electric Re | 208 | 3 | False |  |  |  | True | Variable-Speed | 119000 | 10347 | 11.5 | 11 | 18 |  | 105000 | 8997 | 3.42 | 3.3 | 62000 | 7634 | 2.38 | Federally-Regulated Commercial & Industrial Equipment | 05/31/2019 |  | 06/10/2019
Daikin Comfort Technologies Manufacturing, L.P. | Daikin | DPS010AHHE2**-4* |  | HSP-A, Single-Package Heat Pum | Both Heat Pump and Electric Re | 230 | 3 | False |  |  |  | True | Variable-Speed | 119000 | 10170 | 11.7 | 11 | 18 |  | 105000 | 8997 | 3.42 | 3.3 | 62000 | 7634 | 2.38 | Federally-Regulated Commercial & Industrial Equipment | 05/31/2019 |  | 06/10/2019
Daikin Comfort Technologies Manufacturing, L.P. | Daikin | DPS010AHHE2**-4* |  | HSP-A, Single-Package Heat Pum | Both Heat Pump and Electric Re | 208 | 3 | False |  |  |  | True | Variable-Speed | 119000 | 10170 | 11.7 | 11 | 18 |  | 105000 | 8997 | 3.42 | 3.3 | 62000 | 7634 | 2.38 | Federally-Regulated Commercial & Industrial Equipment | 05/31/2019 |  | 06/10/2019
Daikin Comfort Technologies Manufacturing, L.P. | Daikin | DPS010AHHY2**-4* |  | HSP-A, Single-Package Heat Pum | Both Heat Pump and Electric Re | 230 | 3 | False |  |  |  | True | Variable-Speed | 120000 | 9836 | 12.2 | 11 | 18.3 |  | 105000 | 8868 | 3.47 | 3.3 | 62000 | 7539 | 2.41 | Federally-Regulated Commercial & Industrial Equipment | 05/31/2019 |  | 06/10/2019
Daikin Comfort Technologies Manufacturing, L.P. | Daikin | DPS010AHHY2**-4* |  | HSP-A, Single-Package Heat Pum | Both Heat Pump and Electric Re | 208 | 3 | False |  |  |  | True | Variable-Speed | 120000 | 9836 | 12.2 | 11 | 18.3 |  | 105000 | 8868 | 3.47 | 3.3 | 62000 | 7539 | 2.41 | Federally-Regulated Commercial & Industrial Equipment | 05/31/2019 |  | 06/10/2019
Daikin Comfort Technologies Manufacturing, L.P. | Daikin | DPS020AHHE-24H |  | HSP-A, Single-Package Heat Pum | Both Heat Pump and Electric Re | 575 | 3 | False |  |  |  | True | Variable-Speed | 232000 | 21886 | 10.6 | 10.6 | 18.3 |  | 218000 | 19965 | 3.2 | 3.2 | 134000 | 18700 | 2.1 | Federally-Regulated Commercial & Industrial Equipment | 05/31/2019 |  | 06/10/2019
Daikin Comfort Technologies Manufacturing, L.P. | Daikin | DPS020AHHE-24H |  | HSP-A, Single-Package Heat Pum | Both Heat Pump and Electric Re | 460 | 3 | False |  |  |  | True | Variable-Speed | 232000 | 21886 | 10.6 | 10.6 | 18.3 |  | 218000 | 19965 | 3.2 | 3.2 | 134000 | 18700 | 2.1 | Federally-Regulated Commercial & Industrial Equipment | 05/31/2019 |  | 06/10/2019
Daikin Comfort Technologies Manufacturing, L.P. | Daikin | DPS020AHHE-24H |  | HSP-A, Single-Package Heat Pum | Both Heat Pump and Electric Re | 230 | 3 | False |  |  |  | True | Variable-Speed | 232000 | 21886 | 10.6 | 10.6 | 18.3 |  | 218000 | 19965 | 3.2 | 3.2 | 134000 | 18700 | 2.1 | Federally-Regulated Commercial & Industrial Equipment | 05/31/2019 |  | 06/10/2019
Daikin Comfort Technologies Manufacturing, L.P. | Daikin | DPS020AHHE-24H |  | HSP-A, Single-Package Heat Pum | Both Heat Pump and Electric Re | 208 | 3 | False |  |  |  | True | Variable-Speed | 232000 | 21886 | 10.6 | 10.6 | 18.3 |  | 218000 | 19965 | 3.2 | 3.2 | 134000 | 18700 | 2.1 | Federally-Regulated Commercial & Industrial Equipment | 05/31/2019 |  | 06/10/2019
Daikin Comfort Technologies Manufacturing, L.P. | Daikin | DPS020AHHE-24 |  | HSP-A, Single-Package Heat Pum | Both Heat Pump and Electric Re | 575 | 3 | False |  |  |  | True | Variable-Speed | 236000 | 21851 | 10.8 | 10.6 | 18.6 |  | 216000 | 18618 | 3.4 | 3.2 | 132000 | 17584 | 2.2 | Federally-Regulated Commercial & Industrial Equipment | 05/31/2019 |  | 06/10/2019
Daikin Comfort Technologies Manufacturing, L.P. | Daikin | DPS020AHHE-24 |  | HSP-A, Single-Package Heat Pum | Both Heat Pump and Electric Re | 460 | 3 | False |  |  |  | True | Variable-Speed | 236000 | 21851 | 10.8 | 10.6 | 18.6 |  | 216000 | 18618 | 3.4 | 3.2 | 132000 | 17584 | 2.2 | Federally-Regulated Commercial & Industrial Equipment | 05/31/2019 |  | 06/10/2019
Daikin Comfort Technologies Manufacturing, L.P. | Daikin | DPS020AHHE-24 |  | HSP-A, Single-Package Heat Pum | Both Heat Pump and Electric Re | 230 | 3 | False |  |  |  | True | Variable-Speed | 236000 | 21851 | 10.8 | 10.6 | 18.6 |  | 216000 | 18618 | 3.4 | 3.2 | 132000 | 17584 | 2.2 | Federally-Regulated Commercial & Industrial Equipment | 05/31/2019 |  | 06/10/2019
Daikin Comfort Technologies Manufacturing, L.P. | Daikin | DPS020AHHE-24 |  | HSP-A, Single-Package Heat Pum | Both Heat Pump and Electric Re | 208 | 3 | False |  |  |  | True | Variable-Speed | 236000 | 21851 | 10.8 | 10.6 | 18.6 |  | 216000 | 18618 | 3.4 | 3.2 | 132000 | 17584 | 2.2 | Federally-Regulated Commercial & Industrial Equipment | 05/31/2019 |  | 06/10/2019
Daikin Comfort Technologies Manufacturing, L.P. | Daikin | DPS020AHHY-24H |  | HSP-A, Single-Package Heat Pum | Heat Pump | 575 | 3 | False |  |  |  | True | Variable-Speed | 234000 | 21666 | 10.8 | 10.4 | 18.8 |  | 218000 | 19360 | 3.3 | 3.2 | 132000 | 17584 | 2.2 | Federally-Regulated Commercial & Industrial Equipment | 05/31/2019 |  | 06/10/2019
Daikin Comfort Technologies Manufacturing, L.P. | Daikin | DPS020AHHY-24H |  | HSP-A, Single-Package Heat Pum | Heat Pump | 460 | 3 | False |  |  |  | True | Variable-Speed | 234000 | 21666 | 10.8 | 10.4 | 18.8 |  | 218000 | 19360 | 3.3 | 3.2 | 132000 | 17584 | 2.2 | Federally-Regulated Commercial & Industrial Equipment | 05/31/2019 |  | 06/10/2019
Daikin Comfort Technologies Manufacturing, L.P. | Daikin | DPS020AHHY-24H |  | HSP-A, Single-Package Heat Pum | Heat Pump | 230 | 3 | False |  |  |  | True | Variable-Speed | 234000 | 21666 | 10.8 | 10.4 | 18.8 |  | 218000 | 19360 | 3.3 | 3.2 | 132000 | 17584 | 2.2 | Federally-Regulated Commercial & Industrial Equipment | 05/31/2019 |  | 06/10/2019
Daikin Comfort Technologies Manufacturing, L.P. | Daikin | DPS020AHHY-24H |  | HSP-A, Single-Package Heat Pum | Heat Pump | 208 | 3 | False |  |  |  | True | Variable-Speed | 234000 | 21666 | 10.8 | 10.4 | 18.8 |  | 218000 | 19360 | 3.3 | 3.2 | 132000 | 17584 | 2.2 | Federally-Regulated Commercial & Industrial Equipment | 05/31/2019 |  | 06/10/2019
Daikin Comfort Technologies Manufacturing, L.P. | Daikin | DPS020AHHG-24 |  | HSP-A, Single-Package Heat Pum | Heat Pump | 575 | 3 | False |  |  |  | True | Variable-Speed | 234000 | 21869 | 10.7 | 10.4 | 18.7 |  | 218000 | 19360 | 3.3 | 3.2 | 132000 | 17584 | 2.2 | Federally-Regulated Commercial & Industrial Equipment | 05/31/2019 |  | 06/10/2019
Daikin Comfort Technologies Manufacturing, L.P. | Daikin | DPS020AHHG-24 |  | HSP-A, Single-Package Heat Pum | Heat Pump | 460 | 3 | False |  |  |  | True | Variable-Speed | 234000 | 21869 | 10.7 | 10.4 | 18.7 |  | 218000 | 19360 | 3.3 | 3.2 | 132000 | 17584 | 2.2 | Federally-Regulated Commercial & Industrial Equipment | 05/31/2019 |  | 06/10/2019
Daikin Comfort Technologies Manufacturing, L.P. | Daikin | DPS020AHHG-24 |  | HSP-A, Single-Package Heat Pum | Heat Pump | 230 | 3 | False |  |  |  | True | Variable-Speed | 234000 | 21869 | 10.7 | 10.4 | 18.7 |  | 218000 | 19360 | 3.3 | 3.2 | 132000 | 17584 | 2.2 | Federally-Regulated Commercial & Industrial Equipment | 05/31/2019 |  | 06/10/2019
Daikin Comfort Technologies Manufacturing, L.P. | Daikin | DPS020AHHG-24 |  | HSP-A, Single-Package Heat Pum | Heat Pump | 208 | 3 | False |  |  |  | True | Variable-Speed | 234000 | 21869 | 10.7 | 10.4 | 18.7 |  | 218000 | 19360 | 3.3 | 3.2 | 132000 | 17584 | 2.2 | Federally-Regulated Commercial & Industrial Equipment | 05/31/2019 |  | 06/10/2019
Daikin Comfort Technologies Manufacturing, L.P. | Daikin | DPS020AHHY-24 |  | HSP-A, Single-Package Heat Pum | Heat Pump | 575 | 3 | False |  |  |  | True | Variable-Speed | 236000 | 21651 | 10.9 | 10.4 | 19 |  | 216000 | 18618 | 3.4 | 3.2 | 132000 | 17584 | 2.2 | Federally-Regulated Commercial & Industrial Equipment | 05/31/2019 |  | 06/10/2019
Daikin Comfort Technologies Manufacturing, L.P. | Daikin | DPS020AHHY-24 |  | HSP-A, Single-Package Heat Pum | Heat Pump | 460 | 3 | False |  |  |  | True | Variable-Speed | 236000 | 21651 | 10.9 | 10.4 | 19 |  | 216000 | 18618 | 3.4 | 3.2 | 132000 | 17584 | 2.2 | Federally-Regulated Commercial & Industrial Equipment | 05/31/2019 |  | 06/10/2019
Daikin Comfort Technologies Manufacturing, L.P. | Daikin | DPS020AHHY-24 |  | HSP-A, Single-Package Heat Pum | Heat Pump | 230 | 3 | False |  |  |  | True | Variable-Speed | 236000 | 21651 | 10.9 | 10.4 | 19 |  | 216000 | 18618 | 3.4 | 3.2 | 132000 | 17584 | 2.2 | Federally-Regulated Commercial & Industrial Equipment | 05/31/2019 |  | 06/10/2019
Daikin Comfort Technologies Manufacturing, L.P. | Daikin | DPS020AHHY-24 |  | HSP-A, Single-Package Heat Pum | Heat Pump | 208 | 3 | False |  |  |  | True | Variable-Speed | 236000 | 21651 | 10.9 | 10.4 | 19 |  | 216000 | 18618 | 3.4 | 3.2 | 132000 | 17584 | 2.2 | Federally-Regulated Commercial & Industrial Equipment | 05/31/2019 |  | 06/10/2019
Rheem Sales Company, Inc. | Daikin | MHS006BYD |  | HSP-A, Single-Package Heat Pum | Heat Pump | 460 | 3 | False |  |  |  | False | Single-Speed | 70000 | 6363 | 11 | 10.8 |  |  | 68000 | 5793 | 3.44 | 3.3 | 41000 | 5224 | 2.3 | Federally-Regulated Commercial & Industrial Equipment | 01/28/2019 |  | 06/10/2019
Rheem Sales Company, Inc. | Mainline | RJNL-A072D |  | HSP-A, Single-Package Heat Pum | Heat Pump | 460 | 3 | False |  |  |  | False | Single-Speed | 70000 | 6363 | 11 | 10.8 |  |  | 68000 | 5793 | 3.44 | 3.3 | 41000 | 5224 | 2.3 | Federally-Regulated Commercial & Industrial Equipment | 01/28/2019 |  | 06/10/2019
Carrier Corp. - Syracuse | Airquest | RHS102(L,S)******TA |  | HSP-A, Single-Package Heat Pum | Heat Pump | 575 | 3 | False |  |  |  | False | Single-Speed | 99000 | 8839 | 11.2 | 10.8 | 12.5 |  | 96000 | 8525 | 3.3 | 3.3 | 54500 | 7098 | 2.25 | Federally-Regulated Commercial & Industrial Equipment | 05/31/2019 |  | 07/19/2019
Carrier Corp. - Syracuse | Airquest | RHS102(L,S)******TA |  | HSP-A, Single-Package Heat Pum | Heat Pump | 460 | 3 | False |  |  |  | False | Single-Speed | 99000 | 8839 | 11.2 | 10.8 | 12.5 |  | 96000 | 8525 | 3.3 | 3.3 | 54500 | 7098 | 2.25 | Federally-Regulated Commercial & Industrial Equipment | 05/31/2019 |  | 07/19/2019
Carrier Corp. - Syracuse | Airquest | RHS102H******TA |  | HSP-A, Single-Package Heat Pum | Heat Pump | 208 | 3 | False |  |  |  | False | Single-Speed | 98000 | 8750 | 11.2 | 10.8 | 12.5 |  | 94000 | 8348 | 3.3 | 3.3 | 53000 | 6903 | 2.25 | Federally-Regulated Commercial & Industrial Equipment | 05/31/2019 |  | 07/19/2019
Carrier Corp. - Syracuse | Airquest | RHS090(L,S)******TA |  | HSP-A, Single-Package Heat Pum | Heat Pump | 575 | 3 | False |  |  |  | False | Single-Speed | 88000 | 7857 | 11.2 | 10.8 | 12.5 |  | 86000 | 7413 | 3.4 | 3.3 | 44000 | 5731 | 2.25 | Federally-Regulated Commercial & Industrial Equipment | 05/31/2019 |  | 07/19/2019
Carrier Corp. - Syracuse | Airquest | RHS090(L,S)******TA |  | HSP-A, Single-Package Heat Pum | Heat Pump | 460 | 3 | False |  |  |  | False | Single-Speed | 88000 | 7857 | 11.2 | 10.8 | 12.5 |  | 86000 | 7413 | 3.4 | 3.3 | 44000 | 5731 | 2.25 | Federally-Regulated Commercial & Industrial Equipment | 05/31/2019 |  | 07/19/2019
Carrier Corp. - Syracuse | Airquest | RHS090H******TA |  | HSP-A, Single-Package Heat Pum | Heat Pump | 230 | 3 | False |  |  |  | False | Single-Speed | 88000 | 7857 | 11.2 | 10.8 | 12.5 |  | 86000 | 7413 | 3.4 | 3.3 | 44000 | 5731 | 2.25 | Federally-Regulated Commercial & Industrial Equipment | 05/31/2019 |  | 07/19/2019
Carrier Corp. - Syracuse | Airquest | RHS090H******TA |  | HSP-A, Single-Package Heat Pum | Heat Pump | 208 | 3 | False |  |  |  | False | Single-Speed | 87000 | 7767 | 11.2 | 10.8 | 12.5 |  | 86000 | 7413 | 3.4 | 3.3 | 44000 | 5731 | 2.25 | Federally-Regulated Commercial & Industrial Equipment | 05/31/2019 |  | 07/19/2019
Carrier Corp. - Syracuse | Airquest | RHS102(L,S)******AA |  | HSP-A, Single-Package Heat Pum | Heat Pump | 575 | 3 | False |  |  |  | False | Single-Speed | 99000 | 8839 | 11.2 | 10.8 | 12.2 |  | 96000 | 8525 | 3.3 | 3.3 | 54500 | 7098 | 2.25 | Federally-Regulated Commercial & Industrial Equipment | 05/31/2019 |  | 07/19/2019
Carrier Corp. - Syracuse | Airquest | RHS102(L,S)******AA |  | HSP-A, Single-Package Heat Pum | Heat Pump | 460 | 3 | False |  |  |  | False | Single-Speed | 99000 | 8839 | 11.2 | 10.8 | 12.2 |  | 96000 | 8525 | 3.3 | 3.3 | 54500 | 7098 | 2.25 | Federally-Regulated Commercial & Industrial Equipment | 05/31/2019 |  | 07/19/2019
Carrier Corp. - Syracuse | Airquest | RHS090(L,S)******AA |  | HSP-A, Single-Package Heat Pum | Heat Pump | 575 | 3 | False |  |  |  | False | Single-Speed | 88000 | 7857 | 11.2 | 10.8 | 12.2 |  | 86000 | 7413 | 3.4 | 3.3 | 44000 | 5731 | 2.25 | Federally-Regulated Commercial & Industrial Equipment | 05/31/2019 |  | 07/19/2019
Carrier Corp. - Syracuse | Airquest | RHS090(L,S)******AA |  | HSP-A, Single-Package Heat Pum | Heat Pump | 460 | 3 | False |  |  |  | False | Single-Speed | 88000 | 7857 | 11.2 | 10.8 | 12.2 |  | 86000 | 7413 | 3.4 | 3.3 | 44000 | 5731 | 2.25 | Federally-Regulated Commercial & Industrial Equipment | 05/31/2019 |  | 07/19/2019
Carrier Corp. - Syracuse | Arcoaire | RHS102(L,S)******AA |  | HSP-A, Single-Package Heat Pum | Heat Pump | 575 | 3 | False |  |  |  | False | Single-Speed | 99000 | 8839 | 11.2 | 10.8 | 12.2 |  | 96000 | 8525 | 3.3 | 3.3 | 54500 | 7098 | 2.25 | Federally-Regulated Commercial & Industrial Equipment | 06/03/2019 |  | 07/19/2019
Carrier Corp. - Syracuse | Arcoaire | RHS102(L,S)******AA |  | HSP-A, Single-Package Heat Pum | Heat Pump | 460 | 3 | False |  |  |  | False | Single-Speed | 99000 | 8839 | 11.2 | 10.8 | 12.2 |  | 96000 | 8525 | 3.3 | 3.3 | 54500 | 7098 | 2.25 | Federally-Regulated Commercial & Industrial Equipment | 06/03/2019 |  | 07/19/2019
Carrier Corp. - Syracuse | Arcoaire | RHS102H******AA |  | HSP-A, Single-Package Heat Pum | Heat Pump | 208 | 3 | False |  |  |  | False | Single-Speed | 98000 | 8750 | 11.2 | 10.8 | 12.2 |  | 94000 | 8348 | 3.3 | 3.3 | 53000 | 6903 | 2.25 | Federally-Regulated Commercial & Industrial Equipment | 06/03/2019 |  | 07/19/2019
Carrier Corp. - Syracuse | Arcoaire | RHS090(L,S)******AA |  | HSP-A, Single-Package Heat Pum | Heat Pump | 575 | 3 | False |  |  |  | False | Single-Speed | 88000 | 7857 | 11.2 | 10.8 | 12.2 |  | 86000 | 7413 | 3.4 | 3.3 | 44000 | 5731 | 2.25 | Federally-Regulated Commercial & Industrial Equipment | 06/03/2019 |  | 07/19/2019
Carrier Corp. - Syracuse | Arcoaire | RHS090(L,S)******AA |  | HSP-A, Single-Package Heat Pum | Heat Pump | 460 | 3 | False |  |  |  | False | Single-Speed | 88000 | 7857 | 11.2 | 10.8 | 12.2 |  | 86000 | 7413 | 3.4 | 3.3 | 44000 | 5731 | 2.25 | Federally-Regulated Commercial & Industrial Equipment | 06/03/2019 |  | 07/19/2019
Carrier Corp. - Syracuse | Arcoaire | RHS090H******AA |  | HSP-A, Single-Package Heat Pum | Heat Pump | 230 | 3 | False |  |  |  | False | Single-Speed | 88000 | 7857 | 11.2 | 10.8 | 12.2 |  | 86000 | 7413 | 3.4 | 3.3 | 44000 | 5731 | 2.25 | Federally-Regulated Commercial & Industrial Equipment | 06/03/2019 |  | 07/19/2019
Carrier Corp. - Syracuse | Arcoaire | RHS090H******AA |  | HSP-A, Single-Package Heat Pum | Heat Pump | 208 | 3 | False |  |  |  | False | Single-Speed | 87000 | 7767 | 11.2 | 10.8 | 12.2 |  | 86000 | 7413 | 3.4 | 3.3 | 44000 | 5731 | 2.25 | Federally-Regulated Commercial & Industrial Equipment | 06/03/2019 |  | 07/19/2019
Carrier Corp. - Syracuse | Arcoaire | RHH072(H,L,S)******A |  | HSP-A, Single-Package Heat Pum | Heat Pump | 575 | 3 | False |  |  |  | True | Single-Speed | 72000 | 6000 | 12 | 10.8 | 12.8 |  | 70000 | 6033 | 3.4 | 3.3 | 39000 | 4762 | 2.4 | Federally-Regulated Commercial & Industrial Equipment | 06/03/2019 |  | 07/19/2019
Carrier Corp. - Syracuse | Arcoaire | RHH072(H,L,S)******A |  | HSP-A, Single-Package Heat Pum | Heat Pump | 460 | 3 | False |  |  |  | True | Single-Speed | 72000 | 6000 | 12 | 10.8 | 12.8 |  | 70000 | 6033 | 3.4 | 3.3 | 39000 | 4762 | 2.4 | Federally-Regulated Commercial & Industrial Equipment | 06/03/2019 |  | 07/19/2019
Carrier Corp. - Syracuse | Arcoaire | RHH072(H,L,S)******A |  | HSP-A, Single-Package Heat Pum | Heat Pump | 230 | 3 | False |  |  |  | True | Single-Speed | 72000 | 6000 | 12 | 10.8 | 12.8 |  | 70000 | 6033 | 3.4 | 3.3 | 39000 | 4762 | 2.4 | Federally-Regulated Commercial & Industrial Equipment | 06/03/2019 |  | 07/19/2019
Carrier Corp. - Syracuse | Arcoaire | RHH072(H,L,S)******A |  | HSP-A, Single-Package Heat Pum | Heat Pump | 208 | 3 | False |  |  |  | True | Single-Speed | 72000 | 6000 | 12 | 10.8 | 12.8 |  | 70000 | 6033 | 3.4 | 3.3 | 39000 | 4762 | 2.4 | Federally-Regulated Commercial & Industrial Equipment | 06/03/2019 |  | 07/19/2019
Carrier Corp. - Syracuse | Bryant Heating & Cooling Systems | 548JP09*********(A,B)A |  | HSP-A, Single-Package Heat Pum | Heat Pump | 230 | 3 | False |  |  |  | False | Single-Speed | 99000 | 8608 | 11.5 | 10.8 |  |  | 96000 | 8525 | 3.3 | 3.3 | 54500 | 7098 | 2.3 | Federally-Regulated Commercial & Industrial Equipment | 04/21/2015 |  | 07/19/2019
Carrier Corp. - Syracuse | Bryant Heating & Cooling Systems | 548J(E,T)09*********(A,B)A |  | HSP-A, Single-Package Heat Pum | Heat Pump | 575 | 3 | False |  |  |  | False | Single-Speed | 99000 | 8839 | 11.2 | 10.8 |  |  | 96000 | 8525 | 3.3 | 3.3 | 54500 | 7098 | 2.25 | Federally-Regulated Commercial & Industrial Equipment | 01/28/2019 |  | 07/19/2019
Carrier Corp. - Syracuse | Bryant Heating & Cooling Systems | 548J(E,T)09*********(A,B)A |  | HSP-A, Single-Package Heat Pum | Heat Pump | 460 | 3 | False |  |  |  | False | Single-Speed | 99000 | 8839 | 11.2 | 10.8 |  |  | 96000 | 8525 | 3.3 | 3.3 | 54500 | 7098 | 2.25 | Federally-Regulated Commercial & Industrial Equipment | 01/28/2019 |  | 07/19/2019
Carrier Corp. - Syracuse | Bryant Heating & Cooling Systems | 548JP09*********(A,B)A |  | HSP-A, Single-Package Heat Pum | Heat Pump | 208 | 3 | False |  |  |  | False | Single-Speed | 98000 | 8750 | 11.2 | 10.8 |  |  | 94000 | 8348 | 3.3 | 3.3 | 53000 | 6903 | 2.25 | Federally-Regulated Commercial & Industrial Equipment | 01/28/2019 |  | 07/19/2019
Carrier Corp. - Syracuse | Bryant Heating & Cooling Systems | 548J(E,T)08*********(A,B)A |  | HSP-A, Single-Package Heat Pum | Heat Pump | 575 | 3 | False |  |  |  | False | Single-Speed | 88000 | 7857 | 11.2 | 10.8 |  |  | 86000 | 7413 | 3.4 | 3.3 | 44000 | 5731 | 2.25 | Federally-Regulated Commercial & Industrial Equipment | 01/28/2019 |  | 07/19/2019
Carrier Corp. - Syracuse | Bryant Heating & Cooling Systems | 548J(E,T)08*********(A,B)A |  | HSP-A, Single-Package Heat Pum | Heat Pump | 460 | 3 | False |  |  |  | False | Single-Speed | 88000 | 7857 | 11.2 | 10.8 |  |  | 86000 | 7413 | 3.4 | 3.3 | 44000 | 5731 | 2.25 | Federally-Regulated Commercial & Industrial Equipment | 01/28/2019 |  | 07/19/2019
Carrier Corp. - Syracuse | Bryant Heating & Cooling Systems | 548JP08*********(A,B)A |  | HSP-A, Single-Package Heat Pum | Heat Pump | 230 | 3 | False |  |  |  | False | Single-Speed | 88000 | 7857 | 11.2 | 10.8 |  |  | 86000 | 7413 | 3.4 | 3.3 | 44000 | 5731 | 2.25 | Federally-Regulated Commercial & Industrial Equipment | 01/28/2019 |  | 07/19/2019
Carrier Corp. - Syracuse | Bryant Heating & Cooling Systems | 548JP08*********(A,B)A |  | HSP-A, Single-Package Heat Pum | Heat Pump | 208 | 3 | False |  |  |  | False | Single-Speed | 87000 | 7767 | 11.2 | 10.8 |  |  | 86000 | 7413 | 3.4 | 3.3 | 44000 | 5731 | 2.25 | Federally-Regulated Commercial & Industrial Equipment | 01/28/2019 |  | 07/19/2019
Carrier Corp. - Syracuse | Bryant Heating & Cooling Systems | 549J(P,E,T)07(A,C)********A |  | HSP-A, Single-Package Heat Pum | Heat Pump | 575 | 3 | False |  |  |  | True | Single-Speed | 72000 | 6000 | 12 | 10.8 | 12.8 |  | 70000 | 6033 | 3.4 | 3.3 | 39000 | 4762 | 2.4 | Federally-Regulated Commercial & Industrial Equipment | 04/15/2019 |  | 07/19/2019
Carrier Corp. - Syracuse | Bryant Heating & Cooling Systems | 549J(P,E,T)07(A,C)********A |  | HSP-A, Single-Package Heat Pum | Heat Pump | 460 | 3 | False |  |  |  | True | Single-Speed | 72000 | 6000 | 12 | 10.8 | 12.8 |  | 70000 | 6033 | 3.4 | 3.3 | 39000 | 4762 | 2.4 | Federally-Regulated Commercial & Industrial Equipment | 04/15/2019 |  | 07/19/2019
Carrier Corp. - Syracuse | Bryant Heating & Cooling Systems | 549J(P,E,T)07(A,C)********A |  | HSP-A, Single-Package Heat Pum | Heat Pump | 230 | 3 | False |  |  |  | True | Single-Speed | 72000 | 6000 | 12 | 10.8 | 12.8 |  | 70000 | 6033 | 3.4 | 3.3 | 39000 | 4762 | 2.4 | Federally-Regulated Commercial & Industrial Equipment | 04/15/2019 |  | 07/19/2019
Carrier Corp. - Syracuse | Bryant Heating & Cooling Systems | 549J(P,E,T)07(A,C)********A |  | HSP-A, Single-Package Heat Pum | Heat Pump | 208 | 3 | False |  |  |  | True | Single-Speed | 72000 | 6000 | 12 | 10.8 | 12.8 |  | 70000 | 6033 | 3.4 | 3.3 | 39000 | 4762 | 2.4 | Federally-Regulated Commercial & Industrial Equipment | 04/15/2019 |  | 07/19/2019
Carrier Corp. - Syracuse | Heil | RHS102(L,S)******TA |  | HSP-A, Single-Package Heat Pum | Heat Pump | 575 | 3 | False |  |  |  | False | Single-Speed | 99000 | 8839 | 11.2 | 10.8 | 12.5 |  | 96000 | 8525 | 3.3 | 3.3 | 54500 | 7098 | 2.25 | Federally-Regulated Commercial & Industrial Equipment | 06/03/2019 |  | 07/19/2019
Carrier Corp. - Syracuse | Heil | RHS102(L,S)******TA |  | HSP-A, Single-Package Heat Pum | Heat Pump | 460 | 3 | False |  |  |  | False | Single-Speed | 99000 | 8839 | 11.2 | 10.8 | 12.5 |  | 96000 | 8525 | 3.3 | 3.3 | 54500 | 7098 | 2.25 | Federally-Regulated Commercial & Industrial Equipment | 06/03/2019 |  | 07/19/2019
Carrier Corp. - Syracuse | Heil | RHS102H******TA |  | HSP-A, Single-Package Heat Pum | Heat Pump | 208 | 3 | False |  |  |  | False | Single-Speed | 98000 | 8750 | 11.2 | 10.8 | 12.5 |  | 94000 | 8348 | 3.3 | 3.3 | 53000 | 6903 | 2.25 | Federally-Regulated Commercial & Industrial Equipment | 06/03/2019 |  | 07/19/2019
Carrier Corp. - Syracuse | Heil | RHS090(L,S)******TA |  | HSP-A, Single-Package Heat Pum | Heat Pump | 575 | 3 | False |  |  |  | False | Single-Speed | 88000 | 7857 | 11.2 | 10.8 | 12.5 |  | 86000 | 7413 | 3.4 | 3.3 | 44000 | 5731 | 2.25 | Federally-Regulated Commercial & Industrial Equipment | 06/03/2019 |  | 07/19/2019
Carrier Corp. - Syracuse | Heil | RHS090(L,S)******TA |  | HSP-A, Single-Package Heat Pum | Heat Pump | 460 | 3 | False |  |  |  | False | Single-Speed | 88000 | 7857 | 11.2 | 10.8 | 12.5 |  | 86000 | 7413 | 3.4 | 3.3 | 44000 | 5731 | 2.25 | Federally-Regulated Commercial & Industrial Equipment | 06/03/2019 |  | 07/19/2019
Carrier Corp. - Syracuse | Heil | RHS090H******TA |  | HSP-A, Single-Package Heat Pum | Heat Pump | 230 | 3 | False |  |  |  | False | Single-Speed | 88000 | 7857 | 11.2 | 10.8 | 12.5 |  | 86000 | 7413 | 3.4 | 3.3 | 44000 | 5731 | 2.25 | Federally-Regulated Commercial & Industrial Equipment | 06/03/2019 |  | 07/19/2019
Carrier Corp. - Syracuse | Heil | RHS090H******TA |  | HSP-A, Single-Package Heat Pum | Heat Pump | 208 | 3 | False |  |  |  | False | Single-Speed | 87000 | 7767 | 11.2 | 10.8 | 12.5 |  | 86000 | 7413 | 3.4 | 3.3 | 44000 | 5731 | 2.25 | Federally-Regulated Commercial & Industrial Equipment | 06/03/2019 |  | 07/19/2019
Carrier Corp. - Syracuse | Keeprite | RHS102(L,S)******AA |  | HSP-A, Single-Package Heat Pum | Heat Pump | 575 | 3 | False |  |  |  | False | Single-Speed | 99000 | 8839 | 11.2 | 10.8 | 12.2 |  | 96000 | 8525 | 3.3 | 3.3 | 54500 | 7098 | 2.25 | Federally-Regulated Commercial & Industrial Equipment | 06/03/2019 |  | 07/19/2019
Carrier Corp. - Syracuse | Keeprite | RHS102(L,S)******AA |  | HSP-A, Single-Package Heat Pum | Heat Pump | 460 | 3 | False |  |  |  | False | Single-Speed | 99000 | 8839 | 11.2 | 10.8 | 12.2 |  | 96000 | 8525 | 3.3 | 3.3 | 54500 | 7098 | 2.25 | Federally-Regulated Commercial & Industrial Equipment | 06/03/2019 |  | 07/19/2019
Carrier Corp. - Syracuse | Keeprite | RHS102H******AA |  | HSP-A, Single-Package Heat Pum | Heat Pump | 208 | 3 | False |  |  |  | False | Single-Speed | 98000 | 8750 | 11.2 | 10.8 | 12.2 |  | 94000 | 8348 | 3.3 | 3.3 | 53000 | 6903 | 2.25 | Federally-Regulated Commercial & Industrial Equipment | 06/03/2019 |  | 07/19/2019
Carrier Corp. - Syracuse | Keeprite | RHS090(L,S)******AA |  | HSP-A, Single-Package Heat Pum | Heat Pump | 575 | 3 | False |  |  |  | False | Single-Speed | 88000 | 7857 | 11.2 | 10.8 | 12.2 |  | 86000 | 7413 | 3.4 | 3.3 | 44000 | 5731 | 2.25 | Federally-Regulated Commercial & Industrial Equipment | 06/03/2019 |  | 07/19/2019
Carrier Corp. - Syracuse | Keeprite | RHS090(L,S)******AA |  | HSP-A, Single-Package Heat Pum | Heat Pump | 460 | 3 | False |  |  |  | False | Single-Speed | 88000 | 7857 | 11.2 | 10.8 | 12.2 |  | 86000 | 7413 | 3.4 | 3.3 | 44000 | 5731 | 2.25 | Federally-Regulated Commercial & Industrial Equipment | 06/03/2019 |  | 07/19/2019
Carrier Corp. - Syracuse | Keeprite | RHS090H******AA |  | HSP-A, Single-Package Heat Pum | Heat Pump | 230 | 3 | False |  |  |  | False | Single-Speed | 88000 | 7857 | 11.2 | 10.8 | 12.2 |  | 86000 | 7413 | 3.4 | 3.3 | 44000 | 5731 | 2.25 | Federally-Regulated Commercial & Industrial Equipment | 06/03/2019 |  | 07/19/2019
Carrier Corp. - Syracuse | Keeprite | RHS090H******AA |  | HSP-A, Single-Package Heat Pum | Heat Pump | 208 | 3 | False |  |  |  | False | Single-Speed | 87000 | 7767 | 11.2 | 10.8 | 12.2 |  | 86000 | 7413 | 3.4 | 3.3 | 44000 | 5731 | 2.25 | Federally-Regulated Commercial & Industrial Equipment | 06/03/2019 |  | 07/19/2019
Carrier Corp. - Syracuse | Keeprite | RHH072(H,L,S)******A |  | HSP-A, Single-Package Heat Pum | Heat Pump | 575 | 3 | False |  |  |  | True | Single-Speed | 72000 | 6000 | 12 | 10.8 | 12.8 |  | 70000 | 6033 | 3.4 | 3.3 | 39000 | 4762 | 2.4 | Federally-Regulated Commercial & Industrial Equipment | 06/03/2019 |  | 07/19/2019
Carrier Corp. - Syracuse | Keeprite | RHH072(H,L,S)******A |  | HSP-A, Single-Package Heat Pum | Heat Pump | 460 | 3 | False |  |  |  | True | Single-Speed | 72000 | 6000 | 12 | 10.8 | 12.8 |  | 70000 | 6033 | 3.4 | 3.3 | 39000 | 4762 | 2.4 | Federally-Regulated Commercial & Industrial Equipment | 06/03/2019 |  | 07/19/2019
Carrier Corp. - Syracuse | Keeprite | RHH072(H,L,S)******A |  | HSP-A, Single-Package Heat Pum | Heat Pump | 230 | 3 | False |  |  |  | True | Single-Speed | 72000 | 6000 | 12 | 10.8 | 12.8 |  | 70000 | 6033 | 3.4 | 3.3 | 39000 | 4762 | 2.4 | Federally-Regulated Commercial & Industrial Equipment | 06/03/2019 |  | 07/19/2019
Carrier Corp. - Syracuse | Keeprite | RHH072(H,L,S)******A |  | HSP-A, Single-Package Heat Pum | Heat Pump | 208 | 3 | False |  |  |  | True | Single-Speed | 72000 | 6000 | 12 | 10.8 | 12.8 |  | 70000 | 6033 | 3.4 | 3.3 | 39000 | 4762 | 2.4 | Federally-Regulated Commercial & Industrial Equipment | 06/03/2019 |  | 07/19/2019
Carrier Corp. - Syracuse | Day & Night | RHS102(L,S)******TA |  | HSP-A, Single-Package Heat Pum | Heat Pump | 575 | 3 | False |  |  |  | False | Single-Speed | 99000 | 8839 | 11.2 | 10.8 | 12.5 |  | 96000 | 8525 | 3.3 | 3.3 | 54500 | 7098 | 2.25 | Federally-Regulated Commercial & Industrial Equipment | 06/03/2019 |  | 07/19/2019
Carrier Corp. - Syracuse | Day & Night | RHS102(L,S)******TA |  | HSP-A, Single-Package Heat Pum | Heat Pump | 460 | 3 | False |  |  |  | False | Single-Speed | 99000 | 8839 | 11.2 | 10.8 | 12.5 |  | 96000 | 8525 | 3.3 | 3.3 | 54500 | 7098 | 2.25 | Federally-Regulated Commercial & Industrial Equipment | 06/03/2019 |  | 07/19/2019
Carrier Corp. - Syracuse | Day & Night | RHS102H******TA |  | HSP-A, Single-Package Heat Pum | Heat Pump | 208 | 3 | False |  |  |  | False | Single-Speed | 98000 | 8750 | 11.2 | 10.8 | 12.5 |  | 94000 | 8348 | 3.3 | 3.3 | 53000 | 6903 | 2.25 | Federally-Regulated Commercial & Industrial Equipment | 06/03/2019 |  | 07/19/2019
Carrier Corp. - Syracuse | Day & Night | RHS090(L,S)******TA |  | HSP-A, Single-Package Heat Pum | Heat Pump | 575 | 3 | False |  |  |  | False | Single-Speed | 88000 | 7857 | 11.2 | 10.8 | 12.5 |  | 86000 | 7413 | 3.4 | 3.3 | 44000 | 5731 | 2.25 | Federally-Regulated Commercial & Industrial Equipment | 06/03/2019 |  | 07/19/2019
Carrier Corp. - Syracuse | Day & Night | RHS090(L,S)******TA |  | HSP-A, Single-Package Heat Pum | Heat Pump | 460 | 3 | False |  |  |  | False | Single-Speed | 88000 | 7857 | 11.2 | 10.8 | 12.5 |  | 86000 | 7413 | 3.4 | 3.3 | 44000 | 5731 | 2.25 | Federally-Regulated Commercial & Industrial Equipment | 06/03/2019 |  | 07/19/2019
Carrier Corp. - Syracuse | Day & Night | RHS090H******TA |  | HSP-A, Single-Package Heat Pum | Heat Pump | 230 | 3 | False |  |  |  | False | Single-Speed | 88000 | 7857 | 11.2 | 10.8 | 12.5 |  | 86000 | 7413 | 3.4 | 3.3 | 44000 | 5731 | 2.25 | Federally-Regulated Commercial & Industrial Equipment | 06/03/2019 |  | 07/19/2019
Carrier Corp. - Syracuse | Day & Night | RHS090H******TA |  | HSP-A, Single-Package Heat Pum | Heat Pump | 208 | 3 | False |  |  |  | False | Single-Speed | 87000 | 7767 | 11.2 | 10.8 | 12.5 |  | 86000 | 7413 | 3.4 | 3.3 | 44000 | 5731 | 2.25 | Federally-Regulated Commercial & Industrial Equipment | 06/03/2019 |  | 07/19/2019
Carrier Corp. - Syracuse | Tempstar | RHS102(L,S)******AA |  | HSP-A, Single-Package Heat Pum | Heat Pump | 575 | 3 | False |  |  |  | False | Single-Speed | 99000 | 8839 | 11.2 | 10.8 | 12.2 |  | 96000 | 8525 | 3.3 | 3.3 | 54500 | 7098 | 2.25 | Federally-Regulated Commercial & Industrial Equipment | 05/03/2019 |  | 07/19/2019
Carrier Corp. - Syracuse | Tempstar | RHS102(L,S)******AA |  | HSP-A, Single-Package Heat Pum | Heat Pump | 460 | 3 | False |  |  |  | False | Single-Speed | 99000 | 8839 | 11.2 | 10.8 | 12.2 |  | 96000 | 8525 | 3.3 | 3.3 | 54500 | 7098 | 2.25 | Federally-Regulated Commercial & Industrial Equipment | 05/03/2019 |  | 07/19/2019
Carrier Corp. - Syracuse | Tempstar | RHS102H******AA |  | HSP-A, Single-Package Heat Pum | Heat Pump | 208 | 3 | False |  |  |  | False | Single-Speed | 98000 | 8750 | 11.2 | 10.8 | 12.2 |  | 94000 | 8348 | 3.3 | 3.3 | 53000 | 6903 | 2.25 | Federally-Regulated Commercial & Industrial Equipment | 05/03/2019 |  | 07/19/2019
Carrier Corp. - Syracuse | Tempstar | RHS090(L,S)******AA |  | HSP-A, Single-Package Heat Pum | Heat Pump | 575 | 3 | False |  |  |  | False | Single-Speed | 88000 | 7857 | 11.2 | 10.8 | 12.2 |  | 86000 | 7413 | 3.4 | 3.3 | 44000 | 5731 | 2.25 | Federally-Regulated Commercial & Industrial Equipment | 05/03/2019 |  | 07/19/2019
Carrier Corp. - Syracuse | Tempstar | RHS090(L,S)******AA |  | HSP-A, Single-Package Heat Pum | Heat Pump | 460 | 3 | False |  |  |  | False | Single-Speed | 88000 | 7857 | 11.2 | 10.8 | 12.2 |  | 86000 | 7413 | 3.4 | 3.3 | 44000 | 5731 | 2.25 | Federally-Regulated Commercial & Industrial Equipment | 05/03/2019 |  | 07/19/2019
Carrier Corp. - Syracuse | Tempstar | RHS090H******AA |  | HSP-A, Single-Package Heat Pum | Heat Pump | 230 | 3 | False |  |  |  | False | Single-Speed | 88000 | 7857 | 11.2 | 10.8 | 12.2 |  | 86000 | 7413 | 3.4 | 3.3 | 44000 | 5731 | 2.25 | Federally-Regulated Commercial & Industrial Equipment | 05/03/2019 |  | 07/19/2019
Carrier Corp. - Syracuse | Tempstar | RHS090H******AA |  | HSP-A, Single-Package Heat Pum | Heat Pump | 208 | 3 | False |  |  |  | False | Single-Speed | 87000 | 7767 | 11.2 | 10.8 | 12.2 |  | 86000 | 7413 | 3.4 | 3.3 | 44000 | 5731 | 2.25 | Federally-Regulated Commercial & Industrial Equipment | 05/03/2019 |  | 07/19/2019
Carrier Corp. - Syracuse | Tempstar | RHH072(H,L,S)******A |  | HSP-A, Single-Package Heat Pum | Heat Pump | 575 | 3 | False |  |  |  | True | Single-Speed | 72000 | 6000 | 12 | 10.8 | 12.8 |  | 70000 | 6033 | 3.4 | 3.3 | 39000 | 4762 | 2.4 | Federally-Regulated Commercial & Industrial Equipment | 04/16/2019 |  | 07/19/2019
Carrier Corp. - Syracuse | Tempstar | RHH072(H,L,S)******A |  | HSP-A, Single-Package Heat Pum | Heat Pump | 460 | 3 | False |  |  |  | True | Single-Speed | 72000 | 6000 | 12 | 10.8 | 12.8 |  | 70000 | 6033 | 3.4 | 3.3 | 39000 | 4762 | 2.4 | Federally-Regulated Commercial & Industrial Equipment | 04/16/2019 |  | 07/19/2019
Carrier Corp. - Syracuse | Tempstar | RHH072(H,L,S)******A |  | HSP-A, Single-Package Heat Pum | Heat Pump | 230 | 3 | False |  |  |  | True | Single-Speed | 72000 | 6000 | 12 | 10.8 | 12.8 |  | 70000 | 6033 | 3.4 | 3.3 | 39000 | 4762 | 2.4 | Federally-Regulated Commercial & Industrial Equipment | 04/16/2019 |  | 07/19/2019
Carrier Corp. - Syracuse | Tempstar | RHH072(H,L,S)******A |  | HSP-A, Single-Package Heat Pum | Heat Pump | 208 | 3 | False |  |  |  | True | Single-Speed | 72000 | 6000 | 12 | 10.8 | 12.8 |  | 70000 | 6033 | 3.4 | 3.3 | 39000 | 4762 | 2.4 | Federally-Regulated Commercial & Industrial Equipment | 04/16/2019 |  | 07/19/2019
Carrier Corp. - Syracuse | Arcoaire | RHS102(L,S)******TA |  | HSP-A, Single-Package Heat Pum | Heat Pump | 575 | 3 | False |  |  |  | False | Single-Speed | 99000 | 8839 | 11.2 | 10.8 | 12.5 |  | 96000 | 8525 | 3.3 | 3.3 | 54500 | 7098 | 2.25 | Federally-Regulated Commercial & Industrial Equipment | 06/03/2019 |  | 07/19/2019
Carrier Corp. - Syracuse | Arcoaire | RHS102(L,S)******TA |  | HSP-A, Single-Package Heat Pum | Heat Pump | 460 | 3 | False |  |  |  | False | Single-Speed | 99000 | 8839 | 11.2 | 10.8 | 12.5 |  | 96000 | 8525 | 3.3 | 3.3 | 54500 | 7098 | 2.25 | Federally-Regulated Commercial & Industrial Equipment | 06/03/2019 |  | 07/19/2019
Carrier Corp. - Syracuse | Arcoaire | RHS102H******TA |  | HSP-A, Single-Package Heat Pum | Heat Pump | 208 | 3 | False |  |  |  | False | Single-Speed | 98000 | 8750 | 11.2 | 10.8 | 12.5 |  | 94000 | 8348 | 3.3 | 3.3 | 53000 | 6903 | 2.25 | Federally-Regulated Commercial & Industrial Equipment | 06/03/2019 |  | 07/19/2019
Carrier Corp. - Syracuse | Arcoaire | RHS090(L,S)******TA |  | HSP-A, Single-Package Heat Pum | Heat Pump | 575 | 3 | False |  |  |  | False | Single-Speed | 88000 | 7857 | 11.2 | 10.8 | 12.5 |  | 86000 | 7413 | 3.4 | 3.3 | 44000 | 5731 | 2.25 | Federally-Regulated Commercial & Industrial Equipment | 06/03/2019 |  | 07/19/2019
Carrier Corp. - Syracuse | Arcoaire | RHS090(L,S)******TA |  | HSP-A, Single-Package Heat Pum | Heat Pump | 460 | 3 | False |  |  |  | False | Single-Speed | 88000 | 7857 | 11.2 | 10.8 | 12.5 |  | 86000 | 7413 | 3.4 | 3.3 | 44000 | 5731 | 2.25 | Federally-Regulated Commercial & Industrial Equipment | 06/03/2019 |  | 07/19/2019
Carrier Corp. - Syracuse | Arcoaire | RHS090H******TA |  | HSP-A, Single-Package Heat Pum | Heat Pump | 230 | 3 | False |  |  |  | False | Single-Speed | 88000 | 7857 | 11.2 | 10.8 | 12.5 |  | 86000 | 7413 | 3.4 | 3.3 | 44000 | 5731 | 2.25 | Federally-Regulated Commercial & Industrial Equipment | 06/03/2019 |  | 07/19/2019
Carrier Corp. - Syracuse | Arcoaire | RHS090H******TA |  | HSP-A, Single-Package Heat Pum | Heat Pump | 208 | 3 | False |  |  |  | False | Single-Speed | 87000 | 7767 | 11.2 | 10.8 | 12.5 |  | 86000 | 7413 | 3.4 | 3.3 | 44000 | 5731 | 2.25 | Federally-Regulated Commercial & Industrial Equipment | 06/03/2019 |  | 07/19/2019
Carrier Corp. - Syracuse | Comfortmaker | RHS102(L,S)******AA |  | HSP-A, Single-Package Heat Pum | Heat Pump | 575 | 3 | False |  |  |  | False | Single-Speed | 99000 | 8839 | 11.2 | 10.8 | 12.2 |  | 96000 | 8525 | 3.3 | 3.3 | 54500 | 7098 | 2.25 | Federally-Regulated Commercial & Industrial Equipment | 06/03/2019 |  | 07/19/2019
Carrier Corp. - Syracuse | Comfortmaker | RHS102(L,S)******AA |  | HSP-A, Single-Package Heat Pum | Heat Pump | 460 | 3 | False |  |  |  | False | Single-Speed | 99000 | 8839 | 11.2 | 10.8 | 12.2 |  | 96000 | 8525 | 3.3 | 3.3 | 54500 | 7098 | 2.25 | Federally-Regulated Commercial & Industrial Equipment | 06/03/2019 |  | 07/19/2019
Carrier Corp. - Syracuse | Comfortmaker | RHS102H******AA |  | HSP-A, Single-Package Heat Pum | Heat Pump | 208 | 3 | False |  |  |  | False | Single-Speed | 98000 | 8750 | 11.2 | 10.8 | 12.2 |  | 94000 | 8348 | 3.3 | 3.3 | 53000 | 6903 | 2.25 | Federally-Regulated Commercial & Industrial Equipment | 06/03/2019 |  | 07/19/2019
Carrier Corp. - Syracuse | Comfortmaker | RHS090(L,S)******AA |  | HSP-A, Single-Package Heat Pum | Heat Pump | 575 | 3 | False |  |  |  | False | Single-Speed | 88000 | 7857 | 11.2 | 10.8 | 12.2 |  | 86000 | 7413 | 3.4 | 3.3 | 44000 | 5731 | 2.25 | Federally-Regulated Commercial & Industrial Equipment | 06/03/2019 |  | 07/19/2019
Carrier Corp. - Syracuse | Comfortmaker | RHS090(L,S)******AA |  | HSP-A, Single-Package Heat Pum | Heat Pump | 460 | 3 | False |  |  |  | False | Single-Speed | 88000 | 7857 | 11.2 | 10.8 | 12.2 |  | 86000 | 7413 | 3.4 | 3.3 | 44000 | 5731 | 2.25 | Federally-Regulated Commercial & Industrial Equipment | 06/03/2019 |  | 07/19/2019
Carrier Corp. - Syracuse | Comfortmaker | RHS090H******AA |  | HSP-A, Single-Package Heat Pum | Heat Pump | 230 | 3 | False |  |  |  | False | Single-Speed | 88000 | 7857 | 11.2 | 10.8 | 12.2 |  | 86000 | 7413 | 3.4 | 3.3 | 44000 | 5731 | 2.25 | Federally-Regulated Commercial & Industrial Equipment | 06/03/2019 |  | 07/19/2019
Carrier Corp. - Syracuse | Comfortmaker | RHS090H******AA |  | HSP-A, Single-Package Heat Pum | Heat Pump | 208 | 3 | False |  |  |  | False | Single-Speed | 87000 | 7767 | 11.2 | 10.8 | 12.2 |  | 86000 | 7413 | 3.4 | 3.3 | 44000 | 5731 | 2.25 | Federally-Regulated Commercial & Industrial Equipment | 06/03/2019 |  | 07/19/2019
Carrier Corp. - Syracuse | Comfortmaker | RHH072(H,L,S)******A |  | HSP-A, Single-Package Heat Pum | Heat Pump | 575 | 3 | False |  |  |  | True | Single-Speed | 72000 | 6000 | 12 | 10.8 | 12.8 |  | 70000 | 6033 | 3.4 | 3.3 | 39000 | 4762 | 2.4 | Federally-Regulated Commercial & Industrial Equipment | 06/03/2019 |  | 07/19/2019
Carrier Corp. - Syracuse | Comfortmaker | RHH072(H,L,S)******A |  | HSP-A, Single-Package Heat Pum | Heat Pump | 460 | 3 | False |  |  |  | True | Single-Speed | 72000 | 6000 | 12 | 10.8 | 12.8 |  | 70000 | 6033 | 3.4 | 3.3 | 39000 | 4762 | 2.4 | Federally-Regulated Commercial & Industrial Equipment | 06/03/2019 |  | 07/19/2019
Carrier Corp. - Syracuse | Comfortmaker | RHH072(H,L,S)******A |  | HSP-A, Single-Package Heat Pum | Heat Pump | 230 | 3 | False |  |  |  | True | Single-Speed | 72000 | 6000 | 12 | 10.8 | 12.8 |  | 70000 | 6033 | 3.4 | 3.3 | 39000 | 4762 | 2.4 | Federally-Regulated Commercial & Industrial Equipment | 06/03/2019 |  | 07/19/2019
Carrier Corp. - Syracuse | Comfortmaker | RHH072(H,L,S)******A |  | HSP-A, Single-Package Heat Pum | Heat Pump | 208 | 3 | False |  |  |  | True | Single-Speed | 72000 | 6000 | 12 | 10.8 | 12.8 |  | 70000 | 6033 | 3.4 | 3.3 | 39000 | 4762 | 2.4 | Federally-Regulated Commercial & Industrial Equipment | 06/03/2019 |  | 07/19/2019
Carrier Corp. - Syracuse | CARRIER CORPORATION | 50TCQ*09***(6,1)A***(A,C,D,F)* |  | HSP-A, Single-Package Heat Pum | Heat Pump | 575 | 3 | False |  |  |  | False | Single-Speed | 99000 | 8839 | 11.2 | 10.8 | 12.2 |  | 96000 | 8525 | 3.3 | 3.3 | 54500 | 7098 | 2.25 | Federally-Regulated Commercial & Industrial Equipment | 06/03/2019 |  | 07/19/2019
Carrier Corp. - Syracuse | CARRIER CORPORATION | 50TCQ*09***(6,1)A***(A,C,D,F)* |  | HSP-A, Single-Package Heat Pum | Heat Pump | 460 | 3 | False |  |  |  | False | Single-Speed | 99000 | 8839 | 11.2 | 10.8 | 12.2 |  | 96000 | 8525 | 3.3 | 3.3 | 54500 | 7098 | 2.25 | Federally-Regulated Commercial & Industrial Equipment | 06/03/2019 |  | 07/19/2019
Carrier Corp. - Syracuse | CARRIER CORPORATION | 50TCQ*08***(6,1)A***(A,C,D,F)* |  | HSP-A, Single-Package Heat Pum | Heat Pump | 575 | 3 | False |  |  |  | False | Single-Speed | 88000 | 7857 | 11.2 | 10.8 | 12.2 |  | 86000 | 7413 | 3.4 | 3.3 | 44000 | 5731 | 2.25 | Federally-Regulated Commercial & Industrial Equipment | 06/03/2019 |  | 07/19/2019
Carrier Corp. - Syracuse | CARRIER CORPORATION | 50TCQ*08***(6,1)A***(A,C,D,F)* |  | HSP-A, Single-Package Heat Pum | Heat Pump | 460 | 3 | False |  |  |  | False | Single-Speed | 88000 | 7857 | 11.2 | 10.8 | 12.2 |  | 86000 | 7413 | 3.4 | 3.3 | 44000 | 5731 | 2.25 | Federally-Regulated Commercial & Industrial Equipment | 06/03/2019 |  | 07/19/2019
Carrier Corp. - Syracuse | CARRIER CORPORATION | 50HCQ(A,F)07***(5,6,1)A* |  | HSP-A, Single-Package Heat Pum | Heat Pump | 575 | 3 | False |  |  |  | True | Single-Speed | 72000 | 6000 | 12 | 10.8 | 12.8 |  | 70000 | 6033 | 3.4 | 3.3 | 39000 | 4762 | 2.4 | Federally-Regulated Commercial & Industrial Equipment | 06/03/2019 |  | 07/19/2019
Carrier Corp. - Syracuse | CARRIER CORPORATION | 50HCQ(A,F)07***(5,6,1)A* |  | HSP-A, Single-Package Heat Pum | Heat Pump | 460 | 3 | False |  |  |  | True | Single-Speed | 72000 | 6000 | 12 | 10.8 | 12.8 |  | 70000 | 6033 | 3.4 | 3.3 | 39000 | 4762 | 2.4 | Federally-Regulated Commercial & Industrial Equipment | 06/03/2019 |  | 07/19/2019
Carrier Corp. - Syracuse | CARRIER CORPORATION | 50HCQ(A,F)07***(5,6,1)A* |  | HSP-A, Single-Package Heat Pum | Heat Pump | 230 | 3 | False |  |  |  | True | Single-Speed | 72000 | 6000 | 12 | 10.8 | 12.8 |  | 70000 | 6033 | 3.4 | 3.3 | 39000 | 4762 | 2.4 | Federally-Regulated Commercial & Industrial Equipment | 06/03/2019 |  | 07/19/2019
Carrier Corp. - Syracuse | CARRIER CORPORATION | 50HCQ(A,F)07***(5,6,1)A* |  | HSP-A, Single-Package Heat Pum | Heat Pump | 208 | 3 | False |  |  |  | True | Single-Speed | 72000 | 6000 | 12 | 10.8 | 12.8 |  | 70000 | 6033 | 3.4 | 3.3 | 39000 | 4762 | 2.4 | Federally-Regulated Commercial & Industrial Equipment | 06/03/2019 |  | 07/19/2019
Carrier Corp. - Syracuse | Day & Night | RHS102(L,S)******AA |  | HSP-A, Single-Package Heat Pum | Heat Pump | 575 | 3 | False |  |  |  | False | Single-Speed | 99000 | 8839 | 11.2 | 10.8 | 12.2 |  | 96000 | 8525 | 3.3 | 3.3 | 54500 | 7098 | 2.25 | Federally-Regulated Commercial & Industrial Equipment | 06/03/2019 |  | 07/19/2019
Carrier Corp. - Syracuse | Day & Night | RHS102(L,S)******AA |  | HSP-A, Single-Package Heat Pum | Heat Pump | 460 | 3 | False |  |  |  | False | Single-Speed | 99000 | 8839 | 11.2 | 10.8 | 12.2 |  | 96000 | 8525 | 3.3 | 3.3 | 54500 | 7098 | 2.25 | Federally-Regulated Commercial & Industrial Equipment | 06/03/2019 |  | 07/19/2019
Carrier Corp. - Syracuse | Day & Night | RHS102H******AA |  | HSP-A, Single-Package Heat Pum | Heat Pump | 208 | 3 | False |  |  |  | False | Single-Speed | 98000 | 8750 | 11.2 | 10.8 | 12.2 |  | 94000 | 8348 | 3.3 | 3.3 | 53000 | 6903 | 2.25 | Federally-Regulated Commercial & Industrial Equipment | 06/03/2019 |  | 07/19/2019
Carrier Corp. - Syracuse | Day & Night | RHS090(L,S)******AA |  | HSP-A, Single-Package Heat Pum | Heat Pump | 575 | 3 | False |  |  |  | False | Single-Speed | 88000 | 7857 | 11.2 | 10.8 | 12.2 |  | 86000 | 7413 | 3.4 | 3.3 | 44000 | 5731 | 2.25 | Federally-Regulated Commercial & Industrial Equipment | 06/03/2019 |  | 07/19/2019
Carrier Corp. - Syracuse | Day & Night | RHS090(L,S)******AA |  | HSP-A, Single-Package Heat Pum | Heat Pump | 460 | 3 | False |  |  |  | False | Single-Speed | 88000 | 7857 | 11.2 | 10.8 | 12.2 |  | 86000 | 7413 | 3.4 | 3.3 | 44000 | 5731 | 2.25 | Federally-Regulated Commercial & Industrial Equipment | 06/03/2019 |  | 07/19/2019
Carrier Corp. - Syracuse | Day & Night | RHS090H******AA |  | HSP-A, Single-Package Heat Pum | Heat Pump | 230 | 3 | False |  |  |  | False | Single-Speed | 88000 | 7857 | 11.2 | 10.8 | 12.2 |  | 86000 | 7413 | 3.4 | 3.3 | 44000 | 5731 | 2.25 | Federally-Regulated Commercial & Industrial Equipment | 06/03/2019 |  | 07/19/2019
Carrier Corp. - Syracuse | Day & Night | RHS090H******AA |  | HSP-A, Single-Package Heat Pum | Heat Pump | 208 | 3 | False |  |  |  | False | Single-Speed | 87000 | 7767 | 11.2 | 10.8 | 12.2 |  | 86000 | 7413 | 3.4 | 3.3 | 44000 | 5731 | 2.25 | Federally-Regulated Commercial & Industrial Equipment | 06/03/2019 |  | 07/19/2019
Carrier Corp. - Syracuse | Day & Night | RHH072(H,L,S)******A |  | HSP-A, Single-Package Heat Pum | Heat Pump | 575 | 3 | False |  |  |  | True | Single-Speed | 72000 | 6000 | 12 | 10.8 | 12.8 |  | 70000 | 6033 | 3.4 | 3.3 | 39000 | 4762 | 2.4 | Federally-Regulated Commercial & Industrial Equipment | 06/03/2019 |  | 07/19/2019
Carrier Corp. - Syracuse | Day & Night | RHH072(H,L,S)******A |  | HSP-A, Single-Package Heat Pum | Heat Pump | 460 | 3 | False |  |  |  | True | Single-Speed | 72000 | 6000 | 12 | 10.8 | 12.8 |  | 70000 | 6033 | 3.4 | 3.3 | 39000 | 4762 | 2.4 | Federally-Regulated Commercial & Industrial Equipment | 06/03/2019 |  | 07/19/2019
Carrier Corp. - Syracuse | Day & Night | RHH072(H,L,S)******A |  | HSP-A, Single-Package Heat Pum | Heat Pump | 230 | 3 | False |  |  |  | True | Single-Speed | 72000 | 6000 | 12 | 10.8 | 12.8 |  | 70000 | 6033 | 3.4 | 3.3 | 39000 | 4762 | 2.4 | Federally-Regulated Commercial & Industrial Equipment | 06/03/2019 |  | 07/19/2019
Carrier Corp. - Syracuse | Day & Night | RHH072(H,L,S)******A |  | HSP-A, Single-Package Heat Pum | Heat Pump | 208 | 3 | False |  |  |  | True | Single-Speed | 72000 | 6000 | 12 | 10.8 | 12.8 |  | 70000 | 6033 | 3.4 | 3.3 | 39000 | 4762 | 2.4 | Federally-Regulated Commercial & Industrial Equipment | 06/03/2019 |  | 07/19/2019
Carrier Corp. - Syracuse | Comfortmaker | RHS102(L,S)******TA |  | HSP-A, Single-Package Heat Pum | Heat Pump | 575 | 3 | False |  |  |  | False | Single-Speed | 99000 | 8839 | 11.2 | 10.8 | 12.5 |  | 96000 | 8525 | 3.3 | 3.3 | 54500 | 7098 | 2.25 | Federally-Regulated Commercial & Industrial Equipment | 06/03/2019 |  | 07/19/2019
Carrier Corp. - Syracuse | Comfortmaker | RHS102(L,S)******TA |  | HSP-A, Single-Package Heat Pum | Heat Pump | 460 | 3 | False |  |  |  | False | Single-Speed | 99000 | 8839 | 11.2 | 10.8 | 12.5 |  | 96000 | 8525 | 3.3 | 3.3 | 54500 | 7098 | 2.25 | Federally-Regulated Commercial & Industrial Equipment | 06/03/2019 |  | 07/19/2019
Carrier Corp. - Syracuse | Comfortmaker | RHS102H******TA |  | HSP-A, Single-Package Heat Pum | Heat Pump | 208 | 3 | False |  |  |  | False | Single-Speed | 98000 | 8750 | 11.2 | 10.8 | 12.5 |  | 94000 | 8348 | 3.3 | 3.3 | 53000 | 6903 | 2.25 | Federally-Regulated Commercial & Industrial Equipment | 06/03/2019 |  | 07/19/2019
Carrier Corp. - Syracuse | Comfortmaker | RHS090(L,S)******TA |  | HSP-A, Single-Package Heat Pum | Heat Pump | 575 | 3 | False |  |  |  | False | Single-Speed | 88000 | 7857 | 11.2 | 10.8 | 12.5 |  | 86000 | 7413 | 3.4 | 3.3 | 44000 | 5731 | 2.25 | Federally-Regulated Commercial & Industrial Equipment | 06/03/2019 |  | 07/19/2019
Carrier Corp. - Syracuse | Comfortmaker | RHS090(L,S)******TA |  | HSP-A, Single-Package Heat Pum | Heat Pump | 460 | 3 | False |  |  |  | False | Single-Speed | 88000 | 7857 | 11.2 | 10.8 | 12.5 |  | 86000 | 7413 | 3.4 | 3.3 | 44000 | 5731 | 2.25 | Federally-Regulated Commercial & Industrial Equipment | 06/03/2019 |  | 07/19/2019
Carrier Corp. - Syracuse | Comfortmaker | RHS090H******TA |  | HSP-A, Single-Package Heat Pum | Heat Pump | 230 | 3 | False |  |  |  | False | Single-Speed | 88000 | 7857 | 11.2 | 10.8 | 12.5 |  | 86000 | 7413 | 3.4 | 3.3 | 44000 | 5731 | 2.25 | Federally-Regulated Commercial & Industrial Equipment | 06/03/2019 |  | 07/19/2019
Carrier Corp. - Syracuse | Comfortmaker | RHS090H******TA |  | HSP-A, Single-Package Heat Pum | Heat Pump | 208 | 3 | False |  |  |  | False | Single-Speed | 87000 | 7767 | 11.2 | 10.8 | 12.5 |  | 86000 | 7413 | 3.4 | 3.3 | 44000 | 5731 | 2.25 | Federally-Regulated Commercial & Industrial Equipment | 06/03/2019 |  | 07/19/2019
Carrier Corp. - Syracuse | Heil | RHS102H******AA |  | HSP-A, Single-Package Heat Pum | Heat Pump | 230 | 3 | False |  |  |  | False | Single-Speed | 99000 | 8608 | 11.5 | 10.8 |  |  | 96000 | 8525 | 3.3 | 3.3 |  |  |  | Federally-Regulated Commercial & Industrial Equipment | 12/12/2012 |  | 07/19/2019
Carrier Corp. - Syracuse | Heil | RHS102(L,S)******AA |  | HSP-A, Single-Package Heat Pum | Heat Pump | 575 | 3 | False |  |  |  | False | Single-Speed | 99000 | 8839 | 11.2 | 10.8 | 12.2 |  | 96000 | 8525 | 3.3 | 3.3 | 54500 | 7098 | 2.25 | Federally-Regulated Commercial & Industrial Equipment | 06/03/2019 |  | 07/19/2019
Carrier Corp. - Syracuse | Heil | RHS102(L,S)******AA |  | HSP-A, Single-Package Heat Pum | Heat Pump | 460 | 3 | False |  |  |  | False | Single-Speed | 99000 | 8839 | 11.2 | 10.8 | 12.2 |  | 96000 | 8525 | 3.3 | 3.3 | 54500 | 7098 | 2.25 | Federally-Regulated Commercial & Industrial Equipment | 06/03/2019 |  | 07/19/2019
Carrier Corp. - Syracuse | Heil | RHS102H******AA |  | HSP-A, Single-Package Heat Pum | Heat Pump | 208 | 3 | False |  |  |  | False | Single-Speed | 98000 | 8750 | 11.2 | 10.8 | 12.2 |  | 94000 | 8348 | 3.3 | 3.3 | 53000 | 6903 | 2.25 | Federally-Regulated Commercial & Industrial Equipment | 06/03/2019 |  | 07/19/2019
Carrier Corp. - Syracuse | Heil | RHS090(L,S)******AA |  | HSP-A, Single-Package Heat Pum | Heat Pump | 575 | 3 | False |  |  |  | False | Single-Speed | 88000 | 7857 | 11.2 | 10.8 | 12.2 |  | 86000 | 7413 | 3.4 | 3.3 | 44000 | 5731 | 2.25 | Federally-Regulated Commercial & Industrial Equipment | 06/03/2019 |  | 07/19/2019
Carrier Corp. - Syracuse | Heil | RHS090(L,S)******AA |  | HSP-A, Single-Package Heat Pum | Heat Pump | 460 | 3 | False |  |  |  | False | Single-Speed | 88000 | 7857 | 11.2 | 10.8 | 12.2 |  | 86000 | 7413 | 3.4 | 3.3 | 44000 | 5731 | 2.25 | Federally-Regulated Commercial & Industrial Equipment | 06/03/2019 |  | 07/19/2019
Carrier Corp. - Syracuse | Heil | RHS090H******AA |  | HSP-A, Single-Package Heat Pum | Heat Pump | 230 | 3 | False |  |  |  | False | Single-Speed | 88000 | 7857 | 11.2 | 10.8 | 12.2 |  | 86000 | 7413 | 3.4 | 3.3 | 44000 | 5731 | 2.25 | Federally-Regulated Commercial & Industrial Equipment | 06/03/2019 |  | 07/19/2019
Carrier Corp. - Syracuse | Heil | RHS090H******AA |  | HSP-A, Single-Package Heat Pum | Heat Pump | 208 | 3 | False |  |  |  | False | Single-Speed | 87000 | 7767 | 11.2 | 10.8 | 12.2 |  | 86000 | 7413 | 3.4 | 3.3 | 44000 | 5731 | 2.25 | Federally-Regulated Commercial & Industrial Equipment | 06/03/2019 |  | 07/19/2019
Carrier Corp. - Syracuse | Heil | RHH072(H,L,S)******A |  | HSP-A, Single-Package Heat Pum | Heat Pump | 575 | 3 | False |  |  |  | True | Single-Speed | 72000 | 6000 | 12 | 10.8 | 12.8 |  | 70000 | 6033 | 3.4 | 3.3 | 39000 | 4762 | 2.4 | Federally-Regulated Commercial & Industrial Equipment | 06/03/2019 |  | 07/19/2019
Carrier Corp. - Syracuse | Heil | RHH072(H,L,S)******A |  | HSP-A, Single-Package Heat Pum | Heat Pump | 460 | 3 | False |  |  |  | True | Single-Speed | 72000 | 6000 | 12 | 10.8 | 12.8 |  | 70000 | 6033 | 3.4 | 3.3 | 39000 | 4762 | 2.4 | Federally-Regulated Commercial & Industrial Equipment | 06/03/2019 |  | 07/19/2019
Carrier Corp. - Syracuse | Heil | RHH072(H,L,S)******A |  | HSP-A, Single-Package Heat Pum | Heat Pump | 230 | 3 | False |  |  |  | True | Single-Speed | 72000 | 6000 | 12 | 10.8 | 12.8 |  | 70000 | 6033 | 3.4 | 3.3 | 39000 | 4762 | 2.4 | Federally-Regulated Commercial & Industrial Equipment | 06/03/2019 |  | 07/19/2019
Carrier Corp. - Syracuse | Heil | RHH072(H,L,S)******A |  | HSP-A, Single-Package Heat Pum | Heat Pump | 208 | 3 | False |  |  |  | True | Single-Speed | 72000 | 6000 | 12 | 10.8 | 12.8 |  | 70000 | 6033 | 3.4 | 3.3 | 39000 | 4762 | 2.4 | Federally-Regulated Commercial & Industrial Equipment | 06/03/2019 |  | 07/19/2019
Carrier Corp. - Syracuse | ICP Commercial | RHS102(L,S)******TA |  | HSP-A, Single-Package Heat Pum | Heat Pump | 575 | 3 | False |  |  |  | False | Single-Speed | 99000 | 8839 | 11.2 | 10.8 | 12.5 |  | 96000 | 8525 | 3.3 | 3.3 | 54500 | 7098 | 2.25 | Federally-Regulated Commercial & Industrial Equipment | 06/03/2019 |  | 07/19/2019
Carrier Corp. - Syracuse | ICP Commercial | RHS102(L,S)******TA |  | HSP-A, Single-Package Heat Pum | Heat Pump | 460 | 3 | False |  |  |  | False | Single-Speed | 99000 | 8839 | 11.2 | 10.8 | 12.5 |  | 96000 | 8525 | 3.3 | 3.3 | 54500 | 7098 | 2.25 | Federally-Regulated Commercial & Industrial Equipment | 06/03/2019 |  | 07/19/2019
Carrier Corp. - Syracuse | ICP Commercial | RHS102H******TA |  | HSP-A, Single-Package Heat Pum | Heat Pump | 208 | 3 | False |  |  |  | False | Single-Speed | 98000 | 8750 | 11.2 | 10.8 | 12.5 |  | 94000 | 8348 | 3.3 | 3.3 | 53000 | 6903 | 2.25 | Federally-Regulated Commercial & Industrial Equipment | 06/03/2019 |  | 07/19/2019
Carrier Corp. - Syracuse | ICP Commercial | RHS090(L,S)******TA |  | HSP-A, Single-Package Heat Pum | Heat Pump | 575 | 3 | False |  |  |  | False | Single-Speed | 88000 | 7857 | 11.2 | 10.8 | 12.5 |  | 86000 | 7413 | 3.4 | 3.3 | 44000 | 5731 | 2.25 | Federally-Regulated Commercial & Industrial Equipment | 06/03/2019 |  | 07/19/2019
Carrier Corp. - Syracuse | ICP Commercial | RHS090(L,S)******TA |  | HSP-A, Single-Package Heat Pum | Heat Pump | 460 | 3 | False |  |  |  | False | Single-Speed | 88000 | 7857 | 11.2 | 10.8 | 12.5 |  | 86000 | 7413 | 3.4 | 3.3 | 44000 | 5731 | 2.25 | Federally-Regulated Commercial & Industrial Equipment | 06/03/2019 |  | 07/19/2019
Carrier Corp. - Syracuse | ICP Commercial | RHS090H******TA |  | HSP-A, Single-Package Heat Pum | Heat Pump | 230 | 3 | False |  |  |  | False | Single-Speed | 88000 | 7857 | 11.2 | 10.8 | 12.5 |  | 86000 | 7413 | 3.4 | 3.3 | 44000 | 5731 | 2.25 | Federally-Regulated Commercial & Industrial Equipment | 06/03/2019 |  | 07/19/2019
Carrier Corp. - Syracuse | ICP Commercial | RHS090H******TA |  | HSP-A, Single-Package Heat Pum | Heat Pump | 208 | 3 | False |  |  |  | False | Single-Speed | 87000 | 7767 | 11.2 | 10.8 | 12.5 |  | 86000 | 7413 | 3.4 | 3.3 | 44000 | 5731 | 2.25 | Federally-Regulated Commercial & Industrial Equipment | 06/03/2019 |  | 07/19/2019
Carrier Corp. - Syracuse | Keeprite | RHS102(L,S)******TA |  | HSP-A, Single-Package Heat Pum | Heat Pump | 575 | 3 | False |  |  |  | False | Single-Speed | 99000 | 8839 | 11.2 | 10.8 | 12.5 |  | 96000 | 8525 | 3.3 | 3.3 | 54500 | 7098 | 2.25 | Federally-Regulated Commercial & Industrial Equipment | 06/03/2019 |  | 07/19/2019
Carrier Corp. - Syracuse | Keeprite | RHS102(L,S)******TA |  | HSP-A, Single-Package Heat Pum | Heat Pump | 460 | 3 | False |  |  |  | False | Single-Speed | 99000 | 8839 | 11.2 | 10.8 | 12.5 |  | 96000 | 8525 | 3.3 | 3.3 | 54500 | 7098 | 2.25 | Federally-Regulated Commercial & Industrial Equipment | 06/03/2019 |  | 07/19/2019
Carrier Corp. - Syracuse | Keeprite | RHS102H******TA |  | HSP-A, Single-Package Heat Pum | Heat Pump | 208 | 3 | False |  |  |  | False | Single-Speed | 98000 | 8750 | 11.2 | 10.8 | 12.5 |  | 94000 | 8348 | 3.3 | 3.3 | 53000 | 6903 | 2.25 | Federally-Regulated Commercial & Industrial Equipment | 06/03/2019 |  | 07/19/2019
Carrier Corp. - Syracuse | Keeprite | RHS090(L,S)******TA |  | HSP-A, Single-Package Heat Pum | Heat Pump | 575 | 3 | False |  |  |  | False | Single-Speed | 88000 | 7857 | 11.2 | 10.8 | 12.5 |  | 86000 | 7413 | 3.4 | 3.3 | 44000 | 5731 | 2.25 | Federally-Regulated Commercial & Industrial Equipment | 06/03/2019 |  | 07/19/2019
Carrier Corp. - Syracuse | Keeprite | RHS090(L,S)******TA |  | HSP-A, Single-Package Heat Pum | Heat Pump | 460 | 3 | False |  |  |  | False | Single-Speed | 88000 | 7857 | 11.2 | 10.8 | 12.5 |  | 86000 | 7413 | 3.4 | 3.3 | 44000 | 5731 | 2.25 | Federally-Regulated Commercial & Industrial Equipment | 06/03/2019 |  | 07/19/2019
Carrier Corp. - Syracuse | Keeprite | RHS090H******TA |  | HSP-A, Single-Package Heat Pum | Heat Pump | 230 | 3 | False |  |  |  | False | Single-Speed | 88000 | 7857 | 11.2 | 10.8 | 12.5 |  | 86000 | 7413 | 3.4 | 3.3 | 44000 | 5731 | 2.25 | Federally-Regulated Commercial & Industrial Equipment | 06/03/2019 |  | 07/19/2019
Carrier Corp. - Syracuse | Keeprite | RHS090H******TA |  | HSP-A, Single-Package Heat Pum | Heat Pump | 208 | 3 | False |  |  |  | False | Single-Speed | 87000 | 7767 | 11.2 | 10.8 | 12.5 |  | 86000 | 7413 | 3.4 | 3.3 | 44000 | 5731 | 2.25 | Federally-Regulated Commercial & Industrial Equipment | 06/03/2019 |  | 07/19/2019
Carrier Corp. - Syracuse | ICP Commercial | RHS102(L,S)******AA |  | HSP-A, Single-Package Heat Pum | Heat Pump | 575 | 3 | False |  |  |  | False | Single-Speed | 99000 | 8839 | 11.2 | 10.8 | 12.2 |  | 96000 | 8525 | 3.3 | 3.3 | 54500 | 7098 | 2.25 | Federally-Regulated Commercial & Industrial Equipment | 06/03/2019 |  | 07/19/2019
Carrier Corp. - Syracuse | ICP Commercial | RHS102(L,S)******AA |  | HSP-A, Single-Package Heat Pum | Heat Pump | 460 | 3 | False |  |  |  | False | Single-Speed | 99000 | 8839 | 11.2 | 10.8 | 12.2 |  | 96000 | 8525 | 3.3 | 3.3 | 54500 | 7098 | 2.25 | Federally-Regulated Commercial & Industrial Equipment | 06/03/2019 |  | 07/19/2019
Carrier Corp. - Syracuse | ICP Commercial | RHS102H******AA |  | HSP-A, Single-Package Heat Pum | Heat Pump | 208 | 3 | False |  |  |  | False | Single-Speed | 98000 | 8750 | 11.2 | 10.8 | 12.2 |  | 94000 | 8348 | 3.3 | 3.3 | 53000 | 6903 | 2.25 | Federally-Regulated Commercial & Industrial Equipment | 06/03/2019 |  | 07/19/2019
Carrier Corp. - Syracuse | ICP Commercial | RHS090(L,S)******AA |  | HSP-A, Single-Package Heat Pum | Heat Pump | 575 | 3 | False |  |  |  | False | Single-Speed | 88000 | 7857 | 11.2 | 10.8 | 12.2 |  | 86000 | 7413 | 3.4 | 3.3 | 44000 | 5731 | 2.25 | Federally-Regulated Commercial & Industrial Equipment | 06/03/2019 |  | 07/19/2019
Carrier Corp. - Syracuse | ICP Commercial | RHS090(L,S)******AA |  | HSP-A, Single-Package Heat Pum | Heat Pump | 460 | 3 | False |  |  |  | False | Single-Speed | 88000 | 7857 | 11.2 | 10.8 | 12.2 |  | 86000 | 7413 | 3.4 | 3.3 | 44000 | 5731 | 2.25 | Federally-Regulated Commercial & Industrial Equipment | 06/03/2019 |  | 07/19/2019
Carrier Corp. - Syracuse | ICP Commercial | RHS090H******AA |  | HSP-A, Single-Package Heat Pum | Heat Pump | 230 | 3 | False |  |  |  | False | Single-Speed | 88000 | 7857 | 11.2 | 10.8 | 12.2 |  | 86000 | 7413 | 3.4 | 3.3 | 44000 | 5731 | 2.25 | Federally-Regulated Commercial & Industrial Equipment | 06/03/2019 |  | 07/19/2019
Carrier Corp. - Syracuse | ICP Commercial | RHS090H******AA |  | HSP-A, Single-Package Heat Pum | Heat Pump | 208 | 3 | False |  |  |  | False | Single-Speed | 87000 | 7767 | 11.2 | 10.8 | 12.2 |  | 86000 | 7413 | 3.4 | 3.3 | 44000 | 5731 | 2.25 | Federally-Regulated Commercial & Industrial Equipment | 06/03/2019 |  | 07/19/2019
Carrier Corp. - Syracuse | ICP Commercial | RHH072(H,L,S)******A |  | HSP-A, Single-Package Heat Pum | Heat Pump | 575 | 3 | False |  |  |  | True | Single-Speed | 72000 | 6000 | 12 | 10.8 | 12.8 |  | 70000 | 6033 | 3.4 | 3.3 | 39000 | 4762 | 2.4 | Federally-Regulated Commercial & Industrial Equipment | 06/03/2019 |  | 07/19/2019
Carrier Corp. - Syracuse | ICP Commercial | RHH072(H,L,S)******A |  | HSP-A, Single-Package Heat Pum | Heat Pump | 460 | 3 | False |  |  |  | True | Single-Speed | 72000 | 6000 | 12 | 10.8 | 12.8 |  | 70000 | 6033 | 3.4 | 3.3 | 39000 | 4762 | 2.4 | Federally-Regulated Commercial & Industrial Equipment | 06/03/2019 |  | 07/19/2019
Carrier Corp. - Syracuse | ICP Commercial | RHH072(H,L,S)******A |  | HSP-A, Single-Package Heat Pum | Heat Pump | 230 | 3 | False |  |  |  | True | Single-Speed | 72000 | 6000 | 12 | 10.8 | 12.8 |  | 70000 | 6033 | 3.4 | 3.3 | 39000 | 4762 | 2.4 | Federally-Regulated Commercial & Industrial Equipment | 06/03/2019 |  | 07/19/2019
Carrier Corp. - Syracuse | ICP Commercial | RHH072(H,L,S)******A |  | HSP-A, Single-Package Heat Pum | Heat Pump | 208 | 3 | False |  |  |  | True | Single-Speed | 72000 | 6000 | 12 | 10.8 | 12.8 |  | 70000 | 6033 | 3.4 | 3.3 | 39000 | 4762 | 2.4 | Federally-Regulated Commercial & Industrial Equipment | 06/03/2019 |  | 07/19/2019
Carrier Corp. - Syracuse | CARRIER CORPORATION | 50TCQ*17*(5,6,7)*5C***(K,M)* |  | HSP-A, Single-Package Heat Pum | Heat Pump | 230 | 3 | False |  |  |  | True | Single-Speed | 172000 | 16074 | 10.7 | 10.4 | 12 |  | 166000 | 14742 | 3.3 | 3.2 | 103000 | 12577 | 2.4 | Federally-Regulated Commercial & Industrial Equipment | 06/03/2019 |  | 07/19/2019
Carrier Corp. - Syracuse | CARRIER CORPORATION | 50TCQ*17*(5,6,7)*5C***(K,M)* |  | HSP-A, Single-Package Heat Pum | Heat Pump | 208 | 3 | False |  |  |  | True | Single-Speed | 172000 | 16074 | 10.7 | 10.4 | 12 |  | 166000 | 14742 | 3.3 | 3.2 | 103000 | 12577 | 2.4 | Federally-Regulated Commercial & Industrial Equipment | 06/03/2019 |  | 07/19/2019
Carrier Corp. - Syracuse | CARRIER CORPORATION | 50TCQ*17*(1,2,3)*5C***(K,M)* |  | HSP-A, Single-Package Heat Pum | Heat Pump | 230 | 3 | False |  |  |  | True | Single-Speed | 172000 | 15925 | 10.8 | 10.4 | 12 |  | 166000 | 14742 | 3.3 | 3.2 | 103000 | 12577 | 2.4 | Federally-Regulated Commercial & Industrial Equipment | 06/03/2019 |  | 07/19/2019
Carrier Corp. - Syracuse | CARRIER CORPORATION | 50TCQ*17*(1,2,3)*5C***(K,M)* |  | HSP-A, Single-Package Heat Pum | Heat Pump | 208 | 3 | False |  |  |  | True | Single-Speed | 172000 | 15925 | 10.8 | 10.4 | 12 |  | 166000 | 14742 | 3.3 | 3.2 | 103000 | 12577 | 2.4 | Federally-Regulated Commercial & Industrial Equipment | 06/03/2019 |  | 07/19/2019
Carrier Corp. - Syracuse | CARRIER CORPORATION | 50TCQ*09***(6,1)A***(G,J,K,M)* |  | HSP-A, Single-Package Heat Pum | Heat Pump | 575 | 3 | False |  |  |  | False | Single-Speed | 99000 | 8839 | 11.2 | 10.8 | 12.5 |  | 96000 | 8525 | 3.3 | 3.3 | 54500 | 7098 | 2.25 | Federally-Regulated Commercial & Industrial Equipment | 06/03/2019 |  | 07/19/2019
Carrier Corp. - Syracuse | CARRIER CORPORATION | 50TCQ*09***(6,1)A***(G,J,K,M)* |  | HSP-A, Single-Package Heat Pum | Heat Pump | 460 | 3 | False |  |  |  | False | Single-Speed | 99000 | 8839 | 11.2 | 10.8 | 12.5 |  | 96000 | 8525 | 3.3 | 3.3 | 54500 | 7098 | 2.25 | Federally-Regulated Commercial & Industrial Equipment | 06/03/2019 |  | 07/19/2019
Carrier Corp. - Syracuse | CARRIER CORPORATION | 50TCQ*08***(6,1)A***(G,J,K,M)* |  | HSP-A, Single-Package Heat Pum | Heat Pump | 575 | 3 | False |  |  |  | False | Single-Speed | 88000 | 7857 | 11.2 | 10.8 | 12.5 |  | 86000 | 7413 | 3.4 | 3.3 | 44000 | 5731 | 2.25 | Federally-Regulated Commercial & Industrial Equipment | 06/03/2019 |  | 07/19/2019
Carrier Corp. - Syracuse | CARRIER CORPORATION | 50TCQ*08***(6,1)A***(G,J,K,M)* |  | HSP-A, Single-Package Heat Pum | Heat Pump | 460 | 3 | False |  |  |  | False | Single-Speed | 88000 | 7857 | 11.2 | 10.8 | 12.5 |  | 86000 | 7413 | 3.4 | 3.3 | 44000 | 5731 | 2.25 | Federally-Regulated Commercial & Industrial Equipment | 06/03/2019 |  | 07/19/2019
Carrier Corp. - Syracuse | CARRIER CORPORATION | 50TCQ*17*(5,6,7)*5C***(G,J)* |  | HSP-A, Single-Package Heat Pum | Heat Pump | 230 | 3 | False |  |  |  | True | Single-Speed | 172000 | 16074 | 10.7 | 10.4 | 12 |  | 166000 | 14742 | 3.3 | 3.2 | 103000 | 12577 | 2.4 | Federally-Regulated Commercial & Industrial Equipment | 06/03/2019 |  | 07/19/2019
Carrier Corp. - Syracuse | CARRIER CORPORATION | 50TCQ*17*(5,6,7)*5C***(G,J)* |  | HSP-A, Single-Package Heat Pum | Heat Pump | 208 | 3 | False |  |  |  | True | Single-Speed | 172000 | 16074 | 10.7 | 10.4 | 12 |  | 166000 | 14742 | 3.3 | 3.2 | 103000 | 12577 | 2.4 | Federally-Regulated Commercial & Industrial Equipment | 06/03/2019 |  | 07/19/2019
Carrier Corp. - Syracuse | CARRIER CORPORATION | 50TCQ*17*(1,2,3)*5C***(G,J)* |  | HSP-A, Single-Package Heat Pum | Heat Pump | 230 | 3 | False |  |  |  | True | Single-Speed | 172000 | 15925 | 10.8 | 10.4 | 12 |  | 166000 | 14742 | 3.3 | 3.2 | 103000 | 12577 | 2.4 | Federally-Regulated Commercial & Industrial Equipment | 06/03/2019 |  | 07/19/2019
Carrier Corp. - Syracuse | CARRIER CORPORATION | 50TCQ*17*(1,2,3)*5C***(G,J)* |  | HSP-A, Single-Package Heat Pum | Heat Pump | 208 | 3 | False |  |  |  | True | Single-Speed | 172000 | 15925 | 10.8 | 10.4 | 12 |  | 166000 | 14742 | 3.3 | 3.2 | 103000 | 12577 | 2.4 | Federally-Regulated Commercial & Industrial Equipment | 06/03/2019 |  | 07/19/2019
Carrier Corp. - Syracuse | CARRIER CORPORATION | 50TCQ*08***5A***(G,J,K,M)* |  | HSP-A, Single-Package Heat Pum | Heat Pump | 230 | 3 | False |  |  |  | False | Single-Speed | 88000 | 7857 | 11.2 | 10.8 | 12.5 |  | 86000 | 7413 | 3.4 | 3.3 | 44000 | 5731 | 2.25 | Federally-Regulated Commercial & Industrial Equipment | 06/03/2019 |  | 07/19/2019
Carrier Corp. - Syracuse | CARRIER CORPORATION | 50TCQ*08***5A***(G,J,K,M)* |  | HSP-A, Single-Package Heat Pum | Heat Pump | 208 | 3 | False |  |  |  | False | Single-Speed | 87000 | 7767 | 11.2 | 10.8 | 12.5 |  | 86000 | 7413 | 3.4 | 3.3 | 44000 | 5731 | 2.25 | Federally-Regulated Commercial & Industrial Equipment | 06/03/2019 |  | 07/19/2019
Carrier Corp. - Syracuse | CARRIER CORPORATION | 50TCQ*09***5A***(G,J,K,M)* |  | HSP-A, Single-Package Heat Pum | Heat Pump | 208 | 3 | False |  |  |  | False | Single-Speed | 98000 | 8750 | 11.2 | 10.8 | 12.5 |  | 94000 | 8348 | 3.3 | 3.3 | 53000 | 6903 | 2.25 | Federally-Regulated Commercial & Industrial Equipment | 06/03/2019 |  | 07/19/2019
Carrier Corp. - Syracuse | Tempstar | RHS102(L,S)******TA |  | HSP-A, Single-Package Heat Pum | Heat Pump | 575 | 3 | False |  |  |  | False | Single-Speed | 99000 | 8839 | 11.2 | 10.8 | 12.5 |  | 96000 | 8525 | 3.3 | 3.3 | 54500 | 7098 | 2.25 | Federally-Regulated Commercial & Industrial Equipment | 05/03/2019 |  | 07/19/2019
Carrier Corp. - Syracuse | Tempstar | RHS102(L,S)******TA |  | HSP-A, Single-Package Heat Pum | Heat Pump | 460 | 3 | False |  |  |  | False | Single-Speed | 99000 | 8839 | 11.2 | 10.8 | 12.5 |  | 96000 | 8525 | 3.3 | 3.3 | 54500 | 7098 | 2.25 | Federally-Regulated Commercial & Industrial Equipment | 05/03/2019 |  | 07/19/2019
Carrier Corp. - Syracuse | Tempstar | RHS102H******TA |  | HSP-A, Single-Package Heat Pum | Heat Pump | 208 | 3 | False |  |  |  | False | Single-Speed | 98000 | 8750 | 11.2 | 10.8 | 12.5 |  | 94000 | 8348 | 3.3 | 3.3 | 53000 | 6903 | 2.25 | Federally-Regulated Commercial & Industrial Equipment | 05/03/2019 |  | 07/19/2019
Carrier Corp. - Syracuse | Tempstar | RHS090(L,S)******TA |  | HSP-A, Single-Package Heat Pum | Heat Pump | 575 | 3 | False |  |  |  | False | Single-Speed | 88000 | 7857 | 11.2 | 10.8 | 12.5 |  | 86000 | 7413 | 3.4 | 3.3 | 44000 | 5731 | 2.25 | Federally-Regulated Commercial & Industrial Equipment | 05/03/2019 |  | 07/19/2019
Carrier Corp. - Syracuse | Tempstar | RHS090(L,S)******TA |  | HSP-A, Single-Package Heat Pum | Heat Pump | 460 | 3 | False |  |  |  | False | Single-Speed | 88000 | 7857 | 11.2 | 10.8 | 12.5 |  | 86000 | 7413 | 3.4 | 3.3 | 44000 | 5731 | 2.25 | Federally-Regulated Commercial & Industrial Equipment | 05/03/2019 |  | 07/19/2019
Carrier Corp. - Syracuse | Tempstar | RHS090H******TA |  | HSP-A, Single-Package Heat Pum | Heat Pump | 230 | 3 | False |  |  |  | False | Single-Speed | 88000 | 7857 | 11.2 | 10.8 | 12.5 |  | 86000 | 7413 | 3.4 | 3.3 | 44000 | 5731 | 2.25 | Federally-Regulated Commercial & Industrial Equipment | 05/03/2019 |  | 07/19/2019
Carrier Corp. - Syracuse | Tempstar | RHS090H******TA |  | HSP-A, Single-Package Heat Pum | Heat Pump | 208 | 3 | False |  |  |  | False | Single-Speed | 87000 | 7767 | 11.2 | 10.8 | 12.5 |  | 86000 | 7413 | 3.4 | 3.3 | 44000 | 5731 | 2.25 | Federally-Regulated Commercial & Industrial Equipment | 05/03/2019 |  | 07/19/2019
Daikin Comfort Technologies Manufacturing, L.P. | Daikin | DZ13SA0483A* (2) | DAT09043A* | HRCU-A-CB, Split System: Heat | Both Heat Pump and Electric Re | 230 | 3 |  | False |  |  | True | Single-Speed | 88000 | 7652 | 11.5 | 11 | 14 |  | 82000 | 7282 | 3.3 | 3.3 | 52000 | 6626 | 2.3 | Federally-Regulated Commercial & Industrial Equipment | 05/31/2019 |  | 07/19/2019
Daikin Comfort Technologies Manufacturing, L.P. | Daikin | DZ13SA0483A* (2) | DAT09043A* | HRCU-A-CB, Split System: Heat | Both Heat Pump and Electric Re | 208 | 3 |  | False |  |  | True | Single-Speed | 88000 | 7652 | 11.5 | 11 | 14 |  | 82000 | 7282 | 3.3 | 3.3 | 52000 | 6626 | 2.3 | Federally-Regulated Commercial & Industrial Equipment | 05/31/2019 |  | 07/19/2019
Daikin Comfort Technologies Manufacturing, L.P. | Daikin | DZ13SA0603A* (2) | DAT12043A* | HRCU-A-CB, Split System: Heat | Both Heat Pump and Electric Re | 230 | 3 |  | False |  |  | True | Single-Speed | 114000 | 9913 | 11.5 | 11 | 13 |  | 110000 | 9769 | 3.3 | 3.3 | 70000 | 8919 | 2.3 | Federally-Regulated Commercial & Industrial Equipment | 05/31/2019 |  | 07/19/2019
Daikin Comfort Technologies Manufacturing, L.P. | Daikin | DZ13SA0603A* (2) | DAT12043A* | HRCU-A-CB, Split System: Heat | Both Heat Pump and Electric Re | 208 | 3 |  | False |  |  | True | Single-Speed | 114000 | 9913 | 11.5 | 11 | 13 |  | 110000 | 9769 | 3.3 | 3.3 | 70000 | 8919 | 2.3 | Federally-Regulated Commercial & Industrial Equipment | 05/31/2019 |  | 07/19/2019
Daikin Comfort Technologies Manufacturing, L.P. | Daikin | DZ13SA0484A* (2) | DAT09044A* | HRCU-A-CB, Split System: Heat | Both Heat Pump and Electric Re | 460 | 3 |  | False |  |  | True | Single-Speed | 88000 | 7652 | 11.5 | 11 | 14 |  | 82000 | 7282 | 3.3 | 3.3 | 52000 | 6626 | 2.3 | Federally-Regulated Commercial & Industrial Equipment | 05/31/2019 |  | 07/19/2019
Daikin Comfort Technologies Manufacturing, L.P. | Daikin | DZ13SA0604A* (2) | DAT12044A* | HRCU-A-CB, Split System: Heat | Both Heat Pump and Electric Re | 460 | 3 |  | False |  |  | True | Single-Speed | 114000 | 9913 | 11.5 | 11 | 13 |  | 110000 | 9769 | 3.3 | 3.3 | 70000 | 8919 | 2.3 | Federally-Regulated Commercial & Industrial Equipment | 05/31/2019 |  | 07/19/2019
Daikin Comfort Technologies Manufacturing, L.P. | ENERGI AIR | GSZ130604A* (2) | AT12044A* | HRCU-A-CB, Split System: Heat | Both Heat Pump and Electric Re | 460 | 3 |  | False |  |  | True | Single-Speed | 114000 | 9913 | 11.5 | 11 | 13 |  | 110000 | 9769 | 3.3 | 3.3 | 70000 | 8919 | 2.3 | Federally-Regulated Commercial & Industrial Equipment | 05/31/2019 |  | 07/19/2019
Daikin Comfort Technologies Manufacturing, L.P. | ENERGI AIR | GSZ130603A* (2) | AT12043A* | HRCU-A-CB, Split System: Heat | Both Heat Pump and Electric Re | 230 | 3 |  | False |  |  | True | Single-Speed | 114000 | 9913 | 11.5 | 11 | 13 |  | 110000 | 9769 | 3.3 | 3.3 | 70000 | 8919 | 2.3 | Federally-Regulated Commercial & Industrial Equipment | 05/31/2019 |  | 07/19/2019
Daikin Comfort Technologies Manufacturing, L.P. | ENERGI AIR | GSZ130603A* (2) | AT12043A* | HRCU-A-CB, Split System: Heat | Both Heat Pump and Electric Re | 208 | 3 |  | False |  |  | True | Single-Speed | 114000 | 9913 | 11.5 | 11 | 13 |  | 110000 | 9769 | 3.3 | 3.3 | 70000 | 8919 | 2.3 | Federally-Regulated Commercial & Industrial Equipment | 05/31/2019 |  | 07/19/2019
Daikin Comfort Technologies Manufacturing, L.P. | ENERGI AIR | GSZ130483A* (2) | AT09043A* | HRCU-A-CB, Split System: Heat | Both Heat Pump and Electric Re | 230 | 3 |  | False |  |  | True | Single-Speed | 88000 | 7652 | 11.5 | 11 | 14 |  | 82000 | 7282 | 3.3 | 3.3 | 52000 | 6626 | 2.3 | Federally-Regulated Commercial & Industrial Equipment | 05/31/2019 |  | 07/19/2019
Daikin Comfort Technologies Manufacturing, L.P. | ENERGI AIR | GSZ130483A* (2) | AT09043A* | HRCU-A-CB, Split System: Heat | Both Heat Pump and Electric Re | 208 | 3 |  | False |  |  | True | Single-Speed | 88000 | 7652 | 11.5 | 11 | 14 |  | 82000 | 7282 | 3.3 | 3.3 | 52000 | 6626 | 2.3 | Federally-Regulated Commercial & Industrial Equipment | 05/31/2019 |  | 07/19/2019
Daikin Comfort Technologies Manufacturing, L.P. | ENERGI AIR | GSZ130484A* (2) | AT09044A* | HRCU-A-CB, Split System: Heat | Both Heat Pump and Electric Re | 460 | 3 |  | False |  |  | True | Single-Speed | 88000 | 7652 | 11.5 | 11 | 14 |  | 82000 | 7282 | 3.3 | 3.3 | 52000 | 6626 | 2.3 | Federally-Regulated Commercial & Industrial Equipment | 05/31/2019 |  | 07/19/2019
Trane U.S. Inc. | AMERICAN STANDARD | TWA240E(3,4)**B* | TWE2404(3,4,W)B*A***00 | HRCU-A-CB, Split System: Heat | Heat Pump | 575 | 3 |  | False |  |  | True | Single-Speed | 248000 | 24800 | 10 | 9.3 | 10.6 |  | 238000 | 21797 | 3.2 | 3.2 | 148000 | 21158 | 2.05 | Federally-Regulated Commercial & Industrial Equipment | 05/31/2019 |  | 07/19/2019
Trane U.S. Inc. | AMERICAN STANDARD | TWA240E(3,4)**B* | TWE2404(3,4,W)B*A***00 | HRCU-A-CB, Split System: Heat | Heat Pump | 460 | 3 |  | False |  |  | True | Single-Speed | 248000 | 24800 | 10 | 9.3 | 10.6 |  | 238000 | 21797 | 3.2 | 3.2 | 148000 | 21158 | 2.05 | Federally-Regulated Commercial & Industrial Equipment | 05/31/2019 |  | 07/19/2019
Trane U.S. Inc. | AMERICAN STANDARD | TWA240E(3,4)**B* | TWE2404(3,4,W)B*A***00 | HRCU-A-CB, Split System: Heat | Heat Pump | 230 | 3 |  | False |  |  | True | Single-Speed | 248000 | 24800 | 10 | 9.3 | 10.6 |  | 238000 | 21797 | 3.2 | 3.2 | 148000 | 21158 | 2.05 | Federally-Regulated Commercial & Industrial Equipment | 05/31/2019 |  | 07/19/2019
Trane U.S. Inc. | AMERICAN STANDARD | TWA240E(3,4)**B* | TWE2404(3,4,W)B*A***00 | HRCU-A-CB, Split System: Heat | Heat Pump | 208 | 3 |  | False |  |  | True | Single-Speed | 248000 | 24800 | 10 | 9.3 | 10.6 |  | 238000 | 21797 | 3.2 | 3.2 | 148000 | 21158 | 2.05 | Federally-Regulated Commercial & Industrial Equipment | 05/31/2019 |  | 07/19/2019
Trane U.S. Inc. | AMERICAN STANDARD | TWA240E(3,4)**A* | TWE2404(3,4,W)B*A***00 | HRCU-A-CB, Split System: Heat | Heat Pump | 575 | 3 |  | False |  |  | True | Single-Speed | 248000 | 24800 | 10 | 9.3 | 10.6 |  | 238000 | 21797 | 3.2 | 3.2 | 148000 | 21158 | 2.05 | Federally-Regulated Commercial & Industrial Equipment | 05/31/2019 |  | 07/19/2019
Trane U.S. Inc. | AMERICAN STANDARD | TWA240E(3,4)**A* | TWE2404(3,4,W)B*A***00 | HRCU-A-CB, Split System: Heat | Heat Pump | 460 | 3 |  | False |  |  | True | Single-Speed | 248000 | 24800 | 10 | 9.3 | 10.6 |  | 238000 | 21797 | 3.2 | 3.2 | 148000 | 21158 | 2.05 | Federally-Regulated Commercial & Industrial Equipment | 05/31/2019 |  | 07/19/2019
Trane U.S. Inc. | AMERICAN STANDARD | TWA240E(3,4)**A* | TWE2404(3,4,W)B*A***00 | HRCU-A-CB, Split System: Heat | Heat Pump | 230 | 3 |  | False |  |  | True | Single-Speed | 248000 | 24800 | 10 | 9.3 | 10.6 |  | 238000 | 21797 | 3.2 | 3.2 | 148000 | 21158 | 2.05 | Federally-Regulated Commercial & Industrial Equipment | 05/31/2019 |  | 07/19/2019
Trane U.S. Inc. | AMERICAN STANDARD | TWA240E(3,4)**A* | TWE2404(3,4,W)B*A***00 | HRCU-A-CB, Split System: Heat | Heat Pump | 208 | 3 |  | False |  |  | True | Single-Speed | 248000 | 24800 | 10 | 9.3 | 10.6 |  | 238000 | 21797 | 3.2 | 3.2 | 148000 | 21158 | 2.05 | Federally-Regulated Commercial & Industrial Equipment | 05/31/2019 |  | 07/19/2019
Trane U.S. Inc. | AMERICAN STANDARD | TWA180E(3,4,W)**A* | TWE1804(3,W)B*A***00 | HRCU-A-CB, Split System: Heat | Heat Pump | 575 | 3 |  | False |  |  | True | Single-Speed | 188000 | 17407 | 10.8 | 10.4 | 11.6 |  | 178000 | 16302 | 3.2 | 3.2 | 117000 | 16726 | 2.05 | Federally-Regulated Commercial & Industrial Equipment | 05/31/2019 |  | 07/19/2019
Trane U.S. Inc. | AMERICAN STANDARD | TWA180E(3,4,W)**A* | TWE1804(3,W)B*A***00 | HRCU-A-CB, Split System: Heat | Heat Pump | 460 | 3 |  | False |  |  | True | Single-Speed | 188000 | 17407 | 10.8 | 10.4 | 11.6 |  | 178000 | 16302 | 3.2 | 3.2 | 117000 | 16726 | 2.05 | Federally-Regulated Commercial & Industrial Equipment | 05/31/2019 |  | 07/19/2019
Trane U.S. Inc. | AMERICAN STANDARD | TWA180E(3,4,W)**A* | TWE1804(3,W)B*A***00 | HRCU-A-CB, Split System: Heat | Heat Pump | 230 | 3 |  | False |  |  | True | Single-Speed | 188000 | 17407 | 10.8 | 10.4 | 11.6 |  | 178000 | 16302 | 3.2 | 3.2 | 117000 | 16726 | 2.05 | Federally-Regulated Commercial & Industrial Equipment | 05/31/2019 |  | 07/19/2019
Trane U.S. Inc. | AMERICAN STANDARD | TWA180E(3,4,W)**A* | TWE1804(3,W)B*A***00 | HRCU-A-CB, Split System: Heat | Heat Pump | 208 | 3 |  | False |  |  | True | Single-Speed | 188000 | 17407 | 10.8 | 10.4 | 11.6 |  | 178000 | 16302 | 3.2 | 3.2 | 117000 | 16726 | 2.05 | Federally-Regulated Commercial & Industrial Equipment | 05/31/2019 |  | 07/19/2019
Trane U.S. Inc. | AMERICAN STANDARD | TWA120E(3,W)**A* | TWE1204(3,W)B*A***00 | HRCU-A-CB, Split System: Heat | Heat Pump | 575 | 3 |  | False |  |  | True | Single-Speed | 118000 | 10535 | 11.2 | 10.8 | 12.2 |  | 112000 | 9946 | 3.3 | 3.3 | 71000 | 9248 | 2.25 | Federally-Regulated Commercial & Industrial Equipment | 05/31/2019 |  | 07/19/2019
Trane U.S. Inc. | AMERICAN STANDARD | TWA120E(3,W)**A* | TWE1204(3,W)B*A***00 | HRCU-A-CB, Split System: Heat | Heat Pump | 460 | 3 |  | False |  |  | True | Single-Speed | 118000 | 10535 | 11.2 | 10.8 | 12.2 |  | 112000 | 9946 | 3.3 | 3.3 | 71000 | 9248 | 2.25 | Federally-Regulated Commercial & Industrial Equipment | 05/31/2019 |  | 07/19/2019
Trane U.S. Inc. | AMERICAN STANDARD | TWA120E(3,W)**A* | TWE1204(3,W)B*A***00 | HRCU-A-CB, Split System: Heat | Heat Pump | 230 | 3 |  | False |  |  | True | Single-Speed | 118000 | 10535 | 11.2 | 10.8 | 12.2 |  | 112000 | 9946 | 3.3 | 3.3 | 71000 | 9248 | 2.25 | Federally-Regulated Commercial & Industrial Equipment | 05/31/2019 |  | 07/19/2019
Trane U.S. Inc. | AMERICAN STANDARD | TWA120E(3,W)**A* | TWE1204(3,W)B*A***00 | HRCU-A-CB, Split System: Heat | Heat Pump | 208 | 3 |  | False |  |  | True | Single-Speed | 118000 | 10535 | 11.2 | 10.8 | 12.2 |  | 112000 | 9946 | 3.3 | 3.3 | 71000 | 9248 | 2.25 | Federally-Regulated Commercial & Industrial Equipment | 05/31/2019 |  | 07/19/2019
Trane U.S. Inc. | AMERICAN STANDARD | TWA120D(3,4,W)**B* | TWE12041A*A***00 | HRCU-A-CB, Split System: Heat | Heat Pump | 460 | 3 |  | False |  |  | True | Single-Speed | 123000 | 10884 | 11.3 | 10.8 | 12.4 |  | 120000 | 10657 | 3.3 | 3.3 | 76000 | 9899 | 2.25 | Federally-Regulated Commercial & Industrial Equipment | 05/31/2019 |  | 07/19/2019
Trane U.S. Inc. | AMERICAN STANDARD | TWA120D(3,4,W)**B* | TWE12041A*A***00 | HRCU-A-CB, Split System: Heat | Heat Pump | 230 | 3 |  | False |  |  | True | Single-Speed | 123000 | 10884 | 11.3 | 10.8 | 12.4 |  | 120000 | 10657 | 3.3 | 3.3 | 76000 | 9899 | 2.25 | Federally-Regulated Commercial & Industrial Equipment | 05/31/2019 |  | 07/19/2019
Trane U.S. Inc. | AMERICAN STANDARD | TWA120D(3,4,W)**B* | TWE12041A*A***00 | HRCU-A-CB, Split System: Heat | Heat Pump | 208 | 3 |  | False |  |  | True | Single-Speed | 123000 | 10884 | 11.3 | 10.8 | 12.4 |  | 120000 | 10657 | 3.3 | 3.3 | 76000 | 9899 | 2.25 | Federally-Regulated Commercial & Industrial Equipment | 05/31/2019 |  | 07/19/2019
Trane U.S. Inc. | AMERICAN STANDARD | TWA120D(3,4,W)**A* | TWE12041A*A***00 | HRCU-A-CB, Split System: Heat | Heat Pump | 460 | 3 |  | False |  |  | True | Single-Speed | 123000 | 10884 | 11.3 | 10.8 | 12.4 |  | 120000 | 10657 | 3.3 | 3.3 | 76000 | 9899 | 2.25 | Federally-Regulated Commercial & Industrial Equipment | 05/31/2019 |  | 07/19/2019
Trane U.S. Inc. | AMERICAN STANDARD | TWA120D(3,4,W)**A* | TWE12041A*A***00 | HRCU-A-CB, Split System: Heat | Heat Pump | 230 | 3 |  | False |  |  | True | Single-Speed | 123000 | 10884 | 11.3 | 10.8 | 12.4 |  | 120000 | 10657 | 3.3 | 3.3 | 76000 | 9899 | 2.25 | Federally-Regulated Commercial & Industrial Equipment | 05/31/2019 |  | 07/19/2019
Trane U.S. Inc. | AMERICAN STANDARD | TWA120D(3,4,W)**A* | TWE12041A*A***00 | HRCU-A-CB, Split System: Heat | Heat Pump | 208 | 3 |  | False |  |  | True | Single-Speed | 123000 | 10884 | 11.3 | 10.8 | 12.4 |  | 120000 | 10657 | 3.3 | 3.3 | 76000 | 9899 | 2.25 | Federally-Regulated Commercial & Industrial Equipment | 05/31/2019 |  | 07/19/2019
Trane U.S. Inc. | AMERICAN STANDARD | TWA090E(3,4,W)**A* | TWE0904(3,W)B*A***00 | HRCU-A-CB, Split System: Heat | Heat Pump | 575 | 3 |  | False |  |  | True | Single-Speed | 93000 | 8303 | 11.2 | 10.8 | 12.2 |  | 82000 | 7282 | 3.3 | 3.3 | 51500 | 6708 | 2.25 | Federally-Regulated Commercial & Industrial Equipment | 05/31/2019 |  | 07/19/2019
Trane U.S. Inc. | AMERICAN STANDARD | TWA090E(3,4,W)**A* | TWE0904(3,W)B*A***00 | HRCU-A-CB, Split System: Heat | Heat Pump | 460 | 3 |  | False |  |  | True | Single-Speed | 93000 | 8303 | 11.2 | 10.8 | 12.2 |  | 82000 | 7282 | 3.3 | 3.3 | 51500 | 6708 | 2.25 | Federally-Regulated Commercial & Industrial Equipment | 05/31/2019 |  | 07/19/2019
Trane U.S. Inc. | AMERICAN STANDARD | TWA090E(3,4,W)**A* | TWE0904(3,W)B*A***00 | HRCU-A-CB, Split System: Heat | Heat Pump | 230 | 3 |  | False |  |  | True | Single-Speed | 93000 | 8303 | 11.2 | 10.8 | 12.2 |  | 82000 | 7282 | 3.3 | 3.3 | 51500 | 6708 | 2.25 | Federally-Regulated Commercial & Industrial Equipment | 05/31/2019 |  | 07/19/2019
Trane U.S. Inc. | AMERICAN STANDARD | TWA090E(3,4,W)**A* | TWE0904(3,W)B*A***00 | HRCU-A-CB, Split System: Heat | Heat Pump | 208 | 3 |  | False |  |  | True | Single-Speed | 93000 | 8303 | 11.2 | 10.8 | 12.2 |  | 82000 | 7282 | 3.3 | 3.3 | 51500 | 6708 | 2.25 | Federally-Regulated Commercial & Industrial Equipment | 05/31/2019 |  | 07/19/2019
Trane U.S. Inc. | AMERICAN STANDARD | TWA073E(3,4)0RA* | TWE0724(3,W)B*A***00 | HRCU-A-CB, Split System: Heat | Heat Pump | 575 | 3 |  | False |  |  | True | Single-Speed | 77000 | 6875 | 11.2 | 10.8 | 12.2 |  | 64000 | 5683 | 3.3 | 3.3 | 38000 | 4949 | 2.25 | Federally-Regulated Commercial & Industrial Equipment | 05/31/2019 |  | 07/19/2019
Trane U.S. Inc. | AMERICAN STANDARD | TWA073E(3,4)0RA* | TWE0724(3,W)B*A***00 | HRCU-A-CB, Split System: Heat | Heat Pump | 460 | 3 |  | False |  |  | True | Single-Speed | 77000 | 6875 | 11.2 | 10.8 | 12.2 |  | 64000 | 5683 | 3.3 | 3.3 | 38000 | 4949 | 2.25 | Federally-Regulated Commercial & Industrial Equipment | 05/31/2019 |  | 07/19/2019
Trane U.S. Inc. | AMERICAN STANDARD | TWA073E(3,4)0RA* | TWE0724(3,W)B*A***00 | HRCU-A-CB, Split System: Heat | Heat Pump | 230 | 3 |  | False |  |  | True | Single-Speed | 77000 | 6875 | 11.2 | 10.8 | 12.2 |  | 64000 | 5683 | 3.3 | 3.3 | 38000 | 4949 | 2.25 | Federally-Regulated Commercial & Industrial Equipment | 05/31/2019 |  | 07/19/2019
Trane U.S. Inc. | AMERICAN STANDARD | TWA073E(3,4)0RA* | TWE0724(3,W)B*A***00 | HRCU-A-CB, Split System: Heat | Heat Pump | 208 | 3 |  | False |  |  | True | Single-Speed | 77000 | 6875 | 11.2 | 10.8 | 12.2 |  | 64000 | 5683 | 3.3 | 3.3 | 38000 | 4949 | 2.25 | Federally-Regulated Commercial & Industrial Equipment | 05/31/2019 |  | 07/19/2019
Trane U.S. Inc. | AMERICAN STANDARD | TWA073D(3,4,W)**A* | TWE0904(3,W)A*A***00 | HRCU-A-CB, Split System: Heat | Heat Pump | 575 | 3 |  | False |  |  | True | Single-Speed | 80000 | 7079 | 11.3 | 10.8 | 12.4 |  | 72000 | 6394 | 3.3 | 3.3 | 46000 | 5991 | 2.25 | Federally-Regulated Commercial & Industrial Equipment | 05/31/2019 |  | 07/19/2019
Trane U.S. Inc. | AMERICAN STANDARD | TWA073D(3,4,W)**A* | TWE0904(3,W)A*A***00 | HRCU-A-CB, Split System: Heat | Heat Pump | 460 | 3 |  | False |  |  | True | Single-Speed | 80000 | 7079 | 11.3 | 10.8 | 12.4 |  | 72000 | 6394 | 3.3 | 3.3 | 46000 | 5991 | 2.25 | Federally-Regulated Commercial & Industrial Equipment | 05/31/2019 |  | 07/19/2019
Trane U.S. Inc. | AMERICAN STANDARD | TWA073D(3,4,W)**A* | TWE0904(3,W)A*A***00 | HRCU-A-CB, Split System: Heat | Heat Pump | 230 | 3 |  | False |  |  | True | Single-Speed | 80000 | 7079 | 11.3 | 10.8 | 12.4 |  | 72000 | 6394 | 3.3 | 3.3 | 46000 | 5991 | 2.25 | Federally-Regulated Commercial & Industrial Equipment | 05/31/2019 |  | 07/19/2019
Trane U.S. Inc. | AMERICAN STANDARD | TWA073D(3,4,W)**A* | TWE0904(3,W)A*A***00 | HRCU-A-CB, Split System: Heat | Heat Pump | 208 | 3 |  | False |  |  | True | Single-Speed | 80000 | 7079 | 11.3 | 10.8 | 12.4 |  | 72000 | 6394 | 3.3 | 3.3 | 46000 | 5991 | 2.25 | Federally-Regulated Commercial & Industrial Equipment | 05/31/2019 |  | 07/19/2019
Trane U.S. Inc. | AMERICAN STANDARD | TWA073D4**A* | TWE090D100A* | HRCU-A-CB, Split System: Heat | Heat Pump | 460 | 3 |  | False |  |  | True | Single-Speed | 80000 | 7079 | 11.3 | 10.8 | 12.4 |  | 72000 | 6394 | 3.3 | 3.3 | 46000 | 5991 | 2.25 | Federally-Regulated Commercial & Industrial Equipment | 05/31/2019 |  | 07/19/2019
Trane U.S. Inc. | AMERICAN STANDARD | TWA240EW0RA* | TWE240EWR3B* | HRCU-A-CB, Split System: Heat | Heat Pump | 575 | 3 |  | False |  |  | True | Single-Speed | 248000 | 24800 | 10 | 9.3 | 11.7 |  | 238000 | 21797 | 3.2 | 3.2 | 154000 | 22016 | 2.05 | Federally-Regulated Commercial & Industrial Equipment | 05/31/2019 |  | 07/19/2019
Trane U.S. Inc. | AMERICAN STANDARD | TWA180EW0RA** | TWE180EWR*B* | HRCU-A-CB, Split System: Heat | Heat Pump | 575 | 3 |  | False |  |  | True | Single-Speed | 188000 | 17407 | 10.8 | 10.4 | 12.7 |  | 178000 | 16302 | 3.2 | 3.2 | 117000 | 16726 | 2.05 | Federally-Regulated Commercial & Industrial Equipment | 05/31/2019 |  | 07/19/2019
Trane U.S. Inc. | AMERICAN STANDARD | TWA0904(3,4,W)DA*00A* | TWE090E(3,W)0*A* | HRCU-A-CB, Split System: Heat | Heat Pump | 575 | 3 |  | False |  |  | True | Single-Speed | 93000 | 8303 | 11.2 | 10.8 | 12.2 |  | 82000 | 7282 | 3.3 | 3.3 | 51500 | 6708 | 2.25 | Federally-Regulated Commercial & Industrial Equipment | 05/31/2019 |  | 07/19/2019
Trane U.S. Inc. | AMERICAN STANDARD | TWA0904(3,4,W)DA*00A* | TWE090E(3,W)0*A* | HRCU-A-CB, Split System: Heat | Heat Pump | 460 | 3 |  | False |  |  | True | Single-Speed | 93000 | 8303 | 11.2 | 10.8 | 12.2 |  | 82000 | 7282 | 3.3 | 3.3 | 51500 | 6708 | 2.25 | Federally-Regulated Commercial & Industrial Equipment | 05/31/2019 |  | 07/19/2019
Trane U.S. Inc. | AMERICAN STANDARD | TWA0904(3,4,W)DA*00A* | TWE090E(3,W)0*A* | HRCU-A-CB, Split System: Heat | Heat Pump | 230 | 3 |  | False |  |  | True | Single-Speed | 93000 | 8303 | 11.2 | 10.8 | 12.2 |  | 82000 | 7282 | 3.3 | 3.3 | 51500 | 6708 | 2.25 | Federally-Regulated Commercial & Industrial Equipment | 05/31/2019 |  | 07/19/2019
Trane U.S. Inc. | AMERICAN STANDARD | TWA0904(3,4,W)DA*00A* | TWE090E(3,W)0*A* | HRCU-A-CB, Split System: Heat | Heat Pump | 208 | 3 |  | False |  |  | True | Single-Speed | 93000 | 8303 | 11.2 | 10.8 | 12.2 |  | 82000 | 7282 | 3.3 | 3.3 | 51500 | 6708 | 2.25 | Federally-Regulated Commercial & Industrial Equipment | 05/31/2019 |  | 07/19/2019
Trane U.S. Inc. | AMERICAN STANDARD | TWA090D4**A* | TWE090D10*A* | HRCU-A-CB, Split System: Heat | Heat Pump | 460 | 3 |  | False |  |  | True | Single-Speed | 86000 | 7610 | 11.3 | 10.8 | 12.4 |  | 79000 | 7016 | 3.3 | 3.3 | 50500 | 6577 | 2.25 | Federally-Regulated Commercial & Industrial Equipment | 05/31/2019 |  | 07/19/2019
Trane U.S. Inc. | AMERICAN STANDARD | TWA090D4**B* | TWE090D30*A* | HRCU-A-CB, Split System: Heat | Heat Pump | 460 | 3 |  | False |  |  | True | Single-Speed | 86000 | 7610 | 11.3 | 10.8 | 12.4 |  | 79000 | 7016 | 3.3 | 3.3 | 50500 | 6577 | 2.25 | Federally-Regulated Commercial & Industrial Equipment | 05/31/2019 |  | 07/19/2019
Trane U.S. Inc. | AMERICAN STANDARD | TWA180E(3,4)0RA* | TWE180E(3,4)R*B* | HRCU-A-CB, Split System: Heat | Heat Pump | 460 | 3 |  | False |  |  | True | Single-Speed | 188000 | 17407 | 10.8 | 10.4 | 12.7 |  | 178000 | 16302 | 3.2 | 3.2 | 117000 | 16726 | 2.05 | Federally-Regulated Commercial & Industrial Equipment | 05/31/2019 |  | 07/19/2019
Trane U.S. Inc. | AMERICAN STANDARD | TWA180E(3,4)0RA* | TWE180E(3,4)R*B* | HRCU-A-CB, Split System: Heat | Heat Pump | 230 | 3 |  | False |  |  | True | Single-Speed | 188000 | 17407 | 10.8 | 10.4 | 12.7 |  | 178000 | 16302 | 3.2 | 3.2 | 117000 | 16726 | 2.05 | Federally-Regulated Commercial & Industrial Equipment | 05/31/2019 |  | 07/19/2019
Trane U.S. Inc. | AMERICAN STANDARD | TWA180E(3,4)0RA* | TWE180E(3,4)R*B* | HRCU-A-CB, Split System: Heat | Heat Pump | 208 | 3 |  | False |  |  | True | Single-Speed | 188000 | 17407 | 10.8 | 10.4 | 12.7 |  | 178000 | 16302 | 3.2 | 3.2 | 117000 | 16726 | 2.05 | Federally-Regulated Commercial & Industrial Equipment | 05/31/2019 |  | 07/19/2019
Trane U.S. Inc. | AMERICAN STANDARD | TWA090DW**A* | TWE090DW0*A* | HRCU-A-CB, Split System: Heat | Heat Pump | 575 | 3 |  | False |  |  | True | Single-Speed | 86000 | 7610 | 11.3 | 10.8 | 12.4 |  | 79000 | 7016 | 3.3 | 3.3 | 50500 | 6577 | 2.25 | Federally-Regulated Commercial & Industrial Equipment | 05/31/2019 |  | 07/19/2019
Trane U.S. Inc. | AMERICAN STANDARD | TWA073D4**A* | TWE090D300A* | HRCU-A-CB, Split System: Heat | Heat Pump | 460 | 3 |  | False |  |  | True | Single-Speed | 80000 | 7079 | 11.3 | 10.8 | 12.4 |  | 72000 | 6394 | 3.3 | 3.3 | 46000 | 5991 | 2.25 | Federally-Regulated Commercial & Industrial Equipment | 05/31/2019 |  | 07/19/2019
Trane U.S. Inc. | AMERICAN STANDARD | TWA090D3**A* | TWE090D10*A* | HRCU-A-CB, Split System: Heat | Heat Pump | 230 | 3 |  | False |  |  | True | Single-Speed | 86000 | 7610 | 11.3 | 10.8 | 12.4 |  | 79000 | 7016 | 3.3 | 3.3 | 50500 | 6577 | 2.25 | Federally-Regulated Commercial & Industrial Equipment | 05/31/2019 |  | 07/19/2019
Trane U.S. Inc. | AMERICAN STANDARD | TWA090D3**A* | TWE090D10*A* | HRCU-A-CB, Split System: Heat | Heat Pump | 208 | 3 |  | False |  |  | True | Single-Speed | 86000 | 7610 | 11.3 | 10.8 | 12.4 |  | 79000 | 7016 | 3.3 | 3.3 | 50500 | 6577 | 2.25 | Federally-Regulated Commercial & Industrial Equipment | 05/31/2019 |  | 07/19/2019
Trane U.S. Inc. | AMERICAN STANDARD | TWA090D3**A* | TWE090D30*A* | HRCU-A-CB, Split System: Heat | Heat Pump | 230 | 3 |  | False |  |  | True | Single-Speed | 86000 | 7610 | 11.3 | 10.8 | 12.4 |  | 79000 | 7016 | 3.3 | 3.3 | 50500 | 6577 | 2.25 | Federally-Regulated Commercial & Industrial Equipment | 05/31/2019 |  | 07/19/2019
Trane U.S. Inc. | AMERICAN STANDARD | TWA090D3**A* | TWE090D30*A* | HRCU-A-CB, Split System: Heat | Heat Pump | 208 | 3 |  | False |  |  | True | Single-Speed | 86000 | 7610 | 11.3 | 10.8 | 12.4 |  | 79000 | 7016 | 3.3 | 3.3 | 50500 | 6577 | 2.25 | Federally-Regulated Commercial & Industrial Equipment | 05/31/2019 |  | 07/19/2019
Trane U.S. Inc. | AMERICAN STANDARD | TWA120E(3,4,W)0RA* | TWE120E(3,4,W)R3A* | HRCU-A-CB, Split System: Heat | Heat Pump | 575 | 3 |  | False |  |  | True | Single-Speed | 120000 | 10909 | 11 | 10.8 | 13.2 |  | 105000 | 9325 | 3.3 | 3.3 | 62000 | 8259 | 2.2 | Federally-Regulated Commercial & Industrial Equipment | 05/31/2019 |  | 07/19/2019
Trane U.S. Inc. | AMERICAN STANDARD | TWA120E(3,4,W)0RA* | TWE120E(3,4,W)R3A* | HRCU-A-CB, Split System: Heat | Heat Pump | 460 | 3 |  | False |  |  | True | Single-Speed | 120000 | 10909 | 11 | 10.8 | 13.2 |  | 105000 | 9325 | 3.3 | 3.3 | 62000 | 8259 | 2.2 | Federally-Regulated Commercial & Industrial Equipment | 05/31/2019 |  | 07/19/2019
Trane U.S. Inc. | AMERICAN STANDARD | TWA120E(3,4,W)0RA* | TWE120E(3,4,W)R3A* | HRCU-A-CB, Split System: Heat | Heat Pump | 230 | 3 |  | False |  |  | True | Single-Speed | 120000 | 10909 | 11 | 10.8 | 13.2 |  | 105000 | 9325 | 3.3 | 3.3 | 62000 | 8259 | 2.2 | Federally-Regulated Commercial & Industrial Equipment | 05/31/2019 |  | 07/19/2019
Trane U.S. Inc. | AMERICAN STANDARD | TWA120E(3,4,W)0RA* | TWE120E(3,4,W)R3A* | HRCU-A-CB, Split System: Heat | Heat Pump | 208 | 3 |  | False |  |  | True | Single-Speed | 120000 | 10909 | 11 | 10.8 | 13.2 |  | 105000 | 9325 | 3.3 | 3.3 | 62000 | 8259 | 2.2 | Federally-Regulated Commercial & Industrial Equipment | 05/31/2019 |  | 07/19/2019
Trane U.S. Inc. | AMERICAN STANDARD | TWA073D3**A* | TWE090D100A* | HRCU-A-CB, Split System: Heat | Heat Pump | 230 | 3 |  | False |  |  | True | Single-Speed | 80000 | 7079 | 11.3 | 10.8 | 12.4 |  | 72000 | 6394 | 3.3 | 3.3 | 46000 | 5991 | 2.25 | Federally-Regulated Commercial & Industrial Equipment | 05/31/2019 |  | 07/19/2019
Trane U.S. Inc. | AMERICAN STANDARD | TWA073D3**A* | TWE090D100A* | HRCU-A-CB, Split System: Heat | Heat Pump | 208 | 3 |  | False |  |  | True | Single-Speed | 80000 | 7079 | 11.3 | 10.8 | 12.4 |  | 72000 | 6394 | 3.3 | 3.3 | 46000 | 5991 | 2.25 | Federally-Regulated Commercial & Industrial Equipment | 05/31/2019 |  | 07/19/2019
Trane U.S. Inc. | AMERICAN STANDARD | TWA073D3**A* | TWE090D300A* | HRCU-A-CB, Split System: Heat | Heat Pump | 230 | 3 |  | False |  |  | True | Single-Speed | 80000 | 7079 | 11.3 | 10.8 | 12.4 |  | 72000 | 6394 | 3.3 | 3.3 | 46000 | 5991 | 2.25 | Federally-Regulated Commercial & Industrial Equipment | 05/31/2019 |  | 07/19/2019
Trane U.S. Inc. | AMERICAN STANDARD | TWA073D3**A* | TWE090D300A* | HRCU-A-CB, Split System: Heat | Heat Pump | 208 | 3 |  | False |  |  | True | Single-Speed | 80000 | 7079 | 11.3 | 10.8 | 12.4 |  | 72000 | 6394 | 3.3 | 3.3 | 46000 | 5991 | 2.25 | Federally-Regulated Commercial & Industrial Equipment | 05/31/2019 |  | 07/19/2019
Trane U.S. Inc. | AMERICAN STANDARD | TWA090D3**B* | TWE090D10*A* | HRCU-A-CB, Split System: Heat | Heat Pump | 230 | 3 |  | False |  |  | True | Single-Speed | 86000 | 7610 | 11.3 | 10.8 | 12.4 |  | 79000 | 7016 | 3.3 | 3.3 | 50500 | 6577 | 2.25 | Federally-Regulated Commercial & Industrial Equipment | 05/31/2019 |  | 07/19/2019
Trane U.S. Inc. | AMERICAN STANDARD | TWA090D3**B* | TWE090D10*A* | HRCU-A-CB, Split System: Heat | Heat Pump | 208 | 3 |  | False |  |  | True | Single-Speed | 86000 | 7610 | 11.3 | 10.8 | 12.4 |  | 79000 | 7016 | 3.3 | 3.3 | 50500 | 6577 | 2.25 | Federally-Regulated Commercial & Industrial Equipment | 05/31/2019 |  | 07/19/2019
Trane U.S. Inc. | AMERICAN STANDARD | TWA120E(3,4)**A* | TWE120E100A* | HRCU-A-CB, Split System: Heat | Heat Pump | 460 | 3 |  | False |  |  | True | Single-Speed | 118000 | 10535 | 11.2 | 10.8 | 12.2 |  | 112000 | 9946 | 3.3 | 3.3 | 71000 | 9248 | 2.25 | Federally-Regulated Commercial & Industrial Equipment | 05/31/2019 |  | 07/19/2019
Trane U.S. Inc. | AMERICAN STANDARD | TWA120E(3,4)**A* | TWE120E100A* | HRCU-A-CB, Split System: Heat | Heat Pump | 230 | 3 |  | False |  |  | True | Single-Speed | 118000 | 10535 | 11.2 | 10.8 | 12.2 |  | 112000 | 9946 | 3.3 | 3.3 | 71000 | 9248 | 2.25 | Federally-Regulated Commercial & Industrial Equipment | 05/31/2019 |  | 07/19/2019
Trane U.S. Inc. | AMERICAN STANDARD | TWA120E(3,4)**A* | TWE120E100A* | HRCU-A-CB, Split System: Heat | Heat Pump | 208 | 3 |  | False |  |  | True | Single-Speed | 118000 | 10535 | 11.2 | 10.8 | 12.2 |  | 112000 | 9946 | 3.3 | 3.3 | 71000 | 9248 | 2.25 | Federally-Regulated Commercial & Industrial Equipment | 05/31/2019 |  | 07/19/2019
Trane U.S. Inc. | AMERICAN STANDARD | TWA180EW0RA* | TWE180EWR3A* | HRCU-A-CB, Split System: Heat | Heat Pump | 575 | 3 |  | False |  |  | True | Single-Speed | 180000 | 16981 | 10.6 | 10.4 | 12.3 |  | 174000 | 15935 | 3.2 | 3.2 | 109000 | 13889 | 2.3 | Federally-Regulated Commercial & Industrial Equipment | 05/31/2019 |  | 07/19/2019
Trane U.S. Inc. | AMERICAN STANDARD | TWA090DW**B* | TWE090DW0*A* | HRCU-A-CB, Split System: Heat | Heat Pump | 575 | 3 |  | False |  |  | True | Single-Speed | 86000 | 7610 | 11.3 | 10.8 | 12.4 |  | 79000 | 7016 | 3.3 | 3.3 | 50500 | 6577 | 2.25 | Federally-Regulated Commercial & Industrial Equipment | 05/31/2019 |  | 07/19/2019
Trane U.S. Inc. | AMERICAN STANDARD | TWA090D4**A* | TWE090D100A* | HRCU-A-CB, Split System: Heat | Heat Pump | 460 | 3 |  | False |  |  | True | Single-Speed | 86000 | 7610 | 11.3 | 10.8 | 12.4 |  | 79000 | 7016 | 3.3 | 3.3 | 50500 | 6577 | 2.25 | Federally-Regulated Commercial & Industrial Equipment | 05/31/2019 |  | 07/19/2019
Trane U.S. Inc. | AMERICAN STANDARD | TWA120E(3,4,W)**A* | TWE120E(3,W)00A* | HRCU-A-CB, Split System: Heat | Heat Pump | 575 | 3 |  | False |  |  | True | Single-Speed | 118000 | 10535 | 11.2 | 10.8 | 12.2 |  | 112000 | 9946 | 3.3 | 3.3 | 71000 | 9248 | 2.25 | Federally-Regulated Commercial & Industrial Equipment | 05/31/2019 |  | 07/19/2019
Trane U.S. Inc. | AMERICAN STANDARD | TWA120E(3,4,W)**A* | TWE120E(3,W)00A* | HRCU-A-CB, Split System: Heat | Heat Pump | 460 | 3 |  | False |  |  | True | Single-Speed | 118000 | 10535 | 11.2 | 10.8 | 12.2 |  | 112000 | 9946 | 3.3 | 3.3 | 71000 | 9248 | 2.25 | Federally-Regulated Commercial & Industrial Equipment | 05/31/2019 |  | 07/19/2019
Trane U.S. Inc. | AMERICAN STANDARD | TWA120E(3,4,W)**A* | TWE120E(3,W)00A* | HRCU-A-CB, Split System: Heat | Heat Pump | 230 | 3 |  | False |  |  | True | Single-Speed | 118000 | 10535 | 11.2 | 10.8 | 12.2 |  | 112000 | 9946 | 3.3 | 3.3 | 71000 | 9248 | 2.25 | Federally-Regulated Commercial & Industrial Equipment | 05/31/2019 |  | 07/19/2019
Trane U.S. Inc. | AMERICAN STANDARD | TWA120E(3,4,W)**A* | TWE120E(3,W)00A* | HRCU-A-CB, Split System: Heat | Heat Pump | 208 | 3 |  | False |  |  | True | Single-Speed | 118000 | 10535 | 11.2 | 10.8 | 12.2 |  | 112000 | 9946 | 3.3 | 3.3 | 71000 | 9248 | 2.25 | Federally-Regulated Commercial & Industrial Equipment | 05/31/2019 |  | 07/19/2019
Trane U.S. Inc. | AMERICAN STANDARD | TWA073DW**A* | TWE090DW00A* | HRCU-A-CB, Split System: Heat | Heat Pump | 575 | 3 |  | False |  |  | True | Single-Speed | 80000 | 7079 | 11.3 | 10.8 | 12.4 |  | 72000 | 6394 | 3.3 | 3.3 | 46000 | 5991 | 2.25 | Federally-Regulated Commercial & Industrial Equipment | 05/31/2019 |  | 07/19/2019
Trane U.S. Inc. | AMERICAN STANDARD | TWA090E(3,4,W)0RA* | TWE090E(3,4,W)R3A* | HRCU-A-CB, Split System: Heat | Heat Pump | 575 | 3 |  | False |  |  | True | Single-Speed | 93000 | 8303 | 11.2 | 10.8 | 13.3 |  | 82000 | 7282 | 3.3 | 3.3 | 51500 | 6708 | 2.25 | Federally-Regulated Commercial & Industrial Equipment | 05/31/2019 |  | 07/19/2019
Trane U.S. Inc. | AMERICAN STANDARD | TWA090E(3,4,W)0RA* | TWE090E(3,4,W)R3A* | HRCU-A-CB, Split System: Heat | Heat Pump | 460 | 3 |  | False |  |  | True | Single-Speed | 93000 | 8303 | 11.2 | 10.8 | 13.3 |  | 82000 | 7282 | 3.3 | 3.3 | 51500 | 6708 | 2.25 | Federally-Regulated Commercial & Industrial Equipment | 05/31/2019 |  | 07/19/2019
Trane U.S. Inc. | AMERICAN STANDARD | TWA090E(3,4,W)0RA* | TWE090E(3,4,W)R3A* | HRCU-A-CB, Split System: Heat | Heat Pump | 230 | 3 |  | False |  |  | True | Single-Speed | 93000 | 8303 | 11.2 | 10.8 | 13.3 |  | 82000 | 7282 | 3.3 | 3.3 | 51500 | 6708 | 2.25 | Federally-Regulated Commercial & Industrial Equipment | 05/31/2019 |  | 07/19/2019
Trane U.S. Inc. | AMERICAN STANDARD | TWA090E(3,4,W)0RA* | TWE090E(3,4,W)R3A* | HRCU-A-CB, Split System: Heat | Heat Pump | 208 | 3 |  | False |  |  | True | Single-Speed | 93000 | 8303 | 11.2 | 10.8 | 13.3 |  | 82000 | 7282 | 3.3 | 3.3 | 51500 | 6708 | 2.25 | Federally-Regulated Commercial & Industrial Equipment | 05/31/2019 |  | 07/19/2019
Trane U.S. Inc. | AMERICAN STANDARD | TWA180E(3,4)0RA** | TWE180E(3,4)R*B* | HRCU-A-CB, Split System: Heat | Heat Pump | 460 | 3 |  | False |  |  | True | Single-Speed | 188000 | 17407 | 10.8 | 10.4 | 12.7 |  | 178000 | 16302 | 3.2 | 3.2 | 117000 | 16726 | 2.05 | Federally-Regulated Commercial & Industrial Equipment | 05/31/2019 |  | 07/19/2019
Trane U.S. Inc. | AMERICAN STANDARD | TWA180E(3,4)0RA** | TWE180E(3,4)R*B* | HRCU-A-CB, Split System: Heat | Heat Pump | 230 | 3 |  | False |  |  | True | Single-Speed | 188000 | 17407 | 10.8 | 10.4 | 12.7 |  | 178000 | 16302 | 3.2 | 3.2 | 117000 | 16726 | 2.05 | Federally-Regulated Commercial & Industrial Equipment | 05/31/2019 |  | 07/19/2019
Trane U.S. Inc. | AMERICAN STANDARD | TWA180E(3,4)0RA** | TWE180E(3,4)R*B* | HRCU-A-CB, Split System: Heat | Heat Pump | 208 | 3 |  | False |  |  | True | Single-Speed | 188000 | 17407 | 10.8 | 10.4 | 12.7 |  | 178000 | 16302 | 3.2 | 3.2 | 117000 | 16726 | 2.05 | Federally-Regulated Commercial & Industrial Equipment | 05/31/2019 |  | 07/19/2019
Trane U.S. Inc. | AMERICAN STANDARD | TWA090DW**A* | TWE090DW00A* | HRCU-A-CB, Split System: Heat | Heat Pump | 575 | 3 |  | False |  |  | True | Single-Speed | 86000 | 7610 | 11.3 | 10.8 | 12.2 |  | 79000 | 7016 | 3.3 | 3.3 | 50500 | 6577 | 2.25 | Federally-Regulated Commercial & Industrial Equipment | 05/31/2019 |  | 07/19/2019
Trane U.S. Inc. | AMERICAN STANDARD | TWA090D3**B* | TWE090D30*A* | HRCU-A-CB, Split System: Heat | Heat Pump | 460 | 3 |  | False |  |  | True | Single-Speed | 86000 | 7610 | 11.3 | 10.8 | 12.4 |  | 79000 | 7016 | 3.3 | 3.3 | 50500 | 6577 | 2.25 | Federally-Regulated Commercial & Industrial Equipment | 05/31/2019 |  | 07/19/2019
Trane U.S. Inc. | AMERICAN STANDARD | TWA180EW**A* | TWE180EW00A* | HRCU-A-CB, Split System: Heat | Heat Pump | 575 | 3 |  | False |  |  | True | Single-Speed | 188000 | 17407 | 10.8 | 10.4 | 11.6 |  | 178000 | 16302 | 3.2 | 3.2 | 117000 | 16726 | 2.05 | Federally-Regulated Commercial & Industrial Equipment | 05/31/2019 |  | 07/19/2019
Trane U.S. Inc. | AMERICAN STANDARD | TWA0904(3,4,W)DA*00AR* | TWE090E(3,4,W)R*A* | HRCU-A-CB, Split System: Heat | Heat Pump | 575 | 3 |  | False |  |  | True | Single-Speed | 93000 | 8303 | 11.2 | 10.8 | 12.2 |  | 82000 | 7282 | 3.3 | 3.3 | 51500 | 6708 | 2.25 | Federally-Regulated Commercial & Industrial Equipment | 05/31/2019 |  | 07/19/2019
Trane U.S. Inc. | AMERICAN STANDARD | TWA0904(3,4,W)DA*00AR* | TWE090E(3,4,W)R*A* | HRCU-A-CB, Split System: Heat | Heat Pump | 460 | 3 |  | False |  |  | True | Single-Speed | 93000 | 8303 | 11.2 | 10.8 | 12.2 |  | 82000 | 7282 | 3.3 | 3.3 | 51500 | 6708 | 2.25 | Federally-Regulated Commercial & Industrial Equipment | 05/31/2019 |  | 07/19/2019
Trane U.S. Inc. | AMERICAN STANDARD | TWA0904(3,4,W)DA*00AR* | TWE090E(3,4,W)R*A* | HRCU-A-CB, Split System: Heat | Heat Pump | 230 | 3 |  | False |  |  | True | Single-Speed | 93000 | 8303 | 11.2 | 10.8 | 12.2 |  | 82000 | 7282 | 3.3 | 3.3 | 51500 | 6708 | 2.25 | Federally-Regulated Commercial & Industrial Equipment | 05/31/2019 |  | 07/19/2019
Trane U.S. Inc. | AMERICAN STANDARD | TWA0904(3,4,W)DA*00AR* | TWE090E(3,4,W)R*A* | HRCU-A-CB, Split System: Heat | Heat Pump | 208 | 3 |  | False |  |  | True | Single-Speed | 93000 | 8303 | 11.2 | 10.8 | 12.2 |  | 82000 | 7282 | 3.3 | 3.3 | 51500 | 6708 | 2.25 | Federally-Regulated Commercial & Industrial Equipment | 05/31/2019 |  | 07/19/2019
Trane U.S. Inc. | AMERICAN STANDARD | TWA120E(3,4,W)0RA** | TWE120E(3,4,W)R*B* | HRCU-A-CB, Split System: Heat | Heat Pump | 575 | 3 |  | False |  |  | True | Single-Speed | 118000 | 10535 | 11.2 | 10.8 | 13.3 |  | 112000 | 9946 | 3.3 | 3.3 | 71000 | 9248 | 2.25 | Federally-Regulated Commercial & Industrial Equipment | 05/31/2019 |  | 07/19/2019
Trane U.S. Inc. | AMERICAN STANDARD | TWA120E(3,4,W)0RA** | TWE120E(3,4,W)R*B* | HRCU-A-CB, Split System: Heat | Heat Pump | 460 | 3 |  | False |  |  | True | Single-Speed | 118000 | 10535 | 11.2 | 10.8 | 13.3 |  | 112000 | 9946 | 3.3 | 3.3 | 71000 | 9248 | 2.25 | Federally-Regulated Commercial & Industrial Equipment | 05/31/2019 |  | 07/19/2019
Trane U.S. Inc. | AMERICAN STANDARD | TWA120E(3,4,W)0RA** | TWE120E(3,4,W)R*B* | HRCU-A-CB, Split System: Heat | Heat Pump | 230 | 3 |  | False |  |  | True | Single-Speed | 118000 | 10535 | 11.2 | 10.8 | 13.3 |  | 112000 | 9946 | 3.3 | 3.3 | 71000 | 9248 | 2.25 | Federally-Regulated Commercial & Industrial Equipment | 05/31/2019 |  | 07/19/2019
Trane U.S. Inc. | AMERICAN STANDARD | TWA120E(3,4,W)0RA** | TWE120E(3,4,W)R*B* | HRCU-A-CB, Split System: Heat | Heat Pump | 208 | 3 |  | False |  |  | True | Single-Speed | 118000 | 10535 | 11.2 | 10.8 | 13.3 |  | 112000 | 9946 | 3.3 | 3.3 | 71000 | 9248 | 2.25 | Federally-Regulated Commercial & Industrial Equipment | 05/31/2019 |  | 07/19/2019
Trane U.S. Inc. | AMERICAN STANDARD | TWA0724(3,4,W)AA*00A* | TWE090D(3,W)0*A* | HRCU-A-CB, Split System: Heat | Heat Pump | 575 | 3 |  | False |  |  | True | Single-Speed | 80000 | 7079 | 11.3 | 10.8 | 12.4 |  | 72000 | 6394 | 3.3 | 3.3 | 46000 | 5991 | 2.25 | Federally-Regulated Commercial & Industrial Equipment | 05/31/2019 |  | 07/19/2019
Trane U.S. Inc. | AMERICAN STANDARD | TWA0724(3,4,W)AA*00A* | TWE090D(3,W)0*A* | HRCU-A-CB, Split System: Heat | Heat Pump | 460 | 3 |  | False |  |  | True | Single-Speed | 80000 | 7079 | 11.3 | 10.8 | 12.4 |  | 72000 | 6394 | 3.3 | 3.3 | 46000 | 5991 | 2.25 | Federally-Regulated Commercial & Industrial Equipment | 05/31/2019 |  | 07/19/2019
Trane U.S. Inc. | AMERICAN STANDARD | TWA0724(3,4,W)AA*00A* | TWE090D(3,W)0*A* | HRCU-A-CB, Split System: Heat | Heat Pump | 230 | 3 |  | False |  |  | True | Single-Speed | 80000 | 7079 | 11.3 | 10.8 | 12.4 |  | 72000 | 6394 | 3.3 | 3.3 | 46000 | 5991 | 2.25 | Federally-Regulated Commercial & Industrial Equipment | 05/31/2019 |  | 07/19/2019
Trane U.S. Inc. | AMERICAN STANDARD | TWA0724(3,4,W)AA*00A* | TWE090D(3,W)0*A* | HRCU-A-CB, Split System: Heat | Heat Pump | 208 | 3 |  | False |  |  | True | Single-Speed | 80000 | 7079 | 11.3 | 10.8 | 12.4 |  | 72000 | 6394 | 3.3 | 3.3 | 46000 | 5991 | 2.25 | Federally-Regulated Commercial & Industrial Equipment | 05/31/2019 |  | 07/19/2019
Trane U.S. Inc. | AMERICAN STANDARD | TWA2404(3,4,W)DA*00AR* | TWE240E(3,4,W)0*B* | HRCU-A-CB, Split System: Heat | Heat Pump | 575 | 3 |  | False |  |  | True | Single-Speed | 248000 | 24800 | 10 | 9.3 | 10.6 |  | 238000 | 21797 | 3.2 | 3.2 | 148000 | 21158 | 2.05 | Federally-Regulated Commercial & Industrial Equipment | 05/31/2019 |  | 07/19/2019
Trane U.S. Inc. | AMERICAN STANDARD | TWA2404(3,4,W)DA*00AR* | TWE240E(3,4,W)0*B* | HRCU-A-CB, Split System: Heat | Heat Pump | 460 | 3 |  | False |  |  | True | Single-Speed | 248000 | 24800 | 10 | 9.3 | 10.6 |  | 238000 | 21797 | 3.2 | 3.2 | 148000 | 21158 | 2.05 | Federally-Regulated Commercial & Industrial Equipment | 05/31/2019 |  | 07/19/2019
Trane U.S. Inc. | AMERICAN STANDARD | TWA2404(3,4,W)DA*00AR* | TWE240E(3,4,W)0*B* | HRCU-A-CB, Split System: Heat | Heat Pump | 230 | 3 |  | False |  |  | True | Single-Speed | 248000 | 24800 | 10 | 9.3 | 10.6 |  | 238000 | 21797 | 3.2 | 3.2 | 148000 | 21158 | 2.05 | Federally-Regulated Commercial & Industrial Equipment | 05/31/2019 |  | 07/19/2019
Trane U.S. Inc. | AMERICAN STANDARD | TWA2404(3,4,W)DA*00AR* | TWE240E(3,4,W)0*B* | HRCU-A-CB, Split System: Heat | Heat Pump | 208 | 3 |  | False |  |  | True | Single-Speed | 248000 | 24800 | 10 | 9.3 | 10.6 |  | 238000 | 21797 | 3.2 | 3.2 | 148000 | 21158 | 2.05 | Federally-Regulated Commercial & Industrial Equipment | 05/31/2019 |  | 07/19/2019
Trane U.S. Inc. | AMERICAN STANDARD | TWA1204(3,4,W)DA*00A* | TWE120E(3,W)0*A* | HRCU-A-CB, Split System: Heat | Heat Pump | 575 | 3 |  | False |  |  | True | Single-Speed | 118000 | 10535 | 11.2 | 10.8 | 12.2 |  | 112000 | 9946 | 3.3 | 3.3 | 71000 | 9248 | 2.25 | Federally-Regulated Commercial & Industrial Equipment | 05/31/2019 |  | 07/19/2019
Trane U.S. Inc. | AMERICAN STANDARD | TWA1204(3,4,W)DA*00A* | TWE120E(3,W)0*A* | HRCU-A-CB, Split System: Heat | Heat Pump | 460 | 3 |  | False |  |  | True | Single-Speed | 118000 | 10535 | 11.2 | 10.8 | 12.2 |  | 112000 | 9946 | 3.3 | 3.3 | 71000 | 9248 | 2.25 | Federally-Regulated Commercial & Industrial Equipment | 05/31/2019 |  | 07/19/2019
Trane U.S. Inc. | AMERICAN STANDARD | TWA1204(3,4,W)DA*00A* | TWE120E(3,W)0*A* | HRCU-A-CB, Split System: Heat | Heat Pump | 230 | 3 |  | False |  |  | True | Single-Speed | 118000 | 10535 | 11.2 | 10.8 | 12.2 |  | 112000 | 9946 | 3.3 | 3.3 | 71000 | 9248 | 2.25 | Federally-Regulated Commercial & Industrial Equipment | 05/31/2019 |  | 07/19/2019
Trane U.S. Inc. | AMERICAN STANDARD | TWA1204(3,4,W)DA*00A* | TWE120E(3,W)0*A* | HRCU-A-CB, Split System: Heat | Heat Pump | 208 | 3 |  | False |  |  | True | Single-Speed | 118000 | 10535 | 11.2 | 10.8 | 12.2 |  | 112000 | 9946 | 3.3 | 3.3 | 71000 | 9248 | 2.25 | Federally-Regulated Commercial & Industrial Equipment | 05/31/2019 |  | 07/19/2019
Trane U.S. Inc. | AMERICAN STANDARD | TWA090D4**A* | TWE090D30*A* | HRCU-A-CB, Split System: Heat | Heat Pump | 460 | 3 |  | False |  |  | True | Single-Speed | 86000 | 7610 | 11.3 | 10.8 | 12.4 |  | 79000 | 7016 | 3.3 | 3.3 | 50500 | 6577 | 2.25 | Federally-Regulated Commercial & Industrial Equipment | 05/31/2019 |  | 07/19/2019
Trane U.S. Inc. | AMERICAN STANDARD | TWA090D4**B* | TWE090D10*A* | HRCU-A-CB, Split System: Heat | Heat Pump | 230 | 3 |  | False |  |  | True | Single-Speed | 86000 | 7610 | 11.3 | 10.8 | 12.4 |  | 79000 | 7016 | 3.3 | 3.3 | 50500 | 6577 | 2.25 | Federally-Regulated Commercial & Industrial Equipment | 05/31/2019 |  | 07/19/2019
Trane U.S. Inc. | AMERICAN STANDARD | TWA090D4**B* | TWE090D10*A* | HRCU-A-CB, Split System: Heat | Heat Pump | 208 | 3 |  | False |  |  | True | Single-Speed | 86000 | 7610 | 11.3 | 10.8 | 12.4 |  | 79000 | 7016 | 3.3 | 3.3 | 50500 | 6577 | 2.25 | Federally-Regulated Commercial & Industrial Equipment | 05/31/2019 |  | 07/19/2019
Trane U.S. Inc. | AMERICAN STANDARD | TWA0904(3,4,W)AA*00A* | TWE090D(3,4,W)0*A* | HRCU-A-CB, Split System: Heat | Heat Pump | 575 | 3 |  | False |  |  | True | Single-Speed | 86000 | 7610 | 11.3 | 10.8 | 12.4 |  | 79000 | 7016 | 3.3 | 3.3 | 50000 | 6512 | 2.25 | Federally-Regulated Commercial & Industrial Equipment | 05/31/2019 |  | 07/19/2019
Trane U.S. Inc. | AMERICAN STANDARD | TWA0904(3,4,W)AA*00A* | TWE090D(3,4,W)0*A* | HRCU-A-CB, Split System: Heat | Heat Pump | 460 | 3 |  | False |  |  | True | Single-Speed | 86000 | 7610 | 11.3 | 10.8 | 12.4 |  | 79000 | 7016 | 3.3 | 3.3 | 50000 | 6512 | 2.25 | Federally-Regulated Commercial & Industrial Equipment | 05/31/2019 |  | 07/19/2019
Trane U.S. Inc. | AMERICAN STANDARD | TWA0904(3,4,W)AA*00A* | TWE090D(3,4,W)0*A* | HRCU-A-CB, Split System: Heat | Heat Pump | 230 | 3 |  | False |  |  | True | Single-Speed | 86000 | 7610 | 11.3 | 10.8 | 12.4 |  | 79000 | 7016 | 3.3 | 3.3 | 50000 | 6512 | 2.25 | Federally-Regulated Commercial & Industrial Equipment | 05/31/2019 |  | 07/19/2019
Trane U.S. Inc. | AMERICAN STANDARD | TWA0904(3,4,W)AA*00A* | TWE090D(3,4,W)0*A* | HRCU-A-CB, Split System: Heat | Heat Pump | 208 | 3 |  | False |  |  | True | Single-Speed | 86000 | 7610 | 11.3 | 10.8 | 12.4 |  | 79000 | 7016 | 3.3 | 3.3 | 50000 | 6512 | 2.25 | Federally-Regulated Commercial & Industrial Equipment | 05/31/2019 |  | 07/19/2019
Trane U.S. Inc. | AMERICAN STANDARD | TWA090E(3,4)**A* | TWE090E100A* | HRCU-A-CB, Split System: Heat | Heat Pump | 460 | 3 |  | False |  |  | True | Single-Speed | 93000 | 8303 | 11.2 | 10.8 | 12.2 |  | 82000 | 7282 | 3.3 | 3.3 | 51500 | 6708 | 2.25 | Federally-Regulated Commercial & Industrial Equipment | 05/31/2019 |  | 07/19/2019
Trane U.S. Inc. | AMERICAN STANDARD | TWA090E(3,4)**A* | TWE090E100A* | HRCU-A-CB, Split System: Heat | Heat Pump | 230 | 3 |  | False |  |  | True | Single-Speed | 93000 | 8303 | 11.2 | 10.8 | 12.2 |  | 82000 | 7282 | 3.3 | 3.3 | 51500 | 6708 | 2.25 | Federally-Regulated Commercial & Industrial Equipment | 05/31/2019 |  | 07/19/2019
Trane U.S. Inc. | AMERICAN STANDARD | TWA090E(3,4)**A* | TWE090E100A* | HRCU-A-CB, Split System: Heat | Heat Pump | 208 | 3 |  | False |  |  | True | Single-Speed | 93000 | 8303 | 11.2 | 10.8 | 12.2 |  | 82000 | 7282 | 3.3 | 3.3 | 51500 | 6708 | 2.25 | Federally-Regulated Commercial & Industrial Equipment | 05/31/2019 |  | 07/19/2019
Trane U.S. Inc. | AMERICAN STANDARD | TWA073E(3,4,W)0RA* | TWE073E(3,4,W)R3A* | HRCU-A-CB, Split System: Heat | Heat Pump | 575 | 3 |  | False |  |  | True | Single-Speed | 77000 | 6875 | 11.2 | 10.8 | 13.3 |  | 64000 | 5683 | 3.3 | 3.3 | 38000 | 4949 | 2.25 | Federally-Regulated Commercial & Industrial Equipment | 05/31/2019 |  | 07/19/2019
Trane U.S. Inc. | AMERICAN STANDARD | TWA073E(3,4,W)0RA* | TWE073E(3,4,W)R3A* | HRCU-A-CB, Split System: Heat | Heat Pump | 460 | 3 |  | False |  |  | True | Single-Speed | 77000 | 6875 | 11.2 | 10.8 | 13.3 |  | 64000 | 5683 | 3.3 | 3.3 | 38000 | 4949 | 2.25 | Federally-Regulated Commercial & Industrial Equipment | 05/31/2019 |  | 07/19/2019
Trane U.S. Inc. | AMERICAN STANDARD | TWA073E(3,4,W)0RA* | TWE073E(3,4,W)R3A* | HRCU-A-CB, Split System: Heat | Heat Pump | 230 | 3 |  | False |  |  | True | Single-Speed | 77000 | 6875 | 11.2 | 10.8 | 13.3 |  | 64000 | 5683 | 3.3 | 3.3 | 38000 | 4949 | 2.25 | Federally-Regulated Commercial & Industrial Equipment | 05/31/2019 |  | 07/19/2019
Trane U.S. Inc. | AMERICAN STANDARD | TWA073E(3,4,W)0RA* | TWE073E(3,4,W)R3A* | HRCU-A-CB, Split System: Heat | Heat Pump | 208 | 3 |  | False |  |  | True | Single-Speed | 77000 | 6875 | 11.2 | 10.8 | 13.3 |  | 64000 | 5683 | 3.3 | 3.3 | 38000 | 4949 | 2.25 | Federally-Regulated Commercial & Industrial Equipment | 05/31/2019 |  | 07/19/2019
Trane U.S. Inc. | AMERICAN STANDARD | TWA090E(3,4,W)**A* | TWE090E(3,W)00A* | HRCU-A-CB, Split System: Heat | Heat Pump | 575 | 3 |  | False |  |  | True | Single-Speed | 93000 | 8303 | 11.2 | 10.8 | 12.2 |  | 82000 | 7282 | 3.3 | 3.3 | 51500 | 6708 | 2.25 | Federally-Regulated Commercial & Industrial Equipment | 05/31/2019 |  | 07/19/2019
Trane U.S. Inc. | AMERICAN STANDARD | TWA090E(3,4,W)**A* | TWE090E(3,W)00A* | HRCU-A-CB, Split System: Heat | Heat Pump | 460 | 3 |  | False |  |  | True | Single-Speed | 93000 | 8303 | 11.2 | 10.8 | 12.2 |  | 82000 | 7282 | 3.3 | 3.3 | 51500 | 6708 | 2.25 | Federally-Regulated Commercial & Industrial Equipment | 05/31/2019 |  | 07/19/2019
Trane U.S. Inc. | AMERICAN STANDARD | TWA090E(3,4,W)**A* | TWE090E(3,W)00A* | HRCU-A-CB, Split System: Heat | Heat Pump | 230 | 3 |  | False |  |  | True | Single-Speed | 93000 | 8303 | 11.2 | 10.8 | 12.2 |  | 82000 | 7282 | 3.3 | 3.3 | 51500 | 6708 | 2.25 | Federally-Regulated Commercial & Industrial Equipment | 05/31/2019 |  | 07/19/2019
Trane U.S. Inc. | AMERICAN STANDARD | TWA090E(3,4,W)**A* | TWE090E(3,W)00A* | HRCU-A-CB, Split System: Heat | Heat Pump | 208 | 3 |  | False |  |  | True | Single-Speed | 93000 | 8303 | 11.2 | 10.8 | 12.2 |  | 82000 | 7282 | 3.3 | 3.3 | 51500 | 6708 | 2.25 | Federally-Regulated Commercial & Industrial Equipment | 05/31/2019 |  | 07/19/2019
Trane U.S. Inc. | AMERICAN STANDARD | TWA073E(3,4,W)**A* | TWE073E(3,W)00A* | HRCU-A-CB, Split System: Heat | Heat Pump | 575 | 3 |  | False |  |  | True | Single-Speed | 77000 | 6875 | 11.2 | 10.8 | 12.2 |  | 64000 | 5683 | 3.3 | 3.3 | 38000 | 4949 | 2.25 | Federally-Regulated Commercial & Industrial Equipment | 05/31/2019 |  | 07/19/2019
Trane U.S. Inc. | AMERICAN STANDARD | TWA073E(3,4,W)**A* | TWE073E(3,W)00A* | HRCU-A-CB, Split System: Heat | Heat Pump | 460 | 3 |  | False |  |  | True | Single-Speed | 77000 | 6875 | 11.2 | 10.8 | 12.2 |  | 64000 | 5683 | 3.3 | 3.3 | 38000 | 4949 | 2.25 | Federally-Regulated Commercial & Industrial Equipment | 05/31/2019 |  | 07/19/2019
Trane U.S. Inc. | AMERICAN STANDARD | TWA073E(3,4,W)**A* | TWE073E(3,W)00A* | HRCU-A-CB, Split System: Heat | Heat Pump | 230 | 3 |  | False |  |  | True | Single-Speed | 77000 | 6875 | 11.2 | 10.8 | 12.2 |  | 64000 | 5683 | 3.3 | 3.3 | 38000 | 4949 | 2.25 | Federally-Regulated Commercial & Industrial Equipment | 05/31/2019 |  | 07/19/2019
Trane U.S. Inc. | AMERICAN STANDARD | TWA073E(3,4,W)**A* | TWE073E(3,W)00A* | HRCU-A-CB, Split System: Heat | Heat Pump | 208 | 3 |  | False |  |  | True | Single-Speed | 77000 | 6875 | 11.2 | 10.8 | 12.2 |  | 64000 | 5683 | 3.3 | 3.3 | 38000 | 4949 | 2.25 | Federally-Regulated Commercial & Industrial Equipment | 05/31/2019 |  | 07/19/2019
Trane U.S. Inc. | AMERICAN STANDARD | TWA120D(3,4,W)**B* | TWE120D(3,W)00A* | HRCU-A-CB, Split System: Heat | Heat Pump | 575 | 3 |  | False |  |  | True | Single-Speed | 123000 | 10884 | 11.3 | 10.8 | 12.4 |  | 120000 | 10657 | 3.3 | 3.3 | 76000 | 9899 | 2.25 | Federally-Regulated Commercial & Industrial Equipment | 05/31/2019 |  | 07/19/2019
Trane U.S. Inc. | AMERICAN STANDARD | TWA120D(3,4,W)**B* | TWE120D(3,W)00A* | HRCU-A-CB, Split System: Heat | Heat Pump | 460 | 3 |  | False |  |  | True | Single-Speed | 123000 | 10884 | 11.3 | 10.8 | 12.4 |  | 120000 | 10657 | 3.3 | 3.3 | 76000 | 9899 | 2.25 | Federally-Regulated Commercial & Industrial Equipment | 05/31/2019 |  | 07/19/2019
Trane U.S. Inc. | AMERICAN STANDARD | TWA120D(3,4,W)**B* | TWE120D(3,W)00A* | HRCU-A-CB, Split System: Heat | Heat Pump | 230 | 3 |  | False |  |  | True | Single-Speed | 123000 | 10884 | 11.3 | 10.8 | 12.4 |  | 120000 | 10657 | 3.3 | 3.3 | 76000 | 9899 | 2.25 | Federally-Regulated Commercial & Industrial Equipment | 05/31/2019 |  | 07/19/2019
Trane U.S. Inc. | AMERICAN STANDARD | TWA120D(3,4,W)**B* | TWE120D(3,W)00A* | HRCU-A-CB, Split System: Heat | Heat Pump | 208 | 3 |  | False |  |  | True | Single-Speed | 123000 | 10884 | 11.3 | 10.8 | 12.4 |  | 120000 | 10657 | 3.3 | 3.3 | 76000 | 9899 | 2.25 | Federally-Regulated Commercial & Industrial Equipment | 05/31/2019 |  | 07/19/2019
Trane U.S. Inc. | AMERICAN STANDARD | TWA120D(3,4)**B* | TWE120D100A* | HRCU-A-CB, Split System: Heat | Heat Pump | 460 | 3 |  | False |  |  | True | Single-Speed | 123000 | 10884 | 11.3 | 10.8 | 12.4 |  | 120000 | 10657 | 3.3 | 3.3 | 76000 | 9899 | 2.25 | Federally-Regulated Commercial & Industrial Equipment | 05/31/2019 |  | 07/19/2019
Trane U.S. Inc. | AMERICAN STANDARD | TWA120D(3,4)**B* | TWE120D100A* | HRCU-A-CB, Split System: Heat | Heat Pump | 230 | 3 |  | False |  |  | True | Single-Speed | 123000 | 10884 | 11.3 | 10.8 | 12.4 |  | 120000 | 10657 | 3.3 | 3.3 | 76000 | 9899 | 2.25 | Federally-Regulated Commercial & Industrial Equipment | 05/31/2019 |  | 07/19/2019
Trane U.S. Inc. | AMERICAN STANDARD | TWA120D(3,4)**B* | TWE120D100A* | HRCU-A-CB, Split System: Heat | Heat Pump | 208 | 3 |  | False |  |  | True | Single-Speed | 123000 | 10884 | 11.3 | 10.8 | 12.4 |  | 120000 | 10657 | 3.3 | 3.3 | 76000 | 9899 | 2.25 | Federally-Regulated Commercial & Industrial Equipment | 05/31/2019 |  | 07/19/2019
Trane U.S. Inc. | AMERICAN STANDARD | TWA240E(3,4)**A* | TWE240E(3,4)00B* | HRCU-A-CB, Split System: Heat | Heat Pump | 460 | 3 |  | False |  |  | True | Single-Speed | 248000 | 24800 | 10 | 9.3 | 10.6 |  | 238000 | 21797 | 3.2 | 3.2 | 154000 | 22016 | 2.05 | Federally-Regulated Commercial & Industrial Equipment | 05/31/2019 |  | 07/19/2019
Trane U.S. Inc. | AMERICAN STANDARD | TWA240E(3,4)**A* | TWE240E(3,4)00B* | HRCU-A-CB, Split System: Heat | Heat Pump | 230 | 3 |  | False |  |  | True | Single-Speed | 248000 | 24800 | 10 | 9.3 | 10.6 |  | 238000 | 21797 | 3.2 | 3.2 | 154000 | 22016 | 2.05 | Federally-Regulated Commercial & Industrial Equipment | 05/31/2019 |  | 07/19/2019
Trane U.S. Inc. | AMERICAN STANDARD | TWA240E(3,4)**A* | TWE240E(3,4)00B* | HRCU-A-CB, Split System: Heat | Heat Pump | 208 | 3 |  | False |  |  | True | Single-Speed | 248000 | 24800 | 10 | 9.3 | 10.6 |  | 238000 | 21797 | 3.2 | 3.2 | 154000 | 22016 | 2.05 | Federally-Regulated Commercial & Industrial Equipment | 05/31/2019 |  | 07/19/2019
Trane U.S. Inc. | AMERICAN STANDARD | TWA240E(3,4)0RA* | TWE240E(3,4)R3B* | HRCU-A-CB, Split System: Heat | Heat Pump | 460 | 3 |  | False |  |  | True | Single-Speed | 248000 | 24800 | 10 | 9.3 | 11.7 |  | 238000 | 21797 | 3.2 | 3.2 | 154000 | 22016 | 2.05 | Federally-Regulated Commercial & Industrial Equipment | 05/31/2019 |  | 07/19/2019
Trane U.S. Inc. | AMERICAN STANDARD | TWA240E(3,4)0RA* | TWE240E(3,4)R3B* | HRCU-A-CB, Split System: Heat | Heat Pump | 230 | 3 |  | False |  |  | True | Single-Speed | 248000 | 24800 | 10 | 9.3 | 11.7 |  | 238000 | 21797 | 3.2 | 3.2 | 154000 | 22016 | 2.05 | Federally-Regulated Commercial & Industrial Equipment | 05/31/2019 |  | 07/19/2019
Trane U.S. Inc. | AMERICAN STANDARD | TWA240E(3,4)0RA* | TWE240E(3,4)R3B* | HRCU-A-CB, Split System: Heat | Heat Pump | 208 | 3 |  | False |  |  | True | Single-Speed | 248000 | 24800 | 10 | 9.3 | 11.7 |  | 238000 | 21797 | 3.2 | 3.2 | 154000 | 22016 | 2.05 | Federally-Regulated Commercial & Industrial Equipment | 05/31/2019 |  | 07/19/2019
Trane U.S. Inc. | AMERICAN STANDARD | TWA180E(3,4)0RA* | TWE180E(3,4)R3A* | HRCU-A-CB, Split System: Heat | Heat Pump | 460 | 3 |  | False |  |  | True | Single-Speed | 180000 | 16981 | 10.6 | 10.4 | 12.3 |  | 174000 | 15935 | 3.2 | 3.2 | 109000 | 13889 | 2.3 | Federally-Regulated Commercial & Industrial Equipment | 05/31/2019 |  | 07/19/2019
Trane U.S. Inc. | AMERICAN STANDARD | TWA180E(3,4)0RA* | TWE180E(3,4)R3A* | HRCU-A-CB, Split System: Heat | Heat Pump | 230 | 3 |  | False |  |  | True | Single-Speed | 180000 | 16981 | 10.6 | 10.4 | 12.3 |  | 174000 | 15935 | 3.2 | 3.2 | 109000 | 13889 | 2.3 | Federally-Regulated Commercial & Industrial Equipment | 05/31/2019 |  | 07/19/2019
Trane U.S. Inc. | AMERICAN STANDARD | TWA180E(3,4)0RA* | TWE180E(3,4)R3A* | HRCU-A-CB, Split System: Heat | Heat Pump | 208 | 3 |  | False |  |  | True | Single-Speed | 180000 | 16981 | 10.6 | 10.4 | 12.3 |  | 174000 | 15935 | 3.2 | 3.2 | 109000 | 13889 | 2.3 | Federally-Regulated Commercial & Industrial Equipment | 05/31/2019 |  | 07/19/2019
Trane U.S. Inc. | AMERICAN STANDARD | TWA180E(3,4)**A* | TWE180E300A* | HRCU-A-CB, Split System: Heat | Heat Pump | 460 | 3 |  | False |  |  | True | Single-Speed | 188000 | 17407 | 10.8 | 10.4 | 11.6 |  | 178000 | 16302 | 3.2 | 3.2 | 117000 | 16726 | 2.05 | Federally-Regulated Commercial & Industrial Equipment | 05/31/2019 |  | 07/19/2019
Trane U.S. Inc. | AMERICAN STANDARD | TWA180E(3,4)**A* | TWE180E300A* | HRCU-A-CB, Split System: Heat | Heat Pump | 230 | 3 |  | False |  |  | True | Single-Speed | 188000 | 17407 | 10.8 | 10.4 | 11.6 |  | 178000 | 16302 | 3.2 | 3.2 | 117000 | 16726 | 2.05 | Federally-Regulated Commercial & Industrial Equipment | 05/31/2019 |  | 07/19/2019
Trane U.S. Inc. | AMERICAN STANDARD | TWA180E(3,4)**A* | TWE180E300A* | HRCU-A-CB, Split System: Heat | Heat Pump | 208 | 3 |  | False |  |  | True | Single-Speed | 188000 | 17407 | 10.8 | 10.4 | 11.6 |  | 178000 | 16302 | 3.2 | 3.2 | 117000 | 16726 | 2.05 | Federally-Regulated Commercial & Industrial Equipment | 05/31/2019 |  | 07/19/2019
Trane U.S. Inc. | AMERICAN STANDARD | TWA240EW**A* | TWE240EW00B* | HRCU-A-CB, Split System: Heat | Heat Pump | 575 | 3 |  | False |  |  | False | Single-Speed | 248000 | 24800 | 10 | 9.3 | 10.6 |  | 238000 | 21797 | 3.2 | 3.2 | 154000 | 22566 | 2 | Federally-Regulated Commercial & Industrial Equipment | 05/31/2019 |  | 07/19/2019
Trane U.S. Inc. | AMERICAN STANDARD | TWA090D3**A* | TWE090D300A* | HRCU-A-CB, Split System: Heat | Heat Pump | 230 | 3 |  | False |  |  | True | Single-Speed | 86000 | 7610 | 11.3 | 10.8 | 12.4 |  | 79000 | 7016 | 3.3 | 3.3 | 50500 | 6577 | 2.25 | Federally-Regulated Commercial & Industrial Equipment | 05/31/2019 |  | 07/19/2019
Trane U.S. Inc. | AMERICAN STANDARD | TWA090D3**A* | TWE090D300A* | HRCU-A-CB, Split System: Heat | Heat Pump | 208 | 3 |  | False |  |  | True | Single-Speed | 86000 | 7610 | 11.3 | 10.8 | 12.4 |  | 79000 | 7016 | 3.3 | 3.3 | 50500 | 6577 | 2.25 | Federally-Regulated Commercial & Industrial Equipment | 05/31/2019 |  | 07/19/2019
Trane U.S. Inc. | AMERICAN STANDARD | TWA090D3**A* | TWE090D100A* | HRCU-A-CB, Split System: Heat | Heat Pump | 230 | 3 |  | False |  |  | True | Single-Speed | 86000 | 7610 | 11.3 | 10.8 | 12.4 |  | 79000 | 7016 | 3.3 | 3.3 | 50000 | 6512 | 2.25 | Federally-Regulated Commercial & Industrial Equipment | 05/31/2019 |  | 07/19/2019
Trane U.S. Inc. | AMERICAN STANDARD | TWA090D3**A* | TWE090D100A* | HRCU-A-CB, Split System: Heat | Heat Pump | 208 | 3 |  | False |  |  | True | Single-Speed | 86000 | 7610 | 11.3 | 10.8 | 12.4 |  | 79000 | 7016 | 3.3 | 3.3 | 50000 | 6512 | 2.25 | Federally-Regulated Commercial & Industrial Equipment | 05/31/2019 |  | 07/19/2019
Trane U.S. Inc. | AMERICAN STANDARD | WSC092H(3,4,W)*(G,K,N)A |  | HSP-A, Single-Package Heat Pum | Both Heat Pump and Electric Re | 575 | 3 | False |  |  |  | True | Dual-Speed | 93000 | 8230 | 11.3 | 11 | 12.4 |  | 88000 | 7585 | 3.4 | 3.3 | 48000 | 6252 | 2.25 | Federally-Regulated Commercial & Industrial Equipment | 05/31/2019 |  | 07/19/2019
Trane U.S. Inc. | AMERICAN STANDARD | WSC092H(3,4,W)*(G,K,N)A |  | HSP-A, Single-Package Heat Pum | Both Heat Pump and Electric Re | 460 | 3 | False |  |  |  | True | Dual-Speed | 93000 | 8230 | 11.3 | 11 | 12.4 |  | 88000 | 7585 | 3.4 | 3.3 | 48000 | 6252 | 2.25 | Federally-Regulated Commercial & Industrial Equipment | 05/31/2019 |  | 07/19/2019
Trane U.S. Inc. | AMERICAN STANDARD | WHC074H(3,4)*(C,G,K,N)A |  | HSP-A, Single-Package Heat Pum | Both Heat Pump and Electric Re | 460 | 3 | False |  |  |  | True | Multiple-Speed | 78000 | 6446 | 12.1 | 11 | 15.5 |  | 75000 | 6280 | 3.5 | 3.3 | 40000 | 5210 | 2.25 | Federally-Regulated Commercial & Industrial Equipment | 05/31/2019 |  | 07/19/2019
Trane U.S. Inc. | AMERICAN STANDARD | WHC092H(3,4)*(C,G,K,N)A |  | HSP-A, Single-Package Heat Pum | Both Heat Pump and Electric Re | 460 | 3 | False |  |  |  | True | Multiple-Speed | 95000 | 8050 | 11.8 | 11 | 15.5 |  | 87000 | 7284 | 3.5 | 3.3 | 49000 | 6382 | 2.25 | Federally-Regulated Commercial & Industrial Equipment | 05/31/2019 |  | 07/19/2019
Trane U.S. Inc. | AMERICAN STANDARD | WHC102H(3,4)*(C,G,K,N)A |  | HSP-A, Single-Package Heat Pum | Both Heat Pump and Electric Re | 460 | 3 | False |  |  |  | True | Multiple-Speed | 104000 | 8666 | 12 | 11 | 15.5 |  | 93000 | 7508 | 3.63 | 3.3 | 57000 | 7424 | 2.25 | Federally-Regulated Commercial & Industrial Equipment | 05/31/2019 |  | 07/19/2019
Trane U.S. Inc. | AMERICAN STANDARD | WHC120H(3,4)*(G,K,N,P)A |  | HSP-A, Single-Package Heat Pum | Both Heat Pump and Electric Re | 460 | 3 | False |  |  |  | True | Multiple-Speed | 121000 | 10521 | 11.5 | 11 | 15.5 |  | 118000 | 9526 | 3.63 | 3.3 | 61000 | 7945 | 2.25 | Federally-Regulated Commercial & Industrial Equipment | 05/31/2019 |  | 07/19/2019
Trane U.S. Inc. | AMERICAN STANDARD | WHC074H(3,4)*(C,G,K,N)A |  | HSP-A, Single-Package Heat Pum | Both Heat Pump and Electric Re | 230 | 3 | False |  |  |  | True | Multiple-Speed | 78000 | 6446 | 12.1 | 11 | 15.5 |  | 75000 | 6280 | 3.5 | 3.3 | 40000 | 5210 | 2.25 | Federally-Regulated Commercial & Industrial Equipment | 05/31/2019 |  | 07/19/2019
Trane U.S. Inc. | AMERICAN STANDARD | WSC092H(3,4,W)*(G,K,N)A |  | HSP-A, Single-Package Heat Pum | Both Heat Pump and Electric Re | 230 | 3 | False |  |  |  | True | Dual-Speed | 93000 | 8230 | 11.3 | 11 | 12.4 |  | 88000 | 7585 | 3.4 | 3.3 | 48000 | 6252 | 2.25 | Federally-Regulated Commercial & Industrial Equipment | 05/31/2019 |  | 07/19/2019
Trane U.S. Inc. | AMERICAN STANDARD | WHC102H(3,4)*(C,G,K,N)A |  | HSP-A, Single-Package Heat Pum | Both Heat Pump and Electric Re | 230 | 3 | False |  |  |  | True | Multiple-Speed | 104000 | 8666 | 12 | 11 | 15.5 |  | 93000 | 7508 | 3.63 | 3.3 | 57000 | 7424 | 2.25 | Federally-Regulated Commercial & Industrial Equipment | 05/31/2019 |  | 07/19/2019
Trane U.S. Inc. | AMERICAN STANDARD | DHC120H(3,4)*(L,M,H,X,Y,Z)A***7 |  | HSP-A, Single-Package Heat Pum | Both Heat Pump and Electric Re | 460 | 3 | False |  |  |  | True | Multiple-Speed | 121000 | 10521 | 11.5 | 11 | 16 |  | 118000 | 9526 | 3.63 | 3.3 | 61000 | 7945 | 2.25 | Federally-Regulated Commercial & Industrial Equipment | 05/31/2019 |  | 07/19/2019
Trane U.S. Inc. | AMERICAN STANDARD | WHC092H(3,4)*(C,G,K,N)A |  | HSP-A, Single-Package Heat Pum | Both Heat Pump and Electric Re | 230 | 3 | False |  |  |  | True | Multiple-Speed | 95000 | 8050 | 11.8 | 11 | 15.5 |  | 87000 | 7284 | 3.5 | 3.3 | 49000 | 6382 | 2.25 | Federally-Regulated Commercial & Industrial Equipment | 05/31/2019 |  | 07/19/2019
Trane U.S. Inc. | AMERICAN STANDARD | WHC120H(3,4)*(G,K,N,P)A |  | HSP-A, Single-Package Heat Pum | Both Heat Pump and Electric Re | 230 | 3 | False |  |  |  | True | Multiple-Speed | 121000 | 10521 | 11.5 | 11 | 15.5 |  | 118000 | 9526 | 3.63 | 3.3 | 61000 | 7945 | 2.25 | Federally-Regulated Commercial & Industrial Equipment | 05/31/2019 |  | 07/19/2019
Trane U.S. Inc. | AMERICAN STANDARD | WHC120HW*(G,K,N,P)A***7 |  | HSP-A, Single-Package Heat Pum | Both Heat Pump and Electric Re | 575 | 3 | False |  |  |  | True | Multiple-Speed | 121000 | 10521 | 11.5 | 11 | 16 |  | 118000 | 9579 | 3.61 | 3.3 | 61000 | 7945 | 2.25 | Federally-Regulated Commercial & Industrial Equipment | 05/31/2019 |  | 07/19/2019
Trane U.S. Inc. | AMERICAN STANDARD | DHC120HW*(L,M,H,X,Y,Z)A***7 |  | HSP-A, Single-Package Heat Pum | Both Heat Pump and Electric Re | 575 | 3 | False |  |  |  | True | Multiple-Speed | 121000 | 10521 | 11.5 | 11 | 16 |  | 118000 | 9579 | 3.61 | 3.3 | 61000 | 7945 | 2.25 | Federally-Regulated Commercial & Industrial Equipment | 05/31/2019 |  | 07/19/2019
Trane U.S. Inc. | AMERICAN STANDARD | WSC092H(3,4,W)*(G,K,N)A |  | HSP-A, Single-Package Heat Pum | Both Heat Pump and Electric Re | 208 | 3 | False |  |  |  | True | Dual-Speed | 93000 | 8230 | 11.3 | 11 | 12.4 |  | 88000 | 7585 | 3.4 | 3.3 | 48000 | 6252 | 2.25 | Federally-Regulated Commercial & Industrial Equipment | 05/31/2019 |  | 07/19/2019
Trane U.S. Inc. | AMERICAN STANDARD | WHC074H(3,4)*(C,G,K,N)A |  | HSP-A, Single-Package Heat Pum | Both Heat Pump and Electric Re | 208 | 3 | False |  |  |  | True | Multiple-Speed | 78000 | 6446 | 12.1 | 11 | 15.5 |  | 75000 | 6280 | 3.5 | 3.3 | 40000 | 5210 | 2.25 | Federally-Regulated Commercial & Industrial Equipment | 05/31/2019 |  | 07/19/2019
Trane U.S. Inc. | AMERICAN STANDARD | WHC092H(3,4)*(C,G,K,N)A |  | HSP-A, Single-Package Heat Pum | Both Heat Pump and Electric Re | 208 | 3 | False |  |  |  | True | Multiple-Speed | 95000 | 8050 | 11.8 | 11 | 15.5 |  | 87000 | 7284 | 3.5 | 3.3 | 49000 | 6382 | 2.25 | Federally-Regulated Commercial & Industrial Equipment | 05/31/2019 |  | 07/19/2019
Trane U.S. Inc. | AMERICAN STANDARD | WHC074HW*(C,G,K,N)A |  | HSP-A, Single-Package Heat Pum | Both Heat Pump and Electric Re | 575 | 3 | False |  |  |  | True | Multiple-Speed | 78000 | 6446 | 12.1 | 11 | 15.5 |  | 75000 | 6316 | 3.48 | 3.3 | 40000 | 5210 | 2.25 | Federally-Regulated Commercial & Industrial Equipment | 05/31/2019 |  | 07/19/2019
Trane U.S. Inc. | AMERICAN STANDARD | WHC092HW*(C,G,K,N)A |  | HSP-A, Single-Package Heat Pum | Both Heat Pump and Electric Re | 575 | 3 | False |  |  |  | True | Multiple-Speed | 95000 | 8050 | 11.8 | 11 | 15.5 |  | 87000 | 7326 | 3.48 | 3.3 | 49000 | 6382 | 2.25 | Federally-Regulated Commercial & Industrial Equipment | 05/31/2019 |  | 07/19/2019
Trane U.S. Inc. | AMERICAN STANDARD | WHC102H(3,4)*(C,G,K,N)A |  | HSP-A, Single-Package Heat Pum | Both Heat Pump and Electric Re | 208 | 3 | False |  |  |  | True | Multiple-Speed | 104000 | 8666 | 12 | 11 | 15.5 |  | 93000 | 7508 | 3.63 | 3.3 | 57000 | 7424 | 2.25 | Federally-Regulated Commercial & Industrial Equipment | 05/31/2019 |  | 07/19/2019
Trane U.S. Inc. | AMERICAN STANDARD | WHC102HW*(C,G,K,N)A |  | HSP-A, Single-Package Heat Pum | Both Heat Pump and Electric Re | 575 | 3 | False |  |  |  | True | Multiple-Speed | 104000 | 8813 | 11.8 | 11 | 15.5 |  | 93000 | 7550 | 3.61 | 3.3 | 57000 | 7424 | 2.25 | Federally-Regulated Commercial & Industrial Equipment | 05/31/2019 |  | 07/19/2019
Trane U.S. Inc. | AMERICAN STANDARD | WHC120HW*(G,K,N,P)A |  | HSP-A, Single-Package Heat Pum | Both Heat Pump and Electric Re | 575 | 3 | False |  |  |  | True | Multiple-Speed | 121000 | 10521 | 11.5 | 11 | 15.5 |  | 118000 | 9579 | 3.61 | 3.3 | 61000 | 7945 | 2.25 | Federally-Regulated Commercial & Industrial Equipment | 05/31/2019 |  | 07/19/2019
Trane U.S. Inc. | AMERICAN STANDARD | WHC120H(3,4)*(G,K,N,P)A |  | HSP-A, Single-Package Heat Pum | Both Heat Pump and Electric Re | 208 | 3 | False |  |  |  | True | Multiple-Speed | 121000 | 10521 | 11.5 | 11 | 15.5 |  | 118000 | 9526 | 3.63 | 3.3 | 61000 | 7945 | 2.25 | Federally-Regulated Commercial & Industrial Equipment | 05/31/2019 |  | 07/19/2019
Trane U.S. Inc. | AMERICAN STANDARD | WHC120HW*0A***7 |  | HSP-A, Single-Package Heat Pum | Heat Pump | 575 | 3 | False |  |  |  | True | Multiple-Speed | 121000 | 10521 | 11.5 | 10.8 | 16 |  | 118000 | 9579 | 3.61 | 3.3 | 61000 | 7945 | 2.25 | Federally-Regulated Commercial & Industrial Equipment | 05/31/2019 |  | 07/19/2019
Trane U.S. Inc. | AMERICAN STANDARD | DHC120H(3,4)*(L,M,H,X,Y,Z)A***7 |  | HSP-A, Single-Package Heat Pum | Both Heat Pump and Electric Re | 230 | 3 | False |  |  |  | True | Multiple-Speed | 121000 | 10521 | 11.5 | 11 | 16 |  | 118000 | 9526 | 3.63 | 3.3 | 61000 | 7945 | 2.25 | Federally-Regulated Commercial & Industrial Equipment | 05/31/2019 |  | 07/19/2019
Trane U.S. Inc. | AMERICAN STANDARD | DHC120H(3,4)*(L,M,H,X,Y,Z)A***7 |  | HSP-A, Single-Package Heat Pum | Both Heat Pump and Electric Re | 208 | 3 | False |  |  |  | True | Multiple-Speed | 121000 | 10521 | 11.5 | 11 | 16 |  | 118000 | 9526 | 3.63 | 3.3 | 61000 | 7945 | 2.25 | Federally-Regulated Commercial & Industrial Equipment | 05/31/2019 |  | 07/19/2019
Trane U.S. Inc. | AMERICAN STANDARD | WHC120H(3,4)*(G,K,N,P)A***7 |  | HSP-A, Single-Package Heat Pum | Both Heat Pump and Electric Re | 460 | 3 | False |  |  |  | True | Multiple-Speed | 121000 | 10521 | 11.5 | 11 | 16 |  | 118000 | 9526 | 3.63 | 3.3 | 61000 | 7945 | 2.25 | Federally-Regulated Commercial & Industrial Equipment | 05/31/2019 |  | 07/19/2019
Trane U.S. Inc. | AMERICAN STANDARD | WHC120H(3,4)*0A***7 |  | HSP-A, Single-Package Heat Pum | Heat Pump | 230 | 3 | False |  |  |  | True | Multiple-Speed | 121000 | 10521 | 11.5 | 10.8 | 16 |  | 118000 | 9526 | 3.63 | 3.3 | 61000 | 7945 | 2.25 | Federally-Regulated Commercial & Industrial Equipment | 05/31/2019 |  | 07/19/2019
Trane U.S. Inc. | AMERICAN STANDARD | WHC120H(3,4)*(G,K,N,P)A***7 |  | HSP-A, Single-Package Heat Pum | Both Heat Pump and Electric Re | 230 | 3 | False |  |  |  | True | Multiple-Speed | 121000 | 10521 | 11.5 | 11 | 16 |  | 118000 | 9526 | 3.63 | 3.3 | 61000 | 7945 | 2.25 | Federally-Regulated Commercial & Industrial Equipment | 05/31/2019 |  | 07/19/2019
Trane U.S. Inc. | AMERICAN STANDARD | WHC102H(3,4)*0A***7 |  | HSP-A, Single-Package Heat Pum | Heat Pump | 460 | 3 | False |  |  |  | True | Multiple-Speed | 104000 | 8666 | 12 | 10.8 | 16 |  | 93000 | 7508 | 3.63 | 3.3 | 57000 | 7424 | 2.25 | Federally-Regulated Commercial & Industrial Equipment | 05/31/2019 |  | 07/19/2019
Trane U.S. Inc. | AMERICAN STANDARD | WHC120H(3,4)*0A***7 |  | HSP-A, Single-Package Heat Pum | Heat Pump | 208 | 3 | False |  |  |  | True | Multiple-Speed | 121000 | 10521 | 11.5 | 10.8 | 16 |  | 118000 | 9526 | 3.63 | 3.3 | 61000 | 7945 | 2.25 | Federally-Regulated Commercial & Industrial Equipment | 05/31/2019 |  | 07/19/2019
Trane U.S. Inc. | AMERICAN STANDARD | WHC102H(3,4)*0A***7 |  | HSP-A, Single-Package Heat Pum | Heat Pump | 230 | 3 | False |  |  |  | True | Multiple-Speed | 104000 | 8666 | 12 | 10.8 | 16 |  | 93000 | 7508 | 3.63 | 3.3 | 57000 | 7424 | 2.25 | Federally-Regulated Commercial & Industrial Equipment | 05/31/2019 |  | 07/19/2019
Trane U.S. Inc. | AMERICAN STANDARD | WHC120H(3,4)*(G,K,N,P)A***7 |  | HSP-A, Single-Package Heat Pum | Both Heat Pump and Electric Re | 208 | 3 | False |  |  |  | True | Multiple-Speed | 121000 | 10521 | 11.5 | 11 | 16 |  | 118000 | 9526 | 3.63 | 3.3 | 61000 | 7945 | 2.25 | Federally-Regulated Commercial & Industrial Equipment | 05/31/2019 |  | 07/19/2019
Trane U.S. Inc. | AMERICAN STANDARD | DHC102HW*(L,M,H,X,Y,Z)A***7 |  | HSP-A, Single-Package Heat Pum | Both Heat Pump and Electric Re | 575 | 3 | False |  |  |  | True | Multiple-Speed | 104000 | 8813 | 11.8 | 11 | 16 |  | 93000 | 7550 | 3.61 | 3.3 | 57000 | 7424 | 2.25 | Federally-Regulated Commercial & Industrial Equipment | 05/31/2019 |  | 07/19/2019
Trane U.S. Inc. | AMERICAN STANDARD | WHC102H(3,4)*0A***7 |  | HSP-A, Single-Package Heat Pum | Heat Pump | 208 | 3 | False |  |  |  | True | Multiple-Speed | 104000 | 8666 | 12 | 10.8 | 16 |  | 93000 | 7508 | 3.63 | 3.3 | 57000 | 7424 | 2.25 | Federally-Regulated Commercial & Industrial Equipment | 05/31/2019 |  | 07/19/2019
Trane U.S. Inc. | AMERICAN STANDARD | WHC102H(3,4)*(C,G,K,N)A***7 |  | HSP-A, Single-Package Heat Pum | Both Heat Pump and Electric Re | 460 | 3 | False |  |  |  | True | Multiple-Speed | 104000 | 8666 | 12 | 11 | 16 |  | 93000 | 7508 | 3.63 | 3.3 | 57000 | 7424 | 2.25 | Federally-Regulated Commercial & Industrial Equipment | 05/31/2019 |  | 07/19/2019
Trane U.S. Inc. | AMERICAN STANDARD | DHC102H(3,4)*(L,M,H,X,Y,Z)A***7 |  | HSP-A, Single-Package Heat Pum | Both Heat Pump and Electric Re | 460 | 3 | False |  |  |  | True | Multiple-Speed | 104000 | 8666 | 12 | 11 | 16 |  | 93000 | 7508 | 3.63 | 3.3 | 57000 | 7424 | 2.25 | Federally-Regulated Commercial & Industrial Equipment | 05/31/2019 |  | 07/19/2019
Trane U.S. Inc. | AMERICAN STANDARD | WHC102HW*0A***7 |  | HSP-A, Single-Package Heat Pum | Heat Pump | 575 | 3 | False |  |  |  | True | Multiple-Speed | 104000 | 8813 | 11.8 | 10.8 | 16 |  | 93000 | 7550 | 3.61 | 3.3 | 57000 | 7424 | 2.25 | Federally-Regulated Commercial & Industrial Equipment | 05/02/2019 |  | 07/19/2019
Trane U.S. Inc. | AMERICAN STANDARD | WHC102H(3,4)*(C,G,K,N)A***7 |  | HSP-A, Single-Package Heat Pum | Both Heat Pump and Electric Re | 230 | 3 | False |  |  |  | True | Multiple-Speed | 104000 | 8666 | 12 | 11 | 16 |  | 93000 | 7508 | 3.63 | 3.3 | 57000 | 7424 | 2.25 | Federally-Regulated Commercial & Industrial Equipment | 05/31/2019 |  | 07/19/2019
Trane U.S. Inc. | AMERICAN STANDARD | DHC102H(3,4)*(L,M,H,X,Y,Z)A***7 |  | HSP-A, Single-Package Heat Pum | Both Heat Pump and Electric Re | 230 | 3 | False |  |  |  | True | Multiple-Speed | 104000 | 8666 | 12 | 11 | 16 |  | 93000 | 7508 | 3.63 | 3.3 | 57000 | 7424 | 2.25 | Federally-Regulated Commercial & Industrial Equipment | 05/31/2019 |  | 07/19/2019
Trane U.S. Inc. | AMERICAN STANDARD | WHC102HW*(C,G,K,N)A***7 |  | HSP-A, Single-Package Heat Pum | Both Heat Pump and Electric Re | 575 | 3 | False |  |  |  | True | Multiple-Speed | 104000 | 8813 | 11.8 | 11 | 16 |  | 93000 | 7550 | 3.61 | 3.3 | 57000 | 7424 | 2.25 | Federally-Regulated Commercial & Industrial Equipment | 05/31/2019 |  | 07/19/2019
Trane U.S. Inc. | AMERICAN STANDARD | WHC102H(3,4)*(C,G,K,N)A***7 |  | HSP-A, Single-Package Heat Pum | Both Heat Pump and Electric Re | 208 | 3 | False |  |  |  | True | Multiple-Speed | 104000 | 8666 | 12 | 11 | 16 |  | 93000 | 7508 | 3.63 | 3.3 | 57000 | 7424 | 2.25 | Federally-Regulated Commercial & Industrial Equipment | 05/31/2019 |  | 07/19/2019
Trane U.S. Inc. | AMERICAN STANDARD | DHC102H(3,4)*(L,M,H,X,Y,Z)A***7 |  | HSP-A, Single-Package Heat Pum | Both Heat Pump and Electric Re | 208 | 3 | False |  |  |  | True | Multiple-Speed | 104000 | 8666 | 12 | 11 | 16 |  | 93000 | 7508 | 3.63 | 3.3 | 57000 | 7424 | 2.25 | Federally-Regulated Commercial & Industrial Equipment | 05/31/2019 |  | 07/19/2019
Trane U.S. Inc. | AMERICAN STANDARD | DHC092HW*(L,M,H,X,Y,Z)A***7 |  | HSP-A, Single-Package Heat Pum | Both Heat Pump and Electric Re | 575 | 3 | False |  |  |  | True | Multiple-Speed | 95000 | 8050 | 11.8 | 11 | 16 |  | 87000 | 7326 | 3.48 | 3.3 | 49000 | 6382 | 2.25 | Federally-Regulated Commercial & Industrial Equipment | 05/31/2019 |  | 07/19/2019
Trane U.S. Inc. | AMERICAN STANDARD | WHC092HW*0A***7 |  | HSP-A, Single-Package Heat Pum | Heat Pump | 575 | 3 | False |  |  |  | True | Multiple-Speed | 95000 | 8050 | 11.8 | 10.8 | 16 |  | 87000 | 7326 | 3.48 | 3.3 | 49000 | 6382 | 2.25 | Federally-Regulated Commercial & Industrial Equipment | 05/31/2019 |  | 07/19/2019
Trane U.S. Inc. | AMERICAN STANDARD | WHC092HW*(C,G,K,N)A***7 |  | HSP-A, Single-Package Heat Pum | Both Heat Pump and Electric Re | 575 | 3 | False |  |  |  | True | Multiple-Speed | 95000 | 8050 | 11.8 | 11 | 16 |  | 87000 | 7326 | 3.48 | 3.3 | 49000 | 6382 | 2.25 | Federally-Regulated Commercial & Industrial Equipment | 05/31/2019 |  | 07/19/2019
Trane U.S. Inc. | AMERICAN STANDARD | DHC092H(3,4)*(L,M,H,X,Y,Z)A***7 |  | HSP-A, Single-Package Heat Pum | Both Heat Pump and Electric Re | 460 | 3 | False |  |  |  | True | Multiple-Speed | 95000 | 8050 | 11.8 | 11 | 16 |  | 87000 | 7284 | 3.5 | 3.3 | 49000 | 6382 | 2.25 | Federally-Regulated Commercial & Industrial Equipment | 05/31/2019 |  | 07/19/2019
Trane U.S. Inc. | AMERICAN STANDARD | WHC092H(3,4)*(C,G,K,N)A***7 |  | HSP-A, Single-Package Heat Pum | Both Heat Pump and Electric Re | 460 | 3 | False |  |  |  | True | Multiple-Speed | 95000 | 8050 | 11.8 | 11 | 16 |  | 87000 | 7284 | 3.5 | 3.3 | 49000 | 6382 | 2.25 | Federally-Regulated Commercial & Industrial Equipment | 05/31/2019 |  | 07/19/2019
Trane U.S. Inc. | AMERICAN STANDARD | DHC092H(3,4)*(L,M,H,X,Y,Z)A***7 |  | HSP-A, Single-Package Heat Pum | Both Heat Pump and Electric Re | 230 | 3 | False |  |  |  | True | Multiple-Speed | 95000 | 8050 | 11.8 | 11 | 16 |  | 87000 | 7284 | 3.5 | 3.3 | 49000 | 6382 | 2.25 | Federally-Regulated Commercial & Industrial Equipment | 05/31/2019 |  | 07/19/2019
Trane U.S. Inc. | AMERICAN STANDARD | DHC092H(3,4)*(L,M,H,X,Y,Z)A***7 |  | HSP-A, Single-Package Heat Pum | Both Heat Pump and Electric Re | 208 | 3 | False |  |  |  | True | Multiple-Speed | 95000 | 8050 | 11.8 | 11 | 16 |  | 87000 | 7284 | 3.5 | 3.3 | 49000 | 6382 | 2.25 | Federally-Regulated Commercial & Industrial Equipment | 05/31/2019 |  | 07/19/2019
Trane U.S. Inc. | AMERICAN STANDARD | WHC092H(3,4)*(C,G,K,N)A***7 |  | HSP-A, Single-Package Heat Pum | Both Heat Pump and Electric Re | 230 | 3 | False |  |  |  | True | Multiple-Speed | 95000 | 8050 | 11.8 | 11 | 16 |  | 87000 | 7284 | 3.5 | 3.3 | 49000 | 6382 | 2.25 | Federally-Regulated Commercial & Industrial Equipment | 05/31/2019 |  | 07/19/2019
Trane U.S. Inc. | AMERICAN STANDARD | WHC092H(3,4)*(C,G,K,N)A***7 |  | HSP-A, Single-Package Heat Pum | Both Heat Pump and Electric Re | 208 | 3 | False |  |  |  | True | Multiple-Speed | 95000 | 8050 | 11.8 | 11 | 16 |  | 87000 | 7284 | 3.5 | 3.3 | 49000 | 6382 | 2.25 | Federally-Regulated Commercial & Industrial Equipment | 05/31/2019 |  | 07/19/2019
Trane U.S. Inc. | AMERICAN STANDARD | WHC092H(3,4)*0A***7 |  | HSP-A, Single-Package Heat Pum | Heat Pump | 460 | 3 | False |  |  |  | True | Multiple-Speed | 95000 | 8050 | 11.8 | 10.8 | 16 |  | 87000 | 7284 | 3.5 | 3.3 | 49000 | 6382 | 2.25 | Federally-Regulated Commercial & Industrial Equipment | 05/31/2019 |  | 07/19/2019
Trane U.S. Inc. | AMERICAN STANDARD | WHC092H(3,4)*0A***7 |  | HSP-A, Single-Package Heat Pum | Heat Pump | 230 | 3 | False |  |  |  | True | Multiple-Speed | 95000 | 8050 | 11.8 | 10.8 | 16 |  | 87000 | 7284 | 3.5 | 3.3 | 49000 | 6382 | 2.25 | Federally-Regulated Commercial & Industrial Equipment | 05/31/2019 |  | 07/19/2019
Trane U.S. Inc. | AMERICAN STANDARD | WHC092H(3,4)*0A***7 |  | HSP-A, Single-Package Heat Pum | Heat Pump | 208 | 3 | False |  |  |  | True | Multiple-Speed | 95000 | 8050 | 11.8 | 10.8 | 16 |  | 87000 | 7284 | 3.5 | 3.3 | 49000 | 6382 | 2.25 | Federally-Regulated Commercial & Industrial Equipment | 05/31/2019 |  | 07/19/2019
Trane U.S. Inc. | AMERICAN STANDARD | DHC074HW*(L,M,H,X,Y,Z)A***7 |  | HSP-A, Single-Package Heat Pum | Both Heat Pump and Electric Re | 575 | 3 | False |  |  |  | True | Multiple-Speed | 78000 | 6446 | 12.1 | 11 | 16 |  | 75000 | 6316 | 3.48 | 3.3 | 40000 | 5210 | 2.25 | Federally-Regulated Commercial & Industrial Equipment | 05/31/2019 |  | 07/19/2019
Trane U.S. Inc. | AMERICAN STANDARD | WHC074HW*(C,G,K,N)A***7 |  | HSP-A, Single-Package Heat Pum | Both Heat Pump and Electric Re | 575 | 3 | False |  |  |  | True | Multiple-Speed | 78000 | 6446 | 12.1 | 11 | 16 |  | 75000 | 6316 | 3.48 | 3.3 | 40000 | 5210 | 2.25 | Federally-Regulated Commercial & Industrial Equipment | 05/31/2019 |  | 07/19/2019
Trane U.S. Inc. | AMERICAN STANDARD | WHC074HW*0A***7 |  | HSP-A, Single-Package Heat Pum | Heat Pump | 575 | 3 | False |  |  |  | True | Multiple-Speed | 78000 | 6446 | 12.1 | 10.8 | 16 |  | 75000 | 6316 | 3.48 | 3.3 | 40000 | 5210 | 2.25 | Federally-Regulated Commercial & Industrial Equipment | 05/31/2019 |  | 07/19/2019
Trane U.S. Inc. | AMERICAN STANDARD | WHC074H(3,4)*(C,G,K,N)A***7 |  | HSP-A, Single-Package Heat Pum | Both Heat Pump and Electric Re | 460 | 3 | False |  |  |  | True | Multiple-Speed | 78000 | 6446 | 12.1 | 11 | 16 |  | 75000 | 6280 | 3.5 | 3.3 | 40000 | 5210 | 2.25 | Federally-Regulated Commercial & Industrial Equipment | 05/31/2019 |  | 07/19/2019
Trane U.S. Inc. | AMERICAN STANDARD | WHC074H(3,4)*(C,G,K,N)A***7 |  | HSP-A, Single-Package Heat Pum | Both Heat Pump and Electric Re | 230 | 3 | False |  |  |  | True | Multiple-Speed | 78000 | 6446 | 12.1 | 11 | 16 |  | 75000 | 6280 | 3.5 | 3.3 | 40000 | 5210 | 2.25 | Federally-Regulated Commercial & Industrial Equipment | 05/31/2019 |  | 07/19/2019
Trane U.S. Inc. | AMERICAN STANDARD | WHC074H(3,4)*(C,G,K,N)A***7 |  | HSP-A, Single-Package Heat Pum | Both Heat Pump and Electric Re | 208 | 3 | False |  |  |  | True | Multiple-Speed | 78000 | 6446 | 12.1 | 11 | 16 |  | 75000 | 6280 | 3.5 | 3.3 | 40000 | 5210 | 2.25 | Federally-Regulated Commercial & Industrial Equipment | 05/31/2019 |  | 07/19/2019
Trane U.S. Inc. | AMERICAN STANDARD | DHC074H(3,4)*(L,M,H,X,Y,Z)A***7 |  | HSP-A, Single-Package Heat Pum | Both Heat Pump and Electric Re | 460 | 3 | False |  |  |  | True | Multiple-Speed | 78000 | 6446 | 12.1 | 11 | 16 |  | 75000 | 6280 | 3.5 | 3.3 | 40000 | 5210 | 2.25 | Federally-Regulated Commercial & Industrial Equipment | 05/31/2019 |  | 07/19/2019
Trane U.S. Inc. | AMERICAN STANDARD | DHC074H(3,4)*(L,M,H,X,Y,Z)A***7 |  | HSP-A, Single-Package Heat Pum | Both Heat Pump and Electric Re | 230 | 3 | False |  |  |  | True | Multiple-Speed | 78000 | 6446 | 12.1 | 11 | 16 |  | 75000 | 6280 | 3.5 | 3.3 | 40000 | 5210 | 2.25 | Federally-Regulated Commercial & Industrial Equipment | 05/31/2019 |  | 07/19/2019
Trane U.S. Inc. | AMERICAN STANDARD | DHC074H(3,4)*(L,M,H,X,Y,Z)A***7 |  | HSP-A, Single-Package Heat Pum | Both Heat Pump and Electric Re | 208 | 3 | False |  |  |  | True | Multiple-Speed | 78000 | 6446 | 12.1 | 11 | 16 |  | 75000 | 6280 | 3.5 | 3.3 | 40000 | 5210 | 2.25 | Federally-Regulated Commercial & Industrial Equipment | 05/31/2019 |  | 07/19/2019
Trane U.S. Inc. | AMERICAN STANDARD | WHC074H(3,4)*0A***7 |  | HSP-A, Single-Package Heat Pum | Heat Pump | 460 | 3 | False |  |  |  | True | Multiple-Speed | 78000 | 6446 | 12.1 | 10.8 | 16 |  | 75000 | 6280 | 3.5 | 3.3 | 40000 | 5210 | 2.25 | Federally-Regulated Commercial & Industrial Equipment | 05/31/2019 |  | 07/19/2019
Trane U.S. Inc. | AMERICAN STANDARD | WHC120HW*(G,K,N,P)A***6 |  | HSP-A, Single-Package Heat Pum | Both Heat Pump and Electric Re | 575 | 3 | False |  |  |  | True | Multiple-Speed | 121000 | 10521 | 11.5 | 11 | 16.5 |  | 118000 | 9579 | 3.61 | 3.3 | 61000 | 7945 | 2.25 | Federally-Regulated Commercial & Industrial Equipment | 05/31/2019 |  | 07/19/2019
Trane U.S. Inc. | AMERICAN STANDARD | WHC074H(3,4)*0A***7 |  | HSP-A, Single-Package Heat Pum | Heat Pump | 230 | 3 | False |  |  |  | True | Multiple-Speed | 78000 | 6446 | 12.1 | 10.8 | 16 |  | 75000 | 6280 | 3.5 | 3.3 | 40000 | 5210 | 2.25 | Federally-Regulated Commercial & Industrial Equipment | 05/31/2019 |  | 07/19/2019
Trane U.S. Inc. | AMERICAN STANDARD | DHC120H(3,4)*(L,M,H,X,Y,Z)A***6 |  | HSP-A, Single-Package Heat Pum | Both Heat Pump and Electric Re | 460 | 3 | False |  |  |  | True | Multiple-Speed | 121000 | 10521 | 11.5 | 11 | 16.5 |  | 118000 | 9526 | 3.63 | 3.3 | 61000 | 7945 | 2.25 | Federally-Regulated Commercial & Industrial Equipment | 05/31/2019 |  | 07/19/2019
Trane U.S. Inc. | AMERICAN STANDARD | DHC120HW*(L,M,H,X,Y,Z)A***6 |  | HSP-A, Single-Package Heat Pum | Both Heat Pump and Electric Re | 575 | 3 | False |  |  |  | True | Multiple-Speed | 121000 | 10521 | 11.5 | 11 | 16.5 |  | 118000 | 9579 | 3.61 | 3.3 | 61000 | 7945 | 2.25 | Federally-Regulated Commercial & Industrial Equipment | 05/31/2019 |  | 07/19/2019
Trane U.S. Inc. | AMERICAN STANDARD | DHC120H(3,4)*(L,M,H,X,Y,Z)A***6 |  | HSP-A, Single-Package Heat Pum | Both Heat Pump and Electric Re | 230 | 3 | False |  |  |  | True | Multiple-Speed | 121000 | 10521 | 11.5 | 11 | 16.5 |  | 118000 | 9526 | 3.63 | 3.3 | 61000 | 7945 | 2.25 | Federally-Regulated Commercial & Industrial Equipment | 05/31/2019 |  | 07/19/2019
Trane U.S. Inc. | AMERICAN STANDARD | WHC074H(3,4)*0A***7 |  | HSP-A, Single-Package Heat Pum | Heat Pump | 208 | 3 | False |  |  |  | True | Multiple-Speed | 78000 | 6446 | 12.1 | 10.8 | 16 |  | 75000 | 6280 | 3.5 | 3.3 | 40000 | 5210 | 2.25 | Federally-Regulated Commercial & Industrial Equipment | 05/31/2019 |  | 07/19/2019
Trane U.S. Inc. | AMERICAN STANDARD | WHC120HW*0A***6 |  | HSP-A, Single-Package Heat Pum | Heat Pump | 575 | 3 | False |  |  |  | True | Multiple-Speed | 121000 | 10521 | 11.5 | 10.8 | 16.5 |  | 118000 | 9579 | 3.61 | 3.3 | 61000 | 7945 | 2.25 | Federally-Regulated Commercial & Industrial Equipment | 05/31/2019 |  | 07/19/2019
Trane U.S. Inc. | AMERICAN STANDARD | WHC120H(3,4)*(G,K,N,P)A***6 |  | HSP-A, Single-Package Heat Pum | Both Heat Pump and Electric Re | 460 | 3 | False |  |  |  | True | Multiple-Speed | 121000 | 10521 | 11.5 | 11 | 16.5 |  | 118000 | 9526 | 3.63 | 3.3 | 61000 | 7945 | 2.25 | Federally-Regulated Commercial & Industrial Equipment | 05/31/2019 |  | 07/19/2019
Trane U.S. Inc. | AMERICAN STANDARD | DHC120H(3,4)*(L,M,H,X,Y,Z)A***6 |  | HSP-A, Single-Package Heat Pum | Both Heat Pump and Electric Re | 208 | 3 | False |  |  |  | True | Multiple-Speed | 121000 | 10521 | 11.5 | 11 | 16.5 |  | 118000 | 9526 | 3.63 | 3.3 | 61000 | 7945 | 2.25 | Federally-Regulated Commercial & Industrial Equipment | 05/31/2019 |  | 07/19/2019
Trane U.S. Inc. | AMERICAN STANDARD | WHC120H(3,4)*(G,K,N,P)A***6 |  | HSP-A, Single-Package Heat Pum | Both Heat Pump and Electric Re | 230 | 3 | False |  |  |  | True | Multiple-Speed | 121000 | 10521 | 11.5 | 11 | 16.5 |  | 118000 | 9526 | 3.63 | 3.3 | 61000 | 7945 | 2.25 | Federally-Regulated Commercial & Industrial Equipment | 05/31/2019 |  | 07/19/2019
Trane U.S. Inc. | AMERICAN STANDARD | WHC120H(3,4)*(G,K,N,P)A***6 |  | HSP-A, Single-Package Heat Pum | Both Heat Pump and Electric Re | 208 | 3 | False |  |  |  | True | Multiple-Speed | 121000 | 10521 | 11.5 | 11 | 16.5 |  | 118000 | 9526 | 3.63 | 3.3 | 61000 | 7945 | 2.25 | Federally-Regulated Commercial & Industrial Equipment | 05/31/2019 |  | 07/19/2019
Trane U.S. Inc. | AMERICAN STANDARD | WHC120HW*0A |  | HSP-A, Single-Package Heat Pum | Heat Pump | 575 | 3 | False |  |  |  | True | Multiple-Speed | 121000 | 10521 | 11.5 | 10.8 | 15.5 |  | 118000 | 9579 | 3.61 | 3.3 | 61000 | 7945 | 2.25 | Federally-Regulated Commercial & Industrial Equipment | 05/31/2019 |  | 07/19/2019
Trane U.S. Inc. | AMERICAN STANDARD | DHC120HW*(L,M,H,X,Y,Z)A |  | HSP-A, Single-Package Heat Pum | Both Heat Pump and Electric Re | 575 | 3 | False |  |  |  | True | Multiple-Speed | 121000 | 10521 | 11.5 | 11 | 15.5 |  | 118000 | 9579 | 3.61 | 3.3 | 61000 | 7945 | 2.25 | Federally-Regulated Commercial & Industrial Equipment | 05/31/2019 |  | 07/19/2019
Trane U.S. Inc. | AMERICAN STANDARD | WSC102H(3,4,W)*(G,K,N)A |  | HSP-A, Single-Package Heat Pum | Both Heat Pump and Electric Re | 575 | 3 | False |  |  |  | True | Dual-Speed | 100000 | 9090 | 11 | 11 | 12.2 |  | 92000 | 7930 | 3.4 | 3.3 | 48500 | 6768 | 2.1 | Federally-Regulated Commercial & Industrial Equipment | 05/31/2019 |  | 07/19/2019
Trane U.S. Inc. | AMERICAN STANDARD | WSC102H(3,4,W)*(G,K,N)A |  | HSP-A, Single-Package Heat Pum | Both Heat Pump and Electric Re | 460 | 3 | False |  |  |  | True | Dual-Speed | 100000 | 9090 | 11 | 11 | 12.2 |  | 92000 | 7930 | 3.4 | 3.3 | 48500 | 6768 | 2.1 | Federally-Regulated Commercial & Industrial Equipment | 05/31/2019 |  | 07/19/2019
Trane U.S. Inc. | AMERICAN STANDARD | WSC102H(3,4,W)*(G,K,N)A |  | HSP-A, Single-Package Heat Pum | Both Heat Pump and Electric Re | 230 | 3 | False |  |  |  | True | Dual-Speed | 100000 | 9090 | 11 | 11 | 12.2 |  | 92000 | 7930 | 3.4 | 3.3 | 48500 | 6768 | 2.1 | Federally-Regulated Commercial & Industrial Equipment | 05/31/2019 |  | 07/19/2019
Trane U.S. Inc. | AMERICAN STANDARD | WSC102H(3,4,W)*(G,K,N)A |  | HSP-A, Single-Package Heat Pum | Both Heat Pump and Electric Re | 208 | 3 | False |  |  |  | True | Dual-Speed | 100000 | 9090 | 11 | 11 | 12.2 |  | 92000 | 7930 | 3.4 | 3.3 | 48500 | 6768 | 2.1 | Federally-Regulated Commercial & Industrial Equipment | 05/31/2019 |  | 07/19/2019
Trane U.S. Inc. | AMERICAN STANDARD | WHC120H(3,4)*0A***6 |  | HSP-A, Single-Package Heat Pum | Heat Pump | 460 | 3 | False |  |  |  | True | Multiple-Speed | 121000 | 10521 | 11.5 | 10.8 | 16.5 |  | 118000 | 9526 | 3.63 | 3.3 | 61000 | 7945 | 2.25 | Federally-Regulated Commercial & Industrial Equipment | 05/31/2019 |  | 07/19/2019
Trane U.S. Inc. | AMERICAN STANDARD | WHC120H(3,4)*0A***6 |  | HSP-A, Single-Package Heat Pum | Heat Pump | 230 | 3 | False |  |  |  | True | Multiple-Speed | 121000 | 10521 | 11.5 | 10.8 | 16.5 |  | 118000 | 9526 | 3.63 | 3.3 | 61000 | 7945 | 2.25 | Federally-Regulated Commercial & Industrial Equipment | 05/31/2019 |  | 07/19/2019
Trane U.S. Inc. | AMERICAN STANDARD | WHC120H(3,4)*0A***6 |  | HSP-A, Single-Package Heat Pum | Heat Pump | 208 | 3 | False |  |  |  | True | Multiple-Speed | 121000 | 10521 | 11.5 | 10.8 | 16.5 |  | 118000 | 9526 | 3.63 | 3.3 | 61000 | 7945 | 2.25 | Federally-Regulated Commercial & Industrial Equipment | 05/31/2019 |  | 07/19/2019
Trane U.S. Inc. | AMERICAN STANDARD | WSC120H(3,4,W)*0A***6 |  | HSP-A, Single-Package Heat Pum | Heat Pump | 575 | 3 | False |  |  |  | True | Dual-Speed | 115000 | 10454 | 11 | 10.8 | 13.4 |  | 106000 | 9137 | 3.4 | 3.3 | 58500 | 7619 | 2.25 | Federally-Regulated Commercial & Industrial Equipment | 05/31/2019 |  | 07/19/2019
Trane U.S. Inc. | AMERICAN STANDARD | WSC120H(3,4,W)*0A***6 |  | HSP-A, Single-Package Heat Pum | Heat Pump | 460 | 3 | False |  |  |  | True | Dual-Speed | 115000 | 10454 | 11 | 10.8 | 13.4 |  | 106000 | 9137 | 3.4 | 3.3 | 58500 | 7619 | 2.25 | Federally-Regulated Commercial & Industrial Equipment | 05/31/2019 |  | 07/19/2019
Trane U.S. Inc. | AMERICAN STANDARD | WSC120H(3,4,W)*0A***6 |  | HSP-A, Single-Package Heat Pum | Heat Pump | 230 | 3 | False |  |  |  | True | Dual-Speed | 115000 | 10454 | 11 | 10.8 | 13.4 |  | 106000 | 9137 | 3.4 | 3.3 | 58500 | 7619 | 2.25 | Federally-Regulated Commercial & Industrial Equipment | 05/31/2019 |  | 07/19/2019
Trane U.S. Inc. | AMERICAN STANDARD | WSC120H(3,4,W)*0A***7 |  | HSP-A, Single-Package Heat Pum | Heat Pump | 575 | 3 | False |  |  |  | True | Dual-Speed | 115000 | 10454 | 11 | 10.8 | 12.9 |  | 106000 | 9137 | 3.4 | 3.3 | 58500 | 7619 | 2.25 | Federally-Regulated Commercial & Industrial Equipment | 05/31/2019 |  | 07/19/2019
Trane U.S. Inc. | AMERICAN STANDARD | WSC120H(3,4,W)*0A***6 |  | HSP-A, Single-Package Heat Pum | Heat Pump | 208 | 3 | False |  |  |  | True | Dual-Speed | 115000 | 10454 | 11 | 10.8 | 13.4 |  | 106000 | 9137 | 3.4 | 3.3 | 58500 | 7619 | 2.25 | Federally-Regulated Commercial & Industrial Equipment | 05/31/2019 |  | 07/19/2019
Trane U.S. Inc. | AMERICAN STANDARD | WSC120H(3,4,W)*0A***7 |  | HSP-A, Single-Package Heat Pum | Heat Pump | 460 | 3 | False |  |  |  | True | Dual-Speed | 115000 | 10454 | 11 | 10.8 | 12.9 |  | 106000 | 9137 | 3.4 | 3.3 | 58500 | 7619 | 2.25 | Federally-Regulated Commercial & Industrial Equipment | 05/31/2019 |  | 07/19/2019
Trane U.S. Inc. | AMERICAN STANDARD | WSC120H(3,4,W)*0A***7 |  | HSP-A, Single-Package Heat Pum | Heat Pump | 230 | 3 | False |  |  |  | True | Dual-Speed | 115000 | 10454 | 11 | 10.8 | 12.9 |  | 106000 | 9137 | 3.4 | 3.3 | 58500 | 7619 | 2.25 | Federally-Regulated Commercial & Industrial Equipment | 05/31/2019 |  | 07/19/2019
Trane U.S. Inc. | AMERICAN STANDARD | WSC120H(3,4,W)*0A***7 |  | HSP-A, Single-Package Heat Pum | Heat Pump | 208 | 3 | False |  |  |  | True | Dual-Speed | 115000 | 10454 | 11 | 10.8 | 12.9 |  | 106000 | 9137 | 3.4 | 3.3 | 58500 | 7619 | 2.25 | Federally-Regulated Commercial & Industrial Equipment | 05/31/2019 |  | 07/19/2019
Trane U.S. Inc. | AMERICAN STANDARD | WSC120H(3,4,W)*0A |  | HSP-A, Single-Package Heat Pum | Heat Pump | 575 | 3 | False |  |  |  | True | Dual-Speed | 115000 | 10454 | 11 | 10.8 | 12.2 |  | 106000 | 9137 | 3.4 | 3.3 | 58500 | 7619 | 2.25 | Federally-Regulated Commercial & Industrial Equipment | 05/31/2019 |  | 07/19/2019
Trane U.S. Inc. | AMERICAN STANDARD | WSC120H(3,4,W)*0A |  | HSP-A, Single-Package Heat Pum | Heat Pump | 460 | 3 | False |  |  |  | True | Dual-Speed | 115000 | 10454 | 11 | 10.8 | 12.2 |  | 106000 | 9137 | 3.4 | 3.3 | 58500 | 7619 | 2.25 | Federally-Regulated Commercial & Industrial Equipment | 05/31/2019 |  | 07/19/2019
Trane U.S. Inc. | AMERICAN STANDARD | WSC120H(3,4,W)*0A |  | HSP-A, Single-Package Heat Pum | Heat Pump | 230 | 3 | False |  |  |  | True | Dual-Speed | 115000 | 10454 | 11 | 10.8 | 12.2 |  | 106000 | 9137 | 3.4 | 3.3 | 58500 | 7619 | 2.25 | Federally-Regulated Commercial & Industrial Equipment | 05/31/2019 |  | 07/19/2019
Trane U.S. Inc. | AMERICAN STANDARD | WSC102H(3,4,W)*0A***7 |  | HSP-A, Single-Package Heat Pum | Heat Pump | 575 | 3 | False |  |  |  | True | Dual-Speed | 100000 | 9090 | 11 | 10.8 | 12.9 |  | 89000 | 7671 | 3.4 | 3.3 | 48500 | 6768 | 2.1 | Federally-Regulated Commercial & Industrial Equipment | 05/31/2019 |  | 07/19/2019
Trane U.S. Inc. | AMERICAN STANDARD | WSC120H(3,4,W)*0A |  | HSP-A, Single-Package Heat Pum | Heat Pump | 208 | 3 | False |  |  |  | True | Dual-Speed | 115000 | 10454 | 11 | 10.8 | 12.2 |  | 106000 | 9137 | 3.4 | 3.3 | 58500 | 7619 | 2.25 | Federally-Regulated Commercial & Industrial Equipment | 05/31/2019 |  | 07/19/2019
Trane U.S. Inc. | AMERICAN STANDARD | WSC102H(3,4,W)*0A***7 |  | HSP-A, Single-Package Heat Pum | Heat Pump | 460 | 3 | False |  |  |  | True | Dual-Speed | 100000 | 9090 | 11 | 10.8 | 12.9 |  | 89000 | 7671 | 3.4 | 3.3 | 48500 | 6768 | 2.1 | Federally-Regulated Commercial & Industrial Equipment | 05/31/2019 |  | 07/19/2019
Trane U.S. Inc. | AMERICAN STANDARD | WSC102H(3,4,W)*0A***7 |  | HSP-A, Single-Package Heat Pum | Heat Pump | 230 | 3 | False |  |  |  | True | Dual-Speed | 100000 | 9090 | 11 | 10.8 | 12.9 |  | 89000 | 7671 | 3.4 | 3.3 | 48500 | 6768 | 2.1 | Federally-Regulated Commercial & Industrial Equipment | 05/31/2019 |  | 07/19/2019
Trane U.S. Inc. | AMERICAN STANDARD | WSC102H(3,4,W)*0A***7 |  | HSP-A, Single-Package Heat Pum | Heat Pump | 208 | 3 | False |  |  |  | True | Dual-Speed | 100000 | 9090 | 11 | 10.8 | 12.9 |  | 89000 | 7671 | 3.4 | 3.3 | 48500 | 6768 | 2.1 | Federally-Regulated Commercial & Industrial Equipment | 05/31/2019 |  | 07/19/2019
Trane U.S. Inc. | AMERICAN STANDARD | WSC102H(3,4,W)*0A***6 |  | HSP-A, Single-Package Heat Pum | Heat Pump | 575 | 3 | False |  |  |  | True | Dual-Speed | 100000 | 9090 | 11 | 10.8 | 13.4 |  | 89000 | 7671 | 3.4 | 3.3 | 48500 | 6768 | 2.1 | Federally-Regulated Commercial & Industrial Equipment | 05/31/2019 |  | 07/19/2019
Trane U.S. Inc. | AMERICAN STANDARD | WSC102H(3,4,W)*0A***6 |  | HSP-A, Single-Package Heat Pum | Heat Pump | 460 | 3 | False |  |  |  | True | Dual-Speed | 100000 | 9090 | 11 | 10.8 | 13.4 |  | 89000 | 7671 | 3.4 | 3.3 | 48500 | 6768 | 2.1 | Federally-Regulated Commercial & Industrial Equipment | 05/31/2019 |  | 07/19/2019
Trane U.S. Inc. | AMERICAN STANDARD | WSC102H(3,4,W)*0A***6 |  | HSP-A, Single-Package Heat Pum | Heat Pump | 230 | 3 | False |  |  |  | True | Dual-Speed | 100000 | 9090 | 11 | 10.8 | 13.4 |  | 89000 | 7671 | 3.4 | 3.3 | 48500 | 6768 | 2.1 | Federally-Regulated Commercial & Industrial Equipment | 05/31/2019 |  | 07/19/2019
Trane U.S. Inc. | AMERICAN STANDARD | WSC102H(3,4,W)*0A***6 |  | HSP-A, Single-Package Heat Pum | Heat Pump | 208 | 3 | False |  |  |  | True | Dual-Speed | 100000 | 9090 | 11 | 10.8 | 13.4 |  | 89000 | 7671 | 3.4 | 3.3 | 48500 | 6768 | 2.1 | Federally-Regulated Commercial & Industrial Equipment | 05/31/2019 |  | 07/19/2019
Trane U.S. Inc. | AMERICAN STANDARD | WSC102H(3,4,W)*0A |  | HSP-A, Single-Package Heat Pum | Heat Pump | 575 | 3 | False |  |  |  | True | Dual-Speed | 100000 | 9090 | 11 | 10.8 | 12.2 |  | 92000 | 7930 | 3.4 | 3.3 | 48500 | 6768 | 2.1 | Federally-Regulated Commercial & Industrial Equipment | 05/31/2019 |  | 07/19/2019
Trane U.S. Inc. | AMERICAN STANDARD | WSC102H(3,4,W)*0A |  | HSP-A, Single-Package Heat Pum | Heat Pump | 460 | 3 | False |  |  |  | True | Dual-Speed | 100000 | 9090 | 11 | 10.8 | 12.2 |  | 92000 | 7930 | 3.4 | 3.3 | 48500 | 6768 | 2.1 | Federally-Regulated Commercial & Industrial Equipment | 05/31/2019 |  | 07/19/2019
Trane U.S. Inc. | AMERICAN STANDARD | WSC102H(3,4,W)*0A |  | HSP-A, Single-Package Heat Pum | Heat Pump | 230 | 3 | False |  |  |  | True | Dual-Speed | 100000 | 9090 | 11 | 10.8 | 12.2 |  | 92000 | 7930 | 3.4 | 3.3 | 48500 | 6768 | 2.1 | Federally-Regulated Commercial & Industrial Equipment | 05/31/2019 |  | 07/19/2019
Trane U.S. Inc. | AMERICAN STANDARD | WSC102H(3,4,W)*0A |  | HSP-A, Single-Package Heat Pum | Heat Pump | 208 | 3 | False |  |  |  | True | Dual-Speed | 100000 | 9090 | 11 | 10.8 | 12.2 |  | 92000 | 7930 | 3.4 | 3.3 | 48500 | 6768 | 2.1 | Federally-Regulated Commercial & Industrial Equipment | 05/31/2019 |  | 07/19/2019
Trane U.S. Inc. | AMERICAN STANDARD | DHC120H(3,4)*(L,M,H,X,Y,Z)A |  | HSP-A, Single-Package Heat Pum | Both Heat Pump and Electric Re | 460 | 3 | False |  |  |  | True | Multiple-Speed | 121000 | 10521 | 11.5 | 11 | 15.5 |  | 118000 | 9526 | 3.63 | 3.3 | 61000 | 7945 | 2.25 | Federally-Regulated Commercial & Industrial Equipment | 05/31/2019 |  | 07/19/2019
Trane U.S. Inc. | AMERICAN STANDARD | DHC120H(3,4)*(L,M,H,X,Y,Z)A |  | HSP-A, Single-Package Heat Pum | Both Heat Pump and Electric Re | 230 | 3 | False |  |  |  | True | Multiple-Speed | 121000 | 10521 | 11.5 | 11 | 15.5 |  | 118000 | 9526 | 3.63 | 3.3 | 61000 | 7945 | 2.25 | Federally-Regulated Commercial & Industrial Equipment | 05/31/2019 |  | 07/19/2019
Trane U.S. Inc. | AMERICAN STANDARD | DHC120H(3,4)*(L,M,H,X,Y,Z)A |  | HSP-A, Single-Package Heat Pum | Both Heat Pump and Electric Re | 208 | 3 | False |  |  |  | True | Multiple-Speed | 121000 | 10521 | 11.5 | 11 | 15.5 |  | 118000 | 9526 | 3.63 | 3.3 | 61000 | 7945 | 2.25 | Federally-Regulated Commercial & Industrial Equipment | 05/31/2019 |  | 07/19/2019
Trane U.S. Inc. | AMERICAN STANDARD | WHC120H(3,4)*0A |  | HSP-A, Single-Package Heat Pum | Heat Pump | 460 | 3 | False |  |  |  | True | Multiple-Speed | 121000 | 10521 | 11.5 | 10.8 | 15.5 |  | 118000 | 9526 | 3.63 | 3.3 | 61000 | 7945 | 2.25 | Federally-Regulated Commercial & Industrial Equipment | 05/31/2019 |  | 07/19/2019
Trane U.S. Inc. | AMERICAN STANDARD | WHC120H(3,4)*0A |  | HSP-A, Single-Package Heat Pum | Heat Pump | 230 | 3 | False |  |  |  | True | Multiple-Speed | 121000 | 10521 | 11.5 | 10.8 | 15.5 |  | 118000 | 9526 | 3.63 | 3.3 | 61000 | 7945 | 2.25 | Federally-Regulated Commercial & Industrial Equipment | 05/31/2019 |  | 07/19/2019
Trane U.S. Inc. | AMERICAN STANDARD | WHC120H(3,4)*0A |  | HSP-A, Single-Package Heat Pum | Heat Pump | 208 | 3 | False |  |  |  | True | Multiple-Speed | 121000 | 10521 | 11.5 | 10.8 | 15.5 |  | 118000 | 9526 | 3.63 | 3.3 | 61000 | 7945 | 2.25 | Federally-Regulated Commercial & Industrial Equipment | 05/31/2019 |  | 07/19/2019
Trane U.S. Inc. | AMERICAN STANDARD | DHC102HW*(L,M,H,X,Y,Z)A***6 |  | HSP-A, Single-Package Heat Pum | Both Heat Pump and Electric Re | 575 | 3 | False |  |  |  | True | Multiple-Speed | 104000 | 8813 | 11.8 | 11 | 16.5 |  | 93000 | 7550 | 3.61 | 3.3 | 57000 | 7424 | 2.25 | Federally-Regulated Commercial & Industrial Equipment | 05/31/2019 |  | 07/19/2019
Trane U.S. Inc. | AMERICAN STANDARD | WHC102HW*0A***6 |  | HSP-A, Single-Package Heat Pum | Heat Pump | 575 | 3 | False |  |  |  | True | Multiple-Speed | 104000 | 8813 | 11.8 | 10.8 | 16.5 |  | 93000 | 7550 | 3.61 | 3.3 | 57000 | 7424 | 2.25 | Federally-Regulated Commercial & Industrial Equipment | 05/31/2019 |  | 07/19/2019
Trane U.S. Inc. | AMERICAN STANDARD | WHC102HW*(C,G,K,N)A***6 |  | HSP-A, Single-Package Heat Pum | Both Heat Pump and Electric Re | 575 | 3 | False |  |  |  | True | Multiple-Speed | 104000 | 8813 | 11.8 | 11 | 16.5 |  | 93000 | 7550 | 3.61 | 3.3 | 57000 | 7424 | 2.25 | Federally-Regulated Commercial & Industrial Equipment | 05/31/2019 |  | 07/19/2019
Trane U.S. Inc. | AMERICAN STANDARD | DHC102H(3,4)*(L,M,H,X,Y,Z)A***6 |  | HSP-A, Single-Package Heat Pum | Both Heat Pump and Electric Re | 460 | 3 | False |  |  |  | True | Multiple-Speed | 104000 | 8666 | 12 | 11 | 16.5 |  | 93000 | 7508 | 3.63 | 3.3 | 57000 | 7424 | 2.25 | Federally-Regulated Commercial & Industrial Equipment | 05/31/2019 |  | 07/19/2019
Trane U.S. Inc. | AMERICAN STANDARD | DHC102H(3,4)*(L,M,H,X,Y,Z)A***6 |  | HSP-A, Single-Package Heat Pum | Both Heat Pump and Electric Re | 230 | 3 | False |  |  |  | True | Multiple-Speed | 104000 | 8666 | 12 | 11 | 16.5 |  | 93000 | 7508 | 3.63 | 3.3 | 57000 | 7424 | 2.25 | Federally-Regulated Commercial & Industrial Equipment | 05/31/2019 |  | 07/19/2019
Trane U.S. Inc. | AMERICAN STANDARD | DHC102H(3,4)*(L,M,H,X,Y,Z)A***6 |  | HSP-A, Single-Package Heat Pum | Both Heat Pump and Electric Re | 208 | 3 | False |  |  |  | True | Multiple-Speed | 104000 | 8666 | 12 | 11 | 16.5 |  | 93000 | 7508 | 3.63 | 3.3 | 57000 | 7424 | 2.25 | Federally-Regulated Commercial & Industrial Equipment | 05/31/2019 |  | 07/19/2019
Trane U.S. Inc. | AMERICAN STANDARD | WHC102H(3,4)*(C,G,K,N)A***6 |  | HSP-A, Single-Package Heat Pum | Both Heat Pump and Electric Re | 460 | 3 | False |  |  |  | True | Multiple-Speed | 104000 | 8666 | 12 | 11 | 16.5 |  | 93000 | 7508 | 3.63 | 3.3 | 57000 | 7424 | 2.25 | Federally-Regulated Commercial & Industrial Equipment | 05/31/2019 |  | 07/19/2019
Trane U.S. Inc. | AMERICAN STANDARD | WHC102H(3,4)*(C,G,K,N)A***6 |  | HSP-A, Single-Package Heat Pum | Both Heat Pump and Electric Re | 230 | 3 | False |  |  |  | True | Multiple-Speed | 104000 | 8666 | 12 | 11 | 16.5 |  | 93000 | 7508 | 3.63 | 3.3 | 57000 | 7424 | 2.25 | Federally-Regulated Commercial & Industrial Equipment | 05/31/2019 |  | 07/19/2019
Trane U.S. Inc. | AMERICAN STANDARD | WHC102H(3,4)*(C,G,K,N)A***6 |  | HSP-A, Single-Package Heat Pum | Both Heat Pump and Electric Re | 208 | 3 | False |  |  |  | True | Multiple-Speed | 104000 | 8666 | 12 | 11 | 16.5 |  | 93000 | 7508 | 3.63 | 3.3 | 57000 | 7424 | 2.25 | Federally-Regulated Commercial & Industrial Equipment | 05/31/2019 |  | 07/19/2019
Trane U.S. Inc. | AMERICAN STANDARD | WHC102H(3,4)*0A***6 |  | HSP-A, Single-Package Heat Pum | Heat Pump | 460 | 3 | False |  |  |  | True | Multiple-Speed | 104000 | 8666 | 12 | 10.8 | 16.5 |  | 93000 | 7508 | 3.63 | 3.3 | 57000 | 7424 | 2.25 | Federally-Regulated Commercial & Industrial Equipment | 05/31/2019 |  | 07/19/2019
Trane U.S. Inc. | AMERICAN STANDARD | WHC102H(3,4)*0A***6 |  | HSP-A, Single-Package Heat Pum | Heat Pump | 230 | 3 | False |  |  |  | True | Multiple-Speed | 104000 | 8666 | 12 | 10.8 | 16.5 |  | 93000 | 7508 | 3.63 | 3.3 | 57000 | 7424 | 2.25 | Federally-Regulated Commercial & Industrial Equipment | 05/31/2019 |  | 07/19/2019
Trane U.S. Inc. | AMERICAN STANDARD | WHC102H(3,4)*0A***6 |  | HSP-A, Single-Package Heat Pum | Heat Pump | 208 | 3 | False |  |  |  | True | Multiple-Speed | 104000 | 8666 | 12 | 10.8 | 16.5 |  | 93000 | 7508 | 3.63 | 3.3 | 57000 | 7424 | 2.25 | Federally-Regulated Commercial & Industrial Equipment | 05/31/2019 |  | 07/19/2019
Trane U.S. Inc. | AMERICAN STANDARD | WHC102HW*0A |  | HSP-A, Single-Package Heat Pum | Heat Pump | 575 | 3 | False |  |  |  | True | Multiple-Speed | 104000 | 8813 | 11.8 | 10.8 | 15.5 |  | 93000 | 7550 | 3.61 | 3.3 | 57000 | 7424 | 2.25 | Federally-Regulated Commercial & Industrial Equipment | 05/31/2019 |  | 07/19/2019
Trane U.S. Inc. | AMERICAN STANDARD | DHC102HW*(L,M,H,X,Y,Z)A |  | HSP-A, Single-Package Heat Pum | Both Heat Pump and Electric Re | 575 | 3 | False |  |  |  | True | Multiple-Speed | 104000 | 8813 | 11.8 | 11 | 15.5 |  | 93000 | 7550 | 3.61 | 3.3 | 57000 | 7424 | 2.25 | Federally-Regulated Commercial & Industrial Equipment | 05/31/2019 |  | 07/19/2019
Trane U.S. Inc. | AMERICAN STANDARD | DHC102H(3,4)*(L,M,H,X,Y,Z)A |  | HSP-A, Single-Package Heat Pum | Both Heat Pump and Electric Re | 460 | 3 | False |  |  |  | True | Multiple-Speed | 104000 | 8666 | 12 | 11 | 15.5 |  | 93000 | 7508 | 3.63 | 3.3 | 57000 | 7424 | 2.25 | Federally-Regulated Commercial & Industrial Equipment | 05/31/2019 |  | 07/19/2019
Trane U.S. Inc. | AMERICAN STANDARD | DHC102H(3,4)*(L,M,H,X,Y,Z)A |  | HSP-A, Single-Package Heat Pum | Both Heat Pump and Electric Re | 230 | 3 | False |  |  |  | True | Multiple-Speed | 104000 | 8666 | 12 | 11 | 15.5 |  | 93000 | 7508 | 3.63 | 3.3 | 57000 | 7424 | 2.25 | Federally-Regulated Commercial & Industrial Equipment | 05/31/2019 |  | 07/19/2019
Trane U.S. Inc. | AMERICAN STANDARD | DHC102H(3,4)*(L,M,H,X,Y,Z)A |  | HSP-A, Single-Package Heat Pum | Both Heat Pump and Electric Re | 208 | 3 | False |  |  |  | True | Multiple-Speed | 104000 | 8666 | 12 | 11 | 15.5 |  | 93000 | 7508 | 3.63 | 3.3 | 57000 | 7424 | 2.25 | Federally-Regulated Commercial & Industrial Equipment | 05/31/2019 |  | 07/19/2019
Trane U.S. Inc. | AMERICAN STANDARD | WHC102H(3,4)*0A |  | HSP-A, Single-Package Heat Pum | Heat Pump | 460 | 3 | False |  |  |  | True | Multiple-Speed | 104000 | 8666 | 12 | 10.8 | 15.5 |  | 93000 | 7508 | 3.63 | 3.3 | 57000 | 7424 | 2.25 | Federally-Regulated Commercial & Industrial Equipment | 05/31/2019 |  | 07/19/2019
Trane U.S. Inc. | AMERICAN STANDARD | WHC102H(3,4)*0A |  | HSP-A, Single-Package Heat Pum | Heat Pump | 230 | 3 | False |  |  |  | True | Multiple-Speed | 104000 | 8666 | 12 | 10.8 | 15.5 |  | 93000 | 7508 | 3.63 | 3.3 | 57000 | 7424 | 2.25 | Federally-Regulated Commercial & Industrial Equipment | 05/31/2019 |  | 07/19/2019
Trane U.S. Inc. | AMERICAN STANDARD | WHC102H(3,4)*0A |  | HSP-A, Single-Package Heat Pum | Heat Pump | 208 | 3 | False |  |  |  | True | Multiple-Speed | 104000 | 8666 | 12 | 10.8 | 15.5 |  | 93000 | 7508 | 3.63 | 3.3 | 57000 | 7424 | 2.25 | Federally-Regulated Commercial & Industrial Equipment | 05/31/2019 |  | 07/19/2019
Trane U.S. Inc. | AMERICAN STANDARD | DHC092HW*(L,M,H,X,Y,Z)A***6 |  | HSP-A, Single-Package Heat Pum | Both Heat Pump and Electric Re | 575 | 3 | False |  |  |  | True | Multiple-Speed | 95000 | 8050 | 11.8 | 11 | 16.5 |  | 87000 | 7326 | 3.48 | 3.3 | 49000 | 6382 | 2.25 | Federally-Regulated Commercial & Industrial Equipment | 05/31/2019 |  | 07/19/2019
Trane U.S. Inc. | AMERICAN STANDARD | WHC092HW*0A***6 |  | HSP-A, Single-Package Heat Pum | Heat Pump | 575 | 3 | False |  |  |  | True | Multiple-Speed | 95000 | 8050 | 11.8 | 10.8 | 16.5 |  | 87000 | 7326 | 3.48 | 3.3 | 49000 | 6382 | 2.25 | Federally-Regulated Commercial & Industrial Equipment | 05/31/2019 |  | 07/19/2019
Trane U.S. Inc. | AMERICAN STANDARD | WHC092HW*(C,G,K,N)A***6 |  | HSP-A, Single-Package Heat Pum | Both Heat Pump and Electric Re | 575 | 3 | False |  |  |  | True | Multiple-Speed | 95000 | 8050 | 11.8 | 11 | 16.5 |  | 87000 | 7326 | 3.48 | 3.3 | 49000 | 6382 | 2.25 | Federally-Regulated Commercial & Industrial Equipment | 05/31/2019 |  | 07/19/2019
Trane U.S. Inc. | AMERICAN STANDARD | DHC092H(3,4)*(L,M,H,X,Y,Z)A***6 |  | HSP-A, Single-Package Heat Pum | Both Heat Pump and Electric Re | 460 | 3 | False |  |  |  | True | Multiple-Speed | 95000 | 8050 | 11.8 | 11 | 16.5 |  | 87000 | 7284 | 3.5 | 3.3 | 49000 | 6382 | 2.25 | Federally-Regulated Commercial & Industrial Equipment | 05/31/2019 |  | 07/19/2019
Trane U.S. Inc. | AMERICAN STANDARD | DHC092H(3,4)*(L,M,H,X,Y,Z)A***6 |  | HSP-A, Single-Package Heat Pum | Both Heat Pump and Electric Re | 230 | 3 | False |  |  |  | True | Multiple-Speed | 95000 | 8050 | 11.8 | 11 | 16.5 |  | 87000 | 7284 | 3.5 | 3.3 | 49000 | 6382 | 2.25 | Federally-Regulated Commercial & Industrial Equipment | 05/31/2019 |  | 07/19/2019
Trane U.S. Inc. | AMERICAN STANDARD | DHC092H(3,4)*(L,M,H,X,Y,Z)A***6 |  | HSP-A, Single-Package Heat Pum | Both Heat Pump and Electric Re | 208 | 3 | False |  |  |  | True | Multiple-Speed | 95000 | 8050 | 11.8 | 11 | 16.5 |  | 87000 | 7284 | 3.5 | 3.3 | 49000 | 6382 | 2.25 | Federally-Regulated Commercial & Industrial Equipment | 05/31/2019 |  | 07/19/2019
Trane U.S. Inc. | AMERICAN STANDARD | WHC092H(3,4)*(C,G,K,N)A***6 |  | HSP-A, Single-Package Heat Pum | Both Heat Pump and Electric Re | 460 | 3 | False |  |  |  | True | Multiple-Speed | 95000 | 8050 | 11.8 | 11 | 16.5 |  | 87000 | 7284 | 3.5 | 3.3 | 49000 | 6382 | 2.25 | Federally-Regulated Commercial & Industrial Equipment | 05/31/2019 |  | 07/19/2019
Trane U.S. Inc. | AMERICAN STANDARD | WHC092H(3,4)*(C,G,K,N)A***6 |  | HSP-A, Single-Package Heat Pum | Both Heat Pump and Electric Re | 230 | 3 | False |  |  |  | True | Multiple-Speed | 95000 | 8050 | 11.8 | 11 | 16.5 |  | 87000 | 7284 | 3.5 | 3.3 | 49000 | 6382 | 2.25 | Federally-Regulated Commercial & Industrial Equipment | 05/31/2019 |  | 07/19/2019
Trane U.S. Inc. | AMERICAN STANDARD | WHC092H(3,4)*(C,G,K,N)A***6 |  | HSP-A, Single-Package Heat Pum | Both Heat Pump and Electric Re | 208 | 3 | False |  |  |  | True | Multiple-Speed | 95000 | 8050 | 11.8 | 11 | 16.5 |  | 87000 | 7284 | 3.5 | 3.3 | 49000 | 6382 | 2.25 | Federally-Regulated Commercial & Industrial Equipment | 05/31/2019 |  | 07/19/2019
Trane U.S. Inc. | AMERICAN STANDARD | WHC092H(3,4)*0A***6 |  | HSP-A, Single-Package Heat Pum | Heat Pump | 460 | 3 | False |  |  |  | True | Multiple-Speed | 95000 | 8050 | 11.8 | 10.8 | 16.5 |  | 87000 | 7284 | 3.5 | 3.3 | 49000 | 6382 | 2.25 | Federally-Regulated Commercial & Industrial Equipment | 05/31/2019 |  | 07/19/2019
Trane U.S. Inc. | AMERICAN STANDARD | WHC092H(3,4)*0A***6 |  | HSP-A, Single-Package Heat Pum | Heat Pump | 230 | 3 | False |  |  |  | True | Multiple-Speed | 95000 | 8050 | 11.8 | 10.8 | 16.5 |  | 87000 | 7284 | 3.5 | 3.3 | 49000 | 6382 | 2.25 | Federally-Regulated Commercial & Industrial Equipment | 05/31/2019 |  | 07/19/2019
Trane U.S. Inc. | AMERICAN STANDARD | WHC092H(3,4)*0A***6 |  | HSP-A, Single-Package Heat Pum | Heat Pump | 208 | 3 | False |  |  |  | True | Multiple-Speed | 95000 | 8050 | 11.8 | 10.8 | 16.5 |  | 87000 | 7284 | 3.5 | 3.3 | 49000 | 6382 | 2.25 | Federally-Regulated Commercial & Industrial Equipment | 05/31/2019 |  | 07/19/2019
Trane U.S. Inc. | AMERICAN STANDARD | WHC092HW*0A |  | HSP-A, Single-Package Heat Pum | Heat Pump | 575 | 3 | False |  |  |  | True | Multiple-Speed | 95000 | 8050 | 11.8 | 10.8 | 15.5 |  | 87000 | 7326 | 3.48 | 3.3 | 49000 | 6382 | 2.25 | Federally-Regulated Commercial & Industrial Equipment | 05/31/2019 |  | 07/19/2019
Trane U.S. Inc. | AMERICAN STANDARD | DHC092HW*(L,M,H,X,Y,Z)A |  | HSP-A, Single-Package Heat Pum | Both Heat Pump and Electric Re | 575 | 3 | False |  |  |  | True | Multiple-Speed | 95000 | 8050 | 11.8 | 11 | 15.5 |  | 87000 | 7326 | 3.48 | 3.3 | 49000 | 6382 | 2.25 | Federally-Regulated Commercial & Industrial Equipment | 05/31/2019 |  | 07/19/2019
Trane U.S. Inc. | AMERICAN STANDARD | DHC092H(3,4)*(L,M,H,X,Y,Z)A |  | HSP-A, Single-Package Heat Pum | Both Heat Pump and Electric Re | 460 | 3 | False |  |  |  | True | Multiple-Speed | 95000 | 8050 | 11.8 | 11 | 15.5 |  | 87000 | 7284 | 3.5 | 3.3 | 49000 | 6382 | 2.25 | Federally-Regulated Commercial & Industrial Equipment | 05/31/2019 |  | 07/19/2019
Trane U.S. Inc. | AMERICAN STANDARD | DHC092H(3,4)*(L,M,H,X,Y,Z)A |  | HSP-A, Single-Package Heat Pum | Both Heat Pump and Electric Re | 230 | 3 | False |  |  |  | True | Multiple-Speed | 95000 | 8050 | 11.8 | 11 | 15.5 |  | 87000 | 7284 | 3.5 | 3.3 | 49000 | 6382 | 2.25 | Federally-Regulated Commercial & Industrial Equipment | 05/31/2019 |  | 07/19/2019
Trane U.S. Inc. | AMERICAN STANDARD | DHC092H(3,4)*(L,M,H,X,Y,Z)A |  | HSP-A, Single-Package Heat Pum | Both Heat Pump and Electric Re | 208 | 3 | False |  |  |  | True | Multiple-Speed | 95000 | 8050 | 11.8 | 11 | 15.5 |  | 87000 | 7284 | 3.5 | 3.3 | 49000 | 6382 | 2.25 | Federally-Regulated Commercial & Industrial Equipment | 05/31/2019 |  | 07/19/2019
Trane U.S. Inc. | AMERICAN STANDARD | WHC092H(3,4)*0A |  | HSP-A, Single-Package Heat Pum | Heat Pump | 460 | 3 | False |  |  |  | True | Multiple-Speed | 95000 | 8050 | 11.8 | 10.8 | 15.5 |  | 87000 | 7284 | 3.5 | 3.3 | 49000 | 6382 | 2.25 | Federally-Regulated Commercial & Industrial Equipment | 05/31/2019 |  | 07/19/2019
Trane U.S. Inc. | AMERICAN STANDARD | WHC092H(3,4)*0A |  | HSP-A, Single-Package Heat Pum | Heat Pump | 230 | 3 | False |  |  |  | True | Multiple-Speed | 95000 | 8050 | 11.8 | 10.8 | 15.5 |  | 87000 | 7284 | 3.5 | 3.3 | 49000 | 6382 | 2.25 | Federally-Regulated Commercial & Industrial Equipment | 05/31/2019 |  | 07/19/2019
Trane U.S. Inc. | AMERICAN STANDARD | WHC092H(3,4)*0A |  | HSP-A, Single-Package Heat Pum | Heat Pump | 208 | 3 | False |  |  |  | True | Multiple-Speed | 95000 | 8050 | 11.8 | 10.8 | 15.5 |  | 87000 | 7284 | 3.5 | 3.3 | 49000 | 6382 | 2.25 | Federally-Regulated Commercial & Industrial Equipment | 05/31/2019 |  | 07/19/2019
Trane U.S. Inc. | AMERICAN STANDARD | DHC074HW*(L,M,H,X,Y,Z)A***6 |  | HSP-A, Single-Package Heat Pum | Both Heat Pump and Electric Re | 575 | 3 | False |  |  |  | True | Multiple-Speed | 78000 | 6446 | 12.1 | 11 | 16.5 |  | 75000 | 6316 | 3.48 | 3.3 | 40000 | 5210 | 2.25 | Federally-Regulated Commercial & Industrial Equipment | 05/31/2019 |  | 07/19/2019
Trane U.S. Inc. | AMERICAN STANDARD | WHC074HW*(C,G,K,N)A***6 |  | HSP-A, Single-Package Heat Pum | Both Heat Pump and Electric Re | 575 | 3 | False |  |  |  | True | Multiple-Speed | 78000 | 6446 | 12.1 | 11 | 16.5 |  | 75000 | 6316 | 3.48 | 3.3 | 40000 | 5210 | 2.25 | Federally-Regulated Commercial & Industrial Equipment | 05/31/2019 |  | 07/19/2019
Trane U.S. Inc. | AMERICAN STANDARD | WHC074HW*0A***6 |  | HSP-A, Single-Package Heat Pum | Heat Pump | 575 | 3 | False |  |  |  | True | Multiple-Speed | 78000 | 6446 | 12.1 | 10.8 | 16.5 |  | 75000 | 6316 | 3.48 | 3.3 | 40000 | 5210 | 2.25 | Federally-Regulated Commercial & Industrial Equipment | 05/31/2019 |  | 07/19/2019
Trane U.S. Inc. | AMERICAN STANDARD | WHC074H(3,4)*(C,G,K,N)A***6 |  | HSP-A, Single-Package Heat Pum | Both Heat Pump and Electric Re | 460 | 3 | False |  |  |  | True | Multiple-Speed | 78000 | 6446 | 12.1 | 11 | 16.5 |  | 75000 | 6280 | 3.5 | 3.3 | 40000 | 5210 | 2.25 | Federally-Regulated Commercial & Industrial Equipment | 05/31/2019 |  | 07/19/2019
Trane U.S. Inc. | AMERICAN STANDARD | DHC074H(3,4)*(L,M,H,X,Y,Z)A***6 |  | HSP-A, Single-Package Heat Pum | Both Heat Pump and Electric Re | 460 | 3 | False |  |  |  | True | Multiple-Speed | 78000 | 6446 | 12.1 | 11 | 16.5 |  | 75000 | 6280 | 3.5 | 3.3 | 40000 | 5210 | 2.25 | Federally-Regulated Commercial & Industrial Equipment | 05/31/2019 |  | 07/19/2019
Trane U.S. Inc. | AMERICAN STANDARD | DHC074H(3,4)*(L,M,H,X,Y,Z)A***6 |  | HSP-A, Single-Package Heat Pum | Both Heat Pump and Electric Re | 230 | 3 | False |  |  |  | True | Multiple-Speed | 78000 | 6446 | 12.1 | 11 | 16.5 |  | 75000 | 6280 | 3.5 | 3.3 | 40000 | 5210 | 2.25 | Federally-Regulated Commercial & Industrial Equipment | 05/31/2019 |  | 07/19/2019
Trane U.S. Inc. | AMERICAN STANDARD | WHC074H(3,4)*(C,G,K,N)A***6 |  | HSP-A, Single-Package Heat Pum | Both Heat Pump and Electric Re | 230 | 3 | False |  |  |  | True | Multiple-Speed | 78000 | 6446 | 12.1 | 11 | 16.5 |  | 75000 | 6280 | 3.5 | 3.3 | 40000 | 5210 | 2.25 | Federally-Regulated Commercial & Industrial Equipment | 05/31/2019 |  | 07/19/2019
Trane U.S. Inc. | AMERICAN STANDARD | WHC074H(3,4)*(C,G,K,N)A***6 |  | HSP-A, Single-Package Heat Pum | Both Heat Pump and Electric Re | 208 | 3 | False |  |  |  | True | Multiple-Speed | 78000 | 6446 | 12.1 | 11 | 16.5 |  | 75000 | 6280 | 3.5 | 3.3 | 40000 | 5210 | 2.25 | Federally-Regulated Commercial & Industrial Equipment | 05/31/2019 |  | 07/19/2019
Trane U.S. Inc. | AMERICAN STANDARD | DHC074H(3,4)*(L,M,H,X,Y,Z)A***6 |  | HSP-A, Single-Package Heat Pum | Both Heat Pump and Electric Re | 208 | 3 | False |  |  |  | True | Multiple-Speed | 78000 | 6446 | 12.1 | 11 | 16.5 |  | 75000 | 6280 | 3.5 | 3.3 | 40000 | 5210 | 2.25 | Federally-Regulated Commercial & Industrial Equipment | 05/31/2019 |  | 07/19/2019
Trane U.S. Inc. | AMERICAN STANDARD | WHC074H(3,4)*0A***6 |  | HSP-A, Single-Package Heat Pum | Heat Pump | 460 | 3 | False |  |  |  | True | Multiple-Speed | 78000 | 6446 | 12.1 | 10.8 | 16.5 |  | 75000 | 6280 | 3.5 | 3.3 | 40000 | 5210 | 2.25 | Federally-Regulated Commercial & Industrial Equipment | 05/31/2019 |  | 07/19/2019
Trane U.S. Inc. | AMERICAN STANDARD | WHC074H(3,4)*0A***6 |  | HSP-A, Single-Package Heat Pum | Heat Pump | 230 | 3 | False |  |  |  | True | Multiple-Speed | 78000 | 6446 | 12.1 | 10.8 | 16.5 |  | 75000 | 6280 | 3.5 | 3.3 | 40000 | 5210 | 2.25 | Federally-Regulated Commercial & Industrial Equipment | 05/31/2019 |  | 07/19/2019
Trane U.S. Inc. | AMERICAN STANDARD | WHC074H(3,4)*0A***6 |  | HSP-A, Single-Package Heat Pum | Heat Pump | 208 | 3 | False |  |  |  | True | Multiple-Speed | 78000 | 6446 | 12.1 | 10.8 | 16.5 |  | 75000 | 6280 | 3.5 | 3.3 | 40000 | 5210 | 2.25 | Federally-Regulated Commercial & Industrial Equipment | 05/31/2019 |  | 07/19/2019
Trane U.S. Inc. | AMERICAN STANDARD | WHC074HW*0A |  | HSP-A, Single-Package Heat Pum | Heat Pump | 575 | 3 | False |  |  |  | True | Multiple-Speed | 78000 | 6446 | 12.1 | 10.8 | 15.5 |  | 75000 | 6316 | 3.48 | 3.3 | 40000 | 5210 | 2.25 | Federally-Regulated Commercial & Industrial Equipment | 05/31/2019 |  | 07/19/2019
Trane U.S. Inc. | AMERICAN STANDARD | DHC074HW*(L,M,H,X,Y,Z)A |  | HSP-A, Single-Package Heat Pum | Both Heat Pump and Electric Re | 575 | 3 | False |  |  |  | True | Multiple-Speed | 78000 | 6446 | 12.1 | 11 | 15.5 |  | 75000 | 6316 | 3.48 | 3.3 | 40000 | 5210 | 2.25 | Federally-Regulated Commercial & Industrial Equipment | 05/31/2019 |  | 07/19/2019
Trane U.S. Inc. | AMERICAN STANDARD | DHC074H(3,4)*(L,M,H,X,Y,Z)A |  | HSP-A, Single-Package Heat Pum | Both Heat Pump and Electric Re | 460 | 3 | False |  |  |  | True | Multiple-Speed | 78000 | 6446 | 12.1 | 11 | 15.5 |  | 75000 | 6280 | 3.5 | 3.3 | 40000 | 5210 | 2.25 | Federally-Regulated Commercial & Industrial Equipment | 05/31/2019 |  | 07/19/2019
Trane U.S. Inc. | AMERICAN STANDARD | DHC074H(3,4)*(L,M,H,X,Y,Z)A |  | HSP-A, Single-Package Heat Pum | Both Heat Pump and Electric Re | 230 | 3 | False |  |  |  | True | Multiple-Speed | 78000 | 6446 | 12.1 | 11 | 15.5 |  | 75000 | 6280 | 3.5 | 3.3 | 40000 | 5210 | 2.25 | Federally-Regulated Commercial & Industrial Equipment | 05/31/2019 |  | 07/19/2019
Trane U.S. Inc. | AMERICAN STANDARD | DHC074H(3,4)*(L,M,H,X,Y,Z)A |  | HSP-A, Single-Package Heat Pum | Both Heat Pump and Electric Re | 208 | 3 | False |  |  |  | True | Multiple-Speed | 78000 | 6446 | 12.1 | 11 | 15.5 |  | 75000 | 6280 | 3.5 | 3.3 | 40000 | 5210 | 2.25 | Federally-Regulated Commercial & Industrial Equipment | 05/31/2019 |  | 07/19/2019
Trane U.S. Inc. | AMERICAN STANDARD | WHC074H(3,4)*0A |  | HSP-A, Single-Package Heat Pum | Heat Pump | 460 | 3 | False |  |  |  | True | Multiple-Speed | 78000 | 6446 | 12.1 | 10.8 | 15.5 |  | 75000 | 6280 | 3.5 | 3.3 | 40000 | 5210 | 2.25 | Federally-Regulated Commercial & Industrial Equipment | 05/31/2019 |  | 07/19/2019
Trane U.S. Inc. | AMERICAN STANDARD | WHC074H(3,4)*0A |  | HSP-A, Single-Package Heat Pum | Heat Pump | 230 | 3 | False |  |  |  | True | Multiple-Speed | 78000 | 6446 | 12.1 | 10.8 | 15.5 |  | 75000 | 6280 | 3.5 | 3.3 | 40000 | 5210 | 2.25 | Federally-Regulated Commercial & Industrial Equipment | 05/31/2019 |  | 07/19/2019
Trane U.S. Inc. | AMERICAN STANDARD | WHC074H(3,4)*0A |  | HSP-A, Single-Package Heat Pum | Heat Pump | 208 | 3 | False |  |  |  | True | Multiple-Speed | 78000 | 6446 | 12.1 | 10.8 | 15.5 |  | 75000 | 6280 | 3.5 | 3.3 | 40000 | 5210 | 2.25 | Federally-Regulated Commercial & Industrial Equipment | 05/31/2019 |  | 07/19/2019
Trane U.S. Inc. | AMERICAN STANDARD | WSC092H(3,4,W)*(G,K,N)A***7 |  | HSP-A, Single-Package Heat Pum | Both Heat Pump and Electric Re | 575 | 3 | False |  |  |  | True | Dual-Speed | 93000 | 8230 | 11.3 | 11 | 12.9 |  | 87000 | 7499 | 3.4 | 3.3 | 48000 | 6252 | 2.25 | Federally-Regulated Commercial & Industrial Equipment | 05/31/2019 |  | 07/19/2019
Trane U.S. Inc. | AMERICAN STANDARD | WSC092H(3,4,W)*(G,K,N)A***7 |  | HSP-A, Single-Package Heat Pum | Both Heat Pump and Electric Re | 460 | 3 | False |  |  |  | True | Dual-Speed | 93000 | 8230 | 11.3 | 11 | 12.9 |  | 87000 | 7499 | 3.4 | 3.3 | 48000 | 6252 | 2.25 | Federally-Regulated Commercial & Industrial Equipment | 05/31/2019 |  | 07/19/2019
Trane U.S. Inc. | AMERICAN STANDARD | WSC092H(3,4,W)*(G,K,N)A***7 |  | HSP-A, Single-Package Heat Pum | Both Heat Pump and Electric Re | 230 | 3 | False |  |  |  | True | Dual-Speed | 93000 | 8230 | 11.3 | 11 | 12.9 |  | 87000 | 7499 | 3.4 | 3.3 | 48000 | 6252 | 2.25 | Federally-Regulated Commercial & Industrial Equipment | 05/31/2019 |  | 07/19/2019
Trane U.S. Inc. | AMERICAN STANDARD | WSC092H(3,4,W)*(G,K,N)A***7 |  | HSP-A, Single-Package Heat Pum | Both Heat Pump and Electric Re | 208 | 3 | False |  |  |  | True | Dual-Speed | 93000 | 8230 | 11.3 | 11 | 12.9 |  | 87000 | 7499 | 3.4 | 3.3 | 48000 | 6252 | 2.25 | Federally-Regulated Commercial & Industrial Equipment | 05/31/2019 |  | 07/19/2019
Trane U.S. Inc. | AMERICAN STANDARD | WSC092H(3,4,W)*0A***7 |  | HSP-A, Single-Package Heat Pum | Heat Pump | 575 | 3 | False |  |  |  | True | Dual-Speed | 93000 | 8230 | 11.3 | 10.8 | 12.9 |  | 87000 | 7499 | 3.4 | 3.3 | 48000 | 6252 | 2.25 | Federally-Regulated Commercial & Industrial Equipment | 05/31/2019 |  | 07/19/2019
Trane U.S. Inc. | AMERICAN STANDARD | WSC092H(3,4,W)*0A***7 |  | HSP-A, Single-Package Heat Pum | Heat Pump | 460 | 3 | False |  |  |  | True | Dual-Speed | 93000 | 8230 | 11.3 | 10.8 | 12.9 |  | 87000 | 7499 | 3.4 | 3.3 | 48000 | 6252 | 2.25 | Federally-Regulated Commercial & Industrial Equipment | 05/31/2019 |  | 07/19/2019
Trane U.S. Inc. | AMERICAN STANDARD | WSC092H(3,4,W)*0A***7 |  | HSP-A, Single-Package Heat Pum | Heat Pump | 230 | 3 | False |  |  |  | True | Dual-Speed | 93000 | 8230 | 11.3 | 10.8 | 12.9 |  | 87000 | 7499 | 3.4 | 3.3 | 48000 | 6252 | 2.25 | Federally-Regulated Commercial & Industrial Equipment | 05/31/2019 |  | 07/19/2019
Trane U.S. Inc. | AMERICAN STANDARD | WSC092H(3,4,W)*0A***7 |  | HSP-A, Single-Package Heat Pum | Heat Pump | 208 | 3 | False |  |  |  | True | Dual-Speed | 93000 | 8230 | 11.3 | 10.8 | 12.9 |  | 87000 | 7499 | 3.4 | 3.3 | 48000 | 6252 | 2.25 | Federally-Regulated Commercial & Industrial Equipment | 05/31/2019 |  | 07/19/2019
Trane U.S. Inc. | AMERICAN STANDARD | WSC090H(3,4,W)*(G,K,N)A |  | HSP-A, Single-Package Heat Pum | Both Heat Pump and Electric Re | 575 | 3 | False |  |  |  | True | Single-Speed | 90000 | 8108 | 11.1 | 11 | 12.2 |  | 87000 | 7499 | 3.4 | 3.3 | 48000 | 6252 | 2.25 | Federally-Regulated Commercial & Industrial Equipment | 05/31/2019 |  | 07/19/2019
Trane U.S. Inc. | AMERICAN STANDARD | WSC090H(3,4,W)*(G,K,N)A |  | HSP-A, Single-Package Heat Pum | Both Heat Pump and Electric Re | 460 | 3 | False |  |  |  | True | Single-Speed | 90000 | 8108 | 11.1 | 11 | 12.2 |  | 87000 | 7499 | 3.4 | 3.3 | 48000 | 6252 | 2.25 | Federally-Regulated Commercial & Industrial Equipment | 05/31/2019 |  | 07/19/2019
Trane U.S. Inc. | AMERICAN STANDARD | WSC090H(3,4,W)*(G,K,N)A |  | HSP-A, Single-Package Heat Pum | Both Heat Pump and Electric Re | 230 | 3 | False |  |  |  | True | Single-Speed | 90000 | 8108 | 11.1 | 11 | 12.2 |  | 87000 | 7499 | 3.4 | 3.3 | 48000 | 6252 | 2.25 | Federally-Regulated Commercial & Industrial Equipment | 05/31/2019 |  | 07/19/2019
Trane U.S. Inc. | AMERICAN STANDARD | WSC090H(3,4,W)*(G,K,N)A |  | HSP-A, Single-Package Heat Pum | Both Heat Pump and Electric Re | 208 | 3 | False |  |  |  | True | Single-Speed | 90000 | 8108 | 11.1 | 11 | 12.2 |  | 87000 | 7499 | 3.4 | 3.3 | 48000 | 6252 | 2.25 | Federally-Regulated Commercial & Industrial Equipment | 05/31/2019 |  | 07/19/2019
Trane U.S. Inc. | AMERICAN STANDARD | WSC092H(3,4,W)*(G,K,N)A***6 |  | HSP-A, Single-Package Heat Pum | Both Heat Pump and Electric Re | 575 | 3 | False |  |  |  | True | Dual-Speed | 93000 | 8230 | 11.3 | 11 | 13.4 |  | 87000 | 7499 | 3.4 | 3.3 | 48000 | 6252 | 2.25 | Federally-Regulated Commercial & Industrial Equipment | 05/31/2019 |  | 07/19/2019
Trane U.S. Inc. | AMERICAN STANDARD | WSC092H(3,4,W)*0A***6 |  | HSP-A, Single-Package Heat Pum | Heat Pump | 575 | 3 | False |  |  |  | True | Dual-Speed | 93000 | 8230 | 11.3 | 10.8 | 13.4 |  | 87000 | 7499 | 3.4 | 3.3 | 48000 | 6252 | 2.25 | Federally-Regulated Commercial & Industrial Equipment | 05/31/2019 |  | 07/19/2019
Trane U.S. Inc. | AMERICAN STANDARD | WSC092H(3,4,W)*(G,K,N)A***6 |  | HSP-A, Single-Package Heat Pum | Both Heat Pump and Electric Re | 460 | 3 | False |  |  |  | True | Dual-Speed | 93000 | 8230 | 11.3 | 11 | 13.4 |  | 87000 | 7499 | 3.4 | 3.3 | 48000 | 6252 | 2.25 | Federally-Regulated Commercial & Industrial Equipment | 05/31/2019 |  | 07/19/2019
Trane U.S. Inc. | AMERICAN STANDARD | WSC092H(3,4,W)*0A***6 |  | HSP-A, Single-Package Heat Pum | Heat Pump | 460 | 3 | False |  |  |  | True | Dual-Speed | 93000 | 8230 | 11.3 | 10.8 | 13.4 |  | 87000 | 7499 | 3.4 | 3.3 | 48000 | 6252 | 2.25 | Federally-Regulated Commercial & Industrial Equipment | 05/31/2019 |  | 07/19/2019
Trane U.S. Inc. | AMERICAN STANDARD | WSC092H(3,4,W)*(G,K,N)A***6 |  | HSP-A, Single-Package Heat Pum | Both Heat Pump and Electric Re | 230 | 3 | False |  |  |  | True | Dual-Speed | 93000 | 8230 | 11.3 | 11 | 13.4 |  | 87000 | 7499 | 3.4 | 3.3 | 48000 | 6252 | 2.25 | Federally-Regulated Commercial & Industrial Equipment | 05/31/2019 |  | 07/19/2019
Trane U.S. Inc. | AMERICAN STANDARD | WSC092H(3,4,W)*0A***6 |  | HSP-A, Single-Package Heat Pum | Heat Pump | 230 | 3 | False |  |  |  | True | Dual-Speed | 93000 | 8230 | 11.3 | 10.8 | 13.4 |  | 87000 | 7499 | 3.4 | 3.3 | 48000 | 6252 | 2.25 | Federally-Regulated Commercial & Industrial Equipment | 05/31/2019 |  | 07/19/2019
Trane U.S. Inc. | AMERICAN STANDARD | WSC092H(3,4,W)*(G,K,N)A***6 |  | HSP-A, Single-Package Heat Pum | Both Heat Pump and Electric Re | 208 | 3 | False |  |  |  | True | Dual-Speed | 93000 | 8230 | 11.3 | 11 | 13.4 |  | 87000 | 7499 | 3.4 | 3.3 | 48000 | 6252 | 2.25 | Federally-Regulated Commercial & Industrial Equipment | 05/31/2019 |  | 07/19/2019
Trane U.S. Inc. | AMERICAN STANDARD | WSC092H(3,4,W)*0A***6 |  | HSP-A, Single-Package Heat Pum | Heat Pump | 208 | 3 | False |  |  |  | True | Dual-Speed | 93000 | 8230 | 11.3 | 10.8 | 13.4 |  | 87000 | 7499 | 3.4 | 3.3 | 48000 | 6252 | 2.25 | Federally-Regulated Commercial & Industrial Equipment | 05/31/2019 |  | 07/19/2019
Trane U.S. Inc. | AMERICAN STANDARD | WSC092H(3,4,W)*0A |  | HSP-A, Single-Package Heat Pum | Heat Pump | 575 | 3 | False |  |  |  | True | Dual-Speed | 93000 | 8230 | 11.3 | 10.8 | 12.4 |  | 88000 | 7585 | 3.4 | 3.3 | 48000 | 6252 | 2.25 | Federally-Regulated Commercial & Industrial Equipment | 05/31/2019 |  | 07/19/2019
Trane U.S. Inc. | AMERICAN STANDARD | WSC092H(3,4,W)*0A |  | HSP-A, Single-Package Heat Pum | Heat Pump | 460 | 3 | False |  |  |  | True | Dual-Speed | 93000 | 8230 | 11.3 | 10.8 | 12.4 |  | 88000 | 7585 | 3.4 | 3.3 | 48000 | 6252 | 2.25 | Federally-Regulated Commercial & Industrial Equipment | 05/31/2019 |  | 07/19/2019
Trane U.S. Inc. | AMERICAN STANDARD | WSC092H(3,4,W)*0A |  | HSP-A, Single-Package Heat Pum | Heat Pump | 230 | 3 | False |  |  |  | True | Dual-Speed | 93000 | 8230 | 11.3 | 10.8 | 12.4 |  | 88000 | 7585 | 3.4 | 3.3 | 48000 | 6252 | 2.25 | Federally-Regulated Commercial & Industrial Equipment | 05/31/2019 |  | 07/19/2019
Trane U.S. Inc. | AMERICAN STANDARD | WSC120H(3,4,W)*(G,K,N,P)A***7 |  | HSP-A, Single-Package Heat Pum | Both Heat Pump and Electric Re | 575 | 3 | False |  |  |  | True | Dual-Speed | 115000 | 10454 | 11 | 11 | 12.9 |  | 106000 | 9137 | 3.4 | 3.3 | 58500 | 7619 | 2.25 | Federally-Regulated Commercial & Industrial Equipment | 05/31/2019 |  | 07/19/2019
Trane U.S. Inc. | AMERICAN STANDARD | WSC092H(3,4,W)*0A |  | HSP-A, Single-Package Heat Pum | Heat Pump | 208 | 3 | False |  |  |  | True | Dual-Speed | 93000 | 8230 | 11.3 | 10.8 | 12.4 |  | 88000 | 7585 | 3.4 | 3.3 | 48000 | 6252 | 2.25 | Federally-Regulated Commercial & Industrial Equipment | 05/31/2019 |  | 07/19/2019
Trane U.S. Inc. | AMERICAN STANDARD | WSC120H(3,4,W)*(G,K,N,P)A***7 |  | HSP-A, Single-Package Heat Pum | Both Heat Pump and Electric Re | 460 | 3 | False |  |  |  | True | Dual-Speed | 115000 | 10454 | 11 | 11 | 12.9 |  | 106000 | 9137 | 3.4 | 3.3 | 58500 | 7619 | 2.25 | Federally-Regulated Commercial & Industrial Equipment | 05/31/2019 |  | 07/19/2019
Trane U.S. Inc. | AMERICAN STANDARD | WSC120H(3,4,W)*(G,K,N,P)A***7 |  | HSP-A, Single-Package Heat Pum | Both Heat Pump and Electric Re | 230 | 3 | False |  |  |  | True | Dual-Speed | 115000 | 10454 | 11 | 11 | 12.9 |  | 106000 | 9137 | 3.4 | 3.3 | 58500 | 7619 | 2.25 | Federally-Regulated Commercial & Industrial Equipment | 05/31/2019 |  | 07/19/2019
Trane U.S. Inc. | AMERICAN STANDARD | WSC120H(3,4,W)*(G,K,N,P)A***7 |  | HSP-A, Single-Package Heat Pum | Both Heat Pump and Electric Re | 208 | 3 | False |  |  |  | True | Dual-Speed | 115000 | 10454 | 11 | 11 | 12.9 |  | 106000 | 9137 | 3.4 | 3.3 | 58500 | 7619 | 2.25 | Federally-Regulated Commercial & Industrial Equipment | 05/31/2019 |  | 07/19/2019
Trane U.S. Inc. | AMERICAN STANDARD | WSC090H(3,4,W)*0A |  | HSP-A, Single-Package Heat Pum | Heat Pump | 575 | 3 | False |  |  |  | True | Single-Speed | 90000 | 8108 | 11.1 | 10.8 | 12.2 |  | 87000 | 7499 | 3.4 | 3.3 | 48000 | 6252 | 2.25 | Federally-Regulated Commercial & Industrial Equipment | 05/31/2019 |  | 07/19/2019
Trane U.S. Inc. | AMERICAN STANDARD | WSC090H(3,4,W)*0A |  | HSP-A, Single-Package Heat Pum | Heat Pump | 460 | 3 | False |  |  |  | True | Single-Speed | 90000 | 8108 | 11.1 | 10.8 | 12.2 |  | 87000 | 7499 | 3.4 | 3.3 | 48000 | 6252 | 2.25 | Federally-Regulated Commercial & Industrial Equipment | 05/31/2019 |  | 07/19/2019
Trane U.S. Inc. | AMERICAN STANDARD | WSC090H(3,4,W)*0A |  | HSP-A, Single-Package Heat Pum | Heat Pump | 230 | 3 | False |  |  |  | True | Single-Speed | 90000 | 8108 | 11.1 | 10.8 | 12.2 |  | 87000 | 7499 | 3.4 | 3.3 | 48000 | 6252 | 2.25 | Federally-Regulated Commercial & Industrial Equipment | 05/31/2019 |  | 07/19/2019
Trane U.S. Inc. | AMERICAN STANDARD | WSC090H(3,4,W)*0A |  | HSP-A, Single-Package Heat Pum | Heat Pump | 208 | 3 | False |  |  |  | True | Single-Speed | 90000 | 8108 | 11.1 | 10.8 | 12.2 |  | 87000 | 7499 | 3.4 | 3.3 | 48000 | 6252 | 2.25 | Federally-Regulated Commercial & Industrial Equipment | 05/31/2019 |  | 07/19/2019
Trane U.S. Inc. | AMERICAN STANDARD | WSC120H(3,4,W)*(G,K,N,P)A***6 |  | HSP-A, Single-Package Heat Pum | Both Heat Pump and Electric Re | 575 | 3 | False |  |  |  | True | Dual-Speed | 115000 | 10454 | 11 | 11 | 13.4 |  | 106000 | 9137 | 3.4 | 3.3 | 58500 | 7619 | 2.25 | Federally-Regulated Commercial & Industrial Equipment | 05/31/2019 |  | 07/19/2019
Trane U.S. Inc. | AMERICAN STANDARD | WSC120H(3,4,W)*(G,K,N,P)A***6 |  | HSP-A, Single-Package Heat Pum | Both Heat Pump and Electric Re | 460 | 3 | False |  |  |  | True | Dual-Speed | 115000 | 10454 | 11 | 11 | 13.4 |  | 106000 | 9137 | 3.4 | 3.3 | 58500 | 7619 | 2.25 | Federally-Regulated Commercial & Industrial Equipment | 05/31/2019 |  | 07/19/2019
Trane U.S. Inc. | AMERICAN STANDARD | WSC120H(3,4,W)*(G,K,N,P)A***6 |  | HSP-A, Single-Package Heat Pum | Both Heat Pump and Electric Re | 230 | 3 | False |  |  |  | True | Dual-Speed | 115000 | 10454 | 11 | 11 | 13.4 |  | 106000 | 9137 | 3.4 | 3.3 | 58500 | 7619 | 2.25 | Federally-Regulated Commercial & Industrial Equipment | 05/31/2019 |  | 07/19/2019
Trane U.S. Inc. | AMERICAN STANDARD | WSC120H(3,4,W)*(G,K,N,P)A***6 |  | HSP-A, Single-Package Heat Pum | Both Heat Pump and Electric Re | 208 | 3 | False |  |  |  | True | Dual-Speed | 115000 | 10454 | 11 | 11 | 13.4 |  | 106000 | 9137 | 3.4 | 3.3 | 58500 | 7619 | 2.25 | Federally-Regulated Commercial & Industrial Equipment | 05/31/2019 |  | 07/19/2019
Trane U.S. Inc. | AMERICAN STANDARD | WSC120H(3,4,W)*(G,K,N,P)A |  | HSP-A, Single-Package Heat Pum | Both Heat Pump and Electric Re | 575 | 3 | False |  |  |  | True | Dual-Speed | 115000 | 10454 | 11 | 11 | 12.2 |  | 106000 | 9137 | 3.4 | 3.3 | 58500 | 7619 | 2.25 | Federally-Regulated Commercial & Industrial Equipment | 05/31/2019 |  | 07/19/2019
Trane U.S. Inc. | AMERICAN STANDARD | WSC120H(3,4,W)*(G,K,N,P)A |  | HSP-A, Single-Package Heat Pum | Both Heat Pump and Electric Re | 460 | 3 | False |  |  |  | True | Dual-Speed | 115000 | 10454 | 11 | 11 | 12.2 |  | 106000 | 9137 | 3.4 | 3.3 | 58500 | 7619 | 2.25 | Federally-Regulated Commercial & Industrial Equipment | 05/31/2019 |  | 07/19/2019
Trane U.S. Inc. | AMERICAN STANDARD | WSC120H(3,4,W)*(G,K,N,P)A |  | HSP-A, Single-Package Heat Pum | Both Heat Pump and Electric Re | 230 | 3 | False |  |  |  | True | Dual-Speed | 115000 | 10454 | 11 | 11 | 12.2 |  | 106000 | 9137 | 3.4 | 3.3 | 58500 | 7619 | 2.25 | Federally-Regulated Commercial & Industrial Equipment | 05/31/2019 |  | 07/19/2019
Trane U.S. Inc. | AMERICAN STANDARD | WSC120H(3,4,W)*(G,K,N,P)A |  | HSP-A, Single-Package Heat Pum | Both Heat Pump and Electric Re | 208 | 3 | False |  |  |  | True | Dual-Speed | 115000 | 10454 | 11 | 11 | 12.2 |  | 106000 | 9137 | 3.4 | 3.3 | 58500 | 7619 | 2.25 | Federally-Regulated Commercial & Industrial Equipment | 05/31/2019 |  | 07/19/2019
Trane U.S. Inc. | AMERICAN STANDARD | WSC102H(3,4,W)*(G,K,N)A***7 |  | HSP-A, Single-Package Heat Pum | Both Heat Pump and Electric Re | 575 | 3 | False |  |  |  | True | Dual-Speed | 100000 | 9090 | 11 | 11 | 12.9 |  | 89000 | 7671 | 3.4 | 3.3 | 48500 | 6768 | 2.1 | Federally-Regulated Commercial & Industrial Equipment | 05/31/2019 |  | 07/19/2019
Trane U.S. Inc. | AMERICAN STANDARD | WSC102H(3,4,W)*(G,K,N)A***7 |  | HSP-A, Single-Package Heat Pum | Both Heat Pump and Electric Re | 460 | 3 | False |  |  |  | True | Dual-Speed | 100000 | 9090 | 11 | 11 | 12.9 |  | 89000 | 7671 | 3.4 | 3.3 | 48500 | 6768 | 2.1 | Federally-Regulated Commercial & Industrial Equipment | 05/31/2019 |  | 07/19/2019
Trane U.S. Inc. | AMERICAN STANDARD | WSC102H(3,4,W)*(G,K,N)A***7 |  | HSP-A, Single-Package Heat Pum | Both Heat Pump and Electric Re | 230 | 3 | False |  |  |  | True | Dual-Speed | 100000 | 9090 | 11 | 11 | 12.9 |  | 89000 | 7671 | 3.4 | 3.3 | 48500 | 6768 | 2.1 | Federally-Regulated Commercial & Industrial Equipment | 05/31/2019 |  | 07/19/2019
Trane U.S. Inc. | AMERICAN STANDARD | WSC102H(3,4,W)*(G,K,N)A***7 |  | HSP-A, Single-Package Heat Pum | Both Heat Pump and Electric Re | 208 | 3 | False |  |  |  | True | Dual-Speed | 100000 | 9090 | 11 | 11 | 12.9 |  | 89000 | 7671 | 3.4 | 3.3 | 48500 | 6768 | 2.1 | Federally-Regulated Commercial & Industrial Equipment | 05/31/2019 |  | 07/19/2019
Trane U.S. Inc. | AMERICAN STANDARD | WSC102H(3,4,W)*(G,K,N)A***6 |  | HSP-A, Single-Package Heat Pum | Both Heat Pump and Electric Re | 575 | 3 | False |  |  |  | True | Dual-Speed | 100000 | 9090 | 11 | 11 | 13.4 |  | 89000 | 7671 | 3.4 | 3.3 | 48500 | 6768 | 2.1 | Federally-Regulated Commercial & Industrial Equipment | 05/31/2019 |  | 07/19/2019
Trane U.S. Inc. | AMERICAN STANDARD | WSC102H(3,4,W)*(G,K,N)A***6 |  | HSP-A, Single-Package Heat Pum | Both Heat Pump and Electric Re | 460 | 3 | False |  |  |  | True | Dual-Speed | 100000 | 9090 | 11 | 11 | 13.4 |  | 89000 | 7671 | 3.4 | 3.3 | 48500 | 6768 | 2.1 | Federally-Regulated Commercial & Industrial Equipment | 05/31/2019 |  | 07/19/2019
Trane U.S. Inc. | AMERICAN STANDARD | WSC102H(3,4,W)*(G,K,N)A***6 |  | HSP-A, Single-Package Heat Pum | Both Heat Pump and Electric Re | 230 | 3 | False |  |  |  | True | Dual-Speed | 100000 | 9090 | 11 | 11 | 13.4 |  | 89000 | 7671 | 3.4 | 3.3 | 48500 | 6768 | 2.1 | Federally-Regulated Commercial & Industrial Equipment | 05/31/2019 |  | 07/19/2019
Trane U.S. Inc. | AMERICAN STANDARD | WSC102H(3,4,W)*(G,K,N)A***6 |  | HSP-A, Single-Package Heat Pum | Both Heat Pump and Electric Re | 208 | 3 | False |  |  |  | True | Dual-Speed | 100000 | 9090 | 11 | 11 | 13.4 |  | 89000 | 7671 | 3.4 | 3.3 | 48500 | 6768 | 2.1 | Federally-Regulated Commercial & Industrial Equipment | 05/31/2019 |  | 07/19/2019
Daikin Comfort Technologies Manufacturing, L.P. | Daikin | DPS007AHHG5**-3* |  | HSP-A, Single-Package Heat Pum | Both Heat Pump and Electric Re | 575 | 3 | False |  |  |  | True | Variable-Speed | 90000 | 7086 | 12.7 | 11 | 19.4 |  | 78000 | 6314 | 3.62 | 3.3 | 47000 | 5763 | 2.39 | Federally-Regulated Commercial & Industrial Equipment | 05/31/2019 |  | 07/19/2019
Daikin Comfort Technologies Manufacturing, L.P. | Daikin | DPS007AHHY4**-3* |  | HSP-A, Single-Package Heat Pum | Both Heat Pump and Electric Re | 460 | 3 | False |  |  |  | True | Variable-Speed | 90000 | 6923 | 13 | 11 | 20.1 |  | 78000 | 6178 | 3.7 | 3.3 | 47000 | 5645 | 2.44 | Federally-Regulated Commercial & Industrial Equipment | 05/31/2019 |  | 07/19/2019
Daikin Comfort Technologies Manufacturing, L.P. | Daikin | DPS012AHHE4**-4* |  | HSP-A, Single-Package Heat Pum | Both Heat Pump and Electric Re | 460 | 3 | False |  |  |  | True | Variable-Speed | 142000 | 12827 | 11.07 | 10.6 | 17.7 |  | 136000 | 11388 | 3.5 | 3.2 | 77000 | 9727 | 2.32 | Federally-Regulated Commercial & Industrial Equipment | 05/31/2019 |  | 07/19/2019
Daikin Comfort Technologies Manufacturing, L.P. | Daikin | DPS007AHHG4**-3-14 |  | HSP-A, Single-Package Heat Pum | Both Heat Pump and Electric Re | 460 | 3 | False |  |  |  | True | Variable-Speed | 89000 | 7606 | 11.7 | 11 | 18.8 |  | 78000 | 6385 | 3.58 | 3.3 | 47000 | 5787 | 2.38 | Federally-Regulated Commercial & Industrial Equipment | 05/31/2019 |  | 07/19/2019
Daikin Comfort Technologies Manufacturing, L.P. | Daikin | DPS007AHHG2**-3-16 |  | HSP-A, Single-Package Heat Pum | Both Heat Pump and Electric Re | 230 | 3 | False |  |  |  | True | Variable-Speed | 90000 | 7438 | 12.1 | 11 | 19.3 |  | 78000 | 6297 | 3.63 | 3.3 | 47000 | 5715 | 2.41 | Federally-Regulated Commercial & Industrial Equipment | 05/31/2019 |  | 07/19/2019
Daikin Comfort Technologies Manufacturing, L.P. | Daikin | DPS007AHHG2**-3-16 |  | HSP-A, Single-Package Heat Pum | Both Heat Pump and Electric Re | 208 | 3 | False |  |  |  | True | Variable-Speed | 90000 | 7438 | 12.1 | 11 | 19.3 |  | 78000 | 6297 | 3.63 | 3.3 | 47000 | 5715 | 2.41 | Federally-Regulated Commercial & Industrial Equipment | 05/31/2019 |  | 07/19/2019
Daikin Comfort Technologies Manufacturing, L.P. | Daikin | DPS012AHHG4**-4* |  | HSP-A, Single-Package Heat Pum | Both Heat Pump and Electric Re | 460 | 3 | False |  |  |  | True | Variable-Speed | 142000 | 12909 | 11 | 10.6 | 17.5 |  | 136000 | 11388 | 3.5 | 3.2 | 77000 | 9727 | 2.32 | Federally-Regulated Commercial & Industrial Equipment | 05/31/2019 |  | 07/19/2019
Daikin Comfort Technologies Manufacturing, L.P. | Daikin | DPS007AHHE4**-3-16 |  | HSP-A, Single-Package Heat Pum | Both Heat Pump and Electric Re | 460 | 3 | False |  |  |  | True | Variable-Speed | 90000 | 7142 | 12.6 | 11 | 19.6 |  | 78000 | 6297 | 3.63 | 3.3 | 47000 | 5715 | 2.41 | Federally-Regulated Commercial & Industrial Equipment | 05/31/2019 |  | 07/19/2019
Daikin Comfort Technologies Manufacturing, L.P. | Daikin | DPS015AHHY4**-6 |  | HSP-A, Single-Package Heat Pum | Both Heat Pump and Electric Re | 460 | 3 | False |  |  |  | False | Variable-Speed | 166000 | 15229 | 10.9 | 10.6 | 17.3 |  | 160000 | 12882 | 3.64 | 3.2 | 91000 | 11853 | 2.25 | Federally-Regulated Commercial & Industrial Equipment | 05/31/2019 |  | 07/19/2019
Daikin Comfort Technologies Manufacturing, L.P. | Daikin | DPS015AHHY4**-6 |  | HSP-A, Single-Package Heat Pum | Both Heat Pump and Electric Re | 230 | 3 | False |  |  |  | False | Variable-Speed | 166000 | 15229 | 10.9 | 10.6 | 17.3 |  | 160000 | 12882 | 3.64 | 3.2 | 91000 | 11853 | 2.25 | Federally-Regulated Commercial & Industrial Equipment | 05/31/2019 |  | 07/19/2019
Daikin Comfort Technologies Manufacturing, L.P. | Daikin | DPS015AHHY4**-6 |  | HSP-A, Single-Package Heat Pum | Both Heat Pump and Electric Re | 208 | 3 | False |  |  |  | False | Variable-Speed | 166000 | 15229 | 10.9 | 10.6 | 17.3 |  | 160000 | 12882 | 3.64 | 3.2 | 91000 | 11853 | 2.25 | Federally-Regulated Commercial & Industrial Equipment | 05/31/2019 |  | 07/19/2019
Daikin Comfort Technologies Manufacturing, L.P. | Daikin | DPS010AHHG5**-4* |  | HSP-A, Single-Package Heat Pum | Both Heat Pump and Electric Re | 575 | 3 | False |  |  |  | True | Variable-Speed | 119000 | 10438 | 11.4 | 11 | 17.8 |  | 105000 | 9104 | 3.38 | 3.3 | 62000 | 7732 | 2.35 | Federally-Regulated Commercial & Industrial Equipment | 06/10/2019 |  | 07/19/2019
Daikin Comfort Technologies Manufacturing, L.P. | Daikin | DPS007AHHG2**-3* |  | HSP-A, Single-Package Heat Pum | Both Heat Pump and Electric Re | 230 | 3 | False |  |  |  | True | Variable-Speed | 90000 | 7031 | 12.8 | 11 | 19.6 |  | 78000 | 6245 | 3.66 | 3.3 | 47000 | 5691 | 2.42 | Federally-Regulated Commercial & Industrial Equipment | 05/31/2019 |  | 07/19/2019
Daikin Comfort Technologies Manufacturing, L.P. | Daikin | DPS007AHHG2**-3* |  | HSP-A, Single-Package Heat Pum | Both Heat Pump and Electric Re | 208 | 3 | False |  |  |  | True | Variable-Speed | 90000 | 7031 | 12.8 | 11 | 19.6 |  | 78000 | 6245 | 3.66 | 3.3 | 47000 | 5691 | 2.42 | Federally-Regulated Commercial & Industrial Equipment | 05/31/2019 |  | 07/19/2019
Daikin Comfort Technologies Manufacturing, L.P. | Daikin | DPS012AHHG2**-4* |  | HSP-A, Single-Package Heat Pum | Both Heat Pump and Electric Re | 230 | 3 | False |  |  |  | True | Variable-Speed | 142000 | 12827 | 11.07 | 10.6 | 17.9 |  | 136000 | 11388 | 3.5 | 3.2 | 77000 | 9727 | 2.32 | Federally-Regulated Commercial & Industrial Equipment | 05/31/2019 |  | 07/19/2019
Daikin Comfort Technologies Manufacturing, L.P. | Daikin | DPS012AHHG2**-4* |  | HSP-A, Single-Package Heat Pum | Both Heat Pump and Electric Re | 208 | 3 | False |  |  |  | True | Variable-Speed | 142000 | 12827 | 11.07 | 10.6 | 17.5 |  | 136000 | 11388 | 3.5 | 3.2 | 77000 | 9727 | 2.32 | Federally-Regulated Commercial & Industrial Equipment | 05/31/2019 |  | 07/19/2019
Daikin Comfort Technologies Manufacturing, L.P. | Daikin | DPS007AHHE4**-3-14 |  | HSP-A, Single-Package Heat Pum | Both Heat Pump and Electric Re | 460 | 3 | False |  |  |  | True | Variable-Speed | 89000 | 7295 | 12.2 | 11 | 18.8 |  | 78000 | 6385 | 3.58 | 3.3 | 47000 | 5787 | 2.38 | Federally-Regulated Commercial & Industrial Equipment | 05/31/2019 |  | 07/19/2019
Daikin Comfort Technologies Manufacturing, L.P. | Daikin | DPS007AHHG4**-3-16 |  | HSP-A, Single-Package Heat Pum | Both Heat Pump and Electric Re | 460 | 3 | False |  |  |  | True | Variable-Speed | 90000 | 7438 | 12.1 | 11 | 19.3 |  | 78000 | 6297 | 3.63 | 3.3 | 47000 | 5715 | 2.41 | Federally-Regulated Commercial & Industrial Equipment | 05/31/2019 |  | 07/19/2019
Daikin Comfort Technologies Manufacturing, L.P. | Daikin | DPS010AHHY2**-4* |  | HSP-A, Single-Package Heat Pum | Both Heat Pump and Electric Re | 230 | 3 | False |  |  |  | True | Variable-Speed | 120000 | 9836 | 12.2 | 11 | 18.3 |  | 105000 | 8868 | 3.47 | 3.3 | 62000 | 7539 | 2.41 | Federally-Regulated Commercial & Industrial Equipment | 06/10/2019 |  | 07/19/2019
Daikin Comfort Technologies Manufacturing, L.P. | Daikin | DPS010AHHY2**-4* |  | HSP-A, Single-Package Heat Pum | Both Heat Pump and Electric Re | 208 | 3 | False |  |  |  | True | Variable-Speed | 120000 | 9836 | 12.2 | 11 | 18.3 |  | 105000 | 8868 | 3.47 | 3.3 | 62000 | 7539 | 2.41 | Federally-Regulated Commercial & Industrial Equipment | 06/10/2019 |  | 07/19/2019
Daikin Comfort Technologies Manufacturing, L.P. | Daikin | DPS007AHHE2**-3-16 |  | HSP-A, Single-Package Heat Pum | Both Heat Pump and Electric Re | 230 | 3 | False |  |  |  | True | Variable-Speed | 90000 | 7142 | 12.6 | 11 | 19.3 |  | 78000 | 6297 | 3.63 | 3.3 | 47000 | 5715 | 2.41 | Federally-Regulated Commercial & Industrial Equipment | 05/31/2019 |  | 07/19/2019
Daikin Comfort Technologies Manufacturing, L.P. | Daikin | DPS007AHHE2**-3-16 |  | HSP-A, Single-Package Heat Pum | Both Heat Pump and Electric Re | 208 | 3 | False |  |  |  | True | Variable-Speed | 90000 | 7142 | 12.6 | 11 | 19.3 |  | 78000 | 6297 | 3.63 | 3.3 | 47000 | 5715 | 2.41 | Federally-Regulated Commercial & Industrial Equipment | 05/31/2019 |  | 07/19/2019
Daikin Comfort Technologies Manufacturing, L.P. | Daikin | DPS007AHHY4**-3-14 |  | HSP-A, Single-Package Heat Pum | Both Heat Pump and Electric Re | 460 | 3 | False |  |  |  | True | Variable-Speed | 89000 | 6953 | 12.8 | 11 | 19.3 |  | 78000 | 6314 | 3.62 | 3.3 | 47000 | 5739 | 2.4 | Federally-Regulated Commercial & Industrial Equipment | 05/31/2019 |  | 07/19/2019
Daikin Comfort Technologies Manufacturing, L.P. | Daikin | DPS012AHHY2**-4* |  | HSP-A, Single-Package Heat Pum | Both Heat Pump and Electric Re | 230 | 3 | False |  |  |  | True | Variable-Speed | 142000 | 12611 | 11.26 | 10.6 | 18.2 |  | 136000 | 10920 | 3.65 | 3.2 | 77000 | 9602 | 2.35 | Federally-Regulated Commercial & Industrial Equipment | 05/31/2019 |  | 07/19/2019
Daikin Comfort Technologies Manufacturing, L.P. | Daikin | DPS012AHHY2**-4* |  | HSP-A, Single-Package Heat Pum | Both Heat Pump and Electric Re | 208 | 3 | False |  |  |  | True | Variable-Speed | 142000 | 12611 | 11.26 | 10.6 | 18 |  | 136000 | 10920 | 3.65 | 3.2 | 77000 | 9602 | 2.35 | Federally-Regulated Commercial & Industrial Equipment | 05/31/2019 |  | 07/19/2019
Daikin Comfort Technologies Manufacturing, L.P. | Daikin | DPS007AHHE5**-3* |  | HSP-A, Single-Package Heat Pum | Both Heat Pump and Electric Re | 575 | 3 | False |  |  |  | True | Variable-Speed | 90000 | 7086 | 12.7 | 11 | 19.4 |  | 78000 | 6314 | 3.62 | 3.3 | 47000 | 5763 | 2.39 | Federally-Regulated Commercial & Industrial Equipment | 05/31/2019 |  | 07/19/2019
Daikin Comfort Technologies Manufacturing, L.P. | Daikin | DPS007AHHE4**-3* |  | HSP-A, Single-Package Heat Pum | Both Heat Pump and Electric Re | 460 | 3 | False |  |  |  | True | Variable-Speed | 90000 | 7031 | 12.8 | 11 | 19.6 |  | 78000 | 6245 | 3.66 | 3.3 | 47000 | 5691 | 2.42 | Federally-Regulated Commercial & Industrial Equipment | 05/31/2019 |  | 07/19/2019
Daikin Comfort Technologies Manufacturing, L.P. | Daikin | DPS007AHHE2**-3-14 |  | HSP-A, Single-Package Heat Pum | Both Heat Pump and Electric Re | 230 | 3 | False |  |  |  | True | Variable-Speed | 89000 | 7295 | 12.2 | 11 | 18.8 |  | 78000 | 6385 | 3.58 | 3.3 | 47000 | 5787 | 2.38 | Federally-Regulated Commercial & Industrial Equipment | 05/31/2019 |  | 07/19/2019
Daikin Comfort Technologies Manufacturing, L.P. | Daikin | DPS007AHHE2**-3-14 |  | HSP-A, Single-Package Heat Pum | Both Heat Pump and Electric Re | 208 | 3 | False |  |  |  | True | Variable-Speed | 89000 | 7295 | 12.2 | 11 | 18.8 |  | 78000 | 6385 | 3.58 | 3.3 | 47000 | 5787 | 2.38 | Federally-Regulated Commercial & Industrial Equipment | 05/31/2019 |  | 07/19/2019
Daikin Comfort Technologies Manufacturing, L.P. | Daikin | DPS007AHHG5**-3-16 |  | HSP-A, Single-Package Heat Pum | Both Heat Pump and Electric Re | 575 | 3 | False |  |  |  | True | Variable-Speed | 90000 | 7500 | 12 | 11 | 19.1 |  | 78000 | 6385 | 3.58 | 3.3 | 47000 | 5812 | 2.37 | Federally-Regulated Commercial & Industrial Equipment | 05/31/2019 |  | 07/19/2019
Daikin Comfort Technologies Manufacturing, L.P. | Daikin | DPS010AHHG2**-4* |  | HSP-A, Single-Package Heat Pum | Both Heat Pump and Electric Re | 230 | 3 | False |  |  |  | True | Variable-Speed | 119000 | 10347 | 11.5 | 11 | 18 |  | 105000 | 8997 | 3.42 | 3.3 | 62000 | 7634 | 2.38 | Federally-Regulated Commercial & Industrial Equipment | 06/10/2019 |  | 07/19/2019
Daikin Comfort Technologies Manufacturing, L.P. | Daikin | DPS010AHHG2**-4* |  | HSP-A, Single-Package Heat Pum | Both Heat Pump and Electric Re | 208 | 3 | False |  |  |  | True | Variable-Speed | 119000 | 10347 | 11.5 | 11 | 18 |  | 105000 | 8997 | 3.42 | 3.3 | 62000 | 7634 | 2.38 | Federally-Regulated Commercial & Industrial Equipment | 06/10/2019 |  | 07/19/2019
Daikin Comfort Technologies Manufacturing, L.P. | Daikin | DPS012AHHE5**-4* |  | HSP-A, Single-Package Heat Pum | Both Heat Pump and Electric Re | 575 | 3 | False |  |  |  | True | Variable-Speed | 142000 | 12909 | 11 | 10.6 | 17.6 |  | 136000 | 11553 | 3.45 | 3.2 | 77000 | 9854 | 2.29 | Federally-Regulated Commercial & Industrial Equipment | 05/31/2019 |  | 07/19/2019
Daikin Comfort Technologies Manufacturing, L.P. | Daikin | DPS007AHHG5**-3-14 |  | HSP-A, Single-Package Heat Pum | Both Heat Pump and Electric Re | 575 | 3 | False |  |  |  | True | Variable-Speed | 89000 | 7672 | 11.6 | 11 | 18.6 |  | 78000 | 6550 | 3.49 | 3.3 | 47000 | 5911 | 2.33 | Federally-Regulated Commercial & Industrial Equipment | 05/31/2019 |  | 07/19/2019
Daikin Comfort Technologies Manufacturing, L.P. | Daikin | DPS015AHHY5**-6 |  | HSP-A, Single-Package Heat Pum | Both Heat Pump and Electric Re | 575 | 3 | False |  |  |  | False | Variable-Speed | 166000 | 15514 | 10.7 | 10.6 | 17 |  | 160000 | 13098 | 3.58 | 3.2 | 91000 | 12067 | 2.21 | Federally-Regulated Commercial & Industrial Equipment | 05/31/2019 |  | 07/19/2019
Daikin Comfort Technologies Manufacturing, L.P. | Daikin | DPS007AHHY2**-3-16 |  | HSP-A, Single-Package Heat Pum | Both Heat Pump and Electric Re | 230 | 3 | False |  |  |  | True | Variable-Speed | 90000 | 7031 | 12.8 | 11 | 19.8 |  | 78000 | 6228 | 3.67 | 3.3 | 47000 | 5668 | 2.43 | Federally-Regulated Commercial & Industrial Equipment | 05/31/2019 |  | 07/19/2019
Daikin Comfort Technologies Manufacturing, L.P. | Daikin | DPS007AHHY2**-3-16 |  | HSP-A, Single-Package Heat Pum | Both Heat Pump and Electric Re | 208 | 3 | False |  |  |  | True | Variable-Speed | 90000 | 7031 | 12.8 | 11 | 19.8 |  | 78000 | 6228 | 3.67 | 3.3 | 47000 | 5668 | 2.43 | Federally-Regulated Commercial & Industrial Equipment | 05/31/2019 |  | 07/19/2019
Daikin Comfort Technologies Manufacturing, L.P. | Daikin | DPS010AHHY5**-4* |  | HSP-A, Single-Package Heat Pum | Both Heat Pump and Electric Re | 575 | 3 | False |  |  |  | True | Variable-Speed | 120000 | 9917 | 12.1 | 11 | 18.1 |  | 105000 | 8971 | 3.43 | 3.3 | 62000 | 7634 | 2.38 | Federally-Regulated Commercial & Industrial Equipment | 06/10/2019 |  | 07/19/2019
Daikin Comfort Technologies Manufacturing, L.P. | Daikin | DPS007AHHG4**-3* |  | HSP-A, Single-Package Heat Pum | Both Heat Pump and Electric Re | 460 | 3 | False |  |  |  | True | Variable-Speed | 90000 | 7031 | 12.8 | 11 | 19.6 |  | 78000 | 6245 | 3.66 | 3.3 | 47000 | 5691 | 2.42 | Federally-Regulated Commercial & Industrial Equipment | 05/31/2019 |  | 07/19/2019
Daikin Comfort Technologies Manufacturing, L.P. | Daikin | DPS015AHHG4**-6 |  | HSP-A, Single-Package Heat Pum | Both Heat Pump and Electric Re | 460 | 3 | False |  |  |  | False | Variable-Speed | 164000 | 15327 | 10.7 | 10.6 | 16.4 |  | 160000 | 13397 | 3.5 | 3.2 | 91000 | 12122 | 2.2 | Federally-Regulated Commercial & Industrial Equipment | 05/31/2019 |  | 07/19/2019
Daikin Comfort Technologies Manufacturing, L.P. | Daikin | DPS015AHHG4**-6 |  | HSP-A, Single-Package Heat Pum | Both Heat Pump and Electric Re | 230 | 3 | False |  |  |  | False | Variable-Speed | 164000 | 15327 | 10.7 | 10.6 | 16.4 |  | 160000 | 13397 | 3.5 | 3.2 | 91000 | 12122 | 2.2 | Federally-Regulated Commercial & Industrial Equipment | 05/31/2019 |  | 07/19/2019
Daikin Comfort Technologies Manufacturing, L.P. | Daikin | DPS015AHHG4**-6 |  | HSP-A, Single-Package Heat Pum | Both Heat Pump and Electric Re | 208 | 3 | False |  |  |  | False | Variable-Speed | 164000 | 15327 | 10.7 | 10.6 | 16.4 |  | 160000 | 13397 | 3.5 | 3.2 | 91000 | 12122 | 2.2 | Federally-Regulated Commercial & Industrial Equipment | 05/31/2019 |  | 07/19/2019
Daikin Comfort Technologies Manufacturing, L.P. | Daikin | DPS007AHHY5**-3* |  | HSP-A, Single-Package Heat Pum | Both Heat Pump and Electric Re | 575 | 3 | False |  |  |  | True | Variable-Speed | 90000 | 6976 | 12.9 | 11 | 19.9 |  | 78000 | 6245 | 3.66 | 3.3 | 47000 | 5715 | 2.41 | Federally-Regulated Commercial & Industrial Equipment | 05/31/2019 |  | 07/19/2019
Daikin Comfort Technologies Manufacturing, L.P. | Daikin | DPS010AHHE2**-4* |  | HSP-A, Single-Package Heat Pum | Both Heat Pump and Electric Re | 230 | 3 | False |  |  |  | True | Variable-Speed | 119000 | 10170 | 11.7 | 11 | 18 |  | 105000 | 8997 | 3.42 | 3.3 | 62000 | 7634 | 2.38 | Federally-Regulated Commercial & Industrial Equipment | 06/10/2019 |  | 07/19/2019
Daikin Comfort Technologies Manufacturing, L.P. | Daikin | DPS010AHHE2**-4* |  | HSP-A, Single-Package Heat Pum | Both Heat Pump and Electric Re | 208 | 3 | False |  |  |  | True | Variable-Speed | 119000 | 10170 | 11.7 | 11 | 18 |  | 105000 | 8997 | 3.42 | 3.3 | 62000 | 7634 | 2.38 | Federally-Regulated Commercial & Industrial Equipment | 06/10/2019 |  | 07/19/2019
Daikin Comfort Technologies Manufacturing, L.P. | Daikin | DPS010AHHE5**-4* |  | HSP-A, Single-Package Heat Pum | Both Heat Pump and Electric Re | 575 | 3 | False |  |  |  | True | Variable-Speed | 119000 | 10258 | 11.6 | 11 | 17.8 |  | 105000 | 9104 | 3.38 | 3.3 | 62000 | 7732 | 2.35 | Federally-Regulated Commercial & Industrial Equipment | 06/10/2019 |  | 07/19/2019
Daikin Comfort Technologies Manufacturing, L.P. | Daikin | DPS007AHHY2**-3* |  | HSP-A, Single-Package Heat Pum | Both Heat Pump and Electric Re | 230 | 3 | False |  |  |  | True | Variable-Speed | 90000 | 6923 | 13 | 11 | 20.1 |  | 78000 | 6178 | 3.7 | 3.3 | 47000 | 5645 | 2.44 | Federally-Regulated Commercial & Industrial Equipment | 05/31/2019 |  | 07/19/2019
Daikin Comfort Technologies Manufacturing, L.P. | Daikin | DPS007AHHY2**-3* |  | HSP-A, Single-Package Heat Pum | Both Heat Pump and Electric Re | 208 | 3 | False |  |  |  | True | Variable-Speed | 90000 | 6923 | 13 | 11 | 20.1 |  | 78000 | 6178 | 3.7 | 3.3 | 47000 | 5645 | 2.44 | Federally-Regulated Commercial & Industrial Equipment | 05/31/2019 |  | 07/19/2019
Daikin Comfort Technologies Manufacturing, L.P. | Daikin | DPS007AHHE2**-3* |  | HSP-A, Single-Package Heat Pum | Both Heat Pump and Electric Re | 230 | 3 | False |  |  |  | True | Variable-Speed | 90000 | 7031 | 12.8 | 11 | 19.6 |  | 78000 | 6245 | 3.66 | 3.3 | 47000 | 5691 | 2.42 | Federally-Regulated Commercial & Industrial Equipment | 05/31/2019 |  | 07/19/2019
Daikin Comfort Technologies Manufacturing, L.P. | Daikin | DPS007AHHE2**-3* |  | HSP-A, Single-Package Heat Pum | Both Heat Pump and Electric Re | 208 | 3 | False |  |  |  | True | Variable-Speed | 90000 | 7031 | 12.8 | 11 | 19.6 |  | 78000 | 6245 | 3.66 | 3.3 | 47000 | 5691 | 2.42 | Federally-Regulated Commercial & Industrial Equipment | 05/31/2019 |  | 07/19/2019
Daikin Comfort Technologies Manufacturing, L.P. | Daikin | DPS007AHHY5**-3-14 |  | HSP-A, Single-Package Heat Pum | Both Heat Pump and Electric Re | 575 | 3 | False |  |  |  | True | Variable-Speed | 89000 | 7007 | 12.7 | 11 | 19.1 |  | 78000 | 6457 | 3.54 | 3.3 | 47000 | 5861 | 2.35 | Federally-Regulated Commercial & Industrial Equipment | 05/31/2019 |  | 07/19/2019
Daikin Comfort Technologies Manufacturing, L.P. | Daikin | DPS015AHHG5**-6 |  | HSP-A, Single-Package Heat Pum | Both Heat Pump and Electric Re | 575 | 3 | False |  |  |  | False | Variable-Speed | 164000 | 15471 | 10.6 | 10.6 | 16.4 |  | 160000 | 13552 | 3.46 | 3.2 | 91000 | 12233 | 2.18 | Federally-Regulated Commercial & Industrial Equipment | 05/31/2019 |  | 07/19/2019
Daikin Comfort Technologies Manufacturing, L.P. | Daikin | DPS007AHHY4**-3-16 |  | HSP-A, Single-Package Heat Pum | Both Heat Pump and Electric Re | 460 | 3 | False |  |  |  | True | Variable-Speed | 90000 | 7031 | 12.8 | 11 | 19.8 |  | 78000 | 6228 | 3.67 | 3.3 | 47000 | 5668 | 2.43 | Federally-Regulated Commercial & Industrial Equipment | 05/31/2019 |  | 07/19/2019
Daikin Comfort Technologies Manufacturing, L.P. | Daikin | DPS007AHHG2**-3-14 |  | HSP-A, Single-Package Heat Pum | Both Heat Pump and Electric Re | 230 | 3 | False |  |  |  | True | Variable-Speed | 89000 | 7606 | 11.7 | 11 | 18.8 |  | 78000 | 6385 | 3.58 | 3.3 | 47000 | 5787 | 2.38 | Federally-Regulated Commercial & Industrial Equipment | 05/31/2019 |  | 07/19/2019
Daikin Comfort Technologies Manufacturing, L.P. | Daikin | DPS007AHHG2**-3-14 |  | HSP-A, Single-Package Heat Pum | Both Heat Pump and Electric Re | 208 | 3 | False |  |  |  | True | Variable-Speed | 89000 | 7606 | 11.7 | 11 | 18.8 |  | 78000 | 6385 | 3.58 | 3.3 | 47000 | 5787 | 2.38 | Federally-Regulated Commercial & Industrial Equipment | 05/31/2019 |  | 07/19/2019
Daikin Comfort Technologies Manufacturing, L.P. | Daikin | DPS012AHHY5**-4* |  | HSP-A, Single-Package Heat Pum | Both Heat Pump and Electric Re | 575 | 3 | False |  |  |  | True | Variable-Speed | 142000 | 12724 | 11.16 | 10.6 | 17.9 |  | 136000 | 11071 | 3.6 | 3.2 | 77000 | 9727 | 2.32 | Federally-Regulated Commercial & Industrial Equipment | 05/31/2019 |  | 07/19/2019
Daikin Comfort Technologies Manufacturing, L.P. | Daikin | DPS012AHHG5**-4* |  | HSP-A, Single-Package Heat Pum | Both Heat Pump and Electric Re | 575 | 3 | False |  |  |  | True | Variable-Speed | 142000 | 12909 | 11 | 10.6 | 17.4 |  | 136000 | 11553 | 3.45 | 3.2 | 77000 | 9854 | 2.29 | Federally-Regulated Commercial & Industrial Equipment | 05/31/2019 |  | 07/19/2019
Daikin Comfort Technologies Manufacturing, L.P. | Daikin | DPS007AHHY5**-3-16 |  | HSP-A, Single-Package Heat Pum | Both Heat Pump and Electric Re | 575 | 3 | False |  |  |  | True | Variable-Speed | 90000 | 7086 | 12.7 | 11 | 19.6 |  | 78000 | 6314 | 3.62 | 3.3 | 47000 | 5763 | 2.39 | Federally-Regulated Commercial & Industrial Equipment | 05/31/2019 |  | 07/19/2019
Daikin Comfort Technologies Manufacturing, L.P. | Daikin | DPS010AHHG4**-4* |  | HSP-A, Single-Package Heat Pum | Both Heat Pump and Electric Re | 460 | 3 | False |  |  |  | True | Variable-Speed | 119000 | 10347 | 11.5 | 11 | 18 |  | 105000 | 8997 | 3.42 | 3.3 | 62000 | 7634 | 2.38 | Federally-Regulated Commercial & Industrial Equipment | 06/10/2019 |  | 07/19/2019
Daikin Comfort Technologies Manufacturing, L.P. | Daikin | DPS007AHHE5**-3-14 |  | HSP-A, Single-Package Heat Pum | Both Heat Pump and Electric Re | 575 | 3 | False |  |  |  | True | Variable-Speed | 89000 | 7355 | 12.1 | 11 | 18.6 |  | 78000 | 6531 | 3.5 | 3.3 | 47000 | 5911 | 2.33 | Federally-Regulated Commercial & Industrial Equipment | 05/31/2019 |  | 07/19/2019
Daikin Comfort Technologies Manufacturing, L.P. | Daikin | DPS012AHHE2**-4* |  | HSP-A, Single-Package Heat Pum | Both Heat Pump and Electric Re | 230 | 3 | False |  |  |  | True | Variable-Speed | 142000 | 12827 | 11.07 | 10.6 | 17.7 |  | 136000 | 11388 | 3.5 | 3.2 | 77000 | 9727 | 2.32 | Federally-Regulated Commercial & Industrial Equipment | 05/31/2019 |  | 07/19/2019
Daikin Comfort Technologies Manufacturing, L.P. | Daikin | DPS012AHHE2**-4* |  | HSP-A, Single-Package Heat Pum | Both Heat Pump and Electric Re | 208 | 3 | False |  |  |  | True | Variable-Speed | 142000 | 12827 | 11.07 | 10.6 | 17.7 |  | 136000 | 11388 | 3.5 | 3.2 | 77000 | 9727 | 2.32 | Federally-Regulated Commercial & Industrial Equipment | 05/31/2019 |  | 07/19/2019
Daikin Comfort Technologies Manufacturing, L.P. | Daikin | DPS015AHHE4**-6 |  | HSP-A, Single-Package Heat Pum | Both Heat Pump and Electric Re | 460 | 3 | False |  |  |  | False | Variable-Speed | 166000 | 15514 | 10.7 | 10.6 | 16.7 |  | 160000 | 13098 | 3.58 | 3.2 | 91000 | 12013 | 2.22 | Federally-Regulated Commercial & Industrial Equipment | 05/31/2019 |  | 07/19/2019
Daikin Comfort Technologies Manufacturing, L.P. | Daikin | DPS015AHHE4**-6 |  | HSP-A, Single-Package Heat Pum | Both Heat Pump and Electric Re | 230 | 3 | False |  |  |  | False | Variable-Speed | 166000 | 15514 | 10.7 | 10.6 | 16.7 |  | 160000 | 13098 | 3.58 | 3.2 | 91000 | 12013 | 2.22 | Federally-Regulated Commercial & Industrial Equipment | 05/31/2019 |  | 07/19/2019
Daikin Comfort Technologies Manufacturing, L.P. | Daikin | DPS015AHHE4**-6 |  | HSP-A, Single-Package Heat Pum | Both Heat Pump and Electric Re | 208 | 3 | False |  |  |  | False | Variable-Speed | 166000 | 15514 | 10.7 | 10.6 | 16.7 |  | 160000 | 13098 | 3.58 | 3.2 | 91000 | 12013 | 2.22 | Federally-Regulated Commercial & Industrial Equipment | 05/31/2019 |  | 07/19/2019
Daikin Comfort Technologies Manufacturing, L.P. | Daikin | DPS010AHHE4**-4* |  | HSP-A, Single-Package Heat Pum | Both Heat Pump and Electric Re | 460 | 3 | False |  |  |  | True | Variable-Speed | 119000 | 10170 | 11.7 | 11 | 18 |  | 105000 | 8997 | 3.42 | 3.3 | 62000 | 7634 | 2.38 | Federally-Regulated Commercial & Industrial Equipment | 06/10/2019 |  | 07/19/2019
Daikin Comfort Technologies Manufacturing, L.P. | Daikin | DPS007AHHY2**-3-14 |  | HSP-A, Single-Package Heat Pum | Both Heat Pump and Electric Re | 230 | 3 | False |  |  |  | True | Variable-Speed | 89000 | 6953 | 12.8 | 11 | 19.3 |  | 78000 | 6314 | 3.62 | 3.3 | 47000 | 5739 | 2.4 | Federally-Regulated Commercial & Industrial Equipment | 05/31/2019 |  | 07/19/2019
Daikin Comfort Technologies Manufacturing, L.P. | Daikin | DPS007AHHY2**-3-14 |  | HSP-A, Single-Package Heat Pum | Both Heat Pump and Electric Re | 208 | 3 | False |  |  |  | True | Variable-Speed | 89000 | 6953 | 12.8 | 11 | 19.3 |  | 78000 | 6314 | 3.62 | 3.3 | 47000 | 5739 | 2.4 | Federally-Regulated Commercial & Industrial Equipment | 05/31/2019 |  | 07/19/2019
Daikin Comfort Technologies Manufacturing, L.P. | Daikin | DPS015AHHE5**-6 |  | HSP-A, Single-Package Heat Pum | Both Heat Pump and Electric Re | 575 | 3 | False |  |  |  | True | Variable-Speed | 166000 | 15660 | 10.6 | 10.6 | 16.7 |  | 160000 | 13283 | 3.53 | 3.2 | 91000 | 12177 | 2.19 | Federally-Regulated Commercial & Industrial Equipment | 05/31/2019 |  | 07/19/2019
Daikin Comfort Technologies Manufacturing, L.P. | Daikin | DPS010AHHY4**-4* |  | HSP-A, Single-Package Heat Pum | Both Heat Pump and Electric Re | 460 | 3 | False |  |  |  | True | Variable-Speed | 120000 | 9836 | 12.2 | 11 | 18.3 |  | 105000 | 8868 | 3.47 | 3.3 | 62000 | 7539 | 2.41 | Federally-Regulated Commercial & Industrial Equipment | 06/10/2019 |  | 07/19/2019
Daikin Comfort Technologies Manufacturing, L.P. | Daikin | DPS012AHHY4**-4* |  | HSP-A, Single-Package Heat Pum | Both Heat Pump and Electric Re | 460 | 3 | False |  |  |  | True | Variable-Speed | 142000 | 12611 | 11.26 | 10.6 | 18 |  | 136000 | 10920 | 3.65 | 3.2 | 77000 | 9602 | 2.35 | Federally-Regulated Commercial & Industrial Equipment | 05/31/2019 |  | 07/19/2019
Daikin Comfort Technologies Manufacturing, L.P. | Daikin | DPS007AHHE5**-3-16 |  | HSP-A, Single-Package Heat Pum | Both Heat Pump and Electric Re | 575 | 3 | False |  |  |  | True | Variable-Speed | 90000 | 7200 | 12.5 | 11 | 19.1 |  | 78000 | 6385 | 3.58 | 3.3 | 47000 | 5763 | 2.39 | Federally-Regulated Commercial & Industrial Equipment | 05/31/2019 |  | 07/19/2019
Daikin Comfort Technologies Manufacturing, L.P. | Daikin | DPS018AHHY-24 |  | HSP-A, Single-Package Heat Pum | Heat Pump | 575 | 3 | False |  |  |  | True | Variable-Speed | 180000 | 15652 | 11.5 | 10.4 | 21 |  | 172000 | 14002 | 3.6 | 3.2 | 104000 | 13081 | 2.33 | Federally-Regulated Commercial & Industrial Equipment | 05/31/2019 |  | 07/19/2019
Daikin Comfort Technologies Manufacturing, L.P. | Daikin | DPS018AHHY-24 |  | HSP-A, Single-Package Heat Pum | Heat Pump | 460 | 3 | False |  |  |  | True | Variable-Speed | 180000 | 15652 | 11.5 | 10.4 | 21 |  | 172000 | 14002 | 3.6 | 3.2 | 104000 | 13081 | 2.33 | Federally-Regulated Commercial & Industrial Equipment | 05/31/2019 |  | 07/19/2019
Daikin Comfort Technologies Manufacturing, L.P. | Daikin | DPS018AHHY-24 |  | HSP-A, Single-Package Heat Pum | Heat Pump | 230 | 3 | False |  |  |  | True | Variable-Speed | 180000 | 15652 | 11.5 | 10.4 | 21 |  | 172000 | 14002 | 3.6 | 3.2 | 104000 | 13081 | 2.33 | Federally-Regulated Commercial & Industrial Equipment | 05/31/2019 |  | 07/19/2019
Daikin Comfort Technologies Manufacturing, L.P. | Daikin | DPS018AHHY-24 |  | HSP-A, Single-Package Heat Pum | Heat Pump | 208 | 3 | False |  |  |  | True | Variable-Speed | 180000 | 15652 | 11.5 | 10.4 | 21 |  | 172000 | 14002 | 3.6 | 3.2 | 104000 | 13081 | 2.33 | Federally-Regulated Commercial & Industrial Equipment | 05/31/2019 |  | 07/19/2019
Daikin Comfort Technologies Manufacturing, L.P. | Daikin | DPS018AHHE-24 |  | HSP-A, Single-Package Heat Pum | Both Heat Pump and Electric Re | 575 | 3 | False |  |  |  | True | Variable-Speed | 180000 | 15789 | 11.4 | 10.6 | 20.9 |  | 172000 | 14002 | 3.6 | 3.2 | 104000 | 13081 | 2.33 | Federally-Regulated Commercial & Industrial Equipment | 05/31/2019 |  | 07/19/2019
Daikin Comfort Technologies Manufacturing, L.P. | Daikin | DPS018AHHE-24 |  | HSP-A, Single-Package Heat Pum | Both Heat Pump and Electric Re | 460 | 3 | False |  |  |  | True | Variable-Speed | 180000 | 15789 | 11.4 | 10.6 | 20.9 |  | 172000 | 14002 | 3.6 | 3.2 | 104000 | 13081 | 2.33 | Federally-Regulated Commercial & Industrial Equipment | 05/31/2019 |  | 07/19/2019
Daikin Comfort Technologies Manufacturing, L.P. | Daikin | DPS018AHHE-24 |  | HSP-A, Single-Package Heat Pum | Both Heat Pump and Electric Re | 230 | 3 | False |  |  |  | True | Variable-Speed | 180000 | 15789 | 11.4 | 10.6 | 20.9 |  | 172000 | 14002 | 3.6 | 3.2 | 104000 | 13081 | 2.33 | Federally-Regulated Commercial & Industrial Equipment | 05/31/2019 |  | 07/19/2019
Daikin Comfort Technologies Manufacturing, L.P. | Daikin | DPS018AHHE-24 |  | HSP-A, Single-Package Heat Pum | Both Heat Pump and Electric Re | 208 | 3 | False |  |  |  | True | Variable-Speed | 180000 | 15789 | 11.4 | 10.6 | 20.9 |  | 172000 | 14002 | 3.6 | 3.2 | 104000 | 13081 | 2.33 | Federally-Regulated Commercial & Industrial Equipment | 05/31/2019 |  | 07/19/2019
Daikin Comfort Technologies Manufacturing, L.P. | Daikin | DPS018AHHY-24H |  | HSP-A, Single-Package Heat Pum | Heat Pump | 575 | 3 | False |  |  |  | True | Variable-Speed | 180000 | 15789 | 11.4 | 10.4 | 20.9 |  | 172000 | 14002 | 3.6 | 3.2 | 104000 | 13081 | 2.33 | Federally-Regulated Commercial & Industrial Equipment | 05/31/2019 |  | 07/19/2019
Daikin Comfort Technologies Manufacturing, L.P. | Daikin | DPS018AHHY-24H |  | HSP-A, Single-Package Heat Pum | Heat Pump | 460 | 3 | False |  |  |  | True | Variable-Speed | 180000 | 15789 | 11.4 | 10.4 | 20.9 |  | 172000 | 14002 | 3.6 | 3.2 | 104000 | 13081 | 2.33 | Federally-Regulated Commercial & Industrial Equipment | 05/31/2019 |  | 07/19/2019
Daikin Comfort Technologies Manufacturing, L.P. | Daikin | DPS018AHHY-24H |  | HSP-A, Single-Package Heat Pum | Heat Pump | 230 | 3 | False |  |  |  | True | Variable-Speed | 180000 | 15789 | 11.4 | 10.4 | 20.9 |  | 172000 | 14002 | 3.6 | 3.2 | 104000 | 13081 | 2.33 | Federally-Regulated Commercial & Industrial Equipment | 05/31/2019 |  | 07/19/2019
Daikin Comfort Technologies Manufacturing, L.P. | Daikin | DPS018AHHY-24H |  | HSP-A, Single-Package Heat Pum | Heat Pump | 208 | 3 | False |  |  |  | True | Variable-Speed | 180000 | 15789 | 11.4 | 10.4 | 20.9 |  | 172000 | 14002 | 3.6 | 3.2 | 104000 | 13081 | 2.33 | Federally-Regulated Commercial & Industrial Equipment | 05/31/2019 |  | 07/19/2019
Daikin Comfort Technologies Manufacturing, L.P. | Daikin | DPS018AHHE-24H |  | HSP-A, Single-Package Heat Pum | Both Heat Pump and Electric Re | 575 | 3 | False |  |  |  | True | Variable-Speed | 178000 | 16181 | 11 | 10.6 | 19.6 |  | 174000 | 14569 | 3.5 | 3.2 | 106000 | 13685 | 2.27 | Federally-Regulated Commercial & Industrial Equipment | 05/31/2019 |  | 07/19/2019
Daikin Comfort Technologies Manufacturing, L.P. | Daikin | DPS018AHHE-24H |  | HSP-A, Single-Package Heat Pum | Both Heat Pump and Electric Re | 460 | 3 | False |  |  |  | True | Variable-Speed | 178000 | 16181 | 11 | 10.6 | 19.6 |  | 174000 | 14569 | 3.5 | 3.2 | 106000 | 13685 | 2.27 | Federally-Regulated Commercial & Industrial Equipment | 05/31/2019 |  | 07/19/2019
Daikin Comfort Technologies Manufacturing, L.P. | Daikin | DPS018AHHE-24H |  | HSP-A, Single-Package Heat Pum | Both Heat Pump and Electric Re | 230 | 3 | False |  |  |  | True | Variable-Speed | 178000 | 16181 | 11 | 10.6 | 19.6 |  | 174000 | 14569 | 3.5 | 3.2 | 106000 | 13685 | 2.27 | Federally-Regulated Commercial & Industrial Equipment | 05/31/2019 |  | 07/19/2019
Daikin Comfort Technologies Manufacturing, L.P. | Daikin | DPS018AHHE-24H |  | HSP-A, Single-Package Heat Pum | Both Heat Pump and Electric Re | 208 | 3 | False |  |  |  | True | Variable-Speed | 178000 | 16181 | 11 | 10.6 | 19.6 |  | 174000 | 14569 | 3.5 | 3.2 | 106000 | 13685 | 2.27 | Federally-Regulated Commercial & Industrial Equipment | 05/31/2019 |  | 07/19/2019
Daikin Comfort Technologies Manufacturing, L.P. | Daikin | DPS018AHHY-20 |  | HSP-A, Single-Package Heat Pum | Heat Pump | 575 | 3 | False |  |  |  | True | Variable-Speed | 178000 | 16181 | 11 | 10.4 | 20.4 |  | 174000 | 14569 | 3.5 | 3.2 | 106000 | 13685 | 2.27 | Federally-Regulated Commercial & Industrial Equipment | 05/31/2019 |  | 07/19/2019
Daikin Comfort Technologies Manufacturing, L.P. | Daikin | DPS018AHHY-20 |  | HSP-A, Single-Package Heat Pum | Heat Pump | 460 | 3 | False |  |  |  | True | Variable-Speed | 178000 | 16181 | 11 | 10.4 | 20.4 |  | 174000 | 14569 | 3.5 | 3.2 | 106000 | 13685 | 2.27 | Federally-Regulated Commercial & Industrial Equipment | 05/31/2019 |  | 07/19/2019
Daikin Comfort Technologies Manufacturing, L.P. | Daikin | DPS018AHHY-20 |  | HSP-A, Single-Package Heat Pum | Heat Pump | 230 | 3 | False |  |  |  | True | Variable-Speed | 178000 | 16181 | 11 | 10.4 | 20.4 |  | 174000 | 14569 | 3.5 | 3.2 | 106000 | 13685 | 2.27 | Federally-Regulated Commercial & Industrial Equipment | 05/31/2019 |  | 07/19/2019
Daikin Comfort Technologies Manufacturing, L.P. | Daikin | DPS018AHHY-20 |  | HSP-A, Single-Package Heat Pum | Heat Pump | 208 | 3 | False |  |  |  | True | Variable-Speed | 178000 | 16181 | 11 | 10.4 | 20.4 |  | 174000 | 14569 | 3.5 | 3.2 | 106000 | 13685 | 2.27 | Federally-Regulated Commercial & Industrial Equipment | 05/31/2019 |  | 07/19/2019
Daikin Comfort Technologies Manufacturing, L.P. | Daikin | DPS018AHHE-20 |  | HSP-A, Single-Package Heat Pum | Both Heat Pump and Electric Re | 575 | 3 | False |  |  |  | True | Variable-Speed | 178000 | 16481 | 10.8 | 10.6 | 20.3 |  | 174000 | 14569 | 3.5 | 3.2 | 106000 | 13685 | 2.27 | Federally-Regulated Commercial & Industrial Equipment | 05/31/2019 |  | 07/19/2019
Daikin Comfort Technologies Manufacturing, L.P. | Daikin | DPS018AHHE-20 |  | HSP-A, Single-Package Heat Pum | Both Heat Pump and Electric Re | 460 | 3 | False |  |  |  | True | Variable-Speed | 178000 | 16481 | 10.8 | 10.6 | 20.3 |  | 174000 | 14569 | 3.5 | 3.2 | 106000 | 13685 | 2.27 | Federally-Regulated Commercial & Industrial Equipment | 05/31/2019 |  | 07/19/2019
Daikin Comfort Technologies Manufacturing, L.P. | Daikin | DPS018AHHE-20 |  | HSP-A, Single-Package Heat Pum | Both Heat Pump and Electric Re | 230 | 3 | False |  |  |  | True | Variable-Speed | 178000 | 16481 | 10.8 | 10.6 | 20.3 |  | 174000 | 14569 | 3.5 | 3.2 | 106000 | 13685 | 2.27 | Federally-Regulated Commercial & Industrial Equipment | 05/31/2019 |  | 07/19/2019
Daikin Comfort Technologies Manufacturing, L.P. | Daikin | DPS018AHHE-20 |  | HSP-A, Single-Package Heat Pum | Both Heat Pump and Electric Re | 208 | 3 | False |  |  |  | True | Variable-Speed | 178000 | 16481 | 10.8 | 10.6 | 20.3 |  | 174000 | 14569 | 3.5 | 3.2 | 106000 | 13685 | 2.27 | Federally-Regulated Commercial & Industrial Equipment | 05/31/2019 |  | 07/19/2019
Daikin Comfort Technologies Manufacturing, L.P. | Daikin | DPS018AHHY-20H |  | HSP-A, Single-Package Heat Pum | Heat Pump | 575 | 3 | False |  |  |  | True | Variable-Speed | 176000 | 16603 | 10.6 | 10.4 | 19.6 |  | 176000 | 15170 | 3.4 | 3.2 | 108000 | 14257 | 2.22 | Federally-Regulated Commercial & Industrial Equipment | 05/31/2019 |  | 07/19/2019
Daikin Comfort Technologies Manufacturing, L.P. | Daikin | DPS018AHHY-20H |  | HSP-A, Single-Package Heat Pum | Heat Pump | 460 | 3 | False |  |  |  | True | Variable-Speed | 176000 | 16603 | 10.6 | 10.4 | 19.6 |  | 176000 | 15170 | 3.4 | 3.2 | 108000 | 14257 | 2.22 | Federally-Regulated Commercial & Industrial Equipment | 05/31/2019 |  | 07/19/2019
Daikin Comfort Technologies Manufacturing, L.P. | Daikin | DPS018AHHY-20H |  | HSP-A, Single-Package Heat Pum | Heat Pump | 230 | 3 | False |  |  |  | True | Variable-Speed | 176000 | 16603 | 10.6 | 10.4 | 19.6 |  | 176000 | 15170 | 3.4 | 3.2 | 108000 | 14257 | 2.22 | Federally-Regulated Commercial & Industrial Equipment | 05/31/2019 |  | 07/19/2019
Daikin Comfort Technologies Manufacturing, L.P. | Daikin | DPS018AHHY-20H |  | HSP-A, Single-Package Heat Pum | Heat Pump | 208 | 3 | False |  |  |  | True | Variable-Speed | 176000 | 16603 | 10.6 | 10.4 | 19.6 |  | 176000 | 15170 | 3.4 | 3.2 | 108000 | 14257 | 2.22 | Federally-Regulated Commercial & Industrial Equipment | 05/31/2019 |  | 07/19/2019
Daikin Comfort Technologies Manufacturing, L.P. | Daikin | DPS016AHHY-24 |  | HSP-A, Single-Package Heat Pum | Heat Pump | 575 | 3 | False |  |  |  | True | Variable-Speed | 168000 | 13770 | 12.2 | 10.4 | 21.3 |  | 158000 | 12617 | 3.67 | 3.2 | 93000 | 11647 | 2.34 | Federally-Regulated Commercial & Industrial Equipment | 05/31/2019 |  | 07/19/2019
Daikin Comfort Technologies Manufacturing, L.P. | Daikin | DPS016AHHY-24 |  | HSP-A, Single-Package Heat Pum | Heat Pump | 460 | 3 | False |  |  |  | True | Variable-Speed | 168000 | 13770 | 12.2 | 10.4 | 21.3 |  | 158000 | 12617 | 3.67 | 3.2 | 93000 | 11647 | 2.34 | Federally-Regulated Commercial & Industrial Equipment | 05/31/2019 |  | 07/19/2019
Daikin Comfort Technologies Manufacturing, L.P. | Daikin | DPS016AHHY-24 |  | HSP-A, Single-Package Heat Pum | Heat Pump | 230 | 3 | False |  |  |  | True | Variable-Speed | 168000 | 13770 | 12.2 | 10.4 | 21.3 |  | 158000 | 12617 | 3.67 | 3.2 | 93000 | 11647 | 2.34 | Federally-Regulated Commercial & Industrial Equipment | 05/31/2019 |  | 07/19/2019
Daikin Comfort Technologies Manufacturing, L.P. | Daikin | DPS016AHHY-24 |  | HSP-A, Single-Package Heat Pum | Heat Pump | 208 | 3 | False |  |  |  | True | Variable-Speed | 168000 | 13770 | 12.2 | 10.4 | 21.3 |  | 158000 | 12617 | 3.67 | 3.2 | 93000 | 11647 | 2.34 | Federally-Regulated Commercial & Industrial Equipment | 05/31/2019 |  | 07/19/2019
Daikin Comfort Technologies Manufacturing, L.P. | Daikin | DPS016AHHY-24H |  | HSP-A, Single-Package Heat Pum | Heat Pump | 575 | 3 | False |  |  |  | True | Variable-Speed | 168000 | 13884 | 12.1 | 10.4 | 21.2 |  | 158000 | 12617 | 3.67 | 3.2 | 93000 | 11647 | 2.34 | Federally-Regulated Commercial & Industrial Equipment | 05/31/2019 |  | 07/19/2019
Daikin Comfort Technologies Manufacturing, L.P. | Daikin | DPS016AHHY-24H |  | HSP-A, Single-Package Heat Pum | Heat Pump | 460 | 3 | False |  |  |  | True | Variable-Speed | 168000 | 13884 | 12.1 | 10.4 | 21.2 |  | 158000 | 12617 | 3.67 | 3.2 | 93000 | 11647 | 2.34 | Federally-Regulated Commercial & Industrial Equipment | 05/31/2019 |  | 07/19/2019
Daikin Comfort Technologies Manufacturing, L.P. | Daikin | DPS016AHHY-24H |  | HSP-A, Single-Package Heat Pum | Heat Pump | 230 | 3 | False |  |  |  | True | Variable-Speed | 168000 | 13884 | 12.1 | 10.4 | 21.2 |  | 158000 | 12617 | 3.67 | 3.2 | 93000 | 11647 | 2.34 | Federally-Regulated Commercial & Industrial Equipment | 05/31/2019 |  | 07/19/2019
Daikin Comfort Technologies Manufacturing, L.P. | Daikin | DPS016AHHY-24H |  | HSP-A, Single-Package Heat Pum | Heat Pump | 208 | 3 | False |  |  |  | True | Variable-Speed | 168000 | 13884 | 12.1 | 10.4 | 21.2 |  | 158000 | 12617 | 3.67 | 3.2 | 93000 | 11647 | 2.34 | Federally-Regulated Commercial & Industrial Equipment | 05/31/2019 |  | 07/19/2019
Daikin Comfort Technologies Manufacturing, L.P. | Daikin | DPS016AHHE-24 |  | HSP-A, Single-Package Heat Pum | Both Heat Pump and Electric Re | 575 | 3 | False |  |  |  | True | Variable-Speed | 166000 | 13833 | 12 | 10.6 | 21.2 |  | 160000 | 13208 | 3.55 | 3.2 | 95000 | 12211 | 2.28 | Federally-Regulated Commercial & Industrial Equipment | 05/31/2019 |  | 07/19/2019
Daikin Comfort Technologies Manufacturing, L.P. | Daikin | DPS016AHHE-24 |  | HSP-A, Single-Package Heat Pum | Both Heat Pump and Electric Re | 460 | 3 | False |  |  |  | True | Variable-Speed | 166000 | 13833 | 12 | 10.6 | 21.2 |  | 160000 | 13208 | 3.55 | 3.2 | 95000 | 12211 | 2.28 | Federally-Regulated Commercial & Industrial Equipment | 05/31/2019 |  | 07/19/2019
Daikin Comfort Technologies Manufacturing, L.P. | Daikin | DPS016AHHE-24 |  | HSP-A, Single-Package Heat Pum | Both Heat Pump and Electric Re | 230 | 3 | False |  |  |  | True | Variable-Speed | 166000 | 13833 | 12 | 10.6 | 21.2 |  | 160000 | 13208 | 3.55 | 3.2 | 95000 | 12211 | 2.28 | Federally-Regulated Commercial & Industrial Equipment | 05/31/2019 |  | 07/19/2019
Daikin Comfort Technologies Manufacturing, L.P. | Daikin | DPS016AHHE-24 |  | HSP-A, Single-Package Heat Pum | Both Heat Pump and Electric Re | 208 | 3 | False |  |  |  | True | Variable-Speed | 166000 | 13833 | 12 | 10.6 | 21.2 |  | 160000 | 13208 | 3.55 | 3.2 | 95000 | 12211 | 2.28 | Federally-Regulated Commercial & Industrial Equipment | 05/31/2019 |  | 07/19/2019
Daikin Comfort Technologies Manufacturing, L.P. | Daikin | DPS016AHHE-24H |  | HSP-A, Single-Package Heat Pum | Both Heat Pump and Electric Re | 575 | 3 | False |  |  |  | True | Variable-Speed | 166000 | 14188 | 11.7 | 10.6 | 20 |  | 160000 | 13208 | 3.55 | 3.2 | 95000 | 12211 | 2.28 | Federally-Regulated Commercial & Industrial Equipment | 05/31/2019 |  | 07/19/2019
Daikin Comfort Technologies Manufacturing, L.P. | Daikin | DPS016AHHE-24H |  | HSP-A, Single-Package Heat Pum | Both Heat Pump and Electric Re | 460 | 3 | False |  |  |  | True | Variable-Speed | 166000 | 14188 | 11.7 | 10.6 | 20 |  | 160000 | 13208 | 3.55 | 3.2 | 95000 | 12211 | 2.28 | Federally-Regulated Commercial & Industrial Equipment | 05/31/2019 |  | 07/19/2019
Daikin Comfort Technologies Manufacturing, L.P. | Daikin | DPS016AHHE-24H |  | HSP-A, Single-Package Heat Pum | Both Heat Pump and Electric Re | 230 | 3 | False |  |  |  | True | Variable-Speed | 166000 | 14188 | 11.7 | 10.6 | 20 |  | 160000 | 13208 | 3.55 | 3.2 | 95000 | 12211 | 2.28 | Federally-Regulated Commercial & Industrial Equipment | 05/31/2019 |  | 07/19/2019
Daikin Comfort Technologies Manufacturing, L.P. | Daikin | DPS016AHHE-24H |  | HSP-A, Single-Package Heat Pum | Both Heat Pump and Electric Re | 208 | 3 | False |  |  |  | True | Variable-Speed | 166000 | 14188 | 11.7 | 10.6 | 20 |  | 160000 | 13208 | 3.55 | 3.2 | 95000 | 12211 | 2.28 | Federally-Regulated Commercial & Industrial Equipment | 05/31/2019 |  | 07/19/2019
Daikin Comfort Technologies Manufacturing, L.P. | Daikin | DPS016AHHY-20 |  | HSP-A, Single-Package Heat Pum | Heat Pump | 575 | 3 | False |  |  |  | True | Variable-Speed | 166000 | 14188 | 11.7 | 10.4 | 20.8 |  | 160000 | 13208 | 3.55 | 3.2 | 95000 | 12211 | 2.28 | Federally-Regulated Commercial & Industrial Equipment | 05/31/2019 |  | 07/19/2019
Daikin Comfort Technologies Manufacturing, L.P. | Daikin | DPS016AHHY-20 |  | HSP-A, Single-Package Heat Pum | Heat Pump | 460 | 3 | False |  |  |  | True | Variable-Speed | 166000 | 14188 | 11.7 | 10.4 | 20.8 |  | 160000 | 13208 | 3.55 | 3.2 | 95000 | 12211 | 2.28 | Federally-Regulated Commercial & Industrial Equipment | 05/31/2019 |  | 07/19/2019
Daikin Comfort Technologies Manufacturing, L.P. | Daikin | DPS016AHHY-20 |  | HSP-A, Single-Package Heat Pum | Heat Pump | 230 | 3 | False |  |  |  | True | Variable-Speed | 166000 | 14188 | 11.7 | 10.4 | 20.8 |  | 160000 | 13208 | 3.55 | 3.2 | 95000 | 12211 | 2.28 | Federally-Regulated Commercial & Industrial Equipment | 05/31/2019 |  | 07/19/2019
Daikin Comfort Technologies Manufacturing, L.P. | Daikin | DPS016AHHY-20 |  | HSP-A, Single-Package Heat Pum | Heat Pump | 208 | 3 | False |  |  |  | True | Variable-Speed | 166000 | 14188 | 11.7 | 10.4 | 20.8 |  | 160000 | 13208 | 3.55 | 3.2 | 95000 | 12211 | 2.28 | Federally-Regulated Commercial & Industrial Equipment | 05/31/2019 |  | 07/19/2019
Daikin Comfort Technologies Manufacturing, L.P. | Daikin | DPS016AHHE-20 |  | HSP-A, Single-Package Heat Pum | Both Heat Pump and Electric Re | 575 | 3 | False |  |  |  | True | Variable-Speed | 166000 | 14434 | 11.5 | 10.6 | 20.5 |  | 160000 | 13208 | 3.55 | 3.2 | 95000 | 12211 | 2.28 | Federally-Regulated Commercial & Industrial Equipment | 05/31/2019 |  | 07/19/2019
Daikin Comfort Technologies Manufacturing, L.P. | Daikin | DPS016AHHE-20 |  | HSP-A, Single-Package Heat Pum | Both Heat Pump and Electric Re | 460 | 3 | False |  |  |  | True | Variable-Speed | 166000 | 14434 | 11.5 | 10.6 | 20.5 |  | 160000 | 13208 | 3.55 | 3.2 | 95000 | 12211 | 2.28 | Federally-Regulated Commercial & Industrial Equipment | 05/31/2019 |  | 07/19/2019
Daikin Comfort Technologies Manufacturing, L.P. | Daikin | DPS016AHHE-20 |  | HSP-A, Single-Package Heat Pum | Both Heat Pump and Electric Re | 230 | 3 | False |  |  |  | True | Variable-Speed | 166000 | 14434 | 11.5 | 10.6 | 20.5 |  | 160000 | 13208 | 3.55 | 3.2 | 95000 | 12211 | 2.28 | Federally-Regulated Commercial & Industrial Equipment | 05/31/2019 |  | 07/19/2019
Daikin Comfort Technologies Manufacturing, L.P. | Daikin | DPS016AHHE-20 |  | HSP-A, Single-Package Heat Pum | Both Heat Pump and Electric Re | 208 | 3 | False |  |  |  | True | Variable-Speed | 166000 | 14434 | 11.5 | 10.6 | 20.5 |  | 160000 | 13208 | 3.55 | 3.2 | 95000 | 12211 | 2.28 | Federally-Regulated Commercial & Industrial Equipment | 05/31/2019 |  | 07/19/2019
Daikin Comfort Technologies Manufacturing, L.P. | Daikin | DPS016AHHY-20H |  | HSP-A, Single-Package Heat Pum | Heat Pump | 575 | 3 | False |  |  |  | True | Variable-Speed | 164000 | 14513 | 11.3 | 10.4 | 20 |  | 162000 | 13801 | 3.44 | 3.2 | 97000 | 12805 | 2.22 | Federally-Regulated Commercial & Industrial Equipment | 05/31/2019 |  | 07/19/2019
Daikin Comfort Technologies Manufacturing, L.P. | Daikin | DPS016AHHY-20H |  | HSP-A, Single-Package Heat Pum | Heat Pump | 460 | 3 | False |  |  |  | True | Variable-Speed | 164000 | 14513 | 11.3 | 10.4 | 20 |  | 162000 | 13801 | 3.44 | 3.2 | 97000 | 12805 | 2.22 | Federally-Regulated Commercial & Industrial Equipment | 05/31/2019 |  | 07/19/2019
Daikin Comfort Technologies Manufacturing, L.P. | Daikin | DPS016AHHY-20H |  | HSP-A, Single-Package Heat Pum | Heat Pump | 230 | 3 | False |  |  |  | True | Variable-Speed | 164000 | 14513 | 11.3 | 10.4 | 20 |  | 162000 | 13801 | 3.44 | 3.2 | 97000 | 12805 | 2.22 | Federally-Regulated Commercial & Industrial Equipment | 05/31/2019 |  | 07/19/2019
Daikin Comfort Technologies Manufacturing, L.P. | Daikin | DPS016AHHY-20H |  | HSP-A, Single-Package Heat Pum | Heat Pump | 208 | 3 | False |  |  |  | True | Variable-Speed | 164000 | 14513 | 11.3 | 10.4 | 20 |  | 162000 | 13801 | 3.44 | 3.2 | 97000 | 12805 | 2.22 | Federally-Regulated Commercial & Industrial Equipment | 05/31/2019 |  | 07/19/2019
Daikin Comfort Technologies Manufacturing, L.P. | Daikin | DPS020AHHE-24H |  | HSP-A, Single-Package Heat Pum | Both Heat Pump and Electric Re | 575 | 3 | False |  |  |  | True | Variable-Speed | 232000 | 21886 | 10.6 | 10.6 | 18.3 |  | 218000 | 19965 | 3.2 | 3.2 | 134000 | 18700 | 2.1 | Federally-Regulated Commercial & Industrial Equipment | 06/10/2019 |  | 07/19/2019
Daikin Comfort Technologies Manufacturing, L.P. | Daikin | DPS020AHHE-24H |  | HSP-A, Single-Package Heat Pum | Both Heat Pump and Electric Re | 460 | 3 | False |  |  |  | True | Variable-Speed | 232000 | 21886 | 10.6 | 10.6 | 18.3 |  | 218000 | 19965 | 3.2 | 3.2 | 134000 | 18700 | 2.1 | Federally-Regulated Commercial & Industrial Equipment | 06/10/2019 |  | 07/19/2019
Daikin Comfort Technologies Manufacturing, L.P. | Daikin | DPS020AHHE-24H |  | HSP-A, Single-Package Heat Pum | Both Heat Pump and Electric Re | 230 | 3 | False |  |  |  | True | Variable-Speed | 232000 | 21886 | 10.6 | 10.6 | 18.3 |  | 218000 | 19965 | 3.2 | 3.2 | 134000 | 18700 | 2.1 | Federally-Regulated Commercial & Industrial Equipment | 06/10/2019 |  | 07/19/2019
Daikin Comfort Technologies Manufacturing, L.P. | Daikin | DPS020AHHE-24H |  | HSP-A, Single-Package Heat Pum | Both Heat Pump and Electric Re | 208 | 3 | False |  |  |  | True | Variable-Speed | 232000 | 21886 | 10.6 | 10.6 | 18.3 |  | 218000 | 19965 | 3.2 | 3.2 | 134000 | 18700 | 2.1 | Federally-Regulated Commercial & Industrial Equipment | 06/10/2019 |  | 07/19/2019
Daikin Comfort Technologies Manufacturing, L.P. | Daikin | DPS020AHHE-24 |  | HSP-A, Single-Package Heat Pum | Both Heat Pump and Electric Re | 575 | 3 | False |  |  |  | True | Variable-Speed | 236000 | 21851 | 10.8 | 10.6 | 18.6 |  | 216000 | 18618 | 3.4 | 3.2 | 132000 | 17584 | 2.2 | Federally-Regulated Commercial & Industrial Equipment | 06/10/2019 |  | 07/19/2019
Daikin Comfort Technologies Manufacturing, L.P. | Daikin | DPS020AHHE-24 |  | HSP-A, Single-Package Heat Pum | Both Heat Pump and Electric Re | 460 | 3 | False |  |  |  | True | Variable-Speed | 236000 | 21851 | 10.8 | 10.6 | 18.6 |  | 216000 | 18618 | 3.4 | 3.2 | 132000 | 17584 | 2.2 | Federally-Regulated Commercial & Industrial Equipment | 06/10/2019 |  | 07/19/2019
Daikin Comfort Technologies Manufacturing, L.P. | Daikin | DPS020AHHE-24 |  | HSP-A, Single-Package Heat Pum | Both Heat Pump and Electric Re | 230 | 3 | False |  |  |  | True | Variable-Speed | 236000 | 21851 | 10.8 | 10.6 | 18.6 |  | 216000 | 18618 | 3.4 | 3.2 | 132000 | 17584 | 2.2 | Federally-Regulated Commercial & Industrial Equipment | 06/10/2019 |  | 07/19/2019
Daikin Comfort Technologies Manufacturing, L.P. | Daikin | DPS020AHHE-24 |  | HSP-A, Single-Package Heat Pum | Both Heat Pump and Electric Re | 208 | 3 | False |  |  |  | True | Variable-Speed | 236000 | 21851 | 10.8 | 10.6 | 18.6 |  | 216000 | 18618 | 3.4 | 3.2 | 132000 | 17584 | 2.2 | Federally-Regulated Commercial & Industrial Equipment | 06/10/2019 |  | 07/19/2019
Daikin Comfort Technologies Manufacturing, L.P. | Daikin | DPS020AHHY-24H |  | HSP-A, Single-Package Heat Pum | Heat Pump | 575 | 3 | False |  |  |  | True | Variable-Speed | 234000 | 21666 | 10.8 | 10.4 | 18.8 |  | 218000 | 19360 | 3.3 | 3.2 | 132000 | 17584 | 2.2 | Federally-Regulated Commercial & Industrial Equipment | 06/10/2019 |  | 07/19/2019
Daikin Comfort Technologies Manufacturing, L.P. | Daikin | DPS020AHHY-24H |  | HSP-A, Single-Package Heat Pum | Heat Pump | 460 | 3 | False |  |  |  | True | Variable-Speed | 234000 | 21666 | 10.8 | 10.4 | 18.8 |  | 218000 | 19360 | 3.3 | 3.2 | 132000 | 17584 | 2.2 | Federally-Regulated Commercial & Industrial Equipment | 06/10/2019 |  | 07/19/2019
Daikin Comfort Technologies Manufacturing, L.P. | Daikin | DPS020AHHY-24H |  | HSP-A, Single-Package Heat Pum | Heat Pump | 230 | 3 | False |  |  |  | True | Variable-Speed | 234000 | 21666 | 10.8 | 10.4 | 18.8 |  | 218000 | 19360 | 3.3 | 3.2 | 132000 | 17584 | 2.2 | Federally-Regulated Commercial & Industrial Equipment | 06/10/2019 |  | 07/19/2019
Daikin Comfort Technologies Manufacturing, L.P. | Daikin | DPS020AHHY-24H |  | HSP-A, Single-Package Heat Pum | Heat Pump | 208 | 3 | False |  |  |  | True | Variable-Speed | 234000 | 21666 | 10.8 | 10.4 | 18.8 |  | 218000 | 19360 | 3.3 | 3.2 | 132000 | 17584 | 2.2 | Federally-Regulated Commercial & Industrial Equipment | 06/10/2019 |  | 07/19/2019
Daikin Comfort Technologies Manufacturing, L.P. | Daikin | DPS020AHHG-24 |  | HSP-A, Single-Package Heat Pum | Heat Pump | 575 | 3 | False |  |  |  | True | Variable-Speed | 234000 | 21869 | 10.7 | 10.4 | 18.7 |  | 218000 | 19360 | 3.3 | 3.2 | 132000 | 17584 | 2.2 | Federally-Regulated Commercial & Industrial Equipment | 06/10/2019 |  | 07/19/2019
Daikin Comfort Technologies Manufacturing, L.P. | Daikin | DPS020AHHG-24 |  | HSP-A, Single-Package Heat Pum | Heat Pump | 460 | 3 | False |  |  |  | True | Variable-Speed | 234000 | 21869 | 10.7 | 10.4 | 18.7 |  | 218000 | 19360 | 3.3 | 3.2 | 132000 | 17584 | 2.2 | Federally-Regulated Commercial & Industrial Equipment | 06/10/2019 |  | 07/19/2019
Daikin Comfort Technologies Manufacturing, L.P. | Daikin | DPS020AHHG-24 |  | HSP-A, Single-Package Heat Pum | Heat Pump | 230 | 3 | False |  |  |  | True | Variable-Speed | 234000 | 21869 | 10.7 | 10.4 | 18.7 |  | 218000 | 19360 | 3.3 | 3.2 | 132000 | 17584 | 2.2 | Federally-Regulated Commercial & Industrial Equipment | 06/10/2019 |  | 07/19/2019
Daikin Comfort Technologies Manufacturing, L.P. | Daikin | DPS020AHHG-24 |  | HSP-A, Single-Package Heat Pum | Heat Pump | 208 | 3 | False |  |  |  | True | Variable-Speed | 234000 | 21869 | 10.7 | 10.4 | 18.7 |  | 218000 | 19360 | 3.3 | 3.2 | 132000 | 17584 | 2.2 | Federally-Regulated Commercial & Industrial Equipment | 06/10/2019 |  | 07/19/2019
Daikin Comfort Technologies Manufacturing, L.P. | Daikin | DPS020AHHY-24 |  | HSP-A, Single-Package Heat Pum | Heat Pump | 575 | 3 | False |  |  |  | True | Variable-Speed | 236000 | 21651 | 10.9 | 10.4 | 19 |  | 216000 | 18618 | 3.4 | 3.2 | 132000 | 17584 | 2.2 | Federally-Regulated Commercial & Industrial Equipment | 06/10/2019 |  | 07/19/2019
Daikin Comfort Technologies Manufacturing, L.P. | Daikin | DPS020AHHY-24 |  | HSP-A, Single-Package Heat Pum | Heat Pump | 460 | 3 | False |  |  |  | True | Variable-Speed | 236000 | 21651 | 10.9 | 10.4 | 19 |  | 216000 | 18618 | 3.4 | 3.2 | 132000 | 17584 | 2.2 | Federally-Regulated Commercial & Industrial Equipment | 06/10/2019 |  | 07/19/2019
Daikin Comfort Technologies Manufacturing, L.P. | Daikin | DPS020AHHY-24 |  | HSP-A, Single-Package Heat Pum | Heat Pump | 230 | 3 | False |  |  |  | True | Variable-Speed | 236000 | 21651 | 10.9 | 10.4 | 19 |  | 216000 | 18618 | 3.4 | 3.2 | 132000 | 17584 | 2.2 | Federally-Regulated Commercial & Industrial Equipment | 06/10/2019 |  | 07/19/2019
Daikin Comfort Technologies Manufacturing, L.P. | Daikin | DPS020AHHY-24 |  | HSP-A, Single-Package Heat Pum | Heat Pump | 208 | 3 | False |  |  |  | True | Variable-Speed | 236000 | 21651 | 10.9 | 10.4 | 19 |  | 216000 | 18618 | 3.4 | 3.2 | 132000 | 17584 | 2.2 | Federally-Regulated Commercial & Industrial Equipment | 06/10/2019 |  | 07/19/2019
Daikin Comfort Technologies Manufacturing, L.P. | AMANA DISTINCTIONS | GSZ130483A* (2) | AT09043A* | HRCU-A-CB, Split System: Heat | Both Heat Pump and Electric Re | 230 | 3 |  | False |  |  | True | Single-Speed | 88000 | 7652 | 11.5 | 11 | 14 |  | 82000 | 7282 | 3.3 | 3.3 | 52000 | 6626 | 2.3 | Federally-Regulated Commercial & Industrial Equipment | 05/31/2019 |  | 07/19/2019
Daikin Comfort Technologies Manufacturing, L.P. | AMANA DISTINCTIONS | GSZ130483A* (2) | AT09043A* | HRCU-A-CB, Split System: Heat | Both Heat Pump and Electric Re | 208 | 3 |  | False |  |  | True | Single-Speed | 88000 | 7652 | 11.5 | 11 | 14 |  | 82000 | 7282 | 3.3 | 3.3 | 52000 | 6626 | 2.3 | Federally-Regulated Commercial & Industrial Equipment | 05/31/2019 |  | 07/19/2019
Daikin Comfort Technologies Manufacturing, L.P. | AMANA DISTINCTIONS | GSZ130603A* (2) | AT12043A* | HRCU-A-CB, Split System: Heat | Both Heat Pump and Electric Re | 230 | 3 |  | False |  |  | True | Single-Speed | 114000 | 9913 | 11.5 | 11 | 13 |  | 110000 | 9769 | 3.3 | 3.3 | 70000 | 8919 | 2.3 | Federally-Regulated Commercial & Industrial Equipment | 05/31/2019 |  | 07/19/2019
Daikin Comfort Technologies Manufacturing, L.P. | AMANA DISTINCTIONS | GSZ130603A* (2) | AT12043A* | HRCU-A-CB, Split System: Heat | Both Heat Pump and Electric Re | 208 | 3 |  | False |  |  | True | Single-Speed | 114000 | 9913 | 11.5 | 11 | 13 |  | 110000 | 9769 | 3.3 | 3.3 | 70000 | 8919 | 2.3 | Federally-Regulated Commercial & Industrial Equipment | 05/31/2019 |  | 07/19/2019
Daikin Comfort Technologies Manufacturing, L.P. | AMANA DISTINCTIONS | GSZ130604A* (2) | AT12044A* | HRCU-A-CB, Split System: Heat | Both Heat Pump and Electric Re | 460 | 3 |  | False |  |  | True | Single-Speed | 114000 | 9913 | 11.5 | 11 | 13 |  | 110000 | 9769 | 3.3 | 3.3 | 70000 | 8919 | 2.3 | Federally-Regulated Commercial & Industrial Equipment | 05/31/2019 |  | 07/19/2019
Daikin Comfort Technologies Manufacturing, L.P. | AMANA DISTINCTIONS | GSZ130484A* (2) | AT09044A* | HRCU-A-CB, Split System: Heat | Both Heat Pump and Electric Re | 460 | 3 |  | False |  |  | True | Single-Speed | 88000 | 7652 | 11.5 | 11 | 14 |  | 82000 | 7282 | 3.3 | 3.3 | 52000 | 6626 | 2.3 | Federally-Regulated Commercial & Industrial Equipment | 05/31/2019 |  | 07/19/2019
Daikin Comfort Technologies Manufacturing, L.P. | EVERREST | GSZ130484A* (2) | AT09044A* | HRCU-A-CB, Split System: Heat | Both Heat Pump and Electric Re | 460 | 3 |  | False |  |  | True | Single-Speed | 88000 | 7652 | 11.5 | 11 | 14 |  | 82000 | 7282 | 3.3 | 3.3 | 52000 | 6626 | 2.3 | Federally-Regulated Commercial & Industrial Equipment | 05/31/2019 |  | 07/19/2019
Daikin Comfort Technologies Manufacturing, L.P. | EVERREST | GSZ130483A* (2) | AT09043A* | HRCU-A-CB, Split System: Heat | Both Heat Pump and Electric Re | 230 | 3 |  | False |  |  | True | Single-Speed | 88000 | 7652 | 11.5 | 11 | 14 |  | 82000 | 7282 | 3.3 | 3.3 | 52000 | 6626 | 2.3 | Federally-Regulated Commercial & Industrial Equipment | 05/31/2019 |  | 07/19/2019
Daikin Comfort Technologies Manufacturing, L.P. | EVERREST | GSZ130483A* (2) | AT09043A* | HRCU-A-CB, Split System: Heat | Both Heat Pump and Electric Re | 208 | 3 |  | False |  |  | True | Single-Speed | 88000 | 7652 | 11.5 | 11 | 14 |  | 82000 | 7282 | 3.3 | 3.3 | 52000 | 6626 | 2.3 | Federally-Regulated Commercial & Industrial Equipment | 05/31/2019 |  | 07/19/2019
Daikin Comfort Technologies Manufacturing, L.P. | EVERREST | GSZ130604A* (2) | AT12044A* | HRCU-A-CB, Split System: Heat | Both Heat Pump and Electric Re | 460 | 3 |  | False |  |  | True | Single-Speed | 114000 | 9913 | 11.5 | 11 | 13 |  | 110000 | 9769 | 3.3 | 3.3 | 70000 | 8919 | 2.3 | Federally-Regulated Commercial & Industrial Equipment | 05/31/2019 |  | 07/19/2019
Daikin Comfort Technologies Manufacturing, L.P. | EVERREST | GSZ130603A* (2) | AT12043A* | HRCU-A-CB, Split System: Heat | Both Heat Pump and Electric Re | 230 | 3 |  | False |  |  | True | Single-Speed | 114000 | 9913 | 11.5 | 11 | 13 |  | 110000 | 9769 | 3.3 | 3.3 | 70000 | 8919 | 2.3 | Federally-Regulated Commercial & Industrial Equipment | 05/31/2019 |  | 07/19/2019
Daikin Comfort Technologies Manufacturing, L.P. | EVERREST | GSZ130603A* (2) | AT12043A* | HRCU-A-CB, Split System: Heat | Both Heat Pump and Electric Re | 208 | 3 |  | False |  |  | True | Single-Speed | 114000 | 9913 | 11.5 | 11 | 13 |  | 110000 | 9769 | 3.3 | 3.3 | 70000 | 8919 | 2.3 | Federally-Regulated Commercial & Industrial Equipment | 05/31/2019 |  | 07/19/2019
Daikin Comfort Technologies Manufacturing, L.P. | Goodman | GSZ130604A* (2) | AT12044A* | HRCU-A-CB, Split System: Heat | Both Heat Pump and Electric Re | 460 | 3 |  | False |  |  | True | Single-Speed | 114000 | 9913 | 11.5 | 11 | 13 |  | 110000 | 9769 | 3.3 | 3.3 | 70000 | 8919 | 2.3 | Federally-Regulated Commercial & Industrial Equipment | 05/31/2019 |  | 07/19/2019
Daikin Comfort Technologies Manufacturing, L.P. | Goodman | GSZ130603A* (2) | AT12043A* | HRCU-A-CB, Split System: Heat | Both Heat Pump and Electric Re | 230 | 3 |  | False |  |  | True | Single-Speed | 114000 | 9913 | 11.5 | 11 | 13 |  | 110000 | 9769 | 3.3 | 3.3 | 70000 | 8919 | 2.3 | Federally-Regulated Commercial & Industrial Equipment | 05/31/2019 |  | 07/19/2019
Daikin Comfort Technologies Manufacturing, L.P. | Goodman | GSZ130603A* (2) | AT12043A* | HRCU-A-CB, Split System: Heat | Both Heat Pump and Electric Re | 208 | 3 |  | False |  |  | True | Single-Speed | 114000 | 9913 | 11.5 | 11 | 13 |  | 110000 | 9769 | 3.3 | 3.3 | 70000 | 8919 | 2.3 | Federally-Regulated Commercial & Industrial Equipment | 05/31/2019 |  | 07/19/2019
Daikin Comfort Technologies Manufacturing, L.P. | Goodman | GSZ130483A* (2) | AT09043A* | HRCU-A-CB, Split System: Heat | Both Heat Pump and Electric Re | 230 | 3 |  | False |  |  | True | Single-Speed | 88000 | 7652 | 11.5 | 11 | 14 |  | 82000 | 7282 | 3.3 | 3.3 | 52000 | 6626 | 2.3 | Federally-Regulated Commercial & Industrial Equipment | 05/31/2019 |  | 07/19/2019
Daikin Comfort Technologies Manufacturing, L.P. | Goodman | GSZ130483A* (2) | AT09043A* | HRCU-A-CB, Split System: Heat | Both Heat Pump and Electric Re | 208 | 3 |  | False |  |  | True | Single-Speed | 88000 | 7652 | 11.5 | 11 | 14 |  | 82000 | 7282 | 3.3 | 3.3 | 52000 | 6626 | 2.3 | Federally-Regulated Commercial & Industrial Equipment | 05/31/2019 |  | 07/19/2019
Daikin Comfort Technologies Manufacturing, L.P. | Goodman | GSZ130484A* (2) | AT09044A* | HRCU-A-CB, Split System: Heat | Both Heat Pump and Electric Re | 460 | 3 |  | False |  |  | True | Single-Speed | 88000 | 7652 | 11.5 | 11 | 14 |  | 82000 | 7282 | 3.3 | 3.3 | 52000 | 6626 | 2.3 | Federally-Regulated Commercial & Industrial Equipment | 05/31/2019 |  | 07/19/2019
Trane U.S. Inc. | Trane | TWA180E(3,4,W)**A* | TWE1804(3,W)B*A***00 | HRCU-A-CB, Split System: Heat | Heat Pump | 575 | 3 |  | False |  |  | True | Single-Speed | 188000 | 17407 | 10.8 | 10.4 | 11.6 |  | 178000 | 16302 | 3.2 | 3.2 | 117000 | 16726 | 2.05 | Federally-Regulated Commercial & Industrial Equipment | 05/02/2019 |  | 07/19/2019
Trane U.S. Inc. | Trane | TWA180E(3,4,W)**A* | TWE1804(3,W)B*A***00 | HRCU-A-CB, Split System: Heat | Heat Pump | 460 | 3 |  | False |  |  | True | Single-Speed | 188000 | 17407 | 10.8 | 10.4 | 11.6 |  | 178000 | 16302 | 3.2 | 3.2 | 117000 | 16726 | 2.05 | Federally-Regulated Commercial & Industrial Equipment | 05/02/2019 |  | 07/19/2019
Trane U.S. Inc. | Trane | TWA180E(3,4,W)**A* | TWE1804(3,W)B*A***00 | HRCU-A-CB, Split System: Heat | Heat Pump | 230 | 3 |  | False |  |  | True | Single-Speed | 188000 | 17407 | 10.8 | 10.4 | 11.6 |  | 178000 | 16302 | 3.2 | 3.2 | 117000 | 16726 | 2.05 | Federally-Regulated Commercial & Industrial Equipment | 05/02/2019 |  | 07/19/2019
Trane U.S. Inc. | Trane | TWA180E(3,4,W)**A* | TWE1804(3,W)B*A***00 | HRCU-A-CB, Split System: Heat | Heat Pump | 208 | 3 |  | False |  |  | True | Single-Speed | 188000 | 17407 | 10.8 | 10.4 | 11.6 |  | 178000 | 16302 | 3.2 | 3.2 | 117000 | 16726 | 2.05 | Federally-Regulated Commercial & Industrial Equipment | 05/02/2019 |  | 07/19/2019
Trane U.S. Inc. | Trane | TWA240E(3,4)**B* | TWE2404(3,4,W)B*A***00 | HRCU-A-CB, Split System: Heat | Heat Pump | 575 | 3 |  | False |  |  | True | Single-Speed | 248000 | 24800 | 10 | 9.3 | 10.6 |  | 238000 | 21797 | 3.2 | 3.2 | 148000 | 21158 | 2.05 | Federally-Regulated Commercial & Industrial Equipment | 05/02/2019 |  | 07/19/2019
Trane U.S. Inc. | Trane | TWA240E(3,4)**B* | TWE2404(3,4,W)B*A***00 | HRCU-A-CB, Split System: Heat | Heat Pump | 460 | 3 |  | False |  |  | True | Single-Speed | 248000 | 24800 | 10 | 9.3 | 10.6 |  | 238000 | 21797 | 3.2 | 3.2 | 148000 | 21158 | 2.05 | Federally-Regulated Commercial & Industrial Equipment | 05/02/2019 |  | 07/19/2019
Trane U.S. Inc. | Trane | TWA240E(3,4)**B* | TWE2404(3,4,W)B*A***00 | HRCU-A-CB, Split System: Heat | Heat Pump | 230 | 3 |  | False |  |  | True | Single-Speed | 248000 | 24800 | 10 | 9.3 | 10.6 |  | 238000 | 21797 | 3.2 | 3.2 | 148000 | 21158 | 2.05 | Federally-Regulated Commercial & Industrial Equipment | 05/02/2019 |  | 07/19/2019
Trane U.S. Inc. | Trane | TWA240E(3,4)**B* | TWE2404(3,4,W)B*A***00 | HRCU-A-CB, Split System: Heat | Heat Pump | 208 | 3 |  | False |  |  | True | Single-Speed | 248000 | 24800 | 10 | 9.3 | 10.6 |  | 238000 | 21797 | 3.2 | 3.2 | 148000 | 21158 | 2.05 | Federally-Regulated Commercial & Industrial Equipment | 05/02/2019 |  | 07/19/2019
Trane U.S. Inc. | Trane | TWA240E(3,4)**A* | TWE2404(3,4,W)B*A***00 | HRCU-A-CB, Split System: Heat | Heat Pump | 575 | 3 |  | False |  |  | True | Single-Speed | 248000 | 24800 | 10 | 9.3 | 10.6 |  | 238000 | 21797 | 3.2 | 3.2 | 148000 | 21158 | 2.05 | Federally-Regulated Commercial & Industrial Equipment | 05/02/2019 |  | 07/19/2019
Trane U.S. Inc. | Trane | TWA240E(3,4)**A* | TWE2404(3,4,W)B*A***00 | HRCU-A-CB, Split System: Heat | Heat Pump | 460 | 3 |  | False |  |  | True | Single-Speed | 248000 | 24800 | 10 | 9.3 | 10.6 |  | 238000 | 21797 | 3.2 | 3.2 | 148000 | 21158 | 2.05 | Federally-Regulated Commercial & Industrial Equipment | 05/02/2019 |  | 07/19/2019
Trane U.S. Inc. | Trane | TWA240E(3,4)**A* | TWE2404(3,4,W)B*A***00 | HRCU-A-CB, Split System: Heat | Heat Pump | 230 | 3 |  | False |  |  | True | Single-Speed | 248000 | 24800 | 10 | 9.3 | 10.6 |  | 238000 | 21797 | 3.2 | 3.2 | 148000 | 21158 | 2.05 | Federally-Regulated Commercial & Industrial Equipment | 05/02/2019 |  | 07/19/2019
Trane U.S. Inc. | Trane | TWA240E(3,4)**A* | TWE2404(3,4,W)B*A***00 | HRCU-A-CB, Split System: Heat | Heat Pump | 208 | 3 |  | False |  |  | True | Single-Speed | 248000 | 24800 | 10 | 9.3 | 10.6 |  | 238000 | 21797 | 3.2 | 3.2 | 148000 | 21158 | 2.05 | Federally-Regulated Commercial & Industrial Equipment | 05/02/2019 |  | 07/19/2019
Trane U.S. Inc. | Trane | TWA120E(3,W)**A* | TWE1204(3,W)B*A***00 | HRCU-A-CB, Split System: Heat | Heat Pump | 575 | 3 |  | False |  |  | True | Single-Speed | 118000 | 10535 | 11.2 | 10.8 | 12.2 |  | 112000 | 9946 | 3.3 | 3.3 | 71000 | 9248 | 2.25 | Federally-Regulated Commercial & Industrial Equipment | 05/02/2019 |  | 07/19/2019
Trane U.S. Inc. | Trane | TWA120E(3,W)**A* | TWE1204(3,W)B*A***00 | HRCU-A-CB, Split System: Heat | Heat Pump | 460 | 3 |  | False |  |  | True | Single-Speed | 118000 | 10535 | 11.2 | 10.8 | 12.2 |  | 112000 | 9946 | 3.3 | 3.3 | 71000 | 9248 | 2.25 | Federally-Regulated Commercial & Industrial Equipment | 05/02/2019 |  | 07/19/2019
Trane U.S. Inc. | Trane | TWA120E(3,W)**A* | TWE1204(3,W)B*A***00 | HRCU-A-CB, Split System: Heat | Heat Pump | 230 | 3 |  | False |  |  | True | Single-Speed | 118000 | 10535 | 11.2 | 10.8 | 12.2 |  | 112000 | 9946 | 3.3 | 3.3 | 71000 | 9248 | 2.25 | Federally-Regulated Commercial & Industrial Equipment | 05/02/2019 |  | 07/19/2019
Trane U.S. Inc. | Trane | TWA120E(3,W)**A* | TWE1204(3,W)B*A***00 | HRCU-A-CB, Split System: Heat | Heat Pump | 208 | 3 |  | False |  |  | True | Single-Speed | 118000 | 10535 | 11.2 | 10.8 | 12.2 |  | 112000 | 9946 | 3.3 | 3.3 | 71000 | 9248 | 2.25 | Federally-Regulated Commercial & Industrial Equipment | 05/02/2019 |  | 07/19/2019
Trane U.S. Inc. | Trane | TWA120D(3,4,W)**B* | TWE12041A*A***00 | HRCU-A-CB, Split System: Heat | Heat Pump | 460 | 3 |  | False |  |  | True | Single-Speed | 123000 | 10884 | 11.3 | 10.8 | 12.4 |  | 120000 | 10657 | 3.3 | 3.3 | 76000 | 9899 | 2.25 | Federally-Regulated Commercial & Industrial Equipment | 05/02/2019 |  | 07/19/2019
Trane U.S. Inc. | Trane | TWA120D(3,4,W)**B* | TWE12041A*A***00 | HRCU-A-CB, Split System: Heat | Heat Pump | 230 | 3 |  | False |  |  | True | Single-Speed | 123000 | 10884 | 11.3 | 10.8 | 12.4 |  | 120000 | 10657 | 3.3 | 3.3 | 76000 | 9899 | 2.25 | Federally-Regulated Commercial & Industrial Equipment | 05/02/2019 |  | 07/19/2019
Trane U.S. Inc. | Trane | TWA120D(3,4,W)**B* | TWE12041A*A***00 | HRCU-A-CB, Split System: Heat | Heat Pump | 208 | 3 |  | False |  |  | True | Single-Speed | 123000 | 10884 | 11.3 | 10.8 | 12.4 |  | 120000 | 10657 | 3.3 | 3.3 | 76000 | 9899 | 2.25 | Federally-Regulated Commercial & Industrial Equipment | 05/02/2019 |  | 07/19/2019
Trane U.S. Inc. | Trane | TWA120D(3,4,W)**A* | TWE12041A*A***00 | HRCU-A-CB, Split System: Heat | Heat Pump | 460 | 3 |  | False |  |  | True | Single-Speed | 123000 | 10884 | 11.3 | 10.8 | 12.4 |  | 120000 | 10657 | 3.3 | 3.3 | 76000 | 9899 | 2.25 | Federally-Regulated Commercial & Industrial Equipment | 05/02/2019 |  | 07/19/2019
Trane U.S. Inc. | Trane | TWA120D(3,4,W)**A* | TWE12041A*A***00 | HRCU-A-CB, Split System: Heat | Heat Pump | 230 | 3 |  | False |  |  | True | Single-Speed | 123000 | 10884 | 11.3 | 10.8 | 12.4 |  | 120000 | 10657 | 3.3 | 3.3 | 76000 | 9899 | 2.25 | Federally-Regulated Commercial & Industrial Equipment | 05/02/2019 |  | 07/19/2019
Trane U.S. Inc. | Trane | TWA120D(3,4,W)**A* | TWE12041A*A***00 | HRCU-A-CB, Split System: Heat | Heat Pump | 208 | 3 |  | False |  |  | True | Single-Speed | 123000 | 10884 | 11.3 | 10.8 | 12.4 |  | 120000 | 10657 | 3.3 | 3.3 | 76000 | 9899 | 2.25 | Federally-Regulated Commercial & Industrial Equipment | 05/02/2019 |  | 07/19/2019
Trane U.S. Inc. | Trane | TWA090E(3,4,W)**A* | TWE0904(3,W)B*A***00 | HRCU-A-CB, Split System: Heat | Heat Pump | 575 | 3 |  | False |  |  | True | Single-Speed | 93000 | 8303 | 11.2 | 10.8 | 12.2 |  | 82000 | 7282 | 3.3 | 3.3 | 51500 | 6708 | 2.25 | Federally-Regulated Commercial & Industrial Equipment | 05/02/2019 |  | 07/19/2019
Trane U.S. Inc. | Trane | TWA090E(3,4,W)**A* | TWE0904(3,W)B*A***00 | HRCU-A-CB, Split System: Heat | Heat Pump | 460 | 3 |  | False |  |  | True | Single-Speed | 93000 | 8303 | 11.2 | 10.8 | 12.2 |  | 82000 | 7282 | 3.3 | 3.3 | 51500 | 6708 | 2.25 | Federally-Regulated Commercial & Industrial Equipment | 05/02/2019 |  | 07/19/2019
Trane U.S. Inc. | Trane | TWA090E(3,4,W)**A* | TWE0904(3,W)B*A***00 | HRCU-A-CB, Split System: Heat | Heat Pump | 230 | 3 |  | False |  |  | True | Single-Speed | 93000 | 8303 | 11.2 | 10.8 | 12.2 |  | 82000 | 7282 | 3.3 | 3.3 | 51500 | 6708 | 2.25 | Federally-Regulated Commercial & Industrial Equipment | 05/02/2019 |  | 07/19/2019
Trane U.S. Inc. | Trane | TWA090E(3,4,W)**A* | TWE0904(3,W)B*A***00 | HRCU-A-CB, Split System: Heat | Heat Pump | 208 | 3 |  | False |  |  | True | Single-Speed | 93000 | 8303 | 11.2 | 10.8 | 12.2 |  | 82000 | 7282 | 3.3 | 3.3 | 51500 | 6708 | 2.25 | Federally-Regulated Commercial & Industrial Equipment | 05/02/2019 |  | 07/19/2019
Trane U.S. Inc. | Trane | TWA073E(3,4)0RA* | TWE0724(3,W)B*A***00 | HRCU-A-CB, Split System: Heat | Heat Pump | 575 | 3 |  | False |  |  | True | Single-Speed | 77000 | 6875 | 11.2 | 10.8 | 12.2 |  | 64000 | 5683 | 3.3 | 3.3 | 38000 | 4949 | 2.25 | Federally-Regulated Commercial & Industrial Equipment | 05/02/2019 |  | 07/19/2019
Trane U.S. Inc. | Trane | TWA073E(3,4)0RA* | TWE0724(3,W)B*A***00 | HRCU-A-CB, Split System: Heat | Heat Pump | 460 | 3 |  | False |  |  | True | Single-Speed | 77000 | 6875 | 11.2 | 10.8 | 12.2 |  | 64000 | 5683 | 3.3 | 3.3 | 38000 | 4949 | 2.25 | Federally-Regulated Commercial & Industrial Equipment | 05/02/2019 |  | 07/19/2019
Trane U.S. Inc. | Trane | TWA073E(3,4)0RA* | TWE0724(3,W)B*A***00 | HRCU-A-CB, Split System: Heat | Heat Pump | 230 | 3 |  | False |  |  | True | Single-Speed | 77000 | 6875 | 11.2 | 10.8 | 12.2 |  | 64000 | 5683 | 3.3 | 3.3 | 38000 | 4949 | 2.25 | Federally-Regulated Commercial & Industrial Equipment | 05/02/2019 |  | 07/19/2019
Trane U.S. Inc. | Trane | TWA073E(3,4)0RA* | TWE0724(3,W)B*A***00 | HRCU-A-CB, Split System: Heat | Heat Pump | 208 | 3 |  | False |  |  | True | Single-Speed | 77000 | 6875 | 11.2 | 10.8 | 12.2 |  | 64000 | 5683 | 3.3 | 3.3 | 38000 | 4949 | 2.25 | Federally-Regulated Commercial & Industrial Equipment | 05/02/2019 |  | 07/19/2019
Trane U.S. Inc. | Trane | TWA073D(3,4,W)**A* | TWE0904(3,W)A*A***00 | HRCU-A-CB, Split System: Heat | Heat Pump | 575 | 3 |  | False |  |  | True | Single-Speed | 80000 | 7079 | 11.3 | 10.8 | 12.4 |  | 72000 | 6394 | 3.3 | 3.3 | 46000 | 5991 | 2.25 | Federally-Regulated Commercial & Industrial Equipment | 05/02/2019 |  | 07/19/2019
Trane U.S. Inc. | Trane | TWA073D(3,4,W)**A* | TWE0904(3,W)A*A***00 | HRCU-A-CB, Split System: Heat | Heat Pump | 460 | 3 |  | False |  |  | True | Single-Speed | 80000 | 7079 | 11.3 | 10.8 | 12.4 |  | 72000 | 6394 | 3.3 | 3.3 | 46000 | 5991 | 2.25 | Federally-Regulated Commercial & Industrial Equipment | 05/02/2019 |  | 07/19/2019
Trane U.S. Inc. | Trane | TWA073D(3,4,W)**A* | TWE0904(3,W)A*A***00 | HRCU-A-CB, Split System: Heat | Heat Pump | 230 | 3 |  | False |  |  | True | Single-Speed | 80000 | 7079 | 11.3 | 10.8 | 12.4 |  | 72000 | 6394 | 3.3 | 3.3 | 46000 | 5991 | 2.25 | Federally-Regulated Commercial & Industrial Equipment | 05/02/2019 |  | 07/19/2019
Trane U.S. Inc. | Trane | TWA073D(3,4,W)**A* | TWE0904(3,W)A*A***00 | HRCU-A-CB, Split System: Heat | Heat Pump | 208 | 3 |  | False |  |  | True | Single-Speed | 80000 | 7079 | 11.3 | 10.8 | 12.4 |  | 72000 | 6394 | 3.3 | 3.3 | 46000 | 5991 | 2.25 | Federally-Regulated Commercial & Industrial Equipment | 05/02/2019 |  | 07/19/2019
Trane U.S. Inc. | Trane | TWA120E(3,4)**A* | TWE120E100A* | HRCU-A-CB, Split System: Heat | Heat Pump | 460 | 3 |  | False |  |  | True | Single-Speed | 118000 | 10535 | 11.2 | 10.8 | 12.2 |  | 112000 | 9946 | 3.3 | 3.3 | 71000 | 9248 | 2.25 | Federally-Regulated Commercial & Industrial Equipment | 05/01/2019 |  | 07/19/2019
Trane U.S. Inc. | Trane | TWA120E(3,4)**A* | TWE120E100A* | HRCU-A-CB, Split System: Heat | Heat Pump | 230 | 3 |  | False |  |  | True | Single-Speed | 118000 | 10535 | 11.2 | 10.8 | 12.2 |  | 112000 | 9946 | 3.3 | 3.3 | 71000 | 9248 | 2.25 | Federally-Regulated Commercial & Industrial Equipment | 05/01/2019 |  | 07/19/2019
Trane U.S. Inc. | Trane | TWA120E(3,4)**A* | TWE120E100A* | HRCU-A-CB, Split System: Heat | Heat Pump | 208 | 3 |  | False |  |  | True | Single-Speed | 118000 | 10535 | 11.2 | 10.8 | 12.2 |  | 112000 | 9946 | 3.3 | 3.3 | 71000 | 9248 | 2.25 | Federally-Regulated Commercial & Industrial Equipment | 05/01/2019 |  | 07/19/2019
Trane U.S. Inc. | Trane | TWA120E(3,4,W)0RA* | TWE120E(3,4,W)R3A* | HRCU-A-CB, Split System: Heat | Heat Pump | 575 | 3 |  | False |  |  | True | Single-Speed | 120000 | 10909 | 11 | 10.8 | 13.2 |  | 105000 | 9325 | 3.3 | 3.3 | 62000 | 8259 | 2.2 | Federally-Regulated Commercial & Industrial Equipment | 05/01/2019 |  | 07/19/2019
Trane U.S. Inc. | Trane | TWA120E(3,4,W)0RA* | TWE120E(3,4,W)R3A* | HRCU-A-CB, Split System: Heat | Heat Pump | 460 | 3 |  | False |  |  | True | Single-Speed | 120000 | 10909 | 11 | 10.8 | 13.2 |  | 105000 | 9325 | 3.3 | 3.3 | 62000 | 8259 | 2.2 | Federally-Regulated Commercial & Industrial Equipment | 05/01/2019 |  | 07/19/2019
Trane U.S. Inc. | Trane | TWA120E(3,4,W)0RA* | TWE120E(3,4,W)R3A* | HRCU-A-CB, Split System: Heat | Heat Pump | 230 | 3 |  | False |  |  | True | Single-Speed | 120000 | 10909 | 11 | 10.8 | 13.2 |  | 105000 | 9325 | 3.3 | 3.3 | 62000 | 8259 | 2.2 | Federally-Regulated Commercial & Industrial Equipment | 05/01/2019 |  | 07/19/2019
Trane U.S. Inc. | Trane | TWA120E(3,4,W)0RA* | TWE120E(3,4,W)R3A* | HRCU-A-CB, Split System: Heat | Heat Pump | 208 | 3 |  | False |  |  | True | Single-Speed | 120000 | 10909 | 11 | 10.8 | 13.2 |  | 105000 | 9325 | 3.3 | 3.3 | 62000 | 8259 | 2.2 | Federally-Regulated Commercial & Industrial Equipment | 05/01/2019 |  | 07/19/2019
Trane U.S. Inc. | Trane | TWA090D4**A* | TWE090D10*A* | HRCU-A-CB, Split System: Heat | Heat Pump | 460 | 3 |  | False |  |  | True | Single-Speed | 86000 | 7610 | 11.3 | 10.8 | 12.4 |  | 79000 | 7016 | 3.3 | 3.3 | 50500 | 6577 | 2.25 | Federally-Regulated Commercial & Industrial Equipment | 05/01/2019 |  | 07/19/2019
Trane U.S. Inc. | Trane | TWA090D3**B* | TWE090D30*A* | HRCU-A-CB, Split System: Heat | Heat Pump | 460 | 3 |  | False |  |  | True | Single-Speed | 86000 | 7610 | 11.3 | 10.8 | 12.4 |  | 79000 | 7016 | 3.3 | 3.3 | 50500 | 6577 | 2.25 | Federally-Regulated Commercial & Industrial Equipment | 05/02/2019 |  | 07/19/2019
Trane U.S. Inc. | Trane | TWA180EW**A* | TWE180EW00A* | HRCU-A-CB, Split System: Heat | Heat Pump | 575 | 3 |  | False |  |  | True | Single-Speed | 188000 | 17407 | 10.8 | 10.4 | 11.6 |  | 178000 | 16302 | 3.2 | 3.2 | 117000 | 16726 | 2.05 | Federally-Regulated Commercial & Industrial Equipment | 05/01/2019 |  | 07/19/2019
Trane U.S. Inc. | Trane | TWA090DW**A* | TWE090DW0*A* | HRCU-A-CB, Split System: Heat | Heat Pump | 575 | 3 |  | False |  |  | True | Single-Speed | 86000 | 7610 | 11.3 | 10.8 | 12.4 |  | 79000 | 7016 | 3.3 | 3.3 | 50500 | 6577 | 2.25 | Federally-Regulated Commercial & Industrial Equipment | 05/01/2019 |  | 07/19/2019
Trane U.S. Inc. | Trane | TWA0904(3,4,W)AA*00A* | TWE090D(3,4,W)0*A* | HRCU-A-CB, Split System: Heat | Heat Pump | 575 | 3 |  | False |  |  | True | Single-Speed | 86000 | 7610 | 11.3 | 10.8 | 12.4 |  | 79000 | 7016 | 3.3 | 3.3 | 50000 | 6512 | 2.25 | Federally-Regulated Commercial & Industrial Equipment | 05/02/2019 |  | 07/19/2019
Trane U.S. Inc. | Trane | TWA0904(3,4,W)AA*00A* | TWE090D(3,4,W)0*A* | HRCU-A-CB, Split System: Heat | Heat Pump | 460 | 3 |  | False |  |  | True | Single-Speed | 86000 | 7610 | 11.3 | 10.8 | 12.4 |  | 79000 | 7016 | 3.3 | 3.3 | 50000 | 6512 | 2.25 | Federally-Regulated Commercial & Industrial Equipment | 05/02/2019 |  | 07/19/2019
Trane U.S. Inc. | Trane | TWA0904(3,4,W)AA*00A* | TWE090D(3,4,W)0*A* | HRCU-A-CB, Split System: Heat | Heat Pump | 230 | 3 |  | False |  |  | True | Single-Speed | 86000 | 7610 | 11.3 | 10.8 | 12.4 |  | 79000 | 7016 | 3.3 | 3.3 | 50000 | 6512 | 2.25 | Federally-Regulated Commercial & Industrial Equipment | 05/02/2019 |  | 07/19/2019
Trane U.S. Inc. | Trane | TWA0904(3,4,W)AA*00A* | TWE090D(3,4,W)0*A* | HRCU-A-CB, Split System: Heat | Heat Pump | 208 | 3 |  | False |  |  | True | Single-Speed | 86000 | 7610 | 11.3 | 10.8 | 12.4 |  | 79000 | 7016 | 3.3 | 3.3 | 50000 | 6512 | 2.25 | Federally-Regulated Commercial & Industrial Equipment | 05/02/2019 |  | 07/19/2019
Trane U.S. Inc. | Trane | TWA090D4**A* | TWE090D100A* | HRCU-A-CB, Split System: Heat | Heat Pump | 460 | 3 |  | False |  |  | True | Single-Speed | 86000 | 7610 | 11.3 | 10.8 | 12.4 |  | 79000 | 7016 | 3.3 | 3.3 | 50500 | 6577 | 2.25 | Federally-Regulated Commercial & Industrial Equipment | 05/01/2019 |  | 07/19/2019
Trane U.S. Inc. | Trane | TWA073DW**A* | TWE090DW00A* | HRCU-A-CB, Split System: Heat | Heat Pump | 575 | 3 |  | False |  |  | True | Single-Speed | 80000 | 7079 | 11.3 | 10.8 | 12.4 |  | 72000 | 6394 | 3.3 | 3.3 | 46000 | 5991 | 2.25 | Federally-Regulated Commercial & Industrial Equipment | 05/01/2019 |  | 07/19/2019
Trane U.S. Inc. | Trane | TWA240EW0RA* | TWE240EWR3B* | HRCU-A-CB, Split System: Heat | Heat Pump | 575 | 3 |  | False |  |  | True | Single-Speed | 248000 | 24800 | 10 | 9.3 | 11.7 |  | 238000 | 21797 | 3.2 | 3.2 | 154000 | 22016 | 2.05 | Federally-Regulated Commercial & Industrial Equipment | 05/01/2019 |  | 07/19/2019
Trane U.S. Inc. | Trane | TWA090D3**A* | TWE090D10*A* | HRCU-A-CB, Split System: Heat | Heat Pump | 230 | 3 |  | False |  |  | True | Single-Speed | 86000 | 7610 | 11.3 | 10.8 | 12.4 |  | 79000 | 7016 | 3.3 | 3.3 | 50500 | 6577 | 2.25 | Federally-Regulated Commercial & Industrial Equipment | 05/01/2019 |  | 07/19/2019
Trane U.S. Inc. | Trane | TWA090D3**A* | TWE090D10*A* | HRCU-A-CB, Split System: Heat | Heat Pump | 208 | 3 |  | False |  |  | True | Single-Speed | 86000 | 7610 | 11.3 | 10.8 | 12.4 |  | 79000 | 7016 | 3.3 | 3.3 | 50500 | 6577 | 2.25 | Federally-Regulated Commercial & Industrial Equipment | 05/01/2019 |  | 07/19/2019
Trane U.S. Inc. | Trane | TWA090D4**B* | TWE090D10*A* | HRCU-A-CB, Split System: Heat | Heat Pump | 575 | 3 |  | False |  |  | True | Single-Speed | 86000 | 7610 | 11.3 | 10.8 | 12.4 |  | 79000 | 7016 | 3.3 | 3.3 | 50500 | 6577 | 2.25 | Federally-Regulated Commercial & Industrial Equipment | 05/02/2019 |  | 07/19/2019
Trane U.S. Inc. | Trane | TWA090D3**A* | TWE090D30*A* | HRCU-A-CB, Split System: Heat | Heat Pump | 230 | 3 |  | False |  |  | True | Single-Speed | 86000 | 7610 | 11.3 | 10.8 | 12.4 |  | 79000 | 7016 | 3.3 | 3.3 | 50500 | 6577 | 2.25 | Federally-Regulated Commercial & Industrial Equipment | 05/01/2019 |  | 07/19/2019
Trane U.S. Inc. | Trane | TWA090D3**A* | TWE090D30*A* | HRCU-A-CB, Split System: Heat | Heat Pump | 208 | 3 |  | False |  |  | True | Single-Speed | 86000 | 7610 | 11.3 | 10.8 | 12.4 |  | 79000 | 7016 | 3.3 | 3.3 | 50500 | 6577 | 2.25 | Federally-Regulated Commercial & Industrial Equipment | 05/01/2019 |  | 07/19/2019
Trane U.S. Inc. | Trane | TWA090D4**B* | TWE090D30*A* | HRCU-A-CB, Split System: Heat | Heat Pump | 230 | 3 |  | False |  |  | True | Single-Speed | 86000 | 7610 | 11.3 | 10.8 | 12.4 |  | 79000 | 7016 | 3.3 | 3.3 | 50500 | 6577 | 2.25 | Federally-Regulated Commercial & Industrial Equipment | 05/02/2019 |  | 07/19/2019
Trane U.S. Inc. | Trane | TWA090D4**B* | TWE090D30*A* | HRCU-A-CB, Split System: Heat | Heat Pump | 208 | 3 |  | False |  |  | True | Single-Speed | 86000 | 7610 | 11.3 | 10.8 | 12.4 |  | 79000 | 7016 | 3.3 | 3.3 | 50500 | 6577 | 2.25 | Federally-Regulated Commercial & Industrial Equipment | 05/02/2019 |  | 07/19/2019
Trane U.S. Inc. | Trane | TWA090DW**B* | TWE090DW0*A* | HRCU-A-CB, Split System: Heat | Heat Pump | 460 | 3 |  | False |  |  | True | Single-Speed | 86000 | 7610 | 11.3 | 10.8 | 12.4 |  | 79000 | 7016 | 3.3 | 3.3 | 50500 | 6577 | 2.25 | Federally-Regulated Commercial & Industrial Equipment | 05/02/2019 |  | 07/19/2019
Trane U.S. Inc. | Trane | TWA090DW**A* | TWE090DW00A* | HRCU-A-CB, Split System: Heat | Heat Pump | 575 | 3 |  | False |  |  | True | Single-Speed | 86000 | 7610 | 11.3 | 10.8 | 12.2 |  | 79000 | 7016 | 3.3 | 3.3 | 50500 | 6577 | 2.25 | Federally-Regulated Commercial & Industrial Equipment | 05/01/2019 |  | 07/19/2019
Trane U.S. Inc. | Trane | TWA090D4**A* | TWE090D30*A* | HRCU-A-CB, Split System: Heat | Heat Pump | 460 | 3 |  | False |  |  | True | Single-Speed | 86000 | 7610 | 11.3 | 10.8 | 12.4 |  | 79000 | 7016 | 3.3 | 3.3 | 50500 | 6577 | 2.25 | Federally-Regulated Commercial & Industrial Equipment | 05/01/2019 |  | 07/19/2019
Trane U.S. Inc. | Trane | TWA073D3**A* | TWE090D300A* | HRCU-A-CB, Split System: Heat | Heat Pump | 230 | 3 |  | False |  |  | True | Single-Speed | 80000 | 7079 | 11.3 | 10.8 | 12.4 |  | 72000 | 6394 | 3.3 | 3.3 | 46000 | 5991 | 2.25 | Federally-Regulated Commercial & Industrial Equipment | 05/01/2019 |  | 07/19/2019
Trane U.S. Inc. | Trane | TWA073D3**A* | TWE090D300A* | HRCU-A-CB, Split System: Heat | Heat Pump | 208 | 3 |  | False |  |  | True | Single-Speed | 80000 | 7079 | 11.3 | 10.8 | 12.4 |  | 72000 | 6394 | 3.3 | 3.3 | 46000 | 5991 | 2.25 | Federally-Regulated Commercial & Industrial Equipment | 05/01/2019 |  | 07/19/2019
Trane U.S. Inc. | Trane | TWA180E(3,4)0RA* | TWE180E(3,4)R*B* | HRCU-A-CB, Split System: Heat | Heat Pump | 460 | 3 |  | False |  |  | True | Single-Speed | 188000 | 17407 | 10.8 | 10.4 | 12.7 |  | 178000 | 16302 | 3.2 | 3.2 | 117000 | 16726 | 2.05 | Federally-Regulated Commercial & Industrial Equipment | 05/01/2019 |  | 07/19/2019
Trane U.S. Inc. | Trane | TWA180E(3,4)0RA* | TWE180E(3,4)R*B* | HRCU-A-CB, Split System: Heat | Heat Pump | 230 | 3 |  | False |  |  | True | Single-Speed | 188000 | 17407 | 10.8 | 10.4 | 12.7 |  | 178000 | 16302 | 3.2 | 3.2 | 117000 | 16726 | 2.05 | Federally-Regulated Commercial & Industrial Equipment | 05/01/2019 |  | 07/19/2019
Trane U.S. Inc. | Trane | TWA180E(3,4)0RA* | TWE180E(3,4)R*B* | HRCU-A-CB, Split System: Heat | Heat Pump | 208 | 3 |  | False |  |  | True | Single-Speed | 188000 | 17407 | 10.8 | 10.4 | 12.7 |  | 178000 | 16302 | 3.2 | 3.2 | 117000 | 16726 | 2.05 | Federally-Regulated Commercial & Industrial Equipment | 05/01/2019 |  | 07/19/2019
Trane U.S. Inc. | Trane | TWA073D4**A* | TWE090D100A* | HRCU-A-CB, Split System: Heat | Heat Pump | 460 | 3 |  | False |  |  | True | Single-Speed | 80000 | 7079 | 11.3 | 10.8 | 12.4 |  | 72000 | 6394 | 3.3 | 3.3 | 46000 | 5991 | 2.25 | Federally-Regulated Commercial & Industrial Equipment | 05/01/2019 |  | 07/19/2019
Trane U.S. Inc. | Trane | TWA120E(3,4,W)0RA** | TWE120E(3,4,W)R*B* | HRCU-A-CB, Split System: Heat | Heat Pump | 575 | 3 |  | False |  |  | True | Single-Speed | 118000 | 10535 | 11.2 | 10.8 | 13.3 |  | 112000 | 9946 | 3.3 | 3.3 | 71000 | 9248 | 2.25 | Federally-Regulated Commercial & Industrial Equipment | 05/01/2019 |  | 07/19/2019
Trane U.S. Inc. | Trane | TWA120E(3,4,W)0RA** | TWE120E(3,4,W)R*B* | HRCU-A-CB, Split System: Heat | Heat Pump | 460 | 3 |  | False |  |  | True | Single-Speed | 118000 | 10535 | 11.2 | 10.8 | 13.3 |  | 112000 | 9946 | 3.3 | 3.3 | 71000 | 9248 | 2.25 | Federally-Regulated Commercial & Industrial Equipment | 05/01/2019 |  | 07/19/2019
Trane U.S. Inc. | Trane | TWA120E(3,4,W)0RA** | TWE120E(3,4,W)R*B* | HRCU-A-CB, Split System: Heat | Heat Pump | 230 | 3 |  | False |  |  | True | Single-Speed | 118000 | 10535 | 11.2 | 10.8 | 13.3 |  | 112000 | 9946 | 3.3 | 3.3 | 71000 | 9248 | 2.25 | Federally-Regulated Commercial & Industrial Equipment | 05/01/2019 |  | 07/19/2019
Trane U.S. Inc. | Trane | TWA120E(3,4,W)0RA** | TWE120E(3,4,W)R*B* | HRCU-A-CB, Split System: Heat | Heat Pump | 208 | 3 |  | False |  |  | True | Single-Speed | 118000 | 10535 | 11.2 | 10.8 | 13.3 |  | 112000 | 9946 | 3.3 | 3.3 | 71000 | 9248 | 2.25 | Federally-Regulated Commercial & Industrial Equipment | 05/01/2019 |  | 07/19/2019
Trane U.S. Inc. | Trane | TWA0904(3,4,W)DA*00AR* | TWE090E(3,4,W)R*A* | HRCU-A-CB, Split System: Heat | Heat Pump | 575 | 3 |  | False |  |  | True | Single-Speed | 93000 | 8303 | 11.2 | 10.8 | 12.2 |  | 82000 | 7282 | 3.3 | 3.3 | 51500 | 6708 | 2.25 | Federally-Regulated Commercial & Industrial Equipment | 05/02/2019 |  | 07/19/2019
Trane U.S. Inc. | Trane | TWA0904(3,4,W)DA*00AR* | TWE090E(3,4,W)R*A* | HRCU-A-CB, Split System: Heat | Heat Pump | 460 | 3 |  | False |  |  | True | Single-Speed | 93000 | 8303 | 11.2 | 10.8 | 12.2 |  | 82000 | 7282 | 3.3 | 3.3 | 51500 | 6708 | 2.25 | Federally-Regulated Commercial & Industrial Equipment | 05/02/2019 |  | 07/19/2019
Trane U.S. Inc. | Trane | TWA0904(3,4,W)DA*00AR* | TWE090E(3,4,W)R*A* | HRCU-A-CB, Split System: Heat | Heat Pump | 230 | 3 |  | False |  |  | True | Single-Speed | 93000 | 8303 | 11.2 | 10.8 | 12.2 |  | 82000 | 7282 | 3.3 | 3.3 | 51500 | 6708 | 2.25 | Federally-Regulated Commercial & Industrial Equipment | 05/02/2019 |  | 07/19/2019
Trane U.S. Inc. | Trane | TWA0904(3,4,W)DA*00AR* | TWE090E(3,4,W)R*A* | HRCU-A-CB, Split System: Heat | Heat Pump | 208 | 3 |  | False |  |  | True | Single-Speed | 93000 | 8303 | 11.2 | 10.8 | 12.2 |  | 82000 | 7282 | 3.3 | 3.3 | 51500 | 6708 | 2.25 | Federally-Regulated Commercial & Industrial Equipment | 05/02/2019 |  | 07/19/2019
Trane U.S. Inc. | Trane | TWA180E(3,4)0RA** | TWE180E(3,4)R*B* | HRCU-A-CB, Split System: Heat | Heat Pump | 460 | 3 |  | False |  |  | True | Single-Speed | 188000 | 17407 | 10.8 | 10.4 | 12.7 |  | 178000 | 16302 | 3.2 | 3.2 | 117000 | 16726 | 2.05 | Federally-Regulated Commercial & Industrial Equipment | 05/01/2019 |  | 07/19/2019
Trane U.S. Inc. | Trane | TWA180E(3,4)0RA** | TWE180E(3,4)R*B* | HRCU-A-CB, Split System: Heat | Heat Pump | 230 | 3 |  | False |  |  | True | Single-Speed | 188000 | 17407 | 10.8 | 10.4 | 12.7 |  | 178000 | 16302 | 3.2 | 3.2 | 117000 | 16726 | 2.05 | Federally-Regulated Commercial & Industrial Equipment | 05/01/2019 |  | 07/19/2019
Trane U.S. Inc. | Trane | TWA180E(3,4)0RA** | TWE180E(3,4)R*B* | HRCU-A-CB, Split System: Heat | Heat Pump | 208 | 3 |  | False |  |  | True | Single-Speed | 188000 | 17407 | 10.8 | 10.4 | 12.7 |  | 178000 | 16302 | 3.2 | 3.2 | 117000 | 16726 | 2.05 | Federally-Regulated Commercial & Industrial Equipment | 05/01/2019 |  | 07/19/2019
Trane U.S. Inc. | Trane | TWA090D3**B* | TWE090D10*A* | HRCU-A-CB, Split System: Heat | Heat Pump | 230 | 3 |  | False |  |  | True | Single-Speed | 86000 | 7610 | 11.3 | 10.8 | 12.4 |  | 79000 | 7016 | 3.3 | 3.3 | 50500 | 6577 | 2.25 | Federally-Regulated Commercial & Industrial Equipment | 05/02/2019 |  | 07/19/2019
Trane U.S. Inc. | Trane | TWA090D3**B* | TWE090D10*A* | HRCU-A-CB, Split System: Heat | Heat Pump | 208 | 3 |  | False |  |  | True | Single-Speed | 86000 | 7610 | 11.3 | 10.8 | 12.4 |  | 79000 | 7016 | 3.3 | 3.3 | 50500 | 6577 | 2.25 | Federally-Regulated Commercial & Industrial Equipment | 05/02/2019 |  | 07/19/2019
Trane U.S. Inc. | Trane | TWA180EW0RA* | TWE180EWR3A* | HRCU-A-CB, Split System: Heat | Heat Pump | 575 | 3 |  | False |  |  | True | Single-Speed | 180000 | 16981 | 10.6 | 10.4 | 12.3 |  | 174000 | 15935 | 3.2 | 3.2 | 109000 | 13889 | 2.3 | Federally-Regulated Commercial & Industrial Equipment | 05/01/2019 |  | 07/19/2019
Trane U.S. Inc. | Trane | TWA073D3**A* | TWE090D100A* | HRCU-A-CB, Split System: Heat | Heat Pump | 230 | 3 |  | False |  |  | True | Single-Speed | 80000 | 7079 | 11.3 | 10.8 | 12.4 |  | 72000 | 6394 | 3.3 | 3.3 | 46000 | 5991 | 2.25 | Federally-Regulated Commercial & Industrial Equipment | 05/01/2019 |  | 07/19/2019
Trane U.S. Inc. | Trane | TWA073D3**A* | TWE090D100A* | HRCU-A-CB, Split System: Heat | Heat Pump | 208 | 3 |  | False |  |  | True | Single-Speed | 80000 | 7079 | 11.3 | 10.8 | 12.4 |  | 72000 | 6394 | 3.3 | 3.3 | 46000 | 5991 | 2.25 | Federally-Regulated Commercial & Industrial Equipment | 05/01/2019 |  | 07/19/2019
Trane U.S. Inc. | Trane | TWA0724(3,4,W)AA*00A* | TWE090D(3,W)0*A* | HRCU-A-CB, Split System: Heat | Heat Pump | 575 | 3 |  | False |  |  | True | Single-Speed | 80000 | 7079 | 11.3 | 10.8 | 12.4 |  | 72000 | 6394 | 3.3 | 3.3 | 46000 | 5991 | 2.25 | Federally-Regulated Commercial & Industrial Equipment | 05/02/2019 |  | 07/19/2019
Trane U.S. Inc. | Trane | TWA0724(3,4,W)AA*00A* | TWE090D(3,W)0*A* | HRCU-A-CB, Split System: Heat | Heat Pump | 460 | 3 |  | False |  |  | True | Single-Speed | 80000 | 7079 | 11.3 | 10.8 | 12.4 |  | 72000 | 6394 | 3.3 | 3.3 | 46000 | 5991 | 2.25 | Federally-Regulated Commercial & Industrial Equipment | 05/02/2019 |  | 07/19/2019
Trane U.S. Inc. | Trane | TWA0724(3,4,W)AA*00A* | TWE090D(3,W)0*A* | HRCU-A-CB, Split System: Heat | Heat Pump | 230 | 3 |  | False |  |  | True | Single-Speed | 80000 | 7079 | 11.3 | 10.8 | 12.4 |  | 72000 | 6394 | 3.3 | 3.3 | 46000 | 5991 | 2.25 | Federally-Regulated Commercial & Industrial Equipment | 05/02/2019 |  | 07/19/2019
Trane U.S. Inc. | Trane | TWA0724(3,4,W)AA*00A* | TWE090D(3,W)0*A* | HRCU-A-CB, Split System: Heat | Heat Pump | 208 | 3 |  | False |  |  | True | Single-Speed | 80000 | 7079 | 11.3 | 10.8 | 12.4 |  | 72000 | 6394 | 3.3 | 3.3 | 46000 | 5991 | 2.25 | Federally-Regulated Commercial & Industrial Equipment | 05/02/2019 |  | 07/19/2019
Trane U.S. Inc. | Trane | TWA120E(3,4,W)**A* | TWE120E(3,W)00A* | HRCU-A-CB, Split System: Heat | Heat Pump | 575 | 3 |  | False |  |  | True | Single-Speed | 118000 | 10535 | 11.2 | 10.8 | 12.2 |  | 112000 | 9946 | 3.3 | 3.3 | 71000 | 9248 | 2.25 | Federally-Regulated Commercial & Industrial Equipment | 05/01/2019 |  | 07/19/2019
Trane U.S. Inc. | Trane | TWA120E(3,4,W)**A* | TWE120E(3,W)00A* | HRCU-A-CB, Split System: Heat | Heat Pump | 460 | 3 |  | False |  |  | True | Single-Speed | 118000 | 10535 | 11.2 | 10.8 | 12.2 |  | 112000 | 9946 | 3.3 | 3.3 | 71000 | 9248 | 2.25 | Federally-Regulated Commercial & Industrial Equipment | 05/01/2019 |  | 07/19/2019
Trane U.S. Inc. | Trane | TWA120E(3,4,W)**A* | TWE120E(3,W)00A* | HRCU-A-CB, Split System: Heat | Heat Pump | 230 | 3 |  | False |  |  | True | Single-Speed | 118000 | 10535 | 11.2 | 10.8 | 12.2 |  | 112000 | 9946 | 3.3 | 3.3 | 71000 | 9248 | 2.25 | Federally-Regulated Commercial & Industrial Equipment | 05/01/2019 |  | 07/19/2019
Trane U.S. Inc. | Trane | TWA120E(3,4,W)**A* | TWE120E(3,W)00A* | HRCU-A-CB, Split System: Heat | Heat Pump | 208 | 3 |  | False |  |  | True | Single-Speed | 118000 | 10535 | 11.2 | 10.8 | 12.2 |  | 112000 | 9946 | 3.3 | 3.3 | 71000 | 9248 | 2.25 | Federally-Regulated Commercial & Industrial Equipment | 05/01/2019 |  | 07/19/2019
Trane U.S. Inc. | Trane | TWA073D4**A* | TWE090D300A* | HRCU-A-CB, Split System: Heat | Heat Pump | 460 | 3 |  | False |  |  | True | Single-Speed | 80000 | 7079 | 11.3 | 10.8 | 12.4 |  | 72000 | 6394 | 3.3 | 3.3 | 46000 | 5991 | 2.25 | Federally-Regulated Commercial & Industrial Equipment | 05/01/2019 |  | 07/19/2019
Trane U.S. Inc. | Trane | TWA180EW0RA** | TWE180EWR*B* | HRCU-A-CB, Split System: Heat | Heat Pump | 575 | 3 |  | False |  |  | True | Single-Speed | 188000 | 17407 | 10.8 | 10.4 | 12.7 |  | 178000 | 16302 | 3.2 | 3.2 | 117000 | 16726 | 2.05 | Federally-Regulated Commercial & Industrial Equipment | 05/01/2019 |  | 07/19/2019
Trane U.S. Inc. | Trane | TWA2404(3,4,W)DA*00AR* | TWE240E(3,4,W)0*B* | HRCU-A-CB, Split System: Heat | Heat Pump | 575 | 3 |  | False |  |  | True | Single-Speed | 248000 | 24800 | 10 | 9.3 | 10.6 |  | 238000 | 21797 | 3.2 | 3.2 | 148000 | 21158 | 2.05 | Federally-Regulated Commercial & Industrial Equipment | 05/02/2019 |  | 07/19/2019
Trane U.S. Inc. | Trane | TWA2404(3,4,W)DA*00AR* | TWE240E(3,4,W)0*B* | HRCU-A-CB, Split System: Heat | Heat Pump | 460 | 3 |  | False |  |  | True | Single-Speed | 248000 | 24800 | 10 | 9.3 | 10.6 |  | 238000 | 21797 | 3.2 | 3.2 | 148000 | 21158 | 2.05 | Federally-Regulated Commercial & Industrial Equipment | 05/02/2019 |  | 07/19/2019
Trane U.S. Inc. | Trane | TWA2404(3,4,W)DA*00AR* | TWE240E(3,4,W)0*B* | HRCU-A-CB, Split System: Heat | Heat Pump | 230 | 3 |  | False |  |  | True | Single-Speed | 248000 | 24800 | 10 | 9.3 | 10.6 |  | 238000 | 21797 | 3.2 | 3.2 | 148000 | 21158 | 2.05 | Federally-Regulated Commercial & Industrial Equipment | 05/02/2019 |  | 07/19/2019
Trane U.S. Inc. | Trane | TWA2404(3,4,W)DA*00AR* | TWE240E(3,4,W)0*B* | HRCU-A-CB, Split System: Heat | Heat Pump | 208 | 3 |  | False |  |  | True | Single-Speed | 248000 | 24800 | 10 | 9.3 | 10.6 |  | 238000 | 21797 | 3.2 | 3.2 | 148000 | 21158 | 2.05 | Federally-Regulated Commercial & Industrial Equipment | 05/02/2019 |  | 07/19/2019
Trane U.S. Inc. | Trane | TWA0904(3,4,W)DA*00A* | TWE090E(3,W)0*A* | HRCU-A-CB, Split System: Heat | Heat Pump | 575 | 3 |  | False |  |  | True | Single-Speed | 93000 | 8303 | 11.2 | 10.8 | 12.2 |  | 82000 | 7282 | 3.3 | 3.3 | 51500 | 6708 | 2.25 | Federally-Regulated Commercial & Industrial Equipment | 05/02/2019 |  | 07/19/2019
Trane U.S. Inc. | Trane | TWA0904(3,4,W)DA*00A* | TWE090E(3,W)0*A* | HRCU-A-CB, Split System: Heat | Heat Pump | 460 | 3 |  | False |  |  | True | Single-Speed | 93000 | 8303 | 11.2 | 10.8 | 12.2 |  | 82000 | 7282 | 3.3 | 3.3 | 51500 | 6708 | 2.25 | Federally-Regulated Commercial & Industrial Equipment | 05/02/2019 |  | 07/19/2019
Trane U.S. Inc. | Trane | TWA0904(3,4,W)DA*00A* | TWE090E(3,W)0*A* | HRCU-A-CB, Split System: Heat | Heat Pump | 230 | 3 |  | False |  |  | True | Single-Speed | 93000 | 8303 | 11.2 | 10.8 | 12.2 |  | 82000 | 7282 | 3.3 | 3.3 | 51500 | 6708 | 2.25 | Federally-Regulated Commercial & Industrial Equipment | 05/02/2019 |  | 07/19/2019
Trane U.S. Inc. | Trane | TWA0904(3,4,W)DA*00A* | TWE090E(3,W)0*A* | HRCU-A-CB, Split System: Heat | Heat Pump | 208 | 3 |  | False |  |  | True | Single-Speed | 93000 | 8303 | 11.2 | 10.8 | 12.2 |  | 82000 | 7282 | 3.3 | 3.3 | 51500 | 6708 | 2.25 | Federally-Regulated Commercial & Industrial Equipment | 05/02/2019 |  | 07/19/2019
Trane U.S. Inc. | Trane | TWA090E(3,4,W)0RA* | TWE090E(3,4,W)R3A* | HRCU-A-CB, Split System: Heat | Heat Pump | 575 | 3 |  | False |  |  | True | Single-Speed | 93000 | 8303 | 11.2 | 10.8 | 13.3 |  | 82000 | 7282 | 3.3 | 3.3 | 51500 | 6708 | 2.25 | Federally-Regulated Commercial & Industrial Equipment | 05/01/2019 |  | 07/19/2019
Trane U.S. Inc. | Trane | TWA090E(3,4,W)0RA* | TWE090E(3,4,W)R3A* | HRCU-A-CB, Split System: Heat | Heat Pump | 460 | 3 |  | False |  |  | True | Single-Speed | 93000 | 8303 | 11.2 | 10.8 | 13.3 |  | 82000 | 7282 | 3.3 | 3.3 | 51500 | 6708 | 2.25 | Federally-Regulated Commercial & Industrial Equipment | 05/01/2019 |  | 07/19/2019
Trane U.S. Inc. | Trane | TWA090E(3,4,W)0RA* | TWE090E(3,4,W)R3A* | HRCU-A-CB, Split System: Heat | Heat Pump | 230 | 3 |  | False |  |  | True | Single-Speed | 93000 | 8303 | 11.2 | 10.8 | 13.3 |  | 82000 | 7282 | 3.3 | 3.3 | 51500 | 6708 | 2.25 | Federally-Regulated Commercial & Industrial Equipment | 05/01/2019 |  | 07/19/2019
Trane U.S. Inc. | Trane | TWA090E(3,4,W)0RA* | TWE090E(3,4,W)R3A* | HRCU-A-CB, Split System: Heat | Heat Pump | 208 | 3 |  | False |  |  | True | Single-Speed | 93000 | 8303 | 11.2 | 10.8 | 13.3 |  | 82000 | 7282 | 3.3 | 3.3 | 51500 | 6708 | 2.25 | Federally-Regulated Commercial & Industrial Equipment | 05/01/2019 |  | 07/19/2019
Trane U.S. Inc. | Trane | TWA090E(3,4)**A* | TWE090E100A* | HRCU-A-CB, Split System: Heat | Heat Pump | 460 | 3 |  | False |  |  | True | Single-Speed | 93000 | 8303 | 11.2 | 10.8 | 12.2 |  | 82000 | 7282 | 3.3 | 3.3 | 51500 | 6708 | 2.25 | Federally-Regulated Commercial & Industrial Equipment | 05/01/2019 |  | 07/19/2019
Trane U.S. Inc. | Trane | TWA090E(3,4)**A* | TWE090E100A* | HRCU-A-CB, Split System: Heat | Heat Pump | 230 | 3 |  | False |  |  | True | Single-Speed | 93000 | 8303 | 11.2 | 10.8 | 12.2 |  | 82000 | 7282 | 3.3 | 3.3 | 51500 | 6708 | 2.25 | Federally-Regulated Commercial & Industrial Equipment | 05/01/2019 |  | 07/19/2019
Trane U.S. Inc. | Trane | TWA090E(3,4)**A* | TWE090E100A* | HRCU-A-CB, Split System: Heat | Heat Pump | 208 | 3 |  | False |  |  | True | Single-Speed | 93000 | 8303 | 11.2 | 10.8 | 12.2 |  | 82000 | 7282 | 3.3 | 3.3 | 51500 | 6708 | 2.25 | Federally-Regulated Commercial & Industrial Equipment | 05/01/2019 |  | 07/19/2019
Trane U.S. Inc. | Trane | TWA073E(3,4,W)0RA* | TWE073E(3,4,W)R3A* | HRCU-A-CB, Split System: Heat | Heat Pump | 575 | 3 |  | False |  |  | True | Single-Speed | 77000 | 6875 | 11.2 | 10.8 | 13.3 |  | 64000 | 5683 | 3.3 | 3.3 | 38000 | 4949 | 2.25 | Federally-Regulated Commercial & Industrial Equipment | 05/01/2019 |  | 07/19/2019
Trane U.S. Inc. | Trane | TWA073E(3,4,W)0RA* | TWE073E(3,4,W)R3A* | HRCU-A-CB, Split System: Heat | Heat Pump | 460 | 3 |  | False |  |  | True | Single-Speed | 77000 | 6875 | 11.2 | 10.8 | 13.3 |  | 64000 | 5683 | 3.3 | 3.3 | 38000 | 4949 | 2.25 | Federally-Regulated Commercial & Industrial Equipment | 05/01/2019 |  | 07/19/2019
Trane U.S. Inc. | Trane | TWA073E(3,4,W)0RA* | TWE073E(3,4,W)R3A* | HRCU-A-CB, Split System: Heat | Heat Pump | 230 | 3 |  | False |  |  | True | Single-Speed | 77000 | 6875 | 11.2 | 10.8 | 13.3 |  | 64000 | 5683 | 3.3 | 3.3 | 38000 | 4949 | 2.25 | Federally-Regulated Commercial & Industrial Equipment | 05/01/2019 |  | 07/19/2019
Trane U.S. Inc. | Trane | TWA073E(3,4,W)0RA* | TWE073E(3,4,W)R3A* | HRCU-A-CB, Split System: Heat | Heat Pump | 208 | 3 |  | False |  |  | True | Single-Speed | 77000 | 6875 | 11.2 | 10.8 | 13.3 |  | 64000 | 5683 | 3.3 | 3.3 | 38000 | 4949 | 2.25 | Federally-Regulated Commercial & Industrial Equipment | 05/01/2019 |  | 07/19/2019
Trane U.S. Inc. | Trane | TWA090E(3,4,W)**A* | TWE090E(3,W)00A* | HRCU-A-CB, Split System: Heat | Heat Pump | 575 | 3 |  | False |  |  | True | Single-Speed | 93000 | 8303 | 11.2 | 10.8 | 12.2 |  | 82000 | 7282 | 3.3 | 3.3 | 51500 | 6708 | 2.25 | Federally-Regulated Commercial & Industrial Equipment | 05/01/2019 |  | 07/19/2019
Trane U.S. Inc. | Trane | TWA090E(3,4,W)**A* | TWE090E(3,W)00A* | HRCU-A-CB, Split System: Heat | Heat Pump | 460 | 3 |  | False |  |  | True | Single-Speed | 93000 | 8303 | 11.2 | 10.8 | 12.2 |  | 82000 | 7282 | 3.3 | 3.3 | 51500 | 6708 | 2.25 | Federally-Regulated Commercial & Industrial Equipment | 05/01/2019 |  | 07/19/2019
Trane U.S. Inc. | Trane | TWA090E(3,4,W)**A* | TWE090E(3,W)00A* | HRCU-A-CB, Split System: Heat | Heat Pump | 230 | 3 |  | False |  |  | True | Single-Speed | 93000 | 8303 | 11.2 | 10.8 | 12.2 |  | 82000 | 7282 | 3.3 | 3.3 | 51500 | 6708 | 2.25 | Federally-Regulated Commercial & Industrial Equipment | 05/01/2019 |  | 07/19/2019
Trane U.S. Inc. | Trane | TWA090E(3,4,W)**A* | TWE090E(3,W)00A* | HRCU-A-CB, Split System: Heat | Heat Pump | 208 | 3 |  | False |  |  | True | Single-Speed | 93000 | 8303 | 11.2 | 10.8 | 12.2 |  | 82000 | 7282 | 3.3 | 3.3 | 51500 | 6708 | 2.25 | Federally-Regulated Commercial & Industrial Equipment | 05/01/2019 |  | 07/19/2019
Trane U.S. Inc. | Trane | TWA073E(3,4,W)**A* | TWE073E(3,W)00A* | HRCU-A-CB, Split System: Heat | Heat Pump | 575 | 3 |  | False |  |  | True | Single-Speed | 77000 | 6875 | 11.2 | 10.8 | 12.2 |  | 64000 | 5683 | 3.3 | 3.3 | 38000 | 4949 | 2.25 | Federally-Regulated Commercial & Industrial Equipment | 05/01/2019 |  | 07/19/2019
Trane U.S. Inc. | Trane | TWA073E(3,4,W)**A* | TWE073E(3,W)00A* | HRCU-A-CB, Split System: Heat | Heat Pump | 460 | 3 |  | False |  |  | True | Single-Speed | 77000 | 6875 | 11.2 | 10.8 | 12.2 |  | 64000 | 5683 | 3.3 | 3.3 | 38000 | 4949 | 2.25 | Federally-Regulated Commercial & Industrial Equipment | 05/01/2019 |  | 07/19/2019
Trane U.S. Inc. | Trane | TWA073E(3,4,W)**A* | TWE073E(3,W)00A* | HRCU-A-CB, Split System: Heat | Heat Pump | 230 | 3 |  | False |  |  | True | Single-Speed | 77000 | 6875 | 11.2 | 10.8 | 12.2 |  | 64000 | 5683 | 3.3 | 3.3 | 38000 | 4949 | 2.25 | Federally-Regulated Commercial & Industrial Equipment | 05/01/2019 |  | 07/19/2019
Trane U.S. Inc. | Trane | TWA073E(3,4,W)**A* | TWE073E(3,W)00A* | HRCU-A-CB, Split System: Heat | Heat Pump | 208 | 3 |  | False |  |  | True | Single-Speed | 77000 | 6875 | 11.2 | 10.8 | 12.2 |  | 64000 | 5683 | 3.3 | 3.3 | 38000 | 4949 | 2.25 | Federally-Regulated Commercial & Industrial Equipment | 05/01/2019 |  | 07/19/2019
Trane U.S. Inc. | Trane | TWA120D(3,4,W)**B* | TWE120D(3,W)00A* | HRCU-A-CB, Split System: Heat | Heat Pump | 575 | 3 |  | False |  |  | True | Single-Speed | 123000 | 10884 | 11.3 | 10.8 | 12.4 |  | 120000 | 10657 | 3.3 | 3.3 | 76000 | 9899 | 2.25 | Federally-Regulated Commercial & Industrial Equipment | 05/01/2019 |  | 07/19/2019
Trane U.S. Inc. | Trane | TWA120D(3,4,W)**B* | TWE120D(3,W)00A* | HRCU-A-CB, Split System: Heat | Heat Pump | 460 | 3 |  | False |  |  | True | Single-Speed | 123000 | 10884 | 11.3 | 10.8 | 12.4 |  | 120000 | 10657 | 3.3 | 3.3 | 76000 | 9899 | 2.25 | Federally-Regulated Commercial & Industrial Equipment | 05/01/2019 |  | 07/19/2019
Trane U.S. Inc. | Trane | TWA120D(3,4,W)**B* | TWE120D(3,W)00A* | HRCU-A-CB, Split System: Heat | Heat Pump | 230 | 3 |  | False |  |  | True | Single-Speed | 123000 | 10884 | 11.3 | 10.8 | 12.4 |  | 120000 | 10657 | 3.3 | 3.3 | 76000 | 9899 | 2.25 | Federally-Regulated Commercial & Industrial Equipment | 05/01/2019 |  | 07/19/2019
Trane U.S. Inc. | Trane | TWA120D(3,4,W)**B* | TWE120D(3,W)00A* | HRCU-A-CB, Split System: Heat | Heat Pump | 208 | 3 |  | False |  |  | True | Single-Speed | 123000 | 10884 | 11.3 | 10.8 | 12.4 |  | 120000 | 10657 | 3.3 | 3.3 | 76000 | 9899 | 2.25 | Federally-Regulated Commercial & Industrial Equipment | 05/01/2019 |  | 07/19/2019
Trane U.S. Inc. | Trane | TWA120D(3,4)**B* | TWE120D100A* | HRCU-A-CB, Split System: Heat | Heat Pump | 460 | 3 |  | False |  |  | True | Single-Speed | 123000 | 10884 | 11.3 | 10.8 | 12.4 |  | 120000 | 10657 | 3.3 | 3.3 | 76000 | 9899 | 2.25 | Federally-Regulated Commercial & Industrial Equipment | 05/01/2019 |  | 07/19/2019
Trane U.S. Inc. | Trane | TWA120D(3,4)**B* | TWE120D100A* | HRCU-A-CB, Split System: Heat | Heat Pump | 230 | 3 |  | False |  |  | True | Single-Speed | 123000 | 10884 | 11.3 | 10.8 | 12.4 |  | 120000 | 10657 | 3.3 | 3.3 | 76000 | 9899 | 2.25 | Federally-Regulated Commercial & Industrial Equipment | 05/01/2019 |  | 07/19/2019
Trane U.S. Inc. | Trane | TWA120D(3,4)**B* | TWE120D100A* | HRCU-A-CB, Split System: Heat | Heat Pump | 208 | 3 |  | False |  |  | True | Single-Speed | 123000 | 10884 | 11.3 | 10.8 | 12.4 |  | 120000 | 10657 | 3.3 | 3.3 | 76000 | 9899 | 2.25 | Federally-Regulated Commercial & Industrial Equipment | 05/01/2019 |  | 07/19/2019
Trane U.S. Inc. | Trane | TWA240E(3,4)**A* | TWE240E(3,4)00B* | HRCU-A-CB, Split System: Heat | Heat Pump | 460 | 3 |  | False |  |  | True | Single-Speed | 248000 | 24800 | 10 | 9.3 | 10.6 |  | 238000 | 21797 | 3.2 | 3.2 | 154000 | 22016 | 2.05 | Federally-Regulated Commercial & Industrial Equipment | 05/01/2019 |  | 07/19/2019
Trane U.S. Inc. | Trane | TWA240E(3,4)**A* | TWE240E(3,4)00B* | HRCU-A-CB, Split System: Heat | Heat Pump | 230 | 3 |  | False |  |  | True | Single-Speed | 248000 | 24800 | 10 | 9.3 | 10.6 |  | 238000 | 21797 | 3.2 | 3.2 | 154000 | 22016 | 2.05 | Federally-Regulated Commercial & Industrial Equipment | 05/01/2019 |  | 07/19/2019
Trane U.S. Inc. | Trane | TWA240E(3,4)**A* | TWE240E(3,4)00B* | HRCU-A-CB, Split System: Heat | Heat Pump | 208 | 3 |  | False |  |  | True | Single-Speed | 248000 | 24800 | 10 | 9.3 | 10.6 |  | 238000 | 21797 | 3.2 | 3.2 | 154000 | 22016 | 2.05 | Federally-Regulated Commercial & Industrial Equipment | 05/01/2019 |  | 07/19/2019
Trane U.S. Inc. | Trane | TWA240E(3,4)0RA* | TWE240E(3,4)R3B* | HRCU-A-CB, Split System: Heat | Heat Pump | 460 | 3 |  | False |  |  | True | Single-Speed | 248000 | 24800 | 10 | 9.3 | 11.7 |  | 238000 | 21797 | 3.2 | 3.2 | 154000 | 22016 | 2.05 | Federally-Regulated Commercial & Industrial Equipment | 05/01/2019 |  | 07/19/2019
Trane U.S. Inc. | Trane | TWA240E(3,4)0RA* | TWE240E(3,4)R3B* | HRCU-A-CB, Split System: Heat | Heat Pump | 230 | 3 |  | False |  |  | True | Single-Speed | 248000 | 24800 | 10 | 9.3 | 11.7 |  | 238000 | 21797 | 3.2 | 3.2 | 154000 | 22016 | 2.05 | Federally-Regulated Commercial & Industrial Equipment | 05/01/2019 |  | 07/19/2019
Trane U.S. Inc. | Trane | TWA240E(3,4)0RA* | TWE240E(3,4)R3B* | HRCU-A-CB, Split System: Heat | Heat Pump | 208 | 3 |  | False |  |  | True | Single-Speed | 248000 | 24800 | 10 | 9.3 | 11.7 |  | 238000 | 21797 | 3.2 | 3.2 | 154000 | 22016 | 2.05 | Federally-Regulated Commercial & Industrial Equipment | 05/01/2019 |  | 07/19/2019
Trane U.S. Inc. | Trane | TWA180E(3,4)0RA* | TWE180E(3,4)R3A* | HRCU-A-CB, Split System: Heat | Heat Pump | 460 | 3 |  | False |  |  | True | Single-Speed | 180000 | 16981 | 10.6 | 10.4 | 12.3 |  | 174000 | 15935 | 3.2 | 3.2 | 109000 | 13889 | 2.3 | Federally-Regulated Commercial & Industrial Equipment | 05/01/2019 |  | 07/19/2019
Trane U.S. Inc. | Trane | TWA180E(3,4)0RA* | TWE180E(3,4)R3A* | HRCU-A-CB, Split System: Heat | Heat Pump | 230 | 3 |  | False |  |  | True | Single-Speed | 180000 | 16981 | 10.6 | 10.4 | 12.3 |  | 174000 | 15935 | 3.2 | 3.2 | 109000 | 13889 | 2.3 | Federally-Regulated Commercial & Industrial Equipment | 05/01/2019 |  | 07/19/2019
Trane U.S. Inc. | Trane | TWA180E(3,4)0RA* | TWE180E(3,4)R3A* | HRCU-A-CB, Split System: Heat | Heat Pump | 208 | 3 |  | False |  |  | True | Single-Speed | 180000 | 16981 | 10.6 | 10.4 | 12.3 |  | 174000 | 15935 | 3.2 | 3.2 | 109000 | 13889 | 2.3 | Federally-Regulated Commercial & Industrial Equipment | 05/01/2019 |  | 07/19/2019
Trane U.S. Inc. | Trane | TWA180E(3,4)**A* | TWE180E300A* | HRCU-A-CB, Split System: Heat | Heat Pump | 460 | 3 |  | False |  |  | True | Single-Speed | 188000 | 17407 | 10.8 | 10.4 | 11.6 |  | 178000 | 16302 | 3.2 | 3.2 | 117000 | 16726 | 2.05 | Federally-Regulated Commercial & Industrial Equipment | 05/01/2019 |  | 07/19/2019
Trane U.S. Inc. | Trane | TWA180E(3,4)**A* | TWE180E300A* | HRCU-A-CB, Split System: Heat | Heat Pump | 230 | 3 |  | False |  |  | True | Single-Speed | 188000 | 17407 | 10.8 | 10.4 | 11.6 |  | 178000 | 16302 | 3.2 | 3.2 | 117000 | 16726 | 2.05 | Federally-Regulated Commercial & Industrial Equipment | 05/01/2019 |  | 07/19/2019
Trane U.S. Inc. | Trane | TWA180E(3,4)**A* | TWE180E300A* | HRCU-A-CB, Split System: Heat | Heat Pump | 208 | 3 |  | False |  |  | True | Single-Speed | 188000 | 17407 | 10.8 | 10.4 | 11.6 |  | 178000 | 16302 | 3.2 | 3.2 | 117000 | 16726 | 2.05 | Federally-Regulated Commercial & Industrial Equipment | 05/01/2019 |  | 07/19/2019
Trane U.S. Inc. | Trane | TWA240EW**A* | TWE240EW00B* | HRCU-A-CB, Split System: Heat | Heat Pump | 575 | 3 |  | False |  |  | False | Single-Speed | 248000 | 24800 | 10 | 9.3 | 10.6 |  | 238000 | 21797 | 3.2 | 3.2 | 154000 | 22566 | 2 | Federally-Regulated Commercial & Industrial Equipment | 05/01/2019 |  | 07/19/2019
Trane U.S. Inc. | Trane | TWA090D3**A* | TWE090D300A* | HRCU-A-CB, Split System: Heat | Heat Pump | 230 | 3 |  | False |  |  | True | Single-Speed | 86000 | 7610 | 11.3 | 10.8 | 12.4 |  | 79000 | 7016 | 3.3 | 3.3 | 50500 | 6577 | 2.25 | Federally-Regulated Commercial & Industrial Equipment | 05/01/2019 |  | 07/19/2019
Trane U.S. Inc. | Trane | TWA090D3**A* | TWE090D300A* | HRCU-A-CB, Split System: Heat | Heat Pump | 208 | 3 |  | False |  |  | True | Single-Speed | 86000 | 7610 | 11.3 | 10.8 | 12.4 |  | 79000 | 7016 | 3.3 | 3.3 | 50500 | 6577 | 2.25 | Federally-Regulated Commercial & Industrial Equipment | 05/01/2019 |  | 07/19/2019
Trane U.S. Inc. | Trane | TWA090D3**A* | TWE090D100A* | HRCU-A-CB, Split System: Heat | Heat Pump | 230 | 3 |  | False |  |  | True | Single-Speed | 86000 | 7610 | 11.3 | 10.8 | 12.4 |  | 79000 | 7016 | 3.3 | 3.3 | 50000 | 6512 | 2.25 | Federally-Regulated Commercial & Industrial Equipment | 05/01/2019 |  | 07/19/2019
Trane U.S. Inc. | Trane | TWA090D3**A* | TWE090D100A* | HRCU-A-CB, Split System: Heat | Heat Pump | 208 | 3 |  | False |  |  | True | Single-Speed | 86000 | 7610 | 11.3 | 10.8 | 12.4 |  | 79000 | 7016 | 3.3 | 3.3 | 50000 | 6512 | 2.25 | Federally-Regulated Commercial & Industrial Equipment | 05/01/2019 |  | 07/19/2019
Trane U.S. Inc. | Trane | WSC092H(3,4,W)*(G,K,N)A |  | HSP-A, Single-Package Heat Pum | Both Heat Pump and Electric Re | 575 | 3 | False |  |  |  | True | Dual-Speed | 93000 | 8230 | 11.3 | 11 | 12.4 |  | 88000 | 7585 | 3.4 | 3.3 | 48000 | 6252 | 2.25 | Federally-Regulated Commercial & Industrial Equipment | 06/03/2019 |  | 07/19/2019
Trane U.S. Inc. | Trane | WHC102H(3,4)*(C,G,K,N)A |  | HSP-A, Single-Package Heat Pum | Both Heat Pump and Electric Re | 460 | 3 | False |  |  |  | True | Multiple-Speed | 104000 | 8666 | 12 | 11 | 15.5 |  | 93000 | 7508 | 3.63 | 3.3 | 57000 | 7424 | 2.25 | Federally-Regulated Commercial & Industrial Equipment | 06/03/2019 |  | 07/19/2019
Trane U.S. Inc. | Trane | WSC092H(3,4,W)*(G,K,N)A |  | HSP-A, Single-Package Heat Pum | Both Heat Pump and Electric Re | 460 | 3 | False |  |  |  | True | Dual-Speed | 93000 | 8230 | 11.3 | 11 | 12.4 |  | 88000 | 7585 | 3.4 | 3.3 | 48000 | 6252 | 2.25 | Federally-Regulated Commercial & Industrial Equipment | 06/03/2019 |  | 07/19/2019
Trane U.S. Inc. | Trane | WHC092H(3,4)*(C,G,K,N)A |  | HSP-A, Single-Package Heat Pum | Both Heat Pump and Electric Re | 460 | 3 | False |  |  |  | True | Multiple-Speed | 95000 | 8050 | 11.8 | 11 | 15.5 |  | 87000 | 7284 | 3.5 | 3.3 | 49000 | 6382 | 2.25 | Federally-Regulated Commercial & Industrial Equipment | 06/03/2019 |  | 07/19/2019
Trane U.S. Inc. | Trane | WHC074H(3,4)*(C,G,K,N)A |  | HSP-A, Single-Package Heat Pum | Both Heat Pump and Electric Re | 460 | 3 | False |  |  |  | True | Multiple-Speed | 78000 | 6446 | 12.1 | 11 | 15.5 |  | 75000 | 6280 | 3.5 | 3.3 | 40000 | 5210 | 2.25 | Federally-Regulated Commercial & Industrial Equipment | 06/03/2019 |  | 07/19/2019
Trane U.S. Inc. | Trane | WSC092H(3,4,W)*(G,K,N)A |  | HSP-A, Single-Package Heat Pum | Both Heat Pump and Electric Re | 230 | 3 | False |  |  |  | True | Dual-Speed | 93000 | 8230 | 11.3 | 11 | 12.4 |  | 88000 | 7585 | 3.4 | 3.3 | 48000 | 6252 | 2.25 | Federally-Regulated Commercial & Industrial Equipment | 06/03/2019 |  | 07/19/2019
Trane U.S. Inc. | Trane | WHC092H(3,4)*(C,G,K,N)A |  | HSP-A, Single-Package Heat Pum | Both Heat Pump and Electric Re | 230 | 3 | False |  |  |  | True | Multiple-Speed | 95000 | 8050 | 11.8 | 11 | 15.5 |  | 87000 | 7284 | 3.5 | 3.3 | 49000 | 6382 | 2.25 | Federally-Regulated Commercial & Industrial Equipment | 06/03/2019 |  | 07/19/2019
Trane U.S. Inc. | Trane | WHC102H(3,4)*(C,G,K,N)A |  | HSP-A, Single-Package Heat Pum | Both Heat Pump and Electric Re | 230 | 3 | False |  |  |  | True | Multiple-Speed | 104000 | 8666 | 12 | 11 | 15.5 |  | 93000 | 7508 | 3.63 | 3.3 | 57000 | 7424 | 2.25 | Federally-Regulated Commercial & Industrial Equipment | 06/03/2019 |  | 07/19/2019
Trane U.S. Inc. | Trane | WHC074H(3,4)*(C,G,K,N)A |  | HSP-A, Single-Package Heat Pum | Both Heat Pump and Electric Re | 230 | 3 | False |  |  |  | True | Multiple-Speed | 78000 | 6446 | 12.1 | 11 | 15.5 |  | 75000 | 6280 | 3.5 | 3.3 | 40000 | 5210 | 2.25 | Federally-Regulated Commercial & Industrial Equipment | 06/03/2019 |  | 07/19/2019
Trane U.S. Inc. | Trane | DHC120HW*(L,M,H,X,Y,Z)A***7 |  | HSP-A, Single-Package Heat Pum | Both Heat Pump and Electric Re | 575 | 3 | False |  |  |  | True | Multiple-Speed | 121000 | 10521 | 11.5 | 11 | 16 |  | 118000 | 9579 | 3.61 | 3.3 | 61000 | 7945 | 2.25 | Federally-Regulated Commercial & Industrial Equipment | 05/02/2019 |  | 07/19/2019
Trane U.S. Inc. | Trane | WHC120H(3,4)*(G,K,N,P)A |  | HSP-A, Single-Package Heat Pum | Both Heat Pump and Electric Re | 208 | 3 | False |  |  |  | True | Multiple-Speed | 121000 | 10521 | 11.5 | 11 | 15.5 |  | 118000 | 9526 | 3.63 | 3.3 | 61000 | 7945 | 2.25 | Federally-Regulated Commercial & Industrial Equipment | 06/03/2019 |  | 07/19/2019
Trane U.S. Inc. | Trane | WHC074HW*(C,G,K,N)A |  | HSP-A, Single-Package Heat Pum | Both Heat Pump and Electric Re | 575 | 3 | False |  |  |  | True | Multiple-Speed | 78000 | 6446 | 12.1 | 11 | 15.5 |  | 75000 | 6316 | 3.48 | 3.3 | 40000 | 5210 | 2.25 | Federally-Regulated Commercial & Industrial Equipment | 06/03/2019 |  | 07/19/2019
Trane U.S. Inc. | Trane | WSC092H(3,4,W)*(G,K,N)A |  | HSP-A, Single-Package Heat Pum | Both Heat Pump and Electric Re | 208 | 3 | False |  |  |  | True | Dual-Speed | 93000 | 8230 | 11.3 | 11 | 12.4 |  | 88000 | 7585 | 3.4 | 3.3 | 48000 | 6252 | 2.25 | Federally-Regulated Commercial & Industrial Equipment | 06/03/2019 |  | 07/19/2019
Trane U.S. Inc. | Trane | WHC092HW*(C,G,K,N)A |  | HSP-A, Single-Package Heat Pum | Both Heat Pump and Electric Re | 575 | 3 | False |  |  |  | True | Multiple-Speed | 95000 | 8050 | 11.8 | 11 | 15.5 |  | 87000 | 7326 | 3.48 | 3.3 | 49000 | 6382 | 2.25 | Federally-Regulated Commercial & Industrial Equipment | 06/03/2019 |  | 07/19/2019
Trane U.S. Inc. | Trane | WHC074H(3,4)*(C,G,K,N)A |  | HSP-A, Single-Package Heat Pum | Both Heat Pump and Electric Re | 208 | 3 | False |  |  |  | True | Multiple-Speed | 78000 | 6446 | 12.1 | 11 | 15.5 |  | 75000 | 6280 | 3.5 | 3.3 | 40000 | 5210 | 2.25 | Federally-Regulated Commercial & Industrial Equipment | 06/03/2019 |  | 07/19/2019
Trane U.S. Inc. | Trane | WHC092H(3,4)*(C,G,K,N)A |  | HSP-A, Single-Package Heat Pum | Both Heat Pump and Electric Re | 208 | 3 | False |  |  |  | True | Multiple-Speed | 95000 | 8050 | 11.8 | 11 | 15.5 |  | 87000 | 7284 | 3.5 | 3.3 | 49000 | 6382 | 2.25 | Federally-Regulated Commercial & Industrial Equipment | 06/03/2019 |  | 07/19/2019
Trane U.S. Inc. | Trane | WHC102H(3,4)*(C,G,K,N)A |  | HSP-A, Single-Package Heat Pum | Both Heat Pump and Electric Re | 208 | 3 | False |  |  |  | True | Multiple-Speed | 104000 | 8666 | 12 | 11 | 15.5 |  | 93000 | 7508 | 3.63 | 3.3 | 57000 | 7424 | 2.25 | Federally-Regulated Commercial & Industrial Equipment | 06/03/2019 |  | 07/19/2019
Trane U.S. Inc. | Trane | WHC102HW*(C,G,K,N)A |  | HSP-A, Single-Package Heat Pum | Both Heat Pump and Electric Re | 575 | 3 | False |  |  |  | True | Multiple-Speed | 104000 | 8813 | 11.8 | 11 | 15.5 |  | 93000 | 7550 | 3.61 | 3.3 | 57000 | 7424 | 2.25 | Federally-Regulated Commercial & Industrial Equipment | 06/03/2019 |  | 07/19/2019
Trane U.S. Inc. | Trane | WHC120H(3,4)*(G,K,N,P)A***7 |  | HSP-A, Single-Package Heat Pum | Both Heat Pump and Electric Re | 460 | 3 | False |  |  |  | True | Multiple-Speed | 121000 | 10521 | 11.5 | 11 | 16 |  | 118000 | 9526 | 3.63 | 3.3 | 61000 | 7945 | 2.25 | Federally-Regulated Commercial & Industrial Equipment | 05/02/2019 |  | 07/19/2019
Trane U.S. Inc. | Trane | WHC120H(3,4)*0A***7 |  | HSP-A, Single-Package Heat Pum | Heat Pump | 230 | 3 | False |  |  |  | True | Multiple-Speed | 121000 | 10521 | 11.5 | 10.8 | 16 |  | 118000 | 9526 | 3.63 | 3.3 | 61000 | 7945 | 2.25 | Federally-Regulated Commercial & Industrial Equipment | 05/02/2019 |  | 07/19/2019
Trane U.S. Inc. | Trane | WHC120H(3,4)*(G,K,N,P)A***7 |  | HSP-A, Single-Package Heat Pum | Both Heat Pump and Electric Re | 230 | 3 | False |  |  |  | True | Multiple-Speed | 121000 | 10521 | 11.5 | 11 | 16 |  | 118000 | 9526 | 3.63 | 3.3 | 61000 | 7945 | 2.25 | Federally-Regulated Commercial & Industrial Equipment | 05/02/2019 |  | 07/19/2019
Trane U.S. Inc. | Trane | WHC120H(3,4)*0A***7 |  | HSP-A, Single-Package Heat Pum | Heat Pump | 208 | 3 | False |  |  |  | True | Multiple-Speed | 121000 | 10521 | 11.5 | 10.8 | 16 |  | 118000 | 9526 | 3.63 | 3.3 | 61000 | 7945 | 2.25 | Federally-Regulated Commercial & Industrial Equipment | 05/02/2019 |  | 07/19/2019
Trane U.S. Inc. | Trane | WHC120HW*0A***7 |  | HSP-A, Single-Package Heat Pum | Heat Pump | 575 | 3 | False |  |  |  | True | Multiple-Speed | 121000 | 10521 | 11.5 | 10.8 | 16 |  | 118000 | 9579 | 3.61 | 3.3 | 61000 | 7945 | 2.25 | Federally-Regulated Commercial & Industrial Equipment | 05/02/2019 |  | 07/19/2019
Trane U.S. Inc. | Trane | WHC120HW*(G,K,N,P)A***7 |  | HSP-A, Single-Package Heat Pum | Both Heat Pump and Electric Re | 575 | 3 | False |  |  |  | True | Multiple-Speed | 121000 | 10521 | 11.5 | 11 | 16 |  | 118000 | 9579 | 3.61 | 3.3 | 61000 | 7945 | 2.25 | Federally-Regulated Commercial & Industrial Equipment | 05/02/2019 |  | 07/19/2019
Trane U.S. Inc. | Trane | DHC120H(3,4)*(L,M,H,X,Y,Z)A***7 |  | HSP-A, Single-Package Heat Pum | Both Heat Pump and Electric Re | 460 | 3 | False |  |  |  | True | Multiple-Speed | 121000 | 10521 | 11.5 | 11 | 16 |  | 118000 | 9526 | 3.63 | 3.3 | 61000 | 7945 | 2.25 | Federally-Regulated Commercial & Industrial Equipment | 05/02/2019 |  | 07/19/2019
Trane U.S. Inc. | Trane | WHC120H(3,4)*(G,K,N,P)A***7 |  | HSP-A, Single-Package Heat Pum | Both Heat Pump and Electric Re | 208 | 3 | False |  |  |  | True | Multiple-Speed | 121000 | 10521 | 11.5 | 11 | 16 |  | 118000 | 9526 | 3.63 | 3.3 | 61000 | 7945 | 2.25 | Federally-Regulated Commercial & Industrial Equipment | 05/02/2019 |  | 07/19/2019
Trane U.S. Inc. | Trane | DHC120H(3,4)*(L,M,H,X,Y,Z)A***7 |  | HSP-A, Single-Package Heat Pum | Both Heat Pump and Electric Re | 230 | 3 | False |  |  |  | True | Multiple-Speed | 121000 | 10521 | 11.5 | 11 | 16 |  | 118000 | 9526 | 3.63 | 3.3 | 61000 | 7945 | 2.25 | Federally-Regulated Commercial & Industrial Equipment | 05/02/2019 |  | 07/19/2019
Trane U.S. Inc. | Trane | DHC120H(3,4)*(L,M,H,X,Y,Z)A***7 |  | HSP-A, Single-Package Heat Pum | Both Heat Pump and Electric Re | 208 | 3 | False |  |  |  | True | Multiple-Speed | 121000 | 10521 | 11.5 | 11 | 16 |  | 118000 | 9526 | 3.63 | 3.3 | 61000 | 7945 | 2.25 | Federally-Regulated Commercial & Industrial Equipment | 05/02/2019 |  | 07/19/2019
Trane U.S. Inc. | Trane | DHC102HW*(L,M,H,X,Y,Z)A***7 |  | HSP-A, Single-Package Heat Pum | Both Heat Pump and Electric Re | 575 | 3 | False |  |  |  | True | Multiple-Speed | 104000 | 8813 | 11.8 | 11 | 16 |  | 93000 | 7550 | 3.61 | 3.3 | 57000 | 7424 | 2.25 | Federally-Regulated Commercial & Industrial Equipment | 05/02/2019 |  | 07/19/2019
Trane U.S. Inc. | Trane | WHC102HW*(C,G,K,N)A***7 |  | HSP-A, Single-Package Heat Pum | Both Heat Pump and Electric Re | 575 | 3 | False |  |  |  | True | Multiple-Speed | 104000 | 8813 | 11.8 | 11 | 16 |  | 93000 | 7550 | 3.61 | 3.3 | 57000 | 7424 | 2.25 | Federally-Regulated Commercial & Industrial Equipment | 05/02/2019 |  | 07/19/2019
Trane U.S. Inc. | Trane | WHC102HW*0A***7 |  | HSP-A, Single-Package Heat Pum | Heat Pump | 575 | 3 | False |  |  |  | True | Multiple-Speed | 104000 | 8813 | 11.8 | 10.8 | 16 |  | 93000 | 7550 | 3.61 | 3.3 | 57000 | 7424 | 2.25 | Federally-Regulated Commercial & Industrial Equipment | 05/02/2019 |  | 07/19/2019
Trane U.S. Inc. | Trane | DHC102H(3,4)*(L,M,H,X,Y,Z)A***7 |  | HSP-A, Single-Package Heat Pum | Both Heat Pump and Electric Re | 460 | 3 | False |  |  |  | True | Multiple-Speed | 104000 | 8666 | 12 | 11 | 16 |  | 93000 | 7508 | 3.63 | 3.3 | 57000 | 7424 | 2.25 | Federally-Regulated Commercial & Industrial Equipment | 05/02/2019 |  | 07/19/2019
Trane U.S. Inc. | Trane | DHC102H(3,4)*(L,M,H,X,Y,Z)A***7 |  | HSP-A, Single-Package Heat Pum | Both Heat Pump and Electric Re | 230 | 3 | False |  |  |  | True | Multiple-Speed | 104000 | 8666 | 12 | 11 | 16 |  | 93000 | 7508 | 3.63 | 3.3 | 57000 | 7424 | 2.25 | Federally-Regulated Commercial & Industrial Equipment | 05/02/2019 |  | 07/19/2019
Trane U.S. Inc. | Trane | DHC102H(3,4)*(L,M,H,X,Y,Z)A***7 |  | HSP-A, Single-Package Heat Pum | Both Heat Pump and Electric Re | 208 | 3 | False |  |  |  | True | Multiple-Speed | 104000 | 8666 | 12 | 11 | 16 |  | 93000 | 7508 | 3.63 | 3.3 | 57000 | 7424 | 2.25 | Federally-Regulated Commercial & Industrial Equipment | 05/02/2019 |  | 07/19/2019
Trane U.S. Inc. | Trane | WHC102H(3,4)*0A***7 |  | HSP-A, Single-Package Heat Pum | Heat Pump | 460 | 3 | False |  |  |  | True | Multiple-Speed | 104000 | 8666 | 12 | 10.8 | 16 |  | 93000 | 7508 | 3.63 | 3.3 | 57000 | 7424 | 2.25 | Federally-Regulated Commercial & Industrial Equipment | 05/02/2019 |  | 07/19/2019
Trane U.S. Inc. | Trane | WHC102H(3,4)*0A***7 |  | HSP-A, Single-Package Heat Pum | Heat Pump | 230 | 3 | False |  |  |  | True | Multiple-Speed | 104000 | 8666 | 12 | 10.8 | 16 |  | 93000 | 7508 | 3.63 | 3.3 | 57000 | 7424 | 2.25 | Federally-Regulated Commercial & Industrial Equipment | 05/02/2019 |  | 07/19/2019
Trane U.S. Inc. | Trane | WHC102H(3,4)*0A***7 |  | HSP-A, Single-Package Heat Pum | Heat Pump | 208 | 3 | False |  |  |  | True | Multiple-Speed | 104000 | 8666 | 12 | 10.8 | 16 |  | 93000 | 7508 | 3.63 | 3.3 | 57000 | 7424 | 2.25 | Federally-Regulated Commercial & Industrial Equipment | 05/02/2019 |  | 07/19/2019
Trane U.S. Inc. | Trane | WHC102H(3,4)*(C,G,K,N)A***7 |  | HSP-A, Single-Package Heat Pum | Both Heat Pump and Electric Re | 460 | 3 | False |  |  |  | True | Multiple-Speed | 104000 | 8666 | 12 | 11 | 16 |  | 93000 | 7508 | 3.63 | 3.3 | 57000 | 7424 | 2.25 | Federally-Regulated Commercial & Industrial Equipment | 05/02/2019 |  | 07/19/2019
Trane U.S. Inc. | Trane | WHC102H(3,4)*(C,G,K,N)A***7 |  | HSP-A, Single-Package Heat Pum | Both Heat Pump and Electric Re | 230 | 3 | False |  |  |  | True | Multiple-Speed | 104000 | 8666 | 12 | 11 | 16 |  | 93000 | 7508 | 3.63 | 3.3 | 57000 | 7424 | 2.25 | Federally-Regulated Commercial & Industrial Equipment | 05/02/2019 |  | 07/19/2019
Trane U.S. Inc. | Trane | WHC102H(3,4)*(C,G,K,N)A***7 |  | HSP-A, Single-Package Heat Pum | Both Heat Pump and Electric Re | 208 | 3 | False |  |  |  | True | Multiple-Speed | 104000 | 8666 | 12 | 11 | 16 |  | 93000 | 7508 | 3.63 | 3.3 | 57000 | 7424 | 2.25 | Federally-Regulated Commercial & Industrial Equipment | 05/02/2019 |  | 07/19/2019
Trane U.S. Inc. | Trane | DHC092HW*(L,M,H,X,Y,Z)A***7 |  | HSP-A, Single-Package Heat Pum | Both Heat Pump and Electric Re | 575 | 3 | False |  |  |  | True | Multiple-Speed | 95000 | 8050 | 11.8 | 11 | 16 |  | 87000 | 7326 | 3.48 | 3.3 | 49000 | 6382 | 2.25 | Federally-Regulated Commercial & Industrial Equipment | 05/02/2019 |  | 07/19/2019
Trane U.S. Inc. | Trane | WHC092HW*(C,G,K,N)A***7 |  | HSP-A, Single-Package Heat Pum | Both Heat Pump and Electric Re | 575 | 3 | False |  |  |  | True | Multiple-Speed | 95000 | 8050 | 11.8 | 11 | 16 |  | 87000 | 7326 | 3.48 | 3.3 | 49000 | 6382 | 2.25 | Federally-Regulated Commercial & Industrial Equipment | 05/02/2019 |  | 07/19/2019
Trane U.S. Inc. | Trane | WHC092HW*0A***7 |  | HSP-A, Single-Package Heat Pum | Heat Pump | 575 | 3 | False |  |  |  | True | Multiple-Speed | 95000 | 8050 | 11.8 | 10.8 | 16 |  | 87000 | 7326 | 3.48 | 3.3 | 49000 | 6382 | 2.25 | Federally-Regulated Commercial & Industrial Equipment | 05/02/2019 |  | 07/19/2019
Trane U.S. Inc. | Trane | DHC092H(3,4)*(L,M,H,X,Y,Z)A***7 |  | HSP-A, Single-Package Heat Pum | Both Heat Pump and Electric Re | 460 | 3 | False |  |  |  | True | Multiple-Speed | 95000 | 8050 | 11.8 | 11 | 16 |  | 87000 | 7284 | 3.5 | 3.3 | 49000 | 6382 | 2.25 | Federally-Regulated Commercial & Industrial Equipment | 05/02/2019 |  | 07/19/2019
Trane U.S. Inc. | Trane | DHC092H(3,4)*(L,M,H,X,Y,Z)A***7 |  | HSP-A, Single-Package Heat Pum | Both Heat Pump and Electric Re | 230 | 3 | False |  |  |  | True | Multiple-Speed | 95000 | 8050 | 11.8 | 11 | 16 |  | 87000 | 7284 | 3.5 | 3.3 | 49000 | 6382 | 2.25 | Federally-Regulated Commercial & Industrial Equipment | 05/02/2019 |  | 07/19/2019
Trane U.S. Inc. | Trane | WHC092H(3,4)*(C,G,K,N)A***7 |  | HSP-A, Single-Package Heat Pum | Both Heat Pump and Electric Re | 460 | 3 | False |  |  |  | True | Multiple-Speed | 95000 | 8050 | 11.8 | 11 | 16 |  | 87000 | 7284 | 3.5 | 3.3 | 49000 | 6382 | 2.25 | Federally-Regulated Commercial & Industrial Equipment | 05/02/2019 |  | 07/19/2019
Trane U.S. Inc. | Trane | WHC092H(3,4)*0A***7 |  | HSP-A, Single-Package Heat Pum | Heat Pump | 460 | 3 | False |  |  |  | True | Multiple-Speed | 95000 | 8050 | 11.8 | 10.8 | 16 |  | 87000 | 7284 | 3.5 | 3.3 | 49000 | 6382 | 2.25 | Federally-Regulated Commercial & Industrial Equipment | 05/02/2019 |  | 07/19/2019
Trane U.S. Inc. | Trane | DHC092H(3,4)*(L,M,H,X,Y,Z)A***7 |  | HSP-A, Single-Package Heat Pum | Both Heat Pump and Electric Re | 208 | 3 | False |  |  |  | True | Multiple-Speed | 95000 | 8050 | 11.8 | 11 | 16 |  | 87000 | 7284 | 3.5 | 3.3 | 49000 | 6382 | 2.25 | Federally-Regulated Commercial & Industrial Equipment | 05/02/2019 |  | 07/19/2019
Trane U.S. Inc. | Trane | WHC092H(3,4)*(C,G,K,N)A***7 |  | HSP-A, Single-Package Heat Pum | Both Heat Pump and Electric Re | 230 | 3 | False |  |  |  | True | Multiple-Speed | 95000 | 8050 | 11.8 | 11 | 16 |  | 87000 | 7284 | 3.5 | 3.3 | 49000 | 6382 | 2.25 | Federally-Regulated Commercial & Industrial Equipment | 05/02/2019 |  | 07/19/2019
Trane U.S. Inc. | Trane | WHC092H(3,4)*0A***7 |  | HSP-A, Single-Package Heat Pum | Heat Pump | 230 | 3 | False |  |  |  | True | Multiple-Speed | 95000 | 8050 | 11.8 | 10.8 | 16 |  | 87000 | 7284 | 3.5 | 3.3 | 49000 | 6382 | 2.25 | Federally-Regulated Commercial & Industrial Equipment | 05/02/2019 |  | 07/19/2019
Trane U.S. Inc. | Trane | WHC092H(3,4)*(C,G,K,N)A***7 |  | HSP-A, Single-Package Heat Pum | Both Heat Pump and Electric Re | 208 | 3 | False |  |  |  | True | Multiple-Speed | 95000 | 8050 | 11.8 | 11 | 16 |  | 87000 | 7284 | 3.5 | 3.3 | 49000 | 6382 | 2.25 | Federally-Regulated Commercial & Industrial Equipment | 05/02/2019 |  | 07/19/2019
Trane U.S. Inc. | Trane | WHC092H(3,4)*0A***7 |  | HSP-A, Single-Package Heat Pum | Heat Pump | 208 | 3 | False |  |  |  | True | Multiple-Speed | 95000 | 8050 | 11.8 | 10.8 | 16 |  | 87000 | 7284 | 3.5 | 3.3 | 49000 | 6382 | 2.25 | Federally-Regulated Commercial & Industrial Equipment | 05/02/2019 |  | 07/19/2019
Trane U.S. Inc. | Trane | WHC074HW*(C,G,K,N)A***7 |  | HSP-A, Single-Package Heat Pum | Both Heat Pump and Electric Re | 575 | 3 | False |  |  |  | True | Multiple-Speed | 78000 | 6446 | 12.1 | 11 | 16 |  | 75000 | 6316 | 3.48 | 3.3 | 40000 | 5210 | 2.25 | Federally-Regulated Commercial & Industrial Equipment | 05/02/2019 |  | 07/19/2019
Trane U.S. Inc. | Trane | DHC074HW*(L,M,H,X,Y,Z)A***7 |  | HSP-A, Single-Package Heat Pum | Both Heat Pump and Electric Re | 575 | 3 | False |  |  |  | True | Multiple-Speed | 78000 | 6446 | 12.1 | 11 | 16 |  | 75000 | 6316 | 3.48 | 3.3 | 40000 | 5210 | 2.25 | Federally-Regulated Commercial & Industrial Equipment | 05/02/2019 |  | 07/19/2019
Trane U.S. Inc. | Trane | WHC074H(3,4)*(C,G,K,N)A***7 |  | HSP-A, Single-Package Heat Pum | Both Heat Pump and Electric Re | 460 | 3 | False |  |  |  | True | Multiple-Speed | 78000 | 6446 | 12.1 | 11 | 16 |  | 75000 | 6280 | 3.5 | 3.3 | 40000 | 5210 | 2.25 | Federally-Regulated Commercial & Industrial Equipment | 05/02/2019 |  | 07/19/2019
Trane U.S. Inc. | Trane | WHC074H(3,4)*0A***7 |  | HSP-A, Single-Package Heat Pum | Heat Pump | 460 | 3 | False |  |  |  | True | Multiple-Speed | 78000 | 6446 | 12.1 | 10.8 | 16 |  | 75000 | 6280 | 3.5 | 3.3 | 40000 | 5210 | 2.25 | Federally-Regulated Commercial & Industrial Equipment | 05/02/2019 |  | 07/19/2019
Trane U.S. Inc. | Trane | WHC074H(3,4)*(C,G,K,N)A***7 |  | HSP-A, Single-Package Heat Pum | Both Heat Pump and Electric Re | 230 | 3 | False |  |  |  | True | Multiple-Speed | 78000 | 6446 | 12.1 | 11 | 16 |  | 75000 | 6280 | 3.5 | 3.3 | 40000 | 5210 | 2.25 | Federally-Regulated Commercial & Industrial Equipment | 05/02/2019 |  | 07/19/2019
Trane U.S. Inc. | Trane | WHC074H(3,4)*0A***7 |  | HSP-A, Single-Package Heat Pum | Heat Pump | 230 | 3 | False |  |  |  | True | Multiple-Speed | 78000 | 6446 | 12.1 | 10.8 | 16 |  | 75000 | 6280 | 3.5 | 3.3 | 40000 | 5210 | 2.25 | Federally-Regulated Commercial & Industrial Equipment | 05/02/2019 |  | 07/19/2019
Trane U.S. Inc. | Trane | WHC120H(3,4)*(G,K,N,P)A***6 |  | HSP-A, Single-Package Heat Pum | Both Heat Pump and Electric Re | 460 | 3 | False |  |  |  | True | Multiple-Speed | 121000 | 10521 | 11.5 | 11 | 16.5 |  | 118000 | 9526 | 3.63 | 3.3 | 61000 | 7945 | 2.25 | Federally-Regulated Commercial & Industrial Equipment | 05/02/2019 |  | 07/19/2019
Trane U.S. Inc. | Trane | WHC074H(3,4)*(C,G,K,N)A***7 |  | HSP-A, Single-Package Heat Pum | Both Heat Pump and Electric Re | 208 | 3 | False |  |  |  | True | Multiple-Speed | 78000 | 6446 | 12.1 | 11 | 16 |  | 75000 | 6280 | 3.5 | 3.3 | 40000 | 5210 | 2.25 | Federally-Regulated Commercial & Industrial Equipment | 05/02/2019 |  | 07/19/2019
Trane U.S. Inc. | Trane | WHC120H(3,4)*(G,K,N,P)A***6 |  | HSP-A, Single-Package Heat Pum | Both Heat Pump and Electric Re | 230 | 3 | False |  |  |  | True | Multiple-Speed | 121000 | 10521 | 11.5 | 11 | 16.5 |  | 118000 | 9526 | 3.63 | 3.3 | 61000 | 7945 | 2.25 | Federally-Regulated Commercial & Industrial Equipment | 05/02/2019 |  | 07/19/2019
Trane U.S. Inc. | Trane | WHC074H(3,4)*0A***7 |  | HSP-A, Single-Package Heat Pum | Heat Pump | 208 | 3 | False |  |  |  | True | Multiple-Speed | 78000 | 6446 | 12.1 | 10.8 | 16 |  | 75000 | 6280 | 3.5 | 3.3 | 40000 | 5210 | 2.25 | Federally-Regulated Commercial & Industrial Equipment | 05/02/2019 |  | 07/19/2019
Trane U.S. Inc. | Trane | WHC120H(3,4)*0A***6 |  | HSP-A, Single-Package Heat Pum | Heat Pump | 460 | 3 | False |  |  |  | True | Multiple-Speed | 121000 | 10521 | 11.5 | 10.8 | 16.5 |  | 118000 | 9526 | 3.63 | 3.3 | 61000 | 7945 | 2.25 | Federally-Regulated Commercial & Industrial Equipment | 05/02/2019 |  | 07/19/2019
Trane U.S. Inc. | Trane | WHC120H(3,4)*0A***6 |  | HSP-A, Single-Package Heat Pum | Heat Pump | 230 | 3 | False |  |  |  | True | Multiple-Speed | 121000 | 10521 | 11.5 | 10.8 | 16.5 |  | 118000 | 9526 | 3.63 | 3.3 | 61000 | 7945 | 2.25 | Federally-Regulated Commercial & Industrial Equipment | 05/02/2019 |  | 07/19/2019
Trane U.S. Inc. | Trane | WHC120H(3,4)*(G,K,N,P)A***6 |  | HSP-A, Single-Package Heat Pum | Both Heat Pump and Electric Re | 208 | 3 | False |  |  |  | True | Multiple-Speed | 121000 | 10521 | 11.5 | 11 | 16.5 |  | 118000 | 9526 | 3.63 | 3.3 | 61000 | 7945 | 2.25 | Federally-Regulated Commercial & Industrial Equipment | 05/02/2019 |  | 07/19/2019
Trane U.S. Inc. | Trane | WHC120H(3,4)*0A***6 |  | HSP-A, Single-Package Heat Pum | Heat Pump | 208 | 3 | False |  |  |  | True | Multiple-Speed | 121000 | 10521 | 11.5 | 10.8 | 16.5 |  | 118000 | 9526 | 3.63 | 3.3 | 61000 | 7945 | 2.25 | Federally-Regulated Commercial & Industrial Equipment | 05/02/2019 |  | 07/19/2019
Trane U.S. Inc. | Trane | DHC120H(3,4)*(L,M,H,X,Y,Z)A***6 |  | HSP-A, Single-Package Heat Pum | Both Heat Pump and Electric Re | 460 | 3 | False |  |  |  | True | Multiple-Speed | 121000 | 10521 | 11.5 | 11 | 16.5 |  | 118000 | 9526 | 3.63 | 3.3 | 61000 | 7945 | 2.25 | Federally-Regulated Commercial & Industrial Equipment | 05/02/2019 |  | 07/19/2019
Trane U.S. Inc. | Trane | WHC074HW*0A***7 |  | HSP-A, Single-Package Heat Pum | Heat Pump | 575 | 3 | False |  |  |  | True | Multiple-Speed | 78000 | 6446 | 12.1 | 10.8 | 16 |  | 75000 | 6316 | 3.48 | 3.3 | 40000 | 5210 | 2.25 | Federally-Regulated Commercial & Industrial Equipment | 05/02/2019 |  | 07/19/2019
Trane U.S. Inc. | Trane | DHC120H(3,4)*(L,M,H,X,Y,Z)A***6 |  | HSP-A, Single-Package Heat Pum | Both Heat Pump and Electric Re | 230 | 3 | False |  |  |  | True | Multiple-Speed | 121000 | 10521 | 11.5 | 11 | 16.5 |  | 118000 | 9526 | 3.63 | 3.3 | 61000 | 7945 | 2.25 | Federally-Regulated Commercial & Industrial Equipment | 05/02/2019 |  | 07/19/2019
Trane U.S. Inc. | Trane | DHC120H(3,4)*(L,M,H,X,Y,Z)A***6 |  | HSP-A, Single-Package Heat Pum | Both Heat Pump and Electric Re | 208 | 3 | False |  |  |  | True | Multiple-Speed | 121000 | 10521 | 11.5 | 11 | 16.5 |  | 118000 | 9526 | 3.63 | 3.3 | 61000 | 7945 | 2.25 | Federally-Regulated Commercial & Industrial Equipment | 05/02/2019 |  | 07/19/2019
Trane U.S. Inc. | Trane | WHC120HW*(G,K,N,P)A***6 |  | HSP-A, Single-Package Heat Pum | Both Heat Pump and Electric Re | 575 | 3 | False |  |  |  | True | Multiple-Speed | 121000 | 10521 | 11.5 | 11 | 16.5 |  | 118000 | 9579 | 3.61 | 3.3 | 61000 | 7945 | 2.25 | Federally-Regulated Commercial & Industrial Equipment | 05/02/2019 |  | 07/19/2019
Trane U.S. Inc. | Trane | DHC120HW*(L,M,H,X,Y,Z)A***6 |  | HSP-A, Single-Package Heat Pum | Both Heat Pump and Electric Re | 575 | 3 | False |  |  |  | True | Multiple-Speed | 121000 | 10521 | 11.5 | 11 | 16.5 |  | 118000 | 9579 | 3.61 | 3.3 | 61000 | 7945 | 2.25 | Federally-Regulated Commercial & Industrial Equipment | 05/02/2019 |  | 07/19/2019
Trane U.S. Inc. | Trane | WHC120HW*0A***6 |  | HSP-A, Single-Package Heat Pum | Heat Pump | 575 | 3 | False |  |  |  | True | Multiple-Speed | 121000 | 10521 | 11.5 | 10.8 | 16.5 |  | 118000 | 9579 | 3.61 | 3.3 | 61000 | 7945 | 2.25 | Federally-Regulated Commercial & Industrial Equipment | 05/02/2019 |  | 07/19/2019
Trane U.S. Inc. | Trane | WSC102H(3,4,W)*(G,K,N)A |  | HSP-A, Single-Package Heat Pum | Both Heat Pump and Electric Re | 575 | 3 | False |  |  |  | True | Dual-Speed | 100000 | 9090 | 11 | 11 | 12.2 |  | 92000 | 7930 | 3.4 | 3.3 | 48500 | 6768 | 2.1 | Federally-Regulated Commercial & Industrial Equipment | 04/16/2019 |  | 07/19/2019
Trane U.S. Inc. | Trane | WSC102H(3,4,W)*(G,K,N)A |  | HSP-A, Single-Package Heat Pum | Both Heat Pump and Electric Re | 460 | 3 | False |  |  |  | True | Dual-Speed | 100000 | 9090 | 11 | 11 | 12.2 |  | 92000 | 7930 | 3.4 | 3.3 | 48500 | 6768 | 2.1 | Federally-Regulated Commercial & Industrial Equipment | 04/16/2019 |  | 07/19/2019
Trane U.S. Inc. | Trane | WSC102H(3,4,W)*(G,K,N)A |  | HSP-A, Single-Package Heat Pum | Both Heat Pump and Electric Re | 230 | 3 | False |  |  |  | True | Dual-Speed | 100000 | 9090 | 11 | 11 | 12.2 |  | 92000 | 7930 | 3.4 | 3.3 | 48500 | 6768 | 2.1 | Federally-Regulated Commercial & Industrial Equipment | 04/16/2019 |  | 07/19/2019
Trane U.S. Inc. | Trane | WSC102H(3,4,W)*(G,K,N)A |  | HSP-A, Single-Package Heat Pum | Both Heat Pump and Electric Re | 208 | 3 | False |  |  |  | True | Dual-Speed | 100000 | 9090 | 11 | 11 | 12.2 |  | 92000 | 7930 | 3.4 | 3.3 | 48500 | 6768 | 2.1 | Federally-Regulated Commercial & Industrial Equipment | 04/16/2019 |  | 07/19/2019
Trane U.S. Inc. | Trane | DHC120HW*(L,M,H,X,Y,Z)A |  | HSP-A, Single-Package Heat Pum | Both Heat Pump and Electric Re | 575 | 3 | False |  |  |  | True | Multiple-Speed | 121000 | 10521 | 11.5 | 11 | 15.5 |  | 118000 | 9579 | 3.61 | 3.3 | 61000 | 7945 | 2.25 | Federally-Regulated Commercial & Industrial Equipment | 05/02/2019 |  | 07/19/2019
Trane U.S. Inc. | Trane | DHC074H(3,4)*(L,M,H,X,Y,Z)A***7 |  | HSP-A, Single-Package Heat Pum | Both Heat Pump and Electric Re | 460 | 3 | False |  |  |  | True | Multiple-Speed | 78000 | 6446 | 12.1 | 11 | 16 |  | 75000 | 6280 | 3.5 | 3.3 | 40000 | 5210 | 2.25 | Federally-Regulated Commercial & Industrial Equipment | 05/02/2019 |  | 07/19/2019
Trane U.S. Inc. | Trane | DHC074H(3,4)*(L,M,H,X,Y,Z)A***7 |  | HSP-A, Single-Package Heat Pum | Both Heat Pump and Electric Re | 230 | 3 | False |  |  |  | True | Multiple-Speed | 78000 | 6446 | 12.1 | 11 | 16 |  | 75000 | 6280 | 3.5 | 3.3 | 40000 | 5210 | 2.25 | Federally-Regulated Commercial & Industrial Equipment | 05/02/2019 |  | 07/19/2019
Trane U.S. Inc. | Trane | DHC074H(3,4)*(L,M,H,X,Y,Z)A***7 |  | HSP-A, Single-Package Heat Pum | Both Heat Pump and Electric Re | 208 | 3 | False |  |  |  | True | Multiple-Speed | 78000 | 6446 | 12.1 | 11 | 16 |  | 75000 | 6280 | 3.5 | 3.3 | 40000 | 5210 | 2.25 | Federally-Regulated Commercial & Industrial Equipment | 05/02/2019 |  | 07/19/2019
Trane U.S. Inc. | Trane | WHC120HW*0A |  | HSP-A, Single-Package Heat Pum | Heat Pump | 575 | 3 | False |  |  |  | True | Multiple-Speed | 121000 | 10521 | 11.5 | 10.8 | 15.5 |  | 118000 | 9579 | 3.61 | 3.3 | 61000 | 7945 | 2.25 | Federally-Regulated Commercial & Industrial Equipment | 05/02/2019 |  | 07/19/2019
Trane U.S. Inc. | Trane | WSC120H(3,4,W)*0A***7 |  | HSP-A, Single-Package Heat Pum | Heat Pump | 575 | 3 | False |  |  |  | True | Dual-Speed | 115000 | 10454 | 11 | 10.8 | 12.9 |  | 106000 | 9137 | 3.4 | 3.3 | 58500 | 7619 | 2.25 | Federally-Regulated Commercial & Industrial Equipment | 05/02/2019 |  | 07/19/2019
Trane U.S. Inc. | Trane | WSC120H(3,4,W)*0A***7 |  | HSP-A, Single-Package Heat Pum | Heat Pump | 460 | 3 | False |  |  |  | True | Dual-Speed | 115000 | 10454 | 11 | 10.8 | 12.9 |  | 106000 | 9137 | 3.4 | 3.3 | 58500 | 7619 | 2.25 | Federally-Regulated Commercial & Industrial Equipment | 05/02/2019 |  | 07/19/2019
Trane U.S. Inc. | Trane | WSC120H(3,4,W)*0A***7 |  | HSP-A, Single-Package Heat Pum | Heat Pump | 230 | 3 | False |  |  |  | True | Dual-Speed | 115000 | 10454 | 11 | 10.8 | 12.9 |  | 106000 | 9137 | 3.4 | 3.3 | 58500 | 7619 | 2.25 | Federally-Regulated Commercial & Industrial Equipment | 05/02/2019 |  | 07/19/2019
Trane U.S. Inc. | Trane | WSC120H(3,4,W)*0A***6 |  | HSP-A, Single-Package Heat Pum | Heat Pump | 575 | 3 | False |  |  |  | True | Dual-Speed | 115000 | 10454 | 11 | 10.8 | 13.4 |  | 106000 | 9137 | 3.4 | 3.3 | 58500 | 7619 | 2.25 | Federally-Regulated Commercial & Industrial Equipment | 05/02/2019 |  | 07/19/2019
Trane U.S. Inc. | Trane | WSC120H(3,4,W)*0A***7 |  | HSP-A, Single-Package Heat Pum | Heat Pump | 208 | 3 | False |  |  |  | True | Dual-Speed | 115000 | 10454 | 11 | 10.8 | 12.9 |  | 106000 | 9137 | 3.4 | 3.3 | 58500 | 7619 | 2.25 | Federally-Regulated Commercial & Industrial Equipment | 05/02/2019 |  | 07/19/2019
Trane U.S. Inc. | Trane | WSC120H(3,4,W)*0A***6 |  | HSP-A, Single-Package Heat Pum | Heat Pump | 460 | 3 | False |  |  |  | True | Dual-Speed | 115000 | 10454 | 11 | 10.8 | 13.4 |  | 106000 | 9137 | 3.4 | 3.3 | 58500 | 7619 | 2.25 | Federally-Regulated Commercial & Industrial Equipment | 05/02/2019 |  | 07/19/2019
Trane U.S. Inc. | Trane | WSC120H(3,4,W)*0A***6 |  | HSP-A, Single-Package Heat Pum | Heat Pump | 230 | 3 | False |  |  |  | True | Dual-Speed | 115000 | 10454 | 11 | 10.8 | 13.4 |  | 106000 | 9137 | 3.4 | 3.3 | 58500 | 7619 | 2.25 | Federally-Regulated Commercial & Industrial Equipment | 05/02/2019 |  | 07/19/2019
Trane U.S. Inc. | Trane | WSC120H(3,4,W)*0A***6 |  | HSP-A, Single-Package Heat Pum | Heat Pump | 208 | 3 | False |  |  |  | True | Dual-Speed | 115000 | 10454 | 11 | 10.8 | 13.4 |  | 106000 | 9137 | 3.4 | 3.3 | 58500 | 7619 | 2.25 | Federally-Regulated Commercial & Industrial Equipment | 05/02/2019 |  | 07/19/2019
Trane U.S. Inc. | Trane | WSC102H(3,4,W)*0A***7 |  | HSP-A, Single-Package Heat Pum | Heat Pump | 575 | 3 | False |  |  |  | True | Dual-Speed | 100000 | 9090 | 11 | 10.8 | 12.9 |  | 89000 | 7671 | 3.4 | 3.3 | 48500 | 6768 | 2.1 | Federally-Regulated Commercial & Industrial Equipment | 04/16/2019 |  | 07/19/2019
Trane U.S. Inc. | Trane | WSC102H(3,4,W)*0A***7 |  | HSP-A, Single-Package Heat Pum | Heat Pump | 460 | 3 | False |  |  |  | True | Dual-Speed | 100000 | 9090 | 11 | 10.8 | 12.9 |  | 89000 | 7671 | 3.4 | 3.3 | 48500 | 6768 | 2.1 | Federally-Regulated Commercial & Industrial Equipment | 04/16/2019 |  | 07/19/2019
Trane U.S. Inc. | Trane | WSC102H(3,4,W)*0A***7 |  | HSP-A, Single-Package Heat Pum | Heat Pump | 230 | 3 | False |  |  |  | True | Dual-Speed | 100000 | 9090 | 11 | 10.8 | 12.9 |  | 89000 | 7671 | 3.4 | 3.3 | 48500 | 6768 | 2.1 | Federally-Regulated Commercial & Industrial Equipment | 04/16/2019 |  | 07/19/2019
Trane U.S. Inc. | Trane | WSC102H(3,4,W)*0A***7 |  | HSP-A, Single-Package Heat Pum | Heat Pump | 208 | 3 | False |  |  |  | True | Dual-Speed | 100000 | 9090 | 11 | 10.8 | 12.9 |  | 89000 | 7671 | 3.4 | 3.3 | 48500 | 6768 | 2.1 | Federally-Regulated Commercial & Industrial Equipment | 04/16/2019 |  | 07/19/2019
Trane U.S. Inc. | Trane | WSC102H(3,4,W)*0A***6 |  | HSP-A, Single-Package Heat Pum | Heat Pump | 575 | 3 | False |  |  |  | True | Dual-Speed | 100000 | 9090 | 11 | 10.8 | 13.4 |  | 89000 | 7671 | 3.4 | 3.3 | 48500 | 6768 | 2.1 | Federally-Regulated Commercial & Industrial Equipment | 04/16/2019 |  | 07/19/2019
Trane U.S. Inc. | Trane | WSC102H(3,4,W)*0A***6 |  | HSP-A, Single-Package Heat Pum | Heat Pump | 460 | 3 | False |  |  |  | True | Dual-Speed | 100000 | 9090 | 11 | 10.8 | 13.4 |  | 89000 | 7671 | 3.4 | 3.3 | 48500 | 6768 | 2.1 | Federally-Regulated Commercial & Industrial Equipment | 04/16/2019 |  | 07/19/2019
Trane U.S. Inc. | Trane | WSC102H(3,4,W)*0A***6 |  | HSP-A, Single-Package Heat Pum | Heat Pump | 230 | 3 | False |  |  |  | True | Dual-Speed | 100000 | 9090 | 11 | 10.8 | 13.4 |  | 89000 | 7671 | 3.4 | 3.3 | 48500 | 6768 | 2.1 | Federally-Regulated Commercial & Industrial Equipment | 04/16/2019 |  | 07/19/2019
Trane U.S. Inc. | Trane | WSC102H(3,4,W)*0A***6 |  | HSP-A, Single-Package Heat Pum | Heat Pump | 208 | 3 | False |  |  |  | True | Dual-Speed | 100000 | 9090 | 11 | 10.8 | 13.4 |  | 89000 | 7671 | 3.4 | 3.3 | 48500 | 6768 | 2.1 | Federally-Regulated Commercial & Industrial Equipment | 04/16/2019 |  | 07/19/2019
Trane U.S. Inc. | Trane | WSC120H(3,4,W)*0A |  | HSP-A, Single-Package Heat Pum | Heat Pump | 575 | 3 | False |  |  |  | True | Dual-Speed | 115000 | 10454 | 11 | 10.8 | 12.2 |  | 106000 | 9137 | 3.4 | 3.3 | 58500 | 7619 | 2.25 | Federally-Regulated Commercial & Industrial Equipment | 05/01/2019 |  | 07/19/2019
Trane U.S. Inc. | Trane | WSC120H(3,4,W)*0A |  | HSP-A, Single-Package Heat Pum | Heat Pump | 460 | 3 | False |  |  |  | True | Dual-Speed | 115000 | 10454 | 11 | 10.8 | 12.2 |  | 106000 | 9137 | 3.4 | 3.3 | 58500 | 7619 | 2.25 | Federally-Regulated Commercial & Industrial Equipment | 05/01/2019 |  | 07/19/2019
Trane U.S. Inc. | Trane | WSC120H(3,4,W)*0A |  | HSP-A, Single-Package Heat Pum | Heat Pump | 230 | 3 | False |  |  |  | True | Dual-Speed | 115000 | 10454 | 11 | 10.8 | 12.2 |  | 106000 | 9137 | 3.4 | 3.3 | 58500 | 7619 | 2.25 | Federally-Regulated Commercial & Industrial Equipment | 05/01/2019 |  | 07/19/2019
Trane U.S. Inc. | Trane | WSC120H(3,4,W)*0A |  | HSP-A, Single-Package Heat Pum | Heat Pump | 208 | 3 | False |  |  |  | True | Dual-Speed | 115000 | 10454 | 11 | 10.8 | 12.2 |  | 106000 | 9137 | 3.4 | 3.3 | 58500 | 7619 | 2.25 | Federally-Regulated Commercial & Industrial Equipment | 05/01/2019 |  | 07/19/2019
Trane U.S. Inc. | Trane | WSC102H(3,4,W)*0A |  | HSP-A, Single-Package Heat Pum | Heat Pump | 575 | 3 | False |  |  |  | True | Dual-Speed | 100000 | 9090 | 11 | 10.8 | 12.2 |  | 92000 | 7930 | 3.4 | 3.3 | 48500 | 6768 | 2.1 | Federally-Regulated Commercial & Industrial Equipment | 04/16/2019 |  | 07/19/2019
Trane U.S. Inc. | Trane | WSC102H(3,4,W)*0A |  | HSP-A, Single-Package Heat Pum | Heat Pump | 460 | 3 | False |  |  |  | True | Dual-Speed | 100000 | 9090 | 11 | 10.8 | 12.2 |  | 92000 | 7930 | 3.4 | 3.3 | 48500 | 6768 | 2.1 | Federally-Regulated Commercial & Industrial Equipment | 04/16/2019 |  | 07/19/2019
Trane U.S. Inc. | Trane | WSC102H(3,4,W)*0A |  | HSP-A, Single-Package Heat Pum | Heat Pump | 230 | 3 | False |  |  |  | True | Dual-Speed | 100000 | 9090 | 11 | 10.8 | 12.2 |  | 92000 | 7930 | 3.4 | 3.3 | 48500 | 6768 | 2.1 | Federally-Regulated Commercial & Industrial Equipment | 04/16/2019 |  | 07/19/2019
Trane U.S. Inc. | Trane | WSC102H(3,4,W)*0A |  | HSP-A, Single-Package Heat Pum | Heat Pump | 208 | 3 | False |  |  |  | True | Dual-Speed | 100000 | 9090 | 11 | 10.8 | 12.2 |  | 92000 | 7930 | 3.4 | 3.3 | 48500 | 6768 | 2.1 | Federally-Regulated Commercial & Industrial Equipment | 04/16/2019 |  | 07/19/2019
Trane U.S. Inc. | Trane | WSC072H(3,4,W)*0A |  | HSP-A, Single-Package Heat Pum | Heat Pump | 575 | 3 | False |  |  |  | True | Single-Speed | 75000 | 6578 | 11.4 | 10.8 | 13 |  | 71000 | 5945 | 3.5 | 3.3 | 39000 | 4969 | 2.3 | Federally-Regulated Commercial & Industrial Equipment | 04/16/2019 |  | 07/19/2019
Trane U.S. Inc. | Trane | WSC072H(3,4,W)*0A |  | HSP-A, Single-Package Heat Pum | Heat Pump | 460 | 3 | False |  |  |  | True | Single-Speed | 75000 | 6578 | 11.4 | 10.8 | 13 |  | 71000 | 5945 | 3.5 | 3.3 | 39000 | 4969 | 2.3 | Federally-Regulated Commercial & Industrial Equipment | 04/16/2019 |  | 07/19/2019
Trane U.S. Inc. | Trane | WSC072H(3,4,W)*0A |  | HSP-A, Single-Package Heat Pum | Heat Pump | 230 | 3 | False |  |  |  | True | Single-Speed | 75000 | 6578 | 11.4 | 10.8 | 13 |  | 71000 | 5945 | 3.5 | 3.3 | 39000 | 4969 | 2.3 | Federally-Regulated Commercial & Industrial Equipment | 04/16/2019 |  | 07/19/2019
Trane U.S. Inc. | Trane | WSC072H(3,4,W)*0A |  | HSP-A, Single-Package Heat Pum | Heat Pump | 208 | 3 | False |  |  |  | True | Single-Speed | 75000 | 6578 | 11.4 | 10.8 | 13 |  | 71000 | 5945 | 3.5 | 3.3 | 39000 | 4969 | 2.3 | Federally-Regulated Commercial & Industrial Equipment | 04/16/2019 |  | 07/19/2019
Trane U.S. Inc. | Trane | DHC120H(3,4)*(L,M,H,X,Y,Z)A |  | HSP-A, Single-Package Heat Pum | Both Heat Pump and Electric Re | 460 | 3 | False |  |  |  | True | Multiple-Speed | 121000 | 10521 | 11.5 | 11 | 15.5 |  | 118000 | 9526 | 3.63 | 3.3 | 61000 | 7945 | 2.25 | Federally-Regulated Commercial & Industrial Equipment | 05/02/2019 |  | 07/19/2019
Trane U.S. Inc. | Trane | DHC120H(3,4)*(L,M,H,X,Y,Z)A |  | HSP-A, Single-Package Heat Pum | Both Heat Pump and Electric Re | 230 | 3 | False |  |  |  | True | Multiple-Speed | 121000 | 10521 | 11.5 | 11 | 15.5 |  | 118000 | 9526 | 3.63 | 3.3 | 61000 | 7945 | 2.25 | Federally-Regulated Commercial & Industrial Equipment | 05/02/2019 |  | 07/19/2019
Trane U.S. Inc. | Trane | DHC120H(3,4)*(L,M,H,X,Y,Z)A |  | HSP-A, Single-Package Heat Pum | Both Heat Pump and Electric Re | 208 | 3 | False |  |  |  | True | Multiple-Speed | 121000 | 10521 | 11.5 | 11 | 15.5 |  | 118000 | 9526 | 3.63 | 3.3 | 61000 | 7945 | 2.25 | Federally-Regulated Commercial & Industrial Equipment | 05/02/2019 |  | 07/19/2019
Trane U.S. Inc. | Trane | WHC102HW*(C,G,K,N)A***6 |  | HSP-A, Single-Package Heat Pum | Both Heat Pump and Electric Re | 575 | 3 | False |  |  |  | True | Multiple-Speed | 104000 | 8813 | 11.8 | 11 | 16.5 |  | 93000 | 7550 | 3.61 | 3.3 | 57000 | 7424 | 2.25 | Federally-Regulated Commercial & Industrial Equipment | 05/02/2019 |  | 07/19/2019
Trane U.S. Inc. | Trane | DHC102HW*(L,M,H,X,Y,Z)A***6 |  | HSP-A, Single-Package Heat Pum | Both Heat Pump and Electric Re | 575 | 3 | False |  |  |  | True | Multiple-Speed | 104000 | 8813 | 11.8 | 11 | 16.5 |  | 93000 | 7550 | 3.61 | 3.3 | 57000 | 7424 | 2.25 | Federally-Regulated Commercial & Industrial Equipment | 05/02/2019 |  | 07/19/2019
Trane U.S. Inc. | Trane | WHC102HW*0A***6 |  | HSP-A, Single-Package Heat Pum | Heat Pump | 575 | 3 | False |  |  |  | True | Multiple-Speed | 104000 | 8813 | 11.8 | 10.8 | 16.5 |  | 93000 | 7550 | 3.61 | 3.3 | 57000 | 7424 | 2.25 | Federally-Regulated Commercial & Industrial Equipment | 05/02/2019 |  | 07/19/2019
Trane U.S. Inc. | Trane | DHC102H(3,4)*(L,M,H,X,Y,Z)A***6 |  | HSP-A, Single-Package Heat Pum | Both Heat Pump and Electric Re | 460 | 3 | False |  |  |  | True | Multiple-Speed | 104000 | 8666 | 12 | 11 | 16.5 |  | 93000 | 7508 | 3.63 | 3.3 | 57000 | 7424 | 2.25 | Federally-Regulated Commercial & Industrial Equipment | 05/02/2019 |  | 07/19/2019
Trane U.S. Inc. | Trane | DHC102H(3,4)*(L,M,H,X,Y,Z)A***6 |  | HSP-A, Single-Package Heat Pum | Both Heat Pump and Electric Re | 230 | 3 | False |  |  |  | True | Multiple-Speed | 104000 | 8666 | 12 | 11 | 16.5 |  | 93000 | 7508 | 3.63 | 3.3 | 57000 | 7424 | 2.25 | Federally-Regulated Commercial & Industrial Equipment | 05/02/2019 |  | 07/19/2019
Trane U.S. Inc. | Trane | DHC102H(3,4)*(L,M,H,X,Y,Z)A***6 |  | HSP-A, Single-Package Heat Pum | Both Heat Pump and Electric Re | 208 | 3 | False |  |  |  | True | Multiple-Speed | 104000 | 8666 | 12 | 11 | 16.5 |  | 93000 | 7508 | 3.63 | 3.3 | 57000 | 7424 | 2.25 | Federally-Regulated Commercial & Industrial Equipment | 05/02/2019 |  | 07/19/2019
Trane U.S. Inc. | Trane | WHC102H(3,4)*(C,G,K,N)A***6 |  | HSP-A, Single-Package Heat Pum | Both Heat Pump and Electric Re | 460 | 3 | False |  |  |  | True | Multiple-Speed | 104000 | 8666 | 12 | 11 | 16.5 |  | 93000 | 7508 | 3.63 | 3.3 | 57000 | 7424 | 2.25 | Federally-Regulated Commercial & Industrial Equipment | 05/02/2019 |  | 07/19/2019
Trane U.S. Inc. | Trane | WHC102H(3,4)*(C,G,K,N)A***6 |  | HSP-A, Single-Package Heat Pum | Both Heat Pump and Electric Re | 230 | 3 | False |  |  |  | True | Multiple-Speed | 104000 | 8666 | 12 | 11 | 16.5 |  | 93000 | 7508 | 3.63 | 3.3 | 57000 | 7424 | 2.25 | Federally-Regulated Commercial & Industrial Equipment | 05/02/2019 |  | 07/19/2019
Trane U.S. Inc. | Trane | WHC102H(3,4)*(C,G,K,N)A***6 |  | HSP-A, Single-Package Heat Pum | Both Heat Pump and Electric Re | 208 | 3 | False |  |  |  | True | Multiple-Speed | 104000 | 8666 | 12 | 11 | 16.5 |  | 93000 | 7508 | 3.63 | 3.3 | 57000 | 7424 | 2.25 | Federally-Regulated Commercial & Industrial Equipment | 05/02/2019 |  | 07/19/2019
Trane U.S. Inc. | Trane | WHC102H(3,4)*0A***6 |  | HSP-A, Single-Package Heat Pum | Heat Pump | 460 | 3 | False |  |  |  | True | Multiple-Speed | 104000 | 8666 | 12 | 10.8 | 16.5 |  | 93000 | 7508 | 3.63 | 3.3 | 57000 | 7424 | 2.25 | Federally-Regulated Commercial & Industrial Equipment | 05/02/2019 |  | 07/19/2019
Trane U.S. Inc. | Trane | WHC102H(3,4)*0A***6 |  | HSP-A, Single-Package Heat Pum | Heat Pump | 230 | 3 | False |  |  |  | True | Multiple-Speed | 104000 | 8666 | 12 | 10.8 | 16.5 |  | 93000 | 7508 | 3.63 | 3.3 | 57000 | 7424 | 2.25 | Federally-Regulated Commercial & Industrial Equipment | 05/02/2019 |  | 07/19/2019
Trane U.S. Inc. | Trane | WHC102H(3,4)*0A***6 |  | HSP-A, Single-Package Heat Pum | Heat Pump | 208 | 3 | False |  |  |  | True | Multiple-Speed | 104000 | 8666 | 12 | 10.8 | 16.5 |  | 93000 | 7508 | 3.63 | 3.3 | 57000 | 7424 | 2.25 | Federally-Regulated Commercial & Industrial Equipment | 05/02/2019 |  | 07/19/2019
Trane U.S. Inc. | Trane | DHC102HW*(L,M,H,X,Y,Z)A |  | HSP-A, Single-Package Heat Pum | Both Heat Pump and Electric Re | 575 | 3 | False |  |  |  | True | Multiple-Speed | 104000 | 8813 | 11.8 | 11 | 15.5 |  | 93000 | 7550 | 3.61 | 3.3 | 57000 | 7424 | 2.25 | Federally-Regulated Commercial & Industrial Equipment | 05/02/2019 |  | 07/19/2019
Trane U.S. Inc. | Trane | DHC102H(3,4)*(L,M,H,X,Y,Z)A |  | HSP-A, Single-Package Heat Pum | Both Heat Pump and Electric Re | 460 | 3 | False |  |  |  | True | Multiple-Speed | 104000 | 8666 | 12 | 11 | 15.5 |  | 93000 | 7508 | 3.63 | 3.3 | 57000 | 7424 | 2.25 | Federally-Regulated Commercial & Industrial Equipment | 05/02/2019 |  | 07/19/2019
Trane U.S. Inc. | Trane | DHC102H(3,4)*(L,M,H,X,Y,Z)A |  | HSP-A, Single-Package Heat Pum | Both Heat Pump and Electric Re | 230 | 3 | False |  |  |  | True | Multiple-Speed | 104000 | 8666 | 12 | 11 | 15.5 |  | 93000 | 7508 | 3.63 | 3.3 | 57000 | 7424 | 2.25 | Federally-Regulated Commercial & Industrial Equipment | 05/02/2019 |  | 07/19/2019
Trane U.S. Inc. | Trane | DHC102H(3,4)*(L,M,H,X,Y,Z)A |  | HSP-A, Single-Package Heat Pum | Both Heat Pump and Electric Re | 208 | 3 | False |  |  |  | True | Multiple-Speed | 104000 | 8666 | 12 | 11 | 15.5 |  | 93000 | 7508 | 3.63 | 3.3 | 57000 | 7424 | 2.25 | Federally-Regulated Commercial & Industrial Equipment | 05/02/2019 |  | 07/19/2019
Trane U.S. Inc. | Trane | WHC102HW*0A |  | HSP-A, Single-Package Heat Pum | Heat Pump | 575 | 3 | False |  |  |  | True | Multiple-Speed | 104000 | 8813 | 11.8 | 10.8 | 15.5 |  | 93000 | 7550 | 3.61 | 3.3 | 57000 | 7424 | 2.25 | Federally-Regulated Commercial & Industrial Equipment | 05/02/2019 |  | 07/19/2019
Trane U.S. Inc. | Trane | DHC092HW*(L,M,H,X,Y,Z)A***6 |  | HSP-A, Single-Package Heat Pum | Both Heat Pump and Electric Re | 575 | 3 | False |  |  |  | True | Multiple-Speed | 95000 | 8050 | 11.8 | 11 | 16.5 |  | 87000 | 7326 | 3.48 | 3.3 | 49000 | 6382 | 2.25 | Federally-Regulated Commercial & Industrial Equipment | 05/02/2019 |  | 07/19/2019
Trane U.S. Inc. | Trane | WHC092HW*(C,G,K,N)A***6 |  | HSP-A, Single-Package Heat Pum | Both Heat Pump and Electric Re | 575 | 3 | False |  |  |  | True | Multiple-Speed | 95000 | 8050 | 11.8 | 11 | 16.5 |  | 87000 | 7326 | 3.48 | 3.3 | 49000 | 6382 | 2.25 | Federally-Regulated Commercial & Industrial Equipment | 05/02/2019 |  | 07/19/2019
Trane U.S. Inc. | Trane | WHC092HW*0A***6 |  | HSP-A, Single-Package Heat Pum | Heat Pump | 575 | 3 | False |  |  |  | True | Multiple-Speed | 95000 | 8050 | 11.8 | 10.8 | 16.5 |  | 87000 | 7326 | 3.48 | 3.3 | 49000 | 6382 | 2.25 | Federally-Regulated Commercial & Industrial Equipment | 05/02/2019 |  | 07/19/2019
Trane U.S. Inc. | Trane | DHC092H(3,4)*(L,M,H,X,Y,Z)A***6 |  | HSP-A, Single-Package Heat Pum | Both Heat Pump and Electric Re | 460 | 3 | False |  |  |  | True | Multiple-Speed | 95000 | 8050 | 11.8 | 11 | 16.5 |  | 87000 | 7284 | 3.5 | 3.3 | 49000 | 6382 | 2.25 | Federally-Regulated Commercial & Industrial Equipment | 05/02/2019 |  | 07/19/2019
Trane U.S. Inc. | Trane | DHC092H(3,4)*(L,M,H,X,Y,Z)A***6 |  | HSP-A, Single-Package Heat Pum | Both Heat Pump and Electric Re | 230 | 3 | False |  |  |  | True | Multiple-Speed | 95000 | 8050 | 11.8 | 11 | 16.5 |  | 87000 | 7284 | 3.5 | 3.3 | 49000 | 6382 | 2.25 | Federally-Regulated Commercial & Industrial Equipment | 05/02/2019 |  | 07/19/2019
Trane U.S. Inc. | Trane | DHC092H(3,4)*(L,M,H,X,Y,Z)A***6 |  | HSP-A, Single-Package Heat Pum | Both Heat Pump and Electric Re | 208 | 3 | False |  |  |  | True | Multiple-Speed | 95000 | 8050 | 11.8 | 11 | 16.5 |  | 87000 | 7284 | 3.5 | 3.3 | 49000 | 6382 | 2.25 | Federally-Regulated Commercial & Industrial Equipment | 05/02/2019 |  | 07/19/2019
Trane U.S. Inc. | Trane | WHC092H(3,4)*(C,G,K,N)A***6 |  | HSP-A, Single-Package Heat Pum | Both Heat Pump and Electric Re | 460 | 3 | False |  |  |  | True | Multiple-Speed | 95000 | 8050 | 11.8 | 11 | 16.5 |  | 87000 | 7284 | 3.5 | 3.3 | 49000 | 6382 | 2.25 | Federally-Regulated Commercial & Industrial Equipment | 05/02/2019 |  | 07/19/2019
Trane U.S. Inc. | Trane | WHC092H(3,4)*(C,G,K,N)A***6 |  | HSP-A, Single-Package Heat Pum | Both Heat Pump and Electric Re | 230 | 3 | False |  |  |  | True | Multiple-Speed | 95000 | 8050 | 11.8 | 11 | 16.5 |  | 87000 | 7284 | 3.5 | 3.3 | 49000 | 6382 | 2.25 | Federally-Regulated Commercial & Industrial Equipment | 05/02/2019 |  | 07/19/2019
Trane U.S. Inc. | Trane | WHC092H(3,4)*(C,G,K,N)A***6 |  | HSP-A, Single-Package Heat Pum | Both Heat Pump and Electric Re | 208 | 3 | False |  |  |  | True | Multiple-Speed | 95000 | 8050 | 11.8 | 11 | 16.5 |  | 87000 | 7284 | 3.5 | 3.3 | 49000 | 6382 | 2.25 | Federally-Regulated Commercial & Industrial Equipment | 05/02/2019 |  | 07/19/2019
Trane U.S. Inc. | Trane | WHC092H(3,4)*0A***6 |  | HSP-A, Single-Package Heat Pum | Heat Pump | 460 | 3 | False |  |  |  | True | Multiple-Speed | 95000 | 8050 | 11.8 | 10.8 | 16.5 |  | 87000 | 7284 | 3.5 | 3.3 | 49000 | 6382 | 2.25 | Federally-Regulated Commercial & Industrial Equipment | 05/02/2019 |  | 07/19/2019
Trane U.S. Inc. | Trane | WHC092H(3,4)*0A***6 |  | HSP-A, Single-Package Heat Pum | Heat Pump | 230 | 3 | False |  |  |  | True | Multiple-Speed | 95000 | 8050 | 11.8 | 10.8 | 16.5 |  | 87000 | 7284 | 3.5 | 3.3 | 49000 | 6382 | 2.25 | Federally-Regulated Commercial & Industrial Equipment | 05/02/2019 |  | 07/19/2019
Trane U.S. Inc. | Trane | WHC092H(3,4)*0A***6 |  | HSP-A, Single-Package Heat Pum | Heat Pump | 208 | 3 | False |  |  |  | True | Multiple-Speed | 95000 | 8050 | 11.8 | 10.8 | 16.5 |  | 87000 | 7284 | 3.5 | 3.3 | 49000 | 6382 | 2.25 | Federally-Regulated Commercial & Industrial Equipment | 05/02/2019 |  | 07/19/2019
Trane U.S. Inc. | Trane | WHC092HW*0A |  | HSP-A, Single-Package Heat Pum | Heat Pump | 575 | 3 | False |  |  |  | True | Multiple-Speed | 95000 | 8050 | 11.8 | 10.8 | 15.5 |  | 87000 | 7326 | 3.48 | 3.3 | 49000 | 6382 | 2.25 | Federally-Regulated Commercial & Industrial Equipment | 05/02/2019 |  | 07/19/2019
Trane U.S. Inc. | Trane | DHC092HW*(L,M,H,X,Y,Z)A |  | HSP-A, Single-Package Heat Pum | Both Heat Pump and Electric Re | 575 | 3 | False |  |  |  | True | Multiple-Speed | 95000 | 8050 | 11.8 | 11 | 15.5 |  | 87000 | 7326 | 3.48 | 3.3 | 49000 | 6382 | 2.25 | Federally-Regulated Commercial & Industrial Equipment | 05/02/2019 |  | 07/19/2019
Trane U.S. Inc. | Trane | DHC092H(3,4)*(L,M,H,X,Y,Z)A |  | HSP-A, Single-Package Heat Pum | Both Heat Pump and Electric Re | 460 | 3 | False |  |  |  | True | Multiple-Speed | 95000 | 8050 | 11.8 | 11 | 15.5 |  | 87000 | 7284 | 3.5 | 3.3 | 49000 | 6382 | 2.25 | Federally-Regulated Commercial & Industrial Equipment | 05/02/2019 |  | 07/19/2019
Trane U.S. Inc. | Trane | DHC092H(3,4)*(L,M,H,X,Y,Z)A |  | HSP-A, Single-Package Heat Pum | Both Heat Pump and Electric Re | 230 | 3 | False |  |  |  | True | Multiple-Speed | 95000 | 8050 | 11.8 | 11 | 15.5 |  | 87000 | 7284 | 3.5 | 3.3 | 49000 | 6382 | 2.25 | Federally-Regulated Commercial & Industrial Equipment | 05/02/2019 |  | 07/19/2019
Trane U.S. Inc. | Trane | DHC092H(3,4)*(L,M,H,X,Y,Z)A |  | HSP-A, Single-Package Heat Pum | Both Heat Pump and Electric Re | 208 | 3 | False |  |  |  | True | Multiple-Speed | 95000 | 8050 | 11.8 | 11 | 15.5 |  | 87000 | 7284 | 3.5 | 3.3 | 49000 | 6382 | 2.25 | Federally-Regulated Commercial & Industrial Equipment | 05/02/2019 |  | 07/19/2019
Trane U.S. Inc. | Trane | DHC074HW*(L,M,H,X,Y,Z)A***6 |  | HSP-A, Single-Package Heat Pum | Both Heat Pump and Electric Re | 575 | 3 | False |  |  |  | True | Multiple-Speed | 78000 | 6446 | 12.1 | 11 | 16.5 |  | 75000 | 6316 | 3.48 | 3.3 | 40000 | 5210 | 2.25 | Federally-Regulated Commercial & Industrial Equipment | 05/02/2019 |  | 07/19/2019
Trane U.S. Inc. | Trane | WHC074HW*(C,G,K,N)A***6 |  | HSP-A, Single-Package Heat Pum | Both Heat Pump and Electric Re | 575 | 3 | False |  |  |  | True | Multiple-Speed | 78000 | 6446 | 12.1 | 11 | 16.5 |  | 75000 | 6316 | 3.48 | 3.3 | 40000 | 5210 | 2.25 | Federally-Regulated Commercial & Industrial Equipment | 05/02/2019 |  | 07/19/2019
Trane U.S. Inc. | Trane | WHC074HW*0A***6 |  | HSP-A, Single-Package Heat Pum | Heat Pump | 575 | 3 | False |  |  |  | True | Multiple-Speed | 78000 | 6446 | 12.1 | 10.8 | 16.5 |  | 75000 | 6316 | 3.48 | 3.3 | 40000 | 5210 | 2.25 | Federally-Regulated Commercial & Industrial Equipment | 05/02/2019 |  | 07/19/2019
Trane U.S. Inc. | Trane | WHC074HW*0A |  | HSP-A, Single-Package Heat Pum | Heat Pump | 575 | 3 | False |  |  |  | True | Multiple-Speed | 78000 | 6446 | 12.1 | 10.8 | 15.5 |  | 75000 | 6316 | 3.48 | 3.3 | 40000 | 5210 | 2.25 | Federally-Regulated Commercial & Industrial Equipment | 05/02/2019 |  | 07/19/2019
Trane U.S. Inc. | Trane | DHC074H(3,4)*(L,M,H,X,Y,Z)A***6 |  | HSP-A, Single-Package Heat Pum | Both Heat Pump and Electric Re | 460 | 3 | False |  |  |  | True | Multiple-Speed | 78000 | 6446 | 12.1 | 11 | 16.5 |  | 75000 | 6280 | 3.5 | 3.3 | 40000 | 5210 | 2.25 | Federally-Regulated Commercial & Industrial Equipment | 05/02/2019 |  | 07/19/2019
Trane U.S. Inc. | Trane | DHC074H(3,4)*(L,M,H,X,Y,Z)A***6 |  | HSP-A, Single-Package Heat Pum | Both Heat Pump and Electric Re | 230 | 3 | False |  |  |  | True | Multiple-Speed | 78000 | 6446 | 12.1 | 11 | 16.5 |  | 75000 | 6280 | 3.5 | 3.3 | 40000 | 5210 | 2.25 | Federally-Regulated Commercial & Industrial Equipment | 05/02/2019 |  | 07/19/2019
Trane U.S. Inc. | Trane | DHC074H(3,4)*(L,M,H,X,Y,Z)A***6 |  | HSP-A, Single-Package Heat Pum | Both Heat Pump and Electric Re | 208 | 3 | False |  |  |  | True | Multiple-Speed | 78000 | 6446 | 12.1 | 11 | 16.5 |  | 75000 | 6280 | 3.5 | 3.3 | 40000 | 5210 | 2.25 | Federally-Regulated Commercial & Industrial Equipment | 05/02/2019 |  | 07/19/2019
Trane U.S. Inc. | Trane | WHC074H(3,4)*(C,G,K,N)A***6 |  | HSP-A, Single-Package Heat Pum | Both Heat Pump and Electric Re | 460 | 3 | False |  |  |  | True | Multiple-Speed | 78000 | 6446 | 12.1 | 11 | 16.5 |  | 75000 | 6280 | 3.5 | 3.3 | 40000 | 5210 | 2.25 | Federally-Regulated Commercial & Industrial Equipment | 05/02/2019 |  | 07/19/2019
Trane U.S. Inc. | Trane | WHC074H(3,4)*(C,G,K,N)A***6 |  | HSP-A, Single-Package Heat Pum | Both Heat Pump and Electric Re | 230 | 3 | False |  |  |  | True | Multiple-Speed | 78000 | 6446 | 12.1 | 11 | 16.5 |  | 75000 | 6280 | 3.5 | 3.3 | 40000 | 5210 | 2.25 | Federally-Regulated Commercial & Industrial Equipment | 05/02/2019 |  | 07/19/2019
Trane U.S. Inc. | Trane | WHC074H(3,4)*(C,G,K,N)A***6 |  | HSP-A, Single-Package Heat Pum | Both Heat Pump and Electric Re | 208 | 3 | False |  |  |  | True | Multiple-Speed | 78000 | 6446 | 12.1 | 11 | 16.5 |  | 75000 | 6280 | 3.5 | 3.3 | 40000 | 5210 | 2.25 | Federally-Regulated Commercial & Industrial Equipment | 05/02/2019 |  | 07/19/2019
Trane U.S. Inc. | Trane | DHC074HW*(L,M,H,X,Y,Z)A |  | HSP-A, Single-Package Heat Pum | Both Heat Pump and Electric Re | 575 | 3 | False |  |  |  | True | Multiple-Speed | 78000 | 6446 | 12.1 | 11 | 15.5 |  | 75000 | 6316 | 3.48 | 3.3 | 40000 | 5210 | 2.25 | Federally-Regulated Commercial & Industrial Equipment | 05/02/2019 |  | 07/19/2019
Trane U.S. Inc. | Trane | WHC074H(3,4)*0A***6 |  | HSP-A, Single-Package Heat Pum | Heat Pump | 460 | 3 | False |  |  |  | True | Multiple-Speed | 78000 | 6446 | 12.1 | 10.8 | 16.5 |  | 75000 | 6280 | 3.5 | 3.3 | 40000 | 5210 | 2.25 | Federally-Regulated Commercial & Industrial Equipment | 05/02/2019 |  | 07/19/2019
Trane U.S. Inc. | Trane | WHC074H(3,4)*0A***6 |  | HSP-A, Single-Package Heat Pum | Heat Pump | 230 | 3 | False |  |  |  | True | Multiple-Speed | 78000 | 6446 | 12.1 | 10.8 | 16.5 |  | 75000 | 6280 | 3.5 | 3.3 | 40000 | 5210 | 2.25 | Federally-Regulated Commercial & Industrial Equipment | 05/02/2019 |  | 07/19/2019
Trane U.S. Inc. | Trane | WHC074H(3,4)*0A***6 |  | HSP-A, Single-Package Heat Pum | Heat Pump | 208 | 3 | False |  |  |  | True | Multiple-Speed | 78000 | 6446 | 12.1 | 10.8 | 16.5 |  | 75000 | 6280 | 3.5 | 3.3 | 40000 | 5210 | 2.25 | Federally-Regulated Commercial & Industrial Equipment | 05/02/2019 |  | 07/19/2019
Trane U.S. Inc. | Trane | DHC074H(3,4)*(L,M,H,X,Y,Z)A |  | HSP-A, Single-Package Heat Pum | Both Heat Pump and Electric Re | 460 | 3 | False |  |  |  | True | Multiple-Speed | 78000 | 6446 | 12.1 | 11 | 15.5 |  | 75000 | 6280 | 3.5 | 3.3 | 40000 | 5210 | 2.25 | Federally-Regulated Commercial & Industrial Equipment | 05/02/2019 |  | 07/19/2019
Trane U.S. Inc. | Trane | DHC074H(3,4)*(L,M,H,X,Y,Z)A |  | HSP-A, Single-Package Heat Pum | Both Heat Pump and Electric Re | 230 | 3 | False |  |  |  | True | Multiple-Speed | 78000 | 6446 | 12.1 | 11 | 15.5 |  | 75000 | 6280 | 3.5 | 3.3 | 40000 | 5210 | 2.25 | Federally-Regulated Commercial & Industrial Equipment | 05/02/2019 |  | 07/19/2019
Trane U.S. Inc. | Trane | DHC074H(3,4)*(L,M,H,X,Y,Z)A |  | HSP-A, Single-Package Heat Pum | Both Heat Pump and Electric Re | 208 | 3 | False |  |  |  | True | Multiple-Speed | 78000 | 6446 | 12.1 | 11 | 15.5 |  | 75000 | 6280 | 3.5 | 3.3 | 40000 | 5210 | 2.25 | Federally-Regulated Commercial & Industrial Equipment | 05/02/2019 |  | 07/19/2019
Trane U.S. Inc. | Trane | WHC120H(3,4)*0A |  | HSP-A, Single-Package Heat Pum | Heat Pump | 460 | 3 | False |  |  |  | True | Multiple-Speed | 121000 | 10521 | 11.5 | 10.8 | 15.5 |  | 118000 | 9526 | 3.63 | 3.3 | 61000 | 7945 | 2.25 | Federally-Regulated Commercial & Industrial Equipment | 05/02/2019 |  | 07/19/2019
Trane U.S. Inc. | Trane | WHC120H(3,4)*0A |  | HSP-A, Single-Package Heat Pum | Heat Pump | 230 | 3 | False |  |  |  | True | Multiple-Speed | 121000 | 10521 | 11.5 | 10.8 | 15.5 |  | 118000 | 9526 | 3.63 | 3.3 | 61000 | 7945 | 2.25 | Federally-Regulated Commercial & Industrial Equipment | 05/02/2019 |  | 07/19/2019
Trane U.S. Inc. | Trane | WHC120H(3,4)*0A |  | HSP-A, Single-Package Heat Pum | Heat Pump | 208 | 3 | False |  |  |  | True | Multiple-Speed | 121000 | 10521 | 11.5 | 10.8 | 15.5 |  | 118000 | 9526 | 3.63 | 3.3 | 61000 | 7945 | 2.25 | Federally-Regulated Commercial & Industrial Equipment | 05/02/2019 |  | 07/19/2019
Trane U.S. Inc. | Trane | WHC102H(3,4)*0A |  | HSP-A, Single-Package Heat Pum | Heat Pump | 460 | 3 | False |  |  |  | True | Multiple-Speed | 104000 | 8666 | 12 | 10.8 | 15.5 |  | 93000 | 7508 | 3.63 | 3.3 | 57000 | 7424 | 2.25 | Federally-Regulated Commercial & Industrial Equipment | 05/02/2019 |  | 07/19/2019
Trane U.S. Inc. | Trane | WHC102H(3,4)*0A |  | HSP-A, Single-Package Heat Pum | Heat Pump | 230 | 3 | False |  |  |  | True | Multiple-Speed | 104000 | 8666 | 12 | 10.8 | 15.5 |  | 93000 | 7508 | 3.63 | 3.3 | 57000 | 7424 | 2.25 | Federally-Regulated Commercial & Industrial Equipment | 05/02/2019 |  | 07/19/2019
Trane U.S. Inc. | Trane | WHC102H(3,4)*0A |  | HSP-A, Single-Package Heat Pum | Heat Pump | 208 | 3 | False |  |  |  | True | Multiple-Speed | 104000 | 8666 | 12 | 10.8 | 15.5 |  | 93000 | 7508 | 3.63 | 3.3 | 57000 | 7424 | 2.25 | Federally-Regulated Commercial & Industrial Equipment | 05/02/2019 |  | 07/19/2019
Trane U.S. Inc. | Trane | WHC092H(3,4)*0A |  | HSP-A, Single-Package Heat Pum | Heat Pump | 460 | 3 | False |  |  |  | True | Multiple-Speed | 95000 | 8050 | 11.8 | 10.8 | 15.5 |  | 87000 | 7284 | 3.5 | 3.3 | 49000 | 6382 | 2.25 | Federally-Regulated Commercial & Industrial Equipment | 05/02/2019 |  | 07/19/2019
Trane U.S. Inc. | Trane | WHC092H(3,4)*0A |  | HSP-A, Single-Package Heat Pum | Heat Pump | 230 | 3 | False |  |  |  | True | Multiple-Speed | 95000 | 8050 | 11.8 | 10.8 | 15.5 |  | 87000 | 7284 | 3.5 | 3.3 | 49000 | 6382 | 2.25 | Federally-Regulated Commercial & Industrial Equipment | 05/02/2019 |  | 07/19/2019
Trane U.S. Inc. | Trane | WHC092H(3,4)*0A |  | HSP-A, Single-Package Heat Pum | Heat Pump | 208 | 3 | False |  |  |  | True | Multiple-Speed | 95000 | 8050 | 11.8 | 10.8 | 15.5 |  | 87000 | 7284 | 3.5 | 3.3 | 49000 | 6382 | 2.25 | Federally-Regulated Commercial & Industrial Equipment | 05/02/2019 |  | 07/19/2019
Trane U.S. Inc. | Trane | WHC074H(3,4)*0A |  | HSP-A, Single-Package Heat Pum | Heat Pump | 460 | 3 | False |  |  |  | True | Multiple-Speed | 78000 | 6446 | 12.1 | 10.8 | 15.5 |  | 75000 | 6280 | 3.5 | 3.3 | 40000 | 5210 | 2.25 | Federally-Regulated Commercial & Industrial Equipment | 05/02/2019 |  | 07/19/2019
Trane U.S. Inc. | Trane | WHC074H(3,4)*0A |  | HSP-A, Single-Package Heat Pum | Heat Pump | 230 | 3 | False |  |  |  | True | Multiple-Speed | 78000 | 6446 | 12.1 | 10.8 | 15.5 |  | 75000 | 6280 | 3.5 | 3.3 | 40000 | 5210 | 2.25 | Federally-Regulated Commercial & Industrial Equipment | 05/02/2019 |  | 07/19/2019
Trane U.S. Inc. | Trane | WHC074H(3,4)*0A |  | HSP-A, Single-Package Heat Pum | Heat Pump | 208 | 3 | False |  |  |  | True | Multiple-Speed | 78000 | 6446 | 12.1 | 10.8 | 15.5 |  | 75000 | 6280 | 3.5 | 3.3 | 40000 | 5210 | 2.25 | Federally-Regulated Commercial & Industrial Equipment | 05/02/2019 |  | 07/19/2019
Trane U.S. Inc. | Trane | WSC092H(3,4,W)*(G,K,N)A***7 |  | HSP-A, Single-Package Heat Pum | Both Heat Pump and Electric Re | 575 | 3 | False |  |  |  | True | Dual-Speed | 93000 | 8230 | 11.3 | 11 | 12.9 |  | 87000 | 7499 | 3.4 | 3.3 | 48000 | 6252 | 2.25 | Federally-Regulated Commercial & Industrial Equipment | 05/02/2019 |  | 07/19/2019
Trane U.S. Inc. | Trane | WSC092H(3,4,W)*(G,K,N)A***7 |  | HSP-A, Single-Package Heat Pum | Both Heat Pump and Electric Re | 460 | 3 | False |  |  |  | True | Dual-Speed | 93000 | 8230 | 11.3 | 11 | 12.9 |  | 87000 | 7499 | 3.4 | 3.3 | 48000 | 6252 | 2.25 | Federally-Regulated Commercial & Industrial Equipment | 05/02/2019 |  | 07/19/2019
Trane U.S. Inc. | Trane | WSC092H(3,4,W)*(G,K,N)A***7 |  | HSP-A, Single-Package Heat Pum | Both Heat Pump and Electric Re | 230 | 3 | False |  |  |  | True | Dual-Speed | 93000 | 8230 | 11.3 | 11 | 12.9 |  | 87000 | 7499 | 3.4 | 3.3 | 48000 | 6252 | 2.25 | Federally-Regulated Commercial & Industrial Equipment | 05/02/2019 |  | 07/19/2019
Trane U.S. Inc. | Trane | WSC092H(3,4,W)*(G,K,N)A***7 |  | HSP-A, Single-Package Heat Pum | Both Heat Pump and Electric Re | 208 | 3 | False |  |  |  | True | Dual-Speed | 93000 | 8230 | 11.3 | 11 | 12.9 |  | 87000 | 7499 | 3.4 | 3.3 | 48000 | 6252 | 2.25 | Federally-Regulated Commercial & Industrial Equipment | 05/02/2019 |  | 07/19/2019
Trane U.S. Inc. | Trane | WSC092H(3,4,W)*0A***7 |  | HSP-A, Single-Package Heat Pum | Heat Pump | 575 | 3 | False |  |  |  | True | Dual-Speed | 93000 | 8230 | 11.3 | 10.8 | 12.9 |  | 87000 | 7499 | 3.4 | 3.3 | 48000 | 6252 | 2.25 | Federally-Regulated Commercial & Industrial Equipment | 05/02/2019 |  | 07/19/2019
Trane U.S. Inc. | Trane | WSC092H(3,4,W)*0A***7 |  | HSP-A, Single-Package Heat Pum | Heat Pump | 460 | 3 | False |  |  |  | True | Dual-Speed | 93000 | 8230 | 11.3 | 10.8 | 12.9 |  | 87000 | 7499 | 3.4 | 3.3 | 48000 | 6252 | 2.25 | Federally-Regulated Commercial & Industrial Equipment | 05/02/2019 |  | 07/19/2019
Trane U.S. Inc. | Trane | WSC092H(3,4,W)*0A***7 |  | HSP-A, Single-Package Heat Pum | Heat Pump | 230 | 3 | False |  |  |  | True | Dual-Speed | 93000 | 8230 | 11.3 | 10.8 | 12.9 |  | 87000 | 7499 | 3.4 | 3.3 | 48000 | 6252 | 2.25 | Federally-Regulated Commercial & Industrial Equipment | 05/02/2019 |  | 07/19/2019
Trane U.S. Inc. | Trane | WSC092H(3,4,W)*0A***7 |  | HSP-A, Single-Package Heat Pum | Heat Pump | 208 | 3 | False |  |  |  | True | Dual-Speed | 93000 | 8230 | 11.3 | 10.8 | 12.9 |  | 87000 | 7499 | 3.4 | 3.3 | 48000 | 6252 | 2.25 | Federally-Regulated Commercial & Industrial Equipment | 05/02/2019 |  | 07/19/2019
Trane U.S. Inc. | Trane | WSC092H(3,4,W)*0A***6 |  | HSP-A, Single-Package Heat Pum | Heat Pump | 575 | 3 | False |  |  |  | True | Dual-Speed | 93000 | 8230 | 11.3 | 10.8 | 13.4 |  | 87000 | 7499 | 3.4 | 3.3 | 48000 | 6252 | 2.25 | Federally-Regulated Commercial & Industrial Equipment | 05/02/2019 |  | 07/19/2019
Trane U.S. Inc. | Trane | WSC092H(3,4,W)*0A***6 |  | HSP-A, Single-Package Heat Pum | Heat Pump | 460 | 3 | False |  |  |  | True | Dual-Speed | 93000 | 8230 | 11.3 | 10.8 | 13.4 |  | 87000 | 7499 | 3.4 | 3.3 | 48000 | 6252 | 2.25 | Federally-Regulated Commercial & Industrial Equipment | 05/02/2019 |  | 07/19/2019
Trane U.S. Inc. | Trane | WSC092H(3,4,W)*0A***6 |  | HSP-A, Single-Package Heat Pum | Heat Pump | 230 | 3 | False |  |  |  | True | Dual-Speed | 93000 | 8230 | 11.3 | 10.8 | 13.4 |  | 87000 | 7499 | 3.4 | 3.3 | 48000 | 6252 | 2.25 | Federally-Regulated Commercial & Industrial Equipment | 05/02/2019 |  | 07/19/2019
Trane U.S. Inc. | Trane | WSC092H(3,4,W)*0A***6 |  | HSP-A, Single-Package Heat Pum | Heat Pump | 208 | 3 | False |  |  |  | True | Dual-Speed | 93000 | 8230 | 11.3 | 10.8 | 13.4 |  | 87000 | 7499 | 3.4 | 3.3 | 48000 | 6252 | 2.25 | Federally-Regulated Commercial & Industrial Equipment | 05/02/2019 |  | 07/19/2019
Trane U.S. Inc. | Trane | WSC092H(3,4,W)*(G,K,N)A***6 |  | HSP-A, Single-Package Heat Pum | Both Heat Pump and Electric Re | 575 | 3 | False |  |  |  | True | Dual-Speed | 93000 | 8230 | 11.3 | 11 | 13.4 |  | 87000 | 7499 | 3.4 | 3.3 | 48000 | 6252 | 2.25 | Federally-Regulated Commercial & Industrial Equipment | 05/02/2019 |  | 07/19/2019
Trane U.S. Inc. | Trane | WSC092H(3,4,W)*(G,K,N)A***6 |  | HSP-A, Single-Package Heat Pum | Both Heat Pump and Electric Re | 460 | 3 | False |  |  |  | True | Dual-Speed | 93000 | 8230 | 11.3 | 11 | 13.4 |  | 87000 | 7499 | 3.4 | 3.3 | 48000 | 6252 | 2.25 | Federally-Regulated Commercial & Industrial Equipment | 05/02/2019 |  | 07/19/2019
Trane U.S. Inc. | Trane | WSC092H(3,4,W)*(G,K,N)A***6 |  | HSP-A, Single-Package Heat Pum | Both Heat Pump and Electric Re | 230 | 3 | False |  |  |  | True | Dual-Speed | 93000 | 8230 | 11.3 | 11 | 13.4 |  | 87000 | 7499 | 3.4 | 3.3 | 48000 | 6252 | 2.25 | Federally-Regulated Commercial & Industrial Equipment | 05/02/2019 |  | 07/19/2019
Trane U.S. Inc. | Trane | WSC092H(3,4,W)*(G,K,N)A***6 |  | HSP-A, Single-Package Heat Pum | Both Heat Pump and Electric Re | 208 | 3 | False |  |  |  | True | Dual-Speed | 93000 | 8230 | 11.3 | 11 | 13.4 |  | 87000 | 7499 | 3.4 | 3.3 | 48000 | 6252 | 2.25 | Federally-Regulated Commercial & Industrial Equipment | 05/02/2019 |  | 07/19/2019
Trane U.S. Inc. | Trane | WSC090H(3,4,W)*0A |  | HSP-A, Single-Package Heat Pum | Heat Pump | 575 | 3 | False |  |  |  | True | Single-Speed | 90000 | 8108 | 11.1 | 10.8 | 12.2 |  | 87000 | 7499 | 3.4 | 3.3 | 48000 | 6252 | 2.25 | Federally-Regulated Commercial & Industrial Equipment | 05/02/2019 |  | 07/19/2019
Trane U.S. Inc. | Trane | WSC090H(3,4,W)*0A |  | HSP-A, Single-Package Heat Pum | Heat Pump | 460 | 3 | False |  |  |  | True | Single-Speed | 90000 | 8108 | 11.1 | 10.8 | 12.2 |  | 87000 | 7499 | 3.4 | 3.3 | 48000 | 6252 | 2.25 | Federally-Regulated Commercial & Industrial Equipment | 05/02/2019 |  | 07/19/2019
Trane U.S. Inc. | Trane | WSC090H(3,4,W)*0A |  | HSP-A, Single-Package Heat Pum | Heat Pump | 230 | 3 | False |  |  |  | True | Single-Speed | 90000 | 8108 | 11.1 | 10.8 | 12.2 |  | 87000 | 7499 | 3.4 | 3.3 | 48000 | 6252 | 2.25 | Federally-Regulated Commercial & Industrial Equipment | 05/02/2019 |  | 07/19/2019
Trane U.S. Inc. | Trane | WSC090H(3,4,W)*0A |  | HSP-A, Single-Package Heat Pum | Heat Pump | 208 | 3 | False |  |  |  | True | Single-Speed | 90000 | 8108 | 11.1 | 10.8 | 12.2 |  | 87000 | 7499 | 3.4 | 3.3 | 48000 | 6252 | 2.25 | Federally-Regulated Commercial & Industrial Equipment | 05/02/2019 |  | 07/19/2019
Trane U.S. Inc. | Trane | WSC090H(3,4,W)*(G,K,N)A |  | HSP-A, Single-Package Heat Pum | Both Heat Pump and Electric Re | 575 | 3 | False |  |  |  | True | Single-Speed | 90000 | 8108 | 11.1 | 11 | 12.2 |  | 87000 | 7499 | 3.4 | 3.3 | 48000 | 6252 | 2.25 | Federally-Regulated Commercial & Industrial Equipment | 05/02/2019 |  | 07/19/2019
Trane U.S. Inc. | Trane | WSC090H(3,4,W)*(G,K,N)A |  | HSP-A, Single-Package Heat Pum | Both Heat Pump and Electric Re | 460 | 3 | False |  |  |  | True | Single-Speed | 90000 | 8108 | 11.1 | 11 | 12.2 |  | 87000 | 7499 | 3.4 | 3.3 | 48000 | 6252 | 2.25 | Federally-Regulated Commercial & Industrial Equipment | 05/02/2019 |  | 07/19/2019
Trane U.S. Inc. | Trane | WSC090H(3,4,W)*(G,K,N)A |  | HSP-A, Single-Package Heat Pum | Both Heat Pump and Electric Re | 230 | 3 | False |  |  |  | True | Single-Speed | 90000 | 8108 | 11.1 | 11 | 12.2 |  | 87000 | 7499 | 3.4 | 3.3 | 48000 | 6252 | 2.25 | Federally-Regulated Commercial & Industrial Equipment | 05/02/2019 |  | 07/19/2019
Trane U.S. Inc. | Trane | WSC090H(3,4,W)*(G,K,N)A |  | HSP-A, Single-Package Heat Pum | Both Heat Pump and Electric Re | 208 | 3 | False |  |  |  | True | Single-Speed | 90000 | 8108 | 11.1 | 11 | 12.2 |  | 87000 | 7499 | 3.4 | 3.3 | 48000 | 6252 | 2.25 | Federally-Regulated Commercial & Industrial Equipment | 05/02/2019 |  | 07/19/2019
Trane U.S. Inc. | Trane | WSC120H(3,4,W)*(G,K,N,P)A***7 |  | HSP-A, Single-Package Heat Pum | Both Heat Pump and Electric Re | 575 | 3 | False |  |  |  | True | Dual-Speed | 115000 | 10454 | 11 | 11 | 12.9 |  | 106000 | 9137 | 3.4 | 3.3 | 58500 | 7619 | 2.25 | Federally-Regulated Commercial & Industrial Equipment | 05/02/2019 |  | 07/19/2019
Trane U.S. Inc. | Trane | WSC120H(3,4,W)*(G,K,N,P)A***7 |  | HSP-A, Single-Package Heat Pum | Both Heat Pump and Electric Re | 460 | 3 | False |  |  |  | True | Dual-Speed | 115000 | 10454 | 11 | 11 | 12.9 |  | 106000 | 9137 | 3.4 | 3.3 | 58500 | 7619 | 2.25 | Federally-Regulated Commercial & Industrial Equipment | 05/02/2019 |  | 07/19/2019
Trane U.S. Inc. | Trane | WSC120H(3,4,W)*(G,K,N,P)A***7 |  | HSP-A, Single-Package Heat Pum | Both Heat Pump and Electric Re | 230 | 3 | False |  |  |  | True | Dual-Speed | 115000 | 10454 | 11 | 11 | 12.9 |  | 106000 | 9137 | 3.4 | 3.3 | 58500 | 7619 | 2.25 | Federally-Regulated Commercial & Industrial Equipment | 05/02/2019 |  | 07/19/2019
Trane U.S. Inc. | Trane | WSC120H(3,4,W)*(G,K,N,P)A***7 |  | HSP-A, Single-Package Heat Pum | Both Heat Pump and Electric Re | 208 | 3 | False |  |  |  | True | Dual-Speed | 115000 | 10454 | 11 | 11 | 12.9 |  | 106000 | 9137 | 3.4 | 3.3 | 58500 | 7619 | 2.25 | Federally-Regulated Commercial & Industrial Equipment | 05/02/2019 |  | 07/19/2019
Trane U.S. Inc. | Trane | WSC092H(3,4,W)*0A |  | HSP-A, Single-Package Heat Pum | Heat Pump | 575 | 3 | False |  |  |  | True | Dual-Speed | 93000 | 8230 | 11.3 | 10.8 | 12.4 |  | 88000 | 7585 | 3.4 | 3.3 | 48000 | 6252 | 2.25 | Federally-Regulated Commercial & Industrial Equipment | 05/02/2019 |  | 07/19/2019
Trane U.S. Inc. | Trane | WSC092H(3,4,W)*0A |  | HSP-A, Single-Package Heat Pum | Heat Pump | 460 | 3 | False |  |  |  | True | Dual-Speed | 93000 | 8230 | 11.3 | 10.8 | 12.4 |  | 88000 | 7585 | 3.4 | 3.3 | 48000 | 6252 | 2.25 | Federally-Regulated Commercial & Industrial Equipment | 05/02/2019 |  | 07/19/2019
Trane U.S. Inc. | Trane | WSC092H(3,4,W)*0A |  | HSP-A, Single-Package Heat Pum | Heat Pump | 230 | 3 | False |  |  |  | True | Dual-Speed | 93000 | 8230 | 11.3 | 10.8 | 12.4 |  | 88000 | 7585 | 3.4 | 3.3 | 48000 | 6252 | 2.25 | Federally-Regulated Commercial & Industrial Equipment | 05/02/2019 |  | 07/19/2019
Trane U.S. Inc. | Trane | WSC092H(3,4,W)*0A |  | HSP-A, Single-Package Heat Pum | Heat Pump | 208 | 3 | False |  |  |  | True | Dual-Speed | 93000 | 8230 | 11.3 | 10.8 | 12.4 |  | 88000 | 7585 | 3.4 | 3.3 | 48000 | 6252 | 2.25 | Federally-Regulated Commercial & Industrial Equipment | 05/02/2019 |  | 07/19/2019
Trane U.S. Inc. | Trane | WSC120H(3,4,W)*(G,K,N,P)A***6 |  | HSP-A, Single-Package Heat Pum | Both Heat Pump and Electric Re | 575 | 3 | False |  |  |  | True | Dual-Speed | 115000 | 10454 | 11 | 11 | 13.4 |  | 106000 | 9137 | 3.4 | 3.3 | 58500 | 7619 | 2.25 | Federally-Regulated Commercial & Industrial Equipment | 05/02/2019 |  | 07/19/2019
Trane U.S. Inc. | Trane | WSC120H(3,4,W)*(G,K,N,P)A***6 |  | HSP-A, Single-Package Heat Pum | Both Heat Pump and Electric Re | 460 | 3 | False |  |  |  | True | Dual-Speed | 115000 | 10454 | 11 | 11 | 13.4 |  | 106000 | 9137 | 3.4 | 3.3 | 58500 | 7619 | 2.25 | Federally-Regulated Commercial & Industrial Equipment | 05/02/2019 |  | 07/19/2019
Trane U.S. Inc. | Trane | WSC120H(3,4,W)*(G,K,N,P)A***6 |  | HSP-A, Single-Package Heat Pum | Both Heat Pump and Electric Re | 230 | 3 | False |  |  |  | True | Dual-Speed | 115000 | 10454 | 11 | 11 | 13.4 |  | 106000 | 9137 | 3.4 | 3.3 | 58500 | 7619 | 2.25 | Federally-Regulated Commercial & Industrial Equipment | 05/02/2019 |  | 07/19/2019
Trane U.S. Inc. | Trane | WSC120H(3,4,W)*(G,K,N,P)A***6 |  | HSP-A, Single-Package Heat Pum | Both Heat Pump and Electric Re | 208 | 3 | False |  |  |  | True | Dual-Speed | 115000 | 10454 | 11 | 11 | 13.4 |  | 106000 | 9137 | 3.4 | 3.3 | 58500 | 7619 | 2.25 | Federally-Regulated Commercial & Industrial Equipment | 05/02/2019 |  | 07/19/2019
Trane U.S. Inc. | Trane | WSC120H(3,4,W)*(G,K,N,P)A |  | HSP-A, Single-Package Heat Pum | Both Heat Pump and Electric Re | 575 | 3 | False |  |  |  | True | Dual-Speed | 115000 | 10454 | 11 | 11 | 12.2 |  | 106000 | 9137 | 3.4 | 3.3 | 58500 | 7619 | 2.25 | Federally-Regulated Commercial & Industrial Equipment | 05/02/2019 |  | 07/19/2019
Trane U.S. Inc. | Trane | WSC120H(3,4,W)*(G,K,N,P)A |  | HSP-A, Single-Package Heat Pum | Both Heat Pump and Electric Re | 460 | 3 | False |  |  |  | True | Dual-Speed | 115000 | 10454 | 11 | 11 | 12.2 |  | 106000 | 9137 | 3.4 | 3.3 | 58500 | 7619 | 2.25 | Federally-Regulated Commercial & Industrial Equipment | 05/02/2019 |  | 07/19/2019
Trane U.S. Inc. | Trane | WSC120H(3,4,W)*(G,K,N,P)A |  | HSP-A, Single-Package Heat Pum | Both Heat Pump and Electric Re | 230 | 3 | False |  |  |  | True | Dual-Speed | 115000 | 10454 | 11 | 11 | 12.2 |  | 106000 | 9137 | 3.4 | 3.3 | 58500 | 7619 | 2.25 | Federally-Regulated Commercial & Industrial Equipment | 05/02/2019 |  | 07/19/2019
Trane U.S. Inc. | Trane | WSC120H(3,4,W)*(G,K,N,P)A |  | HSP-A, Single-Package Heat Pum | Both Heat Pump and Electric Re | 208 | 3 | False |  |  |  | True | Dual-Speed | 115000 | 10454 | 11 | 11 | 12.2 |  | 106000 | 9137 | 3.4 | 3.3 | 58500 | 7619 | 2.25 | Federally-Regulated Commercial & Industrial Equipment | 05/02/2019 |  | 07/19/2019
Trane U.S. Inc. | Trane | WSC102H(3,4,W)*(G,K,N)A***7 |  | HSP-A, Single-Package Heat Pum | Both Heat Pump and Electric Re | 575 | 3 | False |  |  |  | True | Dual-Speed | 100000 | 9090 | 11 | 11 | 12.9 |  | 89000 | 7671 | 3.4 | 3.3 | 48500 | 6768 | 2.1 | Federally-Regulated Commercial & Industrial Equipment | 04/16/2019 |  | 07/19/2019
Trane U.S. Inc. | Trane | WSC102H(3,4,W)*(G,K,N)A***7 |  | HSP-A, Single-Package Heat Pum | Both Heat Pump and Electric Re | 460 | 3 | False |  |  |  | True | Dual-Speed | 100000 | 9090 | 11 | 11 | 12.9 |  | 89000 | 7671 | 3.4 | 3.3 | 48500 | 6768 | 2.1 | Federally-Regulated Commercial & Industrial Equipment | 04/16/2019 |  | 07/19/2019
Trane U.S. Inc. | Trane | WSC102H(3,4,W)*(G,K,N)A***7 |  | HSP-A, Single-Package Heat Pum | Both Heat Pump and Electric Re | 230 | 3 | False |  |  |  | True | Dual-Speed | 100000 | 9090 | 11 | 11 | 12.9 |  | 89000 | 7671 | 3.4 | 3.3 | 48500 | 6768 | 2.1 | Federally-Regulated Commercial & Industrial Equipment | 04/16/2019 |  | 07/19/2019
Trane U.S. Inc. | Trane | WSC102H(3,4,W)*(G,K,N)A***7 |  | HSP-A, Single-Package Heat Pum | Both Heat Pump and Electric Re | 208 | 3 | False |  |  |  | True | Dual-Speed | 100000 | 9090 | 11 | 11 | 12.9 |  | 89000 | 7671 | 3.4 | 3.3 | 48500 | 6768 | 2.1 | Federally-Regulated Commercial & Industrial Equipment | 04/16/2019 |  | 07/19/2019
Trane U.S. Inc. | Trane | WSC102H(3,4,W)*(G,K,N)A***6 |  | HSP-A, Single-Package Heat Pum | Both Heat Pump and Electric Re | 575 | 3 | False |  |  |  | True | Dual-Speed | 100000 | 9090 | 11 | 11 | 13.4 |  | 89000 | 7671 | 3.4 | 3.3 | 48500 | 6768 | 2.1 | Federally-Regulated Commercial & Industrial Equipment | 04/16/2019 |  | 07/19/2019
Trane U.S. Inc. | Trane | WSC102H(3,4,W)*(G,K,N)A***6 |  | HSP-A, Single-Package Heat Pum | Both Heat Pump and Electric Re | 460 | 3 | False |  |  |  | True | Dual-Speed | 100000 | 9090 | 11 | 11 | 13.4 |  | 89000 | 7671 | 3.4 | 3.3 | 48500 | 6768 | 2.1 | Federally-Regulated Commercial & Industrial Equipment | 04/16/2019 |  | 07/19/2019
Trane U.S. Inc. | Trane | WSC102H(3,4,W)*(G,K,N)A***6 |  | HSP-A, Single-Package Heat Pum | Both Heat Pump and Electric Re | 230 | 3 | False |  |  |  | True | Dual-Speed | 100000 | 9090 | 11 | 11 | 13.4 |  | 89000 | 7671 | 3.4 | 3.3 | 48500 | 6768 | 2.1 | Federally-Regulated Commercial & Industrial Equipment | 04/16/2019 |  | 07/19/2019
Trane U.S. Inc. | Trane | WSC102H(3,4,W)*(G,K,N)A***6 |  | HSP-A, Single-Package Heat Pum | Both Heat Pump and Electric Re | 208 | 3 | False |  |  |  | True | Dual-Speed | 100000 | 9090 | 11 | 11 | 13.4 |  | 89000 | 7671 | 3.4 | 3.3 | 48500 | 6768 | 2.1 | Federally-Regulated Commercial & Industrial Equipment | 04/16/2019 |  | 07/19/2019
Daikin Comfort Technologies Manufacturing, L.P. | Janitrol | GSZ130484A* (2) | AT09044A* | HRCU-A-CB, Split System: Heat | Both Heat Pump and Electric Re | 460 | 3 |  | False |  |  | True | Single-Speed | 88000 | 7652 | 11.5 | 11 | 14 |  | 82000 | 7282 | 3.3 | 3.3 | 52000 | 6626 | 2.3 | Federally-Regulated Commercial & Industrial Equipment | 05/31/2019 |  | 07/19/2019
Daikin Comfort Technologies Manufacturing, L.P. | Janitrol | GSZ130603A* (2) | AT12043A* | HRCU-A-CB, Split System: Heat | Both Heat Pump and Electric Re | 230 | 3 |  | False |  |  | True | Single-Speed | 114000 | 9913 | 11.5 | 11 | 13 |  | 110000 | 9769 | 3.3 | 3.3 | 70000 | 8919 | 2.3 | Federally-Regulated Commercial & Industrial Equipment | 05/31/2019 |  | 07/19/2019
Daikin Comfort Technologies Manufacturing, L.P. | Janitrol | GSZ130603A* (2) | AT12043A* | HRCU-A-CB, Split System: Heat | Both Heat Pump and Electric Re | 208 | 3 |  | False |  |  | True | Single-Speed | 114000 | 9913 | 11.5 | 11 | 13 |  | 110000 | 9769 | 3.3 | 3.3 | 70000 | 8919 | 2.3 | Federally-Regulated Commercial & Industrial Equipment | 05/31/2019 |  | 07/19/2019
Daikin Comfort Technologies Manufacturing, L.P. | Janitrol | GSZ130483A* (2) | AT09043A* | HRCU-A-CB, Split System: Heat | Both Heat Pump and Electric Re | 230 | 3 |  | False |  |  | True | Single-Speed | 88000 | 7652 | 11.5 | 11 | 14 |  | 82000 | 7282 | 3.3 | 3.3 | 52000 | 6626 | 2.3 | Federally-Regulated Commercial & Industrial Equipment | 05/31/2019 |  | 07/19/2019
Daikin Comfort Technologies Manufacturing, L.P. | Janitrol | GSZ130483A* (2) | AT09043A* | HRCU-A-CB, Split System: Heat | Both Heat Pump and Electric Re | 208 | 3 |  | False |  |  | True | Single-Speed | 88000 | 7652 | 11.5 | 11 | 14 |  | 82000 | 7282 | 3.3 | 3.3 | 52000 | 6626 | 2.3 | Federally-Regulated Commercial & Industrial Equipment | 05/31/2019 |  | 07/19/2019
Daikin Comfort Technologies Manufacturing, L.P. | Janitrol | GSZ130604A* (2) | AT12044A* | HRCU-A-CB, Split System: Heat | Both Heat Pump and Electric Re | 460 | 3 |  | False |  |  | True | Single-Speed | 114000 | 9913 | 11.5 | 11 | 13 |  | 110000 | 9769 | 3.3 | 3.3 | 70000 | 8919 | 2.3 | Federally-Regulated Commercial & Industrial Equipment | 05/31/2019 |  | 07/19/2019
Daikin Comfort Technologies Manufacturing, L.P. | ONE HOUR AIR CONDITIONING AND HEATING | GSZ130603A* (2) | AT12043A* | HRCU-A-CB, Split System: Heat | Both Heat Pump and Electric Re | 230 | 3 |  | False |  |  | True | Single-Speed | 114000 | 9913 | 11.5 | 11 | 13 |  | 110000 | 9769 | 3.3 | 3.3 | 70000 | 8919 | 2.3 | Federally-Regulated Commercial & Industrial Equipment | 05/31/2019 |  | 07/19/2019
Daikin Comfort Technologies Manufacturing, L.P. | ONE HOUR AIR CONDITIONING AND HEATING | GSZ130603A* (2) | AT12043A* | HRCU-A-CB, Split System: Heat | Both Heat Pump and Electric Re | 208 | 3 |  | False |  |  | True | Single-Speed | 114000 | 9913 | 11.5 | 11 | 13 |  | 110000 | 9769 | 3.3 | 3.3 | 70000 | 8919 | 2.3 | Federally-Regulated Commercial & Industrial Equipment | 05/31/2019 |  | 07/19/2019
Daikin Comfort Technologies Manufacturing, L.P. | ONE HOUR AIR CONDITIONING AND HEATING | GSZ130484A* (2) | AT09044A* | HRCU-A-CB, Split System: Heat | Both Heat Pump and Electric Re | 460 | 3 |  | False |  |  | True | Single-Speed | 88000 | 7652 | 11.5 | 11 | 14 |  | 82000 | 7282 | 3.3 | 3.3 | 52000 | 6626 | 2.3 | Federally-Regulated Commercial & Industrial Equipment | 05/31/2019 |  | 07/19/2019
Daikin Comfort Technologies Manufacturing, L.P. | ONE HOUR AIR CONDITIONING AND HEATING | GSZ130604A* (2) | AT12044A* | HRCU-A-CB, Split System: Heat | Both Heat Pump and Electric Re | 460 | 3 |  | False |  |  | True | Single-Speed | 114000 | 9913 | 11.5 | 11 | 13 |  | 110000 | 9769 | 3.3 | 3.3 | 70000 | 8919 | 2.3 | Federally-Regulated Commercial & Industrial Equipment | 05/31/2019 |  | 07/19/2019
Daikin Comfort Technologies Manufacturing, L.P. | ONE HOUR AIR CONDITIONING AND HEATING | GSZ130483A* (2) | AT09043A* | HRCU-A-CB, Split System: Heat | Both Heat Pump and Electric Re | 230 | 3 |  | False |  |  | True | Single-Speed | 88000 | 7652 | 11.5 | 11 | 14 |  | 82000 | 7282 | 3.3 | 3.3 | 52000 | 6626 | 2.3 | Federally-Regulated Commercial & Industrial Equipment | 05/31/2019 |  | 07/19/2019
Daikin Comfort Technologies Manufacturing, L.P. | ONE HOUR AIR CONDITIONING AND HEATING | GSZ130483A* (2) | AT09043A* | HRCU-A-CB, Split System: Heat | Both Heat Pump and Electric Re | 208 | 3 |  | False |  |  | True | Single-Speed | 88000 | 7652 | 11.5 | 11 | 14 |  | 82000 | 7282 | 3.3 | 3.3 | 52000 | 6626 | 2.3 | Federally-Regulated Commercial & Industrial Equipment | 05/31/2019 |  | 07/19/2019
York International | SUNLINE MAGNUM | XP240C00*(2,4,5)******** |  | HSP-A, Single-Package Heat Pum | Heat Pump | 575 | 3 | False |  |  |  | True | Single-Speed | 240000 | 25263 | 9.5 | 9.3 |  |  | 240000 | 21980 | 3.2 | 3.2 | 136000 | 19929 | 2 | Federally-Regulated Commercial & Industrial Equipment | 01/28/2019 |  | 07/19/2019
York International | SUNLINE MAGNUM | XP240C00*(2,4,5)******** |  | HSP-A, Single-Package Heat Pum | Heat Pump | 460 | 3 | False |  |  |  | True | Single-Speed | 240000 | 25263 | 9.5 | 9.3 |  |  | 240000 | 21980 | 3.2 | 3.2 | 136000 | 19929 | 2 | Federally-Regulated Commercial & Industrial Equipment | 01/28/2019 |  | 07/19/2019
York International | SUNLINE MAGNUM | XP240C00*(2,4,5)******** |  | HSP-A, Single-Package Heat Pum | Heat Pump | 230 | 3 | False |  |  |  | True | Single-Speed | 240000 | 25263 | 9.5 | 9.3 |  |  | 240000 | 21980 | 3.2 | 3.2 | 136000 | 19929 | 2 | Federally-Regulated Commercial & Industrial Equipment | 01/28/2019 |  | 07/19/2019
York International | SUNLINE MAGNUM | XP240C00*(2,4,5)******** |  | HSP-A, Single-Package Heat Pum | Heat Pump | 208 | 3 | False |  |  |  | True | Single-Speed | 240000 | 25263 | 9.5 | 9.3 |  |  | 240000 | 21980 | 3.2 | 3.2 | 136000 | 19929 | 2 | Federally-Regulated Commercial & Industrial Equipment | 01/28/2019 |  | 07/19/2019
Rheem Sales Company, Inc. | Ruud | RJNL-C072C |  | HSP-A, Single-Package Heat Pum | Heat Pump | 230 | 3 | False |  |  |  | False | Single-Speed | 70000 | 6363 | 11 | 10.8 |  |  | 68000 | 5793 | 3.44 | 3.3 | 41000 | 5224 | 2.3 | Federally-Regulated Commercial & Industrial Equipment | 01/28/2019 |  | 08/06/2019
Rheem Sales Company, Inc. | Ruud | RJNL-C072C |  | HSP-A, Single-Package Heat Pum | Heat Pump | 208 | 3 | False |  |  |  | False | Single-Speed | 70000 | 6363 | 11 | 10.8 |  |  | 68000 | 5793 | 3.44 | 3.3 | 41000 | 5224 | 2.3 | Federally-Regulated Commercial & Industrial Equipment | 01/28/2019 |  | 08/06/2019
Rheem Sales Company, Inc. | Ruud | RJNL-A072C |  | HSP-A, Single-Package Heat Pum | Heat Pump | 230 | 3 | False |  |  |  | False | Single-Speed | 70000 | 6363 | 11 | 10.8 |  |  | 68000 | 5793 | 3.44 | 3.3 | 41000 | 5224 | 2.3 | Federally-Regulated Commercial & Industrial Equipment | 01/28/2019 |  | 08/06/2019
Rheem Sales Company, Inc. | Ruud | RJNL-A072C |  | HSP-A, Single-Package Heat Pum | Heat Pump | 208 | 3 | False |  |  |  | False | Single-Speed | 70000 | 6363 | 11 | 10.8 |  |  | 68000 | 5793 | 3.44 | 3.3 | 41000 | 5224 | 2.3 | Federally-Regulated Commercial & Industrial Equipment | 01/28/2019 |  | 08/06/2019
York International | Coleman | PJ-20C00A*(2,4,5)***** | NW-20C00*(5,6)****** | HRCU-A-CB, Split System: Heat | Heat Pump | 575 | 3 |  | False |  |  | True | Single-Speed | 230000 | 21698 | 10.6 | 10.4 | 13.3 |  | 220000 | 19538 | 3.3 | 3.2 | 130000 | 17318 | 2.2 | Federally-Regulated Commercial & Industrial Equipment | 06/03/2019 |  | 08/06/2019
York International | Coleman | PJ-20C00A*(2,4,5)***** | NW-20C00*(5,6)****** | HRCU-A-CB, Split System: Heat | Heat Pump | 460 | 3 |  | False |  |  | True | Single-Speed | 230000 | 21698 | 10.6 | 10.4 | 13.3 |  | 220000 | 19538 | 3.3 | 3.2 | 130000 | 17318 | 2.2 | Federally-Regulated Commercial & Industrial Equipment | 06/03/2019 |  | 08/06/2019
York International | Coleman | PJ-20C00A*(2,4,5)***** | NW-20C00*(5,6)****** | HRCU-A-CB, Split System: Heat | Heat Pump | 230 | 3 |  | False |  |  | True | Single-Speed | 230000 | 21698 | 10.6 | 10.4 | 13.3 |  | 220000 | 19538 | 3.3 | 3.2 | 130000 | 17318 | 2.2 | Federally-Regulated Commercial & Industrial Equipment | 06/03/2019 |  | 08/06/2019
York International | Coleman | PJ-20C00A*(2,4,5)***** | NW-20C00*(5,6)****** | HRCU-A-CB, Split System: Heat | Heat Pump | 208 | 3 |  | False |  |  | True | Single-Speed | 230000 | 21698 | 10.6 | 10.4 | 13.3 |  | 220000 | 19538 | 3.3 | 3.2 | 130000 | 17318 | 2.2 | Federally-Regulated Commercial & Industrial Equipment | 06/03/2019 |  | 08/06/2019
York International | Coleman | XYE08A(2,4,5)*3******* |  | HSP-A, Single-Package Heat Pum | Heat Pump | 575 | 3 | False |  |  |  | True | Single-Speed | 88000 | 7272 | 12.1 | 10.8 | 16 |  | 84000 | 7033 | 3.5 | 3.3 | 48000 | 5861 | 2.4 | Federally-Regulated Commercial & Industrial Equipment | 06/03/2019 |  | 08/06/2019
York International | Coleman | XYE08A(2,4,5)*3******* |  | HSP-A, Single-Package Heat Pum | Heat Pump | 460 | 3 | False |  |  |  | True | Single-Speed | 88000 | 7272 | 12.1 | 10.8 | 16 |  | 84000 | 7033 | 3.5 | 3.3 | 48000 | 5861 | 2.4 | Federally-Regulated Commercial & Industrial Equipment | 06/03/2019 |  | 08/06/2019
York International | Coleman | XYE08A(2,4,5)*3******* |  | HSP-A, Single-Package Heat Pum | Heat Pump | 230 | 3 | False |  |  |  | True | Single-Speed | 88000 | 7272 | 12.1 | 10.8 | 16 |  | 84000 | 7033 | 3.5 | 3.3 | 48000 | 5861 | 2.4 | Federally-Regulated Commercial & Industrial Equipment | 06/03/2019 |  | 08/06/2019
York International | Coleman | XYE08A(2,4,5)*3******* |  | HSP-A, Single-Package Heat Pum | Heat Pump | 208 | 3 | False |  |  |  | True | Single-Speed | 88000 | 7272 | 12.1 | 10.8 | 16 |  | 84000 | 7033 | 3.5 | 3.3 | 48000 | 5861 | 2.4 | Federally-Regulated Commercial & Industrial Equipment | 06/03/2019 |  | 08/06/2019
York International | Coleman | XA-15C00(B,D)(2,4,5)******** |  | HSP-A, Single-Package Heat Pum | Heat Pump | 575 | 3 | False |  |  |  | True | Single-Speed | 176000 | 16603 | 10.6 | 10.4 | 11.8 |  | 162000 | 14653 | 3.24 | 3.2 | 99000 | 14153 | 2.05 | Federally-Regulated Commercial & Industrial Equipment | 06/03/2019 |  | 08/06/2019
York International | Coleman | XA-15C00(B,D)(2,4,5)******** |  | HSP-A, Single-Package Heat Pum | Heat Pump | 460 | 3 | False |  |  |  | True | Single-Speed | 176000 | 16603 | 10.6 | 10.4 | 11.8 |  | 162000 | 14653 | 3.24 | 3.2 | 99000 | 14153 | 2.05 | Federally-Regulated Commercial & Industrial Equipment | 06/03/2019 |  | 08/06/2019
York International | Coleman | XA-15C00(B,D)(2,4,5)******** |  | HSP-A, Single-Package Heat Pum | Heat Pump | 230 | 3 | False |  |  |  | True | Single-Speed | 176000 | 16603 | 10.6 | 10.4 | 11.8 |  | 162000 | 14653 | 3.24 | 3.2 | 99000 | 14153 | 2.05 | Federally-Regulated Commercial & Industrial Equipment | 06/03/2019 |  | 08/06/2019
York International | Coleman | XA-15C00(B,D)(2,4,5)******** |  | HSP-A, Single-Package Heat Pum | Heat Pump | 208 | 3 | False |  |  |  | True | Single-Speed | 176000 | 16603 | 10.6 | 10.4 | 11.8 |  | 162000 | 14653 | 3.24 | 3.2 | 99000 | 14153 | 2.05 | Federally-Regulated Commercial & Industrial Equipment | 06/03/2019 |  | 08/06/2019
York International | Coleman | XA-15C00(P,R,S,U,V,X)(2,4,5)******** |  | HSP-A, Single-Package Heat Pum | Heat Pump | 575 | 3 | False |  |  |  | True | Single-Speed | 176000 | 16603 | 10.6 | 10.4 | 13.2 |  | 162000 | 14653 | 3.24 | 3.2 | 99000 | 14153 | 2.05 | Federally-Regulated Commercial & Industrial Equipment | 06/03/2019 |  | 08/06/2019
York International | Coleman | XA-15C00(P,R,S,U,V,X)(2,4,5)******** |  | HSP-A, Single-Package Heat Pum | Heat Pump | 460 | 3 | False |  |  |  | True | Single-Speed | 176000 | 16603 | 10.6 | 10.4 | 13.2 |  | 162000 | 14653 | 3.24 | 3.2 | 99000 | 14153 | 2.05 | Federally-Regulated Commercial & Industrial Equipment | 06/03/2019 |  | 08/06/2019
York International | Coleman | XA-15C00(P,R,S,U,V,X)(2,4,5)******** |  | HSP-A, Single-Package Heat Pum | Heat Pump | 230 | 3 | False |  |  |  | True | Single-Speed | 176000 | 16603 | 10.6 | 10.4 | 13.2 |  | 162000 | 14653 | 3.24 | 3.2 | 99000 | 14153 | 2.05 | Federally-Regulated Commercial & Industrial Equipment | 06/03/2019 |  | 08/06/2019
York International | Coleman | XA-15C00(P,R,S,U,V,X)(2,4,5)******** |  | HSP-A, Single-Package Heat Pum | Heat Pump | 208 | 3 | False |  |  |  | True | Single-Speed | 176000 | 16603 | 10.6 | 10.4 | 13.2 |  | 162000 | 14653 | 3.24 | 3.2 | 99000 | 14153 | 2.05 | Federally-Regulated Commercial & Industrial Equipment | 06/03/2019 |  | 08/06/2019
York International | Coleman | PJ-20C00A*(T,W,X)***** | NJ-20C00*(X,S)****** | HRCU-A-CB, Split System: Heat | Heat Pump | 575 | 3 |  | False |  |  | True | Single-Speed | 230000 | 21698 | 10.6 | 10.4 | 11.7 |  | 220000 | 19538 | 3.3 | 3.2 | 124000 | 16518 | 2.2 | Federally-Regulated Commercial & Industrial Equipment | 06/03/2019 |  | 08/06/2019
York International | Coleman | PJ-20C00A*(T,W,X)***** | NJ-20C00*(X,S)****** | HRCU-A-CB, Split System: Heat | Heat Pump | 460 | 3 |  | False |  |  | True | Single-Speed | 230000 | 21698 | 10.6 | 10.4 | 11.7 |  | 220000 | 19538 | 3.3 | 3.2 | 124000 | 16518 | 2.2 | Federally-Regulated Commercial & Industrial Equipment | 06/03/2019 |  | 08/06/2019
York International | Coleman | PJ-20C00A*(T,W,X)***** | NJ-20C00*(X,S)****** | HRCU-A-CB, Split System: Heat | Heat Pump | 230 | 3 |  | False |  |  | True | Single-Speed | 230000 | 21698 | 10.6 | 10.4 | 11.7 |  | 220000 | 19538 | 3.3 | 3.2 | 124000 | 16518 | 2.2 | Federally-Regulated Commercial & Industrial Equipment | 06/03/2019 |  | 08/06/2019
York International | Coleman | PJ-20C00A*(T,W,X)***** | NJ-20C00*(X,S)****** | HRCU-A-CB, Split System: Heat | Heat Pump | 208 | 3 |  | False |  |  | True | Single-Speed | 230000 | 21698 | 10.6 | 10.4 | 11.7 |  | 220000 | 19538 | 3.3 | 3.2 | 124000 | 16518 | 2.2 | Federally-Regulated Commercial & Industrial Equipment | 06/03/2019 |  | 08/06/2019
York International | Evcon | PJ-20C00A*(T,W,X)***** | NJ-20C00*(X,S)****** | HRCU-A-CB, Split System: Heat | Heat Pump | 575 | 3 |  | False |  |  | True | Single-Speed | 230000 | 21698 | 10.6 | 10.4 | 11.7 |  | 220000 | 19538 | 3.3 | 3.2 | 124000 | 16518 | 2.2 | Federally-Regulated Commercial & Industrial Equipment | 06/03/2019 |  | 08/06/2019
York International | Evcon | PJ-20C00A*(T,W,X)***** | NJ-20C00*(X,S)****** | HRCU-A-CB, Split System: Heat | Heat Pump | 460 | 3 |  | False |  |  | True | Single-Speed | 230000 | 21698 | 10.6 | 10.4 | 11.7 |  | 220000 | 19538 | 3.3 | 3.2 | 124000 | 16518 | 2.2 | Federally-Regulated Commercial & Industrial Equipment | 06/03/2019 |  | 08/06/2019
York International | Evcon | PJ-20C00A*(T,W,X)***** | NJ-20C00*(X,S)****** | HRCU-A-CB, Split System: Heat | Heat Pump | 230 | 3 |  | False |  |  | True | Single-Speed | 230000 | 21698 | 10.6 | 10.4 | 11.7 |  | 220000 | 19538 | 3.3 | 3.2 | 124000 | 16518 | 2.2 | Federally-Regulated Commercial & Industrial Equipment | 06/03/2019 |  | 08/06/2019
York International | Evcon | PJ-20C00A*(T,W,X)***** | NJ-20C00*(X,S)****** | HRCU-A-CB, Split System: Heat | Heat Pump | 208 | 3 |  | False |  |  | True | Single-Speed | 230000 | 21698 | 10.6 | 10.4 | 11.7 |  | 220000 | 19538 | 3.3 | 3.2 | 124000 | 16518 | 2.2 | Federally-Regulated Commercial & Industrial Equipment | 06/03/2019 |  | 08/06/2019
Carrier Corp. - Syracuse | Comfortmaker | RHS243(H,L,S)*****TA* |  | HSP-A, Single-Package Heat Pum | Heat Pump | 575 | 3 | False |  |  |  | True | Single-Speed | 232000 | 21886 | 10.6 | 10.4 | 12 |  | 220000 | 19538 | 3.3 | 3.2 | 136000 | 17329 | 2.3 | Federally-Regulated Commercial & Industrial Equipment | 06/03/2019 |  | 08/06/2019
Carrier Corp. - Syracuse | Comfortmaker | RHS240(H,L,S)*****TA* |  | HSP-A, Single-Package Heat Pum | Heat Pump | 575 | 3 | False |  |  |  | True | Single-Speed | 232000 | 21886 | 10.6 | 10.4 | 12 |  | 220000 | 19538 | 3.3 | 3.2 | 136000 | 17329 | 2.3 | Federally-Regulated Commercial & Industrial Equipment | 06/03/2019 |  | 08/06/2019
Carrier Corp. - Syracuse | Comfortmaker | RHS183(H,L,S)*****TC* |  | HSP-A, Single-Package Heat Pum | Heat Pump | 575 | 3 | False |  |  |  | True | Single-Speed | 172000 | 16074 | 10.7 | 10.4 | 12 |  | 166000 | 14742 | 3.3 | 3.2 | 103000 | 12577 | 2.4 | Federally-Regulated Commercial & Industrial Equipment | 06/03/2019 |  | 08/06/2019
Carrier Corp. - Syracuse | Comfortmaker | RHS181(H,L,S)*****TC* |  | HSP-A, Single-Package Heat Pum | Heat Pump | 575 | 3 | False |  |  |  | True | Single-Speed | 172000 | 15925 | 10.8 | 10.4 | 12 |  | 166000 | 14742 | 3.3 | 3.2 | 103000 | 12577 | 2.4 | Federally-Regulated Commercial & Industrial Equipment | 06/03/2019 |  | 08/06/2019
Carrier Corp. - Syracuse | Day & Night | RHS243(H,L,S)*****TA* |  | HSP-A, Single-Package Heat Pum | Heat Pump | 575 | 3 | False |  |  |  | True | Single-Speed | 232000 | 21886 | 10.6 | 10.4 | 12 |  | 220000 | 19538 | 3.3 | 3.2 | 136000 | 17329 | 2.3 | Federally-Regulated Commercial & Industrial Equipment | 06/03/2019 |  | 08/06/2019
Carrier Corp. - Syracuse | Day & Night | RHS240(H,L,S)*****TA* |  | HSP-A, Single-Package Heat Pum | Heat Pump | 575 | 3 | False |  |  |  | True | Single-Speed | 232000 | 21886 | 10.6 | 10.4 | 12 |  | 220000 | 19538 | 3.3 | 3.2 | 136000 | 17329 | 2.3 | Federally-Regulated Commercial & Industrial Equipment | 06/03/2019 |  | 08/06/2019
Carrier Corp. - Syracuse | Day & Night | RHS183(H,L,S)*****TC* |  | HSP-A, Single-Package Heat Pum | Heat Pump | 575 | 3 | False |  |  |  | True | Single-Speed | 172000 | 16074 | 10.7 | 10.4 | 12 |  | 166000 | 14742 | 3.3 | 3.2 | 103000 | 12577 | 2.4 | Federally-Regulated Commercial & Industrial Equipment | 06/03/2019 |  | 08/06/2019
Carrier Corp. - Syracuse | Day & Night | RHS181(H,L,S)*****TC* |  | HSP-A, Single-Package Heat Pum | Heat Pump | 575 | 3 | False |  |  |  | True | Single-Speed | 172000 | 15925 | 10.8 | 10.4 | 12 |  | 166000 | 14742 | 3.3 | 3.2 | 103000 | 12577 | 2.4 | Federally-Regulated Commercial & Industrial Equipment | 06/03/2019 |  | 08/06/2019
Carrier Corp. - Syracuse | Heil | RHS243(H,L,S)*****TA* |  | HSP-A, Single-Package Heat Pum | Heat Pump | 575 | 3 | False |  |  |  | True | Single-Speed | 232000 | 21886 | 10.6 | 10.4 | 12 |  | 220000 | 19538 | 3.3 | 3.2 | 136000 | 17329 | 2.3 | Federally-Regulated Commercial & Industrial Equipment | 06/03/2019 |  | 08/06/2019
Carrier Corp. - Syracuse | Heil | RHS240(H,L,S)*****TA* |  | HSP-A, Single-Package Heat Pum | Heat Pump | 575 | 3 | False |  |  |  | True | Single-Speed | 232000 | 21886 | 10.6 | 10.4 | 12 |  | 220000 | 19538 | 3.3 | 3.2 | 136000 | 17329 | 2.3 | Federally-Regulated Commercial & Industrial Equipment | 06/03/2019 |  | 08/06/2019
Carrier Corp. - Syracuse | Heil | RHS183(H,L,S)*****TC* |  | HSP-A, Single-Package Heat Pum | Heat Pump | 575 | 3 | False |  |  |  | True | Single-Speed | 172000 | 16074 | 10.7 | 10.4 | 12 |  | 166000 | 14742 | 3.3 | 3.2 | 103000 | 12577 | 2.4 | Federally-Regulated Commercial & Industrial Equipment | 06/03/2019 |  | 08/06/2019
Carrier Corp. - Syracuse | Heil | RHS181(H,L,S)*****TC* |  | HSP-A, Single-Package Heat Pum | Heat Pump | 575 | 3 | False |  |  |  | True | Single-Speed | 172000 | 15925 | 10.8 | 10.4 | 12 |  | 166000 | 14742 | 3.3 | 3.2 | 103000 | 12577 | 2.4 | Federally-Regulated Commercial & Industrial Equipment | 06/03/2019 |  | 08/06/2019
Carrier Corp. - Syracuse | ICP Commercial | RHS243(H,L,S)*****TA* |  | HSP-A, Single-Package Heat Pum | Heat Pump | 575 | 3 | False |  |  |  | True | Single-Speed | 232000 | 21886 | 10.6 | 10.4 | 12 |  | 220000 | 19538 | 3.3 | 3.2 | 136000 | 17329 | 2.3 | Federally-Regulated Commercial & Industrial Equipment | 06/03/2019 |  | 08/06/2019
Carrier Corp. - Syracuse | ICP Commercial | RHS240(H,L,S)*****TA* |  | HSP-A, Single-Package Heat Pum | Heat Pump | 575 | 3 | False |  |  |  | True | Single-Speed | 232000 | 21886 | 10.6 | 10.4 | 12 |  | 220000 | 19538 | 3.3 | 3.2 | 136000 | 17329 | 2.3 | Federally-Regulated Commercial & Industrial Equipment | 06/03/2019 |  | 08/06/2019
Carrier Corp. - Syracuse | ICP Commercial | RHS183(H,L,S)*****TC* |  | HSP-A, Single-Package Heat Pum | Heat Pump | 575 | 3 | False |  |  |  | True | Single-Speed | 172000 | 16074 | 10.7 | 10.4 | 12 |  | 166000 | 14742 | 3.3 | 3.2 | 103000 | 12577 | 2.4 | Federally-Regulated Commercial & Industrial Equipment | 06/03/2019 |  | 08/06/2019
Carrier Corp. - Syracuse | ICP Commercial | RHS181(H,L,S)*****TC* |  | HSP-A, Single-Package Heat Pum | Heat Pump | 575 | 3 | False |  |  |  | True | Single-Speed | 172000 | 15925 | 10.8 | 10.4 | 12 |  | 166000 | 14742 | 3.3 | 3.2 | 103000 | 12577 | 2.4 | Federally-Regulated Commercial & Industrial Equipment | 06/03/2019 |  | 08/06/2019
Carrier Corp. - Syracuse | Keeprite | RHS243(H,L,S)*****TA* |  | HSP-A, Single-Package Heat Pum | Heat Pump | 575 | 3 | False |  |  |  | True | Single-Speed | 232000 | 21886 | 10.6 | 10.4 | 12 |  | 220000 | 19538 | 3.3 | 3.2 | 136000 | 17329 | 2.3 | Federally-Regulated Commercial & Industrial Equipment | 06/03/2019 |  | 08/06/2019
Carrier Corp. - Syracuse | Keeprite | RHS240(H,L,S)*****TA* |  | HSP-A, Single-Package Heat Pum | Heat Pump | 575 | 3 | False |  |  |  | True | Single-Speed | 232000 | 21886 | 10.6 | 10.4 | 12 |  | 220000 | 19538 | 3.3 | 3.2 | 136000 | 17329 | 2.3 | Federally-Regulated Commercial & Industrial Equipment | 06/03/2019 |  | 08/06/2019
Carrier Corp. - Syracuse | Keeprite | RHS183(H,L,S)*****TC* |  | HSP-A, Single-Package Heat Pum | Heat Pump | 575 | 3 | False |  |  |  | True | Single-Speed | 172000 | 16074 | 10.7 | 10.4 | 12 |  | 166000 | 14742 | 3.3 | 3.2 | 103000 | 12577 | 2.4 | Federally-Regulated Commercial & Industrial Equipment | 06/03/2019 |  | 08/06/2019
Carrier Corp. - Syracuse | Keeprite | RHS181(H,L,S)*****TC* |  | HSP-A, Single-Package Heat Pum | Heat Pump | 575 | 3 | False |  |  |  | True | Single-Speed | 172000 | 15925 | 10.8 | 10.4 | 12 |  | 166000 | 14742 | 3.3 | 3.2 | 103000 | 12577 | 2.4 | Federally-Regulated Commercial & Industrial Equipment | 06/03/2019 |  | 08/06/2019
Carrier Corp. - Syracuse | CARRIER CORPORATION | 50TCQD09A2E6036628 |  | HSP-A, Single-Package Heat Pum | Heat Pump | 575 | 3 | False |  |  |  | False | Single-Speed | 99000 | 8839 | 11.2 | 10.8 | 12.2 |  | 96000 | 8525 | 3.3 | 3.3 | 54500 | 7098 | 2.25 | Federally-Regulated Commercial & Industrial Equipment | 06/03/2019 |  | 08/06/2019
Carrier Corp. - Syracuse | CARRIER CORPORATION | 50TCQD09A2E6036628 |  | HSP-A, Single-Package Heat Pum | Heat Pump | 460 | 3 | False |  |  |  | False | Single-Speed | 99000 | 8839 | 11.2 | 10.8 | 12.2 |  | 96000 | 8525 | 3.3 | 3.3 | 54500 | 7098 | 2.25 | Federally-Regulated Commercial & Industrial Equipment | 06/03/2019 |  | 08/06/2019
Carrier Corp. - Syracuse | CARRIER CORPORATION | 50TCQ*17*(5,6,7)*6C***(K,M)* |  | HSP-A, Single-Package Heat Pum | Heat Pump | 460 | 3 | False |  |  |  | True | Single-Speed | 172000 | 16074 | 10.7 | 10.4 | 12 |  | 166000 | 14742 | 3.3 | 3.2 | 103000 | 12577 | 2.4 | Federally-Regulated Commercial & Industrial Equipment | 06/03/2019 |  | 08/06/2019
Carrier Corp. - Syracuse | CARRIER CORPORATION | 50TCQ*17*(5,6,7)*6C***(G,J)* |  | HSP-A, Single-Package Heat Pum | Heat Pump | 460 | 3 | False |  |  |  | True | Single-Speed | 172000 | 16074 | 10.7 | 10.4 | 12 |  | 166000 | 14742 | 3.3 | 3.2 | 103000 | 12577 | 2.4 | Federally-Regulated Commercial & Industrial Equipment | 06/03/2019 |  | 08/06/2019
Carrier Corp. - Syracuse | CARRIER CORPORATION | 50TCQ*17*(5,6,7)*1C***(K,M)* |  | HSP-A, Single-Package Heat Pum | Heat Pump | 575 | 3 | False |  |  |  | True | Single-Speed | 172000 | 16074 | 10.7 | 10.4 | 12 |  | 166000 | 14742 | 3.3 | 3.2 | 103000 | 12577 | 2.4 | Federally-Regulated Commercial & Industrial Equipment | 06/03/2019 |  | 08/06/2019
Carrier Corp. - Syracuse | CARRIER CORPORATION | 50TCQ*17*(5,6,7)*1C***(G,J)* |  | HSP-A, Single-Package Heat Pum | Heat Pump | 575 | 3 | False |  |  |  | True | Single-Speed | 172000 | 16074 | 10.7 | 10.4 | 12 |  | 166000 | 14742 | 3.3 | 3.2 | 103000 | 12577 | 2.4 | Federally-Regulated Commercial & Industrial Equipment | 06/03/2019 |  | 08/06/2019
Carrier Corp. - Syracuse | CARRIER CORPORATION | 50TCQ*17*(1,2,3)*6C***(K,M)* |  | HSP-A, Single-Package Heat Pum | Heat Pump | 460 | 3 | False |  |  |  | True | Single-Speed | 172000 | 15925 | 10.8 | 10.4 | 12 |  | 166000 | 14742 | 3.3 | 3.2 | 103000 | 12577 | 2.4 | Federally-Regulated Commercial & Industrial Equipment | 06/03/2019 |  | 08/06/2019
Carrier Corp. - Syracuse | CARRIER CORPORATION | 50TCQ*17*(1,2,3)*6C***(G,J)* |  | HSP-A, Single-Package Heat Pum | Heat Pump | 460 | 3 | False |  |  |  | True | Single-Speed | 172000 | 15925 | 10.8 | 10.4 | 12 |  | 166000 | 14742 | 3.3 | 3.2 | 103000 | 12577 | 2.4 | Federally-Regulated Commercial & Industrial Equipment | 06/03/2019 |  | 08/06/2019
Carrier Corp. - Syracuse | CARRIER CORPORATION | 50TCQ*17*(1,2,3)*1C***(K,M)* |  | HSP-A, Single-Package Heat Pum | Heat Pump | 575 | 3 | False |  |  |  | True | Single-Speed | 172000 | 15925 | 10.8 | 10.4 | 12 |  | 166000 | 14742 | 3.3 | 3.2 | 103000 | 12577 | 2.4 | Federally-Regulated Commercial & Industrial Equipment | 06/03/2019 |  | 08/06/2019
Carrier Corp. - Syracuse | CARRIER CORPORATION | 50TCQ*17*(1,2,3)*1C***(G,J)* |  | HSP-A, Single-Package Heat Pum | Heat Pump | 575 | 3 | False |  |  |  | True | Single-Speed | 172000 | 15925 | 10.8 | 10.4 | 12 |  | 166000 | 14742 | 3.3 | 3.2 | 103000 | 12577 | 2.4 | Federally-Regulated Commercial & Industrial Equipment | 06/03/2019 |  | 08/06/2019
Johnson Controls, Inc. | Johnson Controls | J20PDC00*(2,4,5)***** | J20NMC00*(2,4,5,6)**** | HRCU-A-CB, Split System: Heat | Heat Pump | 575 | 3 |  | False |  |  | True | Single-Speed | 230000 | 21698 | 10.6 | 10.4 | 13.3 |  | 220000 | 19538 | 3.3 | 3.2 | 130000 | 17318 | 2.2 | Federally-Regulated Commercial & Industrial Equipment | 05/31/2019 |  | 08/06/2019
Johnson Controls, Inc. | Johnson Controls | J20PDC00*(2,4,5)***** | J20NMC00*(2,4,5,6)**** | HRCU-A-CB, Split System: Heat | Heat Pump | 460 | 3 |  | False |  |  | True | Single-Speed | 230000 | 21698 | 10.6 | 10.4 | 13.3 |  | 220000 | 19538 | 3.3 | 3.2 | 130000 | 17318 | 2.2 | Federally-Regulated Commercial & Industrial Equipment | 05/31/2019 |  | 08/06/2019
Johnson Controls, Inc. | Johnson Controls | J20PDC00*(2,4,5)***** | J20NMC00*(2,4,5,6)**** | HRCU-A-CB, Split System: Heat | Heat Pump | 230 | 3 |  | False |  |  | True | Single-Speed | 230000 | 21698 | 10.6 | 10.4 | 13.3 |  | 220000 | 19538 | 3.3 | 3.2 | 130000 | 17318 | 2.2 | Federally-Regulated Commercial & Industrial Equipment | 05/31/2019 |  | 08/06/2019
Johnson Controls, Inc. | Johnson Controls | J20PDC00*(2,4,5)***** | J20NMC00*(2,4,5,6)**** | HRCU-A-CB, Split System: Heat | Heat Pump | 208 | 3 |  | False |  |  | True | Single-Speed | 230000 | 21698 | 10.6 | 10.4 | 13.3 |  | 220000 | 19538 | 3.3 | 3.2 | 130000 | 17318 | 2.2 | Federally-Regulated Commercial & Industrial Equipment | 05/31/2019 |  | 08/06/2019
York International | Luxaire | PJ-20C00*(2,4,5)***** | NW-20C00*(2,4,5,6)**** | HRCU-A-CB, Split System: Heat | Heat Pump | 575 | 3 |  | False |  |  | True | Single-Speed | 230000 | 21698 | 10.6 | 10.4 | 13.3 |  | 220000 | 19538 | 3.3 | 3.2 | 130000 | 17318 | 2.2 | Federally-Regulated Commercial & Industrial Equipment | 05/31/2019 |  | 08/06/2019
York International | Luxaire | PJ-20C00*(2,4,5)***** | NW-20C00*(2,4,5,6)**** | HRCU-A-CB, Split System: Heat | Heat Pump | 460 | 3 |  | False |  |  | True | Single-Speed | 230000 | 21698 | 10.6 | 10.4 | 13.3 |  | 220000 | 19538 | 3.3 | 3.2 | 130000 | 17318 | 2.2 | Federally-Regulated Commercial & Industrial Equipment | 05/31/2019 |  | 08/06/2019
York International | Luxaire | PJ-20C00*(2,4,5)***** | NW-20C00*(2,4,5,6)**** | HRCU-A-CB, Split System: Heat | Heat Pump | 230 | 3 |  | False |  |  | True | Single-Speed | 230000 | 21698 | 10.6 | 10.4 | 13.3 |  | 220000 | 19538 | 3.3 | 3.2 | 130000 | 17318 | 2.2 | Federally-Regulated Commercial & Industrial Equipment | 05/31/2019 |  | 08/06/2019
York International | Luxaire | PJ-20C00*(2,4,5)***** | NW-20C00*(2,4,5,6)**** | HRCU-A-CB, Split System: Heat | Heat Pump | 208 | 3 |  | False |  |  | True | Single-Speed | 230000 | 21698 | 10.6 | 10.4 | 13.3 |  | 220000 | 19538 | 3.3 | 3.2 | 130000 | 17318 | 2.2 | Federally-Regulated Commercial & Industrial Equipment | 05/31/2019 |  | 08/06/2019
Rheem Sales Company, Inc. | CLIMATEMASTER | RHPDZS120AD*****B |  | HSP-A, Single-Package Heat Pum | Both Heat Pump and Electric Re | 460 | 3 | False |  |  |  | True | Dual-Speed | 114000 | 10363 | 11 | 11 | 12.2 |  | 112000 | 9946 | 3.3 | 3.3 | 68000 | 8857 | 2.25 | Federally-Regulated Commercial & Industrial Equipment | 05/02/2019 |  | 08/06/2019
Rheem Sales Company, Inc. | CLIMATEMASTER | RHPDZS120AC*****B |  | HSP-A, Single-Package Heat Pum | Both Heat Pump and Electric Re | 230 | 3 | False |  |  |  | True | Dual-Speed | 114000 | 10363 | 11 | 11 | 12.2 |  | 112000 | 9946 | 3.3 | 3.3 | 68000 | 8857 | 2.25 | Federally-Regulated Commercial & Industrial Equipment | 05/02/2019 |  | 08/06/2019
Rheem Sales Company, Inc. | CLIMATEMASTER | RHPDZS120AC*****B |  | HSP-A, Single-Package Heat Pum | Both Heat Pump and Electric Re | 208 | 3 | False |  |  |  | True | Dual-Speed | 114000 | 10363 | 11 | 11 | 12.2 |  | 112000 | 9946 | 3.3 | 3.3 | 68000 | 8857 | 2.25 | Federally-Regulated Commercial & Industrial Equipment | 05/02/2019 |  | 08/06/2019
Rheem Sales Company, Inc. | CLIMATEMASTER | RHPDZS090AD*****B |  | HSP-A, Single-Package Heat Pum | Both Heat Pump and Electric Re | 460 | 3 | False |  |  |  | True | Dual-Speed | 86000 | 7818 | 11 | 11 | 12.2 |  | 84000 | 7460 | 3.3 | 3.3 | 48000 | 6252 | 2.25 | Federally-Regulated Commercial & Industrial Equipment | 05/02/2019 |  | 08/06/2019
Rheem Sales Company, Inc. | CLIMATEMASTER | RHPDZS090AC*****B |  | HSP-A, Single-Package Heat Pum | Both Heat Pump and Electric Re | 230 | 3 | False |  |  |  | True | Dual-Speed | 86000 | 7818 | 11 | 11 | 12.2 |  | 84000 | 7460 | 3.3 | 3.3 | 48000 | 6252 | 2.25 | Federally-Regulated Commercial & Industrial Equipment | 05/02/2019 |  | 08/06/2019
Rheem Sales Company, Inc. | CLIMATEMASTER | RHPDZS090AC*****B |  | HSP-A, Single-Package Heat Pum | Both Heat Pump and Electric Re | 208 | 3 | False |  |  |  | True | Dual-Speed | 86000 | 7818 | 11 | 11 | 12.2 |  | 84000 | 7460 | 3.3 | 3.3 | 48000 | 6252 | 2.25 | Federally-Regulated Commercial & Industrial Equipment | 05/02/2019 |  | 08/06/2019
Rheem Sales Company, Inc. | Daikin | MHS006BYC |  | HSP-A, Single-Package Heat Pum | Heat Pump | 230 | 3 | False |  |  |  | False | Single-Speed | 70000 | 6363 | 11 | 10.8 |  |  | 68000 | 5793 | 3.44 | 3.3 | 41000 | 5224 | 2.3 | Federally-Regulated Commercial & Industrial Equipment | 01/28/2019 |  | 08/06/2019
Rheem Sales Company, Inc. | Daikin | MHS006BYC |  | HSP-A, Single-Package Heat Pum | Heat Pump | 208 | 3 | False |  |  |  | False | Single-Speed | 70000 | 6363 | 11 | 10.8 |  |  | 68000 | 5793 | 3.44 | 3.3 | 41000 | 5224 | 2.3 | Federally-Regulated Commercial & Industrial Equipment | 01/28/2019 |  | 08/06/2019
Rheem Sales Company, Inc. | Daikin | MHS006BYCL |  | HSP-A, Single-Package Heat Pum | Heat Pump | 230 | 3 | False |  |  |  | False | Single-Speed | 70000 | 6363 | 11 | 10.8 |  |  | 68000 | 5793 | 3.44 | 3.3 | 41000 | 5224 | 2.3 | Federally-Regulated Commercial & Industrial Equipment | 01/28/2019 |  | 08/06/2019
Rheem Sales Company, Inc. | Daikin | MHS006BYCL |  | HSP-A, Single-Package Heat Pum | Heat Pump | 208 | 3 | False |  |  |  | False | Single-Speed | 70000 | 6363 | 11 | 10.8 |  |  | 68000 | 5793 | 3.44 | 3.3 | 41000 | 5224 | 2.3 | Federally-Regulated Commercial & Industrial Equipment | 01/28/2019 |  | 08/06/2019
Rheem Sales Company, Inc. | Rheem | RJNL-C072C |  | HSP-A, Single-Package Heat Pum | Heat Pump | 230 | 3 | False |  |  |  | False | Single-Speed | 70000 | 6363 | 11 | 10.8 |  |  | 68000 | 5793 | 3.44 | 3.3 | 41000 | 5224 | 2.3 | Federally-Regulated Commercial & Industrial Equipment | 01/28/2019 |  | 08/06/2019
Rheem Sales Company, Inc. | Rheem | RJNL-C072C |  | HSP-A, Single-Package Heat Pum | Heat Pump | 208 | 3 | False |  |  |  | False | Single-Speed | 70000 | 6363 | 11 | 10.8 |  |  | 68000 | 5793 | 3.44 | 3.3 | 41000 | 5224 | 2.3 | Federally-Regulated Commercial & Industrial Equipment | 01/28/2019 |  | 08/06/2019
Rheem Sales Company, Inc. | Rheem | RJNL-A072C |  | HSP-A, Single-Package Heat Pum | Heat Pump | 230 | 3 | False |  |  |  | False | Single-Speed | 70000 | 6363 | 11 | 10.8 |  |  | 68000 | 5793 | 3.44 | 3.3 | 41000 | 5224 | 2.3 | Federally-Regulated Commercial & Industrial Equipment | 01/28/2019 |  | 08/06/2019
Rheem Sales Company, Inc. | Rheem | RJNL-A072C |  | HSP-A, Single-Package Heat Pum | Heat Pump | 208 | 3 | False |  |  |  | False | Single-Speed | 70000 | 6363 | 11 | 10.8 |  |  | 68000 | 5793 | 3.44 | 3.3 | 41000 | 5224 | 2.3 | Federally-Regulated Commercial & Industrial Equipment | 01/28/2019 |  | 08/06/2019
York International | FRASER - JOHNSTON | PJ-20C00A*(2,4,5)***** | NW-20C00*(5,6)****** | HRCU-A-CB, Split System: Heat | Heat Pump | 575 | 3 |  | False |  |  | True | Single-Speed | 230000 | 21698 | 10.6 | 10.4 | 13.3 |  | 220000 | 19538 | 3.3 | 3.2 | 130000 | 17318 | 2.2 | Federally-Regulated Commercial & Industrial Equipment | 06/03/2019 |  | 08/06/2019
York International | FRASER - JOHNSTON | PJ-20C00A*(2,4,5)***** | NW-20C00*(5,6)****** | HRCU-A-CB, Split System: Heat | Heat Pump | 460 | 3 |  | False |  |  | True | Single-Speed | 230000 | 21698 | 10.6 | 10.4 | 13.3 |  | 220000 | 19538 | 3.3 | 3.2 | 130000 | 17318 | 2.2 | Federally-Regulated Commercial & Industrial Equipment | 06/03/2019 |  | 08/06/2019
York International | FRASER - JOHNSTON | PJ-20C00A*(2,4,5)***** | NW-20C00*(5,6)****** | HRCU-A-CB, Split System: Heat | Heat Pump | 230 | 3 |  | False |  |  | True | Single-Speed | 230000 | 21698 | 10.6 | 10.4 | 13.3 |  | 220000 | 19538 | 3.3 | 3.2 | 130000 | 17318 | 2.2 | Federally-Regulated Commercial & Industrial Equipment | 06/03/2019 |  | 08/06/2019
York International | FRASER - JOHNSTON | PJ-20C00A*(2,4,5)***** | NW-20C00*(5,6)****** | HRCU-A-CB, Split System: Heat | Heat Pump | 208 | 3 |  | False |  |  | True | Single-Speed | 230000 | 21698 | 10.6 | 10.4 | 13.3 |  | 220000 | 19538 | 3.3 | 3.2 | 130000 | 17318 | 2.2 | Federally-Regulated Commercial & Industrial Equipment | 06/03/2019 |  | 08/06/2019
York International | FRASER - JOHNSTON | XYE08A(2,4,5)*3******* |  | HSP-A, Single-Package Heat Pum | Heat Pump | 575 | 3 | False |  |  |  | True | Single-Speed | 88000 | 7272 | 12.1 | 10.8 | 16 |  | 84000 | 7033 | 3.5 | 3.3 | 48000 | 5861 | 2.4 | Federally-Regulated Commercial & Industrial Equipment | 06/03/2019 |  | 08/06/2019
York International | FRASER - JOHNSTON | XYE08A(2,4,5)*3******* |  | HSP-A, Single-Package Heat Pum | Heat Pump | 460 | 3 | False |  |  |  | True | Single-Speed | 88000 | 7272 | 12.1 | 10.8 | 16 |  | 84000 | 7033 | 3.5 | 3.3 | 48000 | 5861 | 2.4 | Federally-Regulated Commercial & Industrial Equipment | 06/03/2019 |  | 08/06/2019
York International | FRASER - JOHNSTON | XYE08A(2,4,5)*3******* |  | HSP-A, Single-Package Heat Pum | Heat Pump | 230 | 3 | False |  |  |  | True | Single-Speed | 88000 | 7272 | 12.1 | 10.8 | 16 |  | 84000 | 7033 | 3.5 | 3.3 | 48000 | 5861 | 2.4 | Federally-Regulated Commercial & Industrial Equipment | 06/03/2019 |  | 08/06/2019
York International | FRASER - JOHNSTON | XYE08A(2,4,5)*3******* |  | HSP-A, Single-Package Heat Pum | Heat Pump | 208 | 3 | False |  |  |  | True | Single-Speed | 88000 | 7272 | 12.1 | 10.8 | 16 |  | 84000 | 7033 | 3.5 | 3.3 | 48000 | 5861 | 2.4 | Federally-Regulated Commercial & Industrial Equipment | 06/03/2019 |  | 08/06/2019
York International | FRASER - JOHNSTON | XA-15C00(P,R,S,U,V,X)(2,4,5)******** |  | HSP-A, Single-Package Heat Pum | Heat Pump | 575 | 3 | False |  |  |  | True | Single-Speed | 176000 | 16603 | 10.6 | 10.4 | 13.2 |  | 162000 | 14653 | 3.24 | 3.2 | 99000 | 14153 | 2.05 | Federally-Regulated Commercial & Industrial Equipment | 06/03/2019 |  | 08/06/2019
York International | FRASER - JOHNSTON | XA-15C00(P,R,S,U,V,X)(2,4,5)******** |  | HSP-A, Single-Package Heat Pum | Heat Pump | 460 | 3 | False |  |  |  | True | Single-Speed | 176000 | 16603 | 10.6 | 10.4 | 13.2 |  | 162000 | 14653 | 3.24 | 3.2 | 99000 | 14153 | 2.05 | Federally-Regulated Commercial & Industrial Equipment | 06/03/2019 |  | 08/06/2019
York International | FRASER - JOHNSTON | XA-15C00(P,R,S,U,V,X)(2,4,5)******** |  | HSP-A, Single-Package Heat Pum | Heat Pump | 230 | 3 | False |  |  |  | True | Single-Speed | 176000 | 16603 | 10.6 | 10.4 | 13.2 |  | 162000 | 14653 | 3.24 | 3.2 | 99000 | 14153 | 2.05 | Federally-Regulated Commercial & Industrial Equipment | 06/03/2019 |  | 08/06/2019
York International | FRASER - JOHNSTON | XA-15C00(P,R,S,U,V,X)(2,4,5)******** |  | HSP-A, Single-Package Heat Pum | Heat Pump | 208 | 3 | False |  |  |  | True | Single-Speed | 176000 | 16603 | 10.6 | 10.4 | 13.2 |  | 162000 | 14653 | 3.24 | 3.2 | 99000 | 14153 | 2.05 | Federally-Regulated Commercial & Industrial Equipment | 06/03/2019 |  | 08/06/2019
York International | FRASER - JOHNSTON | XA-15C00(B,D)(2,4,5)******** |  | HSP-A, Single-Package Heat Pum | Heat Pump | 575 | 3 | False |  |  |  | True | Single-Speed | 176000 | 16603 | 10.6 | 10.4 | 11.8 |  | 162000 | 14653 | 3.24 | 3.2 | 99000 | 14153 | 2.05 | Federally-Regulated Commercial & Industrial Equipment | 06/03/2019 |  | 08/06/2019
York International | FRASER - JOHNSTON | XA-15C00(B,D)(2,4,5)******** |  | HSP-A, Single-Package Heat Pum | Heat Pump | 460 | 3 | False |  |  |  | True | Single-Speed | 176000 | 16603 | 10.6 | 10.4 | 11.8 |  | 162000 | 14653 | 3.24 | 3.2 | 99000 | 14153 | 2.05 | Federally-Regulated Commercial & Industrial Equipment | 06/03/2019 |  | 08/06/2019
York International | FRASER - JOHNSTON | XA-15C00(B,D)(2,4,5)******** |  | HSP-A, Single-Package Heat Pum | Heat Pump | 230 | 3 | False |  |  |  | True | Single-Speed | 176000 | 16603 | 10.6 | 10.4 | 11.8 |  | 162000 | 14653 | 3.24 | 3.2 | 99000 | 14153 | 2.05 | Federally-Regulated Commercial & Industrial Equipment | 06/03/2019 |  | 08/06/2019
York International | FRASER - JOHNSTON | XA-15C00(B,D)(2,4,5)******** |  | HSP-A, Single-Package Heat Pum | Heat Pump | 208 | 3 | False |  |  |  | True | Single-Speed | 176000 | 16603 | 10.6 | 10.4 | 11.8 |  | 162000 | 14653 | 3.24 | 3.2 | 99000 | 14153 | 2.05 | Federally-Regulated Commercial & Industrial Equipment | 06/03/2019 |  | 08/06/2019
York International | FRASER - JOHNSTON | PJ-20C00A*(T,W,X)***** | NJ-20C00*(X,S)****** | HRCU-A-CB, Split System: Heat | Heat Pump | 575 | 3 |  | False |  |  | True | Single-Speed | 230000 | 21698 | 10.6 | 10.4 | 11.7 |  | 220000 | 19538 | 3.3 | 3.2 | 124000 | 16518 | 2.2 | Federally-Regulated Commercial & Industrial Equipment | 06/03/2019 |  | 08/06/2019
York International | FRASER - JOHNSTON | PJ-20C00A*(T,W,X)***** | NJ-20C00*(X,S)****** | HRCU-A-CB, Split System: Heat | Heat Pump | 460 | 3 |  | False |  |  | True | Single-Speed | 230000 | 21698 | 10.6 | 10.4 | 11.7 |  | 220000 | 19538 | 3.3 | 3.2 | 124000 | 16518 | 2.2 | Federally-Regulated Commercial & Industrial Equipment | 06/03/2019 |  | 08/06/2019
York International | FRASER - JOHNSTON | PJ-20C00A*(T,W,X)***** | NJ-20C00*(X,S)****** | HRCU-A-CB, Split System: Heat | Heat Pump | 230 | 3 |  | False |  |  | True | Single-Speed | 230000 | 21698 | 10.6 | 10.4 | 11.7 |  | 220000 | 19538 | 3.3 | 3.2 | 124000 | 16518 | 2.2 | Federally-Regulated Commercial & Industrial Equipment | 06/03/2019 |  | 08/06/2019
York International | FRASER - JOHNSTON | PJ-20C00A*(T,W,X)***** | NJ-20C00*(X,S)****** | HRCU-A-CB, Split System: Heat | Heat Pump | 208 | 3 |  | False |  |  | True | Single-Speed | 230000 | 21698 | 10.6 | 10.4 | 11.7 |  | 220000 | 19538 | 3.3 | 3.2 | 124000 | 16518 | 2.2 | Federally-Regulated Commercial & Industrial Equipment | 06/03/2019 |  | 08/06/2019
York International | Luxaire | PJ-20C00A*(2,4,5)***** | NW-20C00*(5,6)****** | HRCU-A-CB, Split System: Heat | Heat Pump | 575 | 3 |  | False |  |  | True | Single-Speed | 230000 | 21698 | 10.6 | 10.4 | 13.3 |  | 220000 | 19538 | 3.3 | 3.2 | 130000 | 17318 | 2.2 | Federally-Regulated Commercial & Industrial Equipment | 06/03/2019 |  | 08/06/2019
York International | Luxaire | PJ-20C00A*(2,4,5)***** | NW-20C00*(5,6)****** | HRCU-A-CB, Split System: Heat | Heat Pump | 460 | 3 |  | False |  |  | True | Single-Speed | 230000 | 21698 | 10.6 | 10.4 | 13.3 |  | 220000 | 19538 | 3.3 | 3.2 | 130000 | 17318 | 2.2 | Federally-Regulated Commercial & Industrial Equipment | 06/03/2019 |  | 08/06/2019
York International | Luxaire | PJ-20C00A*(2,4,5)***** | NW-20C00*(5,6)****** | HRCU-A-CB, Split System: Heat | Heat Pump | 230 | 3 |  | False |  |  | True | Single-Speed | 230000 | 21698 | 10.6 | 10.4 | 13.3 |  | 220000 | 19538 | 3.3 | 3.2 | 130000 | 17318 | 2.2 | Federally-Regulated Commercial & Industrial Equipment | 06/03/2019 |  | 08/06/2019
York International | Luxaire | PJ-20C00A*(2,4,5)***** | NW-20C00*(5,6)****** | HRCU-A-CB, Split System: Heat | Heat Pump | 208 | 3 |  | False |  |  | True | Single-Speed | 230000 | 21698 | 10.6 | 10.4 | 13.3 |  | 220000 | 19538 | 3.3 | 3.2 | 130000 | 17318 | 2.2 | Federally-Regulated Commercial & Industrial Equipment | 06/03/2019 |  | 08/06/2019
York International | Luxaire | XYE08A(2,4,5)*3******* |  | HSP-A, Single-Package Heat Pum | Heat Pump | 575 | 3 | False |  |  |  | True | Single-Speed | 88000 | 7272 | 12.1 | 10.8 | 16 |  | 84000 | 7033 | 3.5 | 3.3 | 48000 | 5861 | 2.4 | Federally-Regulated Commercial & Industrial Equipment | 06/03/2019 |  | 08/06/2019
York International | Luxaire | XYE08A(2,4,5)*3******* |  | HSP-A, Single-Package Heat Pum | Heat Pump | 460 | 3 | False |  |  |  | True | Single-Speed | 88000 | 7272 | 12.1 | 10.8 | 16 |  | 84000 | 7033 | 3.5 | 3.3 | 48000 | 5861 | 2.4 | Federally-Regulated Commercial & Industrial Equipment | 06/03/2019 |  | 08/06/2019
York International | Luxaire | XYE08A(2,4,5)*3******* |  | HSP-A, Single-Package Heat Pum | Heat Pump | 230 | 3 | False |  |  |  | True | Single-Speed | 88000 | 7272 | 12.1 | 10.8 | 16 |  | 84000 | 7033 | 3.5 | 3.3 | 48000 | 5861 | 2.4 | Federally-Regulated Commercial & Industrial Equipment | 06/03/2019 |  | 08/06/2019
York International | Luxaire | XYE08A(2,4,5)*3******* |  | HSP-A, Single-Package Heat Pum | Heat Pump | 208 | 3 | False |  |  |  | True | Single-Speed | 88000 | 7272 | 12.1 | 10.8 | 16 |  | 84000 | 7033 | 3.5 | 3.3 | 48000 | 5861 | 2.4 | Federally-Regulated Commercial & Industrial Equipment | 06/03/2019 |  | 08/06/2019
York International | Luxaire | XA-15C00(P,R,S,U,V,X)(2,4,5)******** |  | HSP-A, Single-Package Heat Pum | Heat Pump | 575 | 3 | False |  |  |  | True | Single-Speed | 176000 | 16603 | 10.6 | 10.4 | 13.2 |  | 162000 | 14653 | 3.24 | 3.2 | 99000 | 14153 | 2.05 | Federally-Regulated Commercial & Industrial Equipment | 06/03/2019 |  | 08/06/2019
York International | Luxaire | XA-15C00(P,R,S,U,V,X)(2,4,5)******** |  | HSP-A, Single-Package Heat Pum | Heat Pump | 460 | 3 | False |  |  |  | True | Single-Speed | 176000 | 16603 | 10.6 | 10.4 | 13.2 |  | 162000 | 14653 | 3.24 | 3.2 | 99000 | 14153 | 2.05 | Federally-Regulated Commercial & Industrial Equipment | 06/03/2019 |  | 08/06/2019
York International | Luxaire | XA-15C00(P,R,S,U,V,X)(2,4,5)******** |  | HSP-A, Single-Package Heat Pum | Heat Pump | 230 | 3 | False |  |  |  | True | Single-Speed | 176000 | 16603 | 10.6 | 10.4 | 13.2 |  | 162000 | 14653 | 3.24 | 3.2 | 99000 | 14153 | 2.05 | Federally-Regulated Commercial & Industrial Equipment | 06/03/2019 |  | 08/06/2019
York International | Luxaire | XA-15C00(P,R,S,U,V,X)(2,4,5)******** |  | HSP-A, Single-Package Heat Pum | Heat Pump | 208 | 3 | False |  |  |  | True | Single-Speed | 176000 | 16603 | 10.6 | 10.4 | 13.2 |  | 162000 | 14653 | 3.24 | 3.2 | 99000 | 14153 | 2.05 | Federally-Regulated Commercial & Industrial Equipment | 06/03/2019 |  | 08/06/2019
York International | Luxaire | XA-15C00(B,D)(2,4,5)******** |  | HSP-A, Single-Package Heat Pum | Heat Pump | 575 | 3 | False |  |  |  | True | Single-Speed | 176000 | 16603 | 10.6 | 10.4 | 11.8 |  | 162000 | 14653 | 3.24 | 3.2 | 99000 | 14153 | 2.05 | Federally-Regulated Commercial & Industrial Equipment | 06/03/2019 |  | 08/06/2019
York International | Luxaire | XA-15C00(B,D)(2,4,5)******** |  | HSP-A, Single-Package Heat Pum | Heat Pump | 460 | 3 | False |  |  |  | True | Single-Speed | 176000 | 16603 | 10.6 | 10.4 | 11.8 |  | 162000 | 14653 | 3.24 | 3.2 | 99000 | 14153 | 2.05 | Federally-Regulated Commercial & Industrial Equipment | 06/03/2019 |  | 08/06/2019
York International | Luxaire | XA-15C00(B,D)(2,4,5)******** |  | HSP-A, Single-Package Heat Pum | Heat Pump | 230 | 3 | False |  |  |  | True | Single-Speed | 176000 | 16603 | 10.6 | 10.4 | 11.8 |  | 162000 | 14653 | 3.24 | 3.2 | 99000 | 14153 | 2.05 | Federally-Regulated Commercial & Industrial Equipment | 06/03/2019 |  | 08/06/2019
York International | Luxaire | XA-15C00(B,D)(2,4,5)******** |  | HSP-A, Single-Package Heat Pum | Heat Pump | 208 | 3 | False |  |  |  | True | Single-Speed | 176000 | 16603 | 10.6 | 10.4 | 11.8 |  | 162000 | 14653 | 3.24 | 3.2 | 99000 | 14153 | 2.05 | Federally-Regulated Commercial & Industrial Equipment | 06/03/2019 |  | 08/06/2019
York International | Luxaire | PJ-20C00A*(T,W,X)***** | NJ-20C00*(X,S)****** | HRCU-A-CB, Split System: Heat | Heat Pump | 575 | 3 |  | False |  |  | True | Single-Speed | 230000 | 21698 | 10.6 | 10.4 | 11.7 |  | 220000 | 19538 | 3.3 | 3.2 | 124000 | 16518 | 2.2 | Federally-Regulated Commercial & Industrial Equipment | 06/03/2019 |  | 08/06/2019
York International | Luxaire | PJ-20C00A*(T,W,X)***** | NJ-20C00*(X,S)****** | HRCU-A-CB, Split System: Heat | Heat Pump | 460 | 3 |  | False |  |  | True | Single-Speed | 230000 | 21698 | 10.6 | 10.4 | 11.7 |  | 220000 | 19538 | 3.3 | 3.2 | 124000 | 16518 | 2.2 | Federally-Regulated Commercial & Industrial Equipment | 06/03/2019 |  | 08/06/2019
York International | Luxaire | PJ-20C00A*(T,W,X)***** | NJ-20C00*(X,S)****** | HRCU-A-CB, Split System: Heat | Heat Pump | 230 | 3 |  | False |  |  | True | Single-Speed | 230000 | 21698 | 10.6 | 10.4 | 11.7 |  | 220000 | 19538 | 3.3 | 3.2 | 124000 | 16518 | 2.2 | Federally-Regulated Commercial & Industrial Equipment | 06/03/2019 |  | 08/06/2019
York International | Luxaire | PJ-20C00A*(T,W,X)***** | NJ-20C00*(X,S)****** | HRCU-A-CB, Split System: Heat | Heat Pump | 208 | 3 |  | False |  |  | True | Single-Speed | 230000 | 21698 | 10.6 | 10.4 | 11.7 |  | 220000 | 19538 | 3.3 | 3.2 | 124000 | 16518 | 2.2 | Federally-Regulated Commercial & Industrial Equipment | 06/03/2019 |  | 08/06/2019
York International | PREDATOR | PD240C00A*(2,4,5)***** | ND240C00*(5,6)****** | HRCU-A-CB, Split System: Heat | Heat Pump | 575 | 3 |  | False |  |  | True | Single-Speed | 230000 | 21698 | 10.6 | 10.4 | 11.7 |  | 220000 | 19538 | 3.3 | 3.2 | 124000 | 16518 | 2.2 | Federally-Regulated Commercial & Industrial Equipment | 06/03/2019 |  | 08/06/2019
York International | PREDATOR | PD240C00A*(2,4,5)***** | ND240C00*(5,6)****** | HRCU-A-CB, Split System: Heat | Heat Pump | 460 | 3 |  | False |  |  | True | Single-Speed | 230000 | 21698 | 10.6 | 10.4 | 11.7 |  | 220000 | 19538 | 3.3 | 3.2 | 124000 | 16518 | 2.2 | Federally-Regulated Commercial & Industrial Equipment | 06/03/2019 |  | 08/06/2019
York International | PREDATOR | PD240C00A*(2,4,5)***** | ND240C00*(5,6)****** | HRCU-A-CB, Split System: Heat | Heat Pump | 230 | 3 |  | False |  |  | True | Single-Speed | 230000 | 21698 | 10.6 | 10.4 | 11.7 |  | 220000 | 19538 | 3.3 | 3.2 | 124000 | 16518 | 2.2 | Federally-Regulated Commercial & Industrial Equipment | 06/03/2019 |  | 08/06/2019
York International | PREDATOR | PD240C00A*(2,4,5)***** | ND240C00*(5,6)****** | HRCU-A-CB, Split System: Heat | Heat Pump | 208 | 3 |  | False |  |  | True | Single-Speed | 230000 | 21698 | 10.6 | 10.4 | 11.7 |  | 220000 | 19538 | 3.3 | 3.2 | 124000 | 16518 | 2.2 | Federally-Regulated Commercial & Industrial Equipment | 06/03/2019 |  | 08/06/2019
York International | SERIES 10 | J10PDC00A*(2,4,5)***** | J20NDC00*(5,6)****** | HRCU-A-CB, Split System: Heat | Heat Pump | 575 | 3 |  | False |  |  | True | Single-Speed | 230000 | 21698 | 10.6 | 10.4 | 11.7 |  | 220000 | 19538 | 3.3 | 3.2 | 124000 | 16518 | 2.2 | Federally-Regulated Commercial & Industrial Equipment | 06/03/2019 |  | 08/06/2019
York International | SERIES 10 | J10PDC00A*(2,4,5)***** | J20NDC00*(5,6)****** | HRCU-A-CB, Split System: Heat | Heat Pump | 460 | 3 |  | False |  |  | True | Single-Speed | 230000 | 21698 | 10.6 | 10.4 | 11.7 |  | 220000 | 19538 | 3.3 | 3.2 | 124000 | 16518 | 2.2 | Federally-Regulated Commercial & Industrial Equipment | 06/03/2019 |  | 08/06/2019
York International | SERIES 10 | J10PDC00A*(2,4,5)***** | J20NDC00*(5,6)****** | HRCU-A-CB, Split System: Heat | Heat Pump | 230 | 3 |  | False |  |  | True | Single-Speed | 230000 | 21698 | 10.6 | 10.4 | 11.7 |  | 220000 | 19538 | 3.3 | 3.2 | 124000 | 16518 | 2.2 | Federally-Regulated Commercial & Industrial Equipment | 06/03/2019 |  | 08/06/2019
York International | SERIES 10 | J10PDC00A*(2,4,5)***** | J20NDC00*(5,6)****** | HRCU-A-CB, Split System: Heat | Heat Pump | 208 | 3 |  | False |  |  | True | Single-Speed | 230000 | 21698 | 10.6 | 10.4 | 11.7 |  | 220000 | 19538 | 3.3 | 3.2 | 124000 | 16518 | 2.2 | Federally-Regulated Commercial & Industrial Equipment | 06/03/2019 |  | 08/06/2019
York International | SERIES 20 | J20PDC00A*(2,4,5)***** | J20NDC00*(5,6)****** | HRCU-A-CB, Split System: Heat | Heat Pump | 575 | 3 |  | False |  |  | True | Single-Speed | 230000 | 21698 | 10.6 | 10.4 | 11.7 |  | 220000 | 19538 | 3.3 | 3.2 | 124000 | 16518 | 2.2 | Federally-Regulated Commercial & Industrial Equipment | 06/03/2019 |  | 08/06/2019
York International | SERIES 20 | J20PDC00A*(2,4,5)***** | J20NDC00*(5,6)****** | HRCU-A-CB, Split System: Heat | Heat Pump | 460 | 3 |  | False |  |  | True | Single-Speed | 230000 | 21698 | 10.6 | 10.4 | 11.7 |  | 220000 | 19538 | 3.3 | 3.2 | 124000 | 16518 | 2.2 | Federally-Regulated Commercial & Industrial Equipment | 06/03/2019 |  | 08/06/2019
York International | SERIES 20 | J20PDC00A*(2,4,5)***** | J20NDC00*(5,6)****** | HRCU-A-CB, Split System: Heat | Heat Pump | 230 | 3 |  | False |  |  | True | Single-Speed | 230000 | 21698 | 10.6 | 10.4 | 11.7 |  | 220000 | 19538 | 3.3 | 3.2 | 124000 | 16518 | 2.2 | Federally-Regulated Commercial & Industrial Equipment | 06/03/2019 |  | 08/06/2019
York International | SERIES 20 | J20PDC00A*(2,4,5)***** | J20NDC00*(5,6)****** | HRCU-A-CB, Split System: Heat | Heat Pump | 208 | 3 |  | False |  |  | True | Single-Speed | 230000 | 21698 | 10.6 | 10.4 | 11.7 |  | 220000 | 19538 | 3.3 | 3.2 | 124000 | 16518 | 2.2 | Federally-Regulated Commercial & Industrial Equipment | 06/03/2019 |  | 08/06/2019
York International | SUNLINE MAGNUM | XP180C00(P,R,S,U,V,X)(2,4,5)******** |  | HSP-A, Single-Package Heat Pum | Heat Pump | 575 | 3 | False |  |  |  | True | Single-Speed | 176000 | 16603 | 10.6 | 10.4 | 13.2 |  | 162000 | 14653 | 3.24 | 3.2 | 99000 | 14153 | 2.05 | Federally-Regulated Commercial & Industrial Equipment | 06/03/2019 |  | 08/06/2019
York International | SUNLINE MAGNUM | XP180C00(P,R,S,U,V,X)(2,4,5)******** |  | HSP-A, Single-Package Heat Pum | Heat Pump | 460 | 3 | False |  |  |  | True | Single-Speed | 176000 | 16603 | 10.6 | 10.4 | 13.2 |  | 162000 | 14653 | 3.24 | 3.2 | 99000 | 14153 | 2.05 | Federally-Regulated Commercial & Industrial Equipment | 06/03/2019 |  | 08/06/2019
York International | SUNLINE MAGNUM | XP180C00(P,R,S,U,V,X)(2,4,5)******** |  | HSP-A, Single-Package Heat Pum | Heat Pump | 230 | 3 | False |  |  |  | True | Single-Speed | 176000 | 16603 | 10.6 | 10.4 | 13.2 |  | 162000 | 14653 | 3.24 | 3.2 | 99000 | 14153 | 2.05 | Federally-Regulated Commercial & Industrial Equipment | 06/03/2019 |  | 08/06/2019
York International | SUNLINE MAGNUM | XP180C00(P,R,S,U,V,X)(2,4,5)******** |  | HSP-A, Single-Package Heat Pum | Heat Pump | 208 | 3 | False |  |  |  | True | Single-Speed | 176000 | 16603 | 10.6 | 10.4 | 13.2 |  | 162000 | 14653 | 3.24 | 3.2 | 99000 | 14153 | 2.05 | Federally-Regulated Commercial & Industrial Equipment | 06/03/2019 |  | 08/06/2019
York International | SUNLINE MAGNUM | XP180C00(B,D)(2,4,5)******** |  | HSP-A, Single-Package Heat Pum | Heat Pump | 575 | 3 | False |  |  |  | True | Single-Speed | 176000 | 16603 | 10.6 | 10.4 | 11.8 |  | 162000 | 14653 | 3.24 | 3.2 | 99000 | 14153 | 2.05 | Federally-Regulated Commercial & Industrial Equipment | 06/03/2019 |  | 08/06/2019
York International | SUNLINE MAGNUM | XP180C00(B,D)(2,4,5)******** |  | HSP-A, Single-Package Heat Pum | Heat Pump | 460 | 3 | False |  |  |  | True | Single-Speed | 176000 | 16603 | 10.6 | 10.4 | 11.8 |  | 162000 | 14653 | 3.24 | 3.2 | 99000 | 14153 | 2.05 | Federally-Regulated Commercial & Industrial Equipment | 06/03/2019 |  | 08/06/2019
York International | SUNLINE MAGNUM | XP180C00(B,D)(2,4,5)******** |  | HSP-A, Single-Package Heat Pum | Heat Pump | 230 | 3 | False |  |  |  | True | Single-Speed | 176000 | 16603 | 10.6 | 10.4 | 11.8 |  | 162000 | 14653 | 3.24 | 3.2 | 99000 | 14153 | 2.05 | Federally-Regulated Commercial & Industrial Equipment | 06/03/2019 |  | 08/06/2019
York International | SUNLINE MAGNUM | XP180C00(B,D)(2,4,5)******** |  | HSP-A, Single-Package Heat Pum | Heat Pump | 208 | 3 | False |  |  |  | True | Single-Speed | 176000 | 16603 | 10.6 | 10.4 | 11.8 |  | 162000 | 14653 | 3.24 | 3.2 | 99000 | 14153 | 2.05 | Federally-Regulated Commercial & Industrial Equipment | 06/03/2019 |  | 08/06/2019
York International | York | PD240C00*(2,4,5)***** | NM240C00*(2,4,5,6)**** | HRCU-A-CB, Split System: Heat | Heat Pump | 575 | 3 |  | False |  |  | True | Single-Speed | 230000 | 21698 | 10.6 | 10.4 | 13.3 |  | 220000 | 19538 | 3.3 | 3.2 | 130000 | 17318 | 2.2 | Federally-Regulated Commercial & Industrial Equipment | 06/03/2019 |  | 08/06/2019
York International | York | PD240C00*(2,4,5)***** | NM240C00*(2,4,5,6)**** | HRCU-A-CB, Split System: Heat | Heat Pump | 460 | 3 |  | False |  |  | True | Single-Speed | 230000 | 21698 | 10.6 | 10.4 | 13.3 |  | 220000 | 19538 | 3.3 | 3.2 | 130000 | 17318 | 2.2 | Federally-Regulated Commercial & Industrial Equipment | 06/03/2019 |  | 08/06/2019
York International | York | PD240C00*(2,4,5)***** | NM240C00*(2,4,5,6)**** | HRCU-A-CB, Split System: Heat | Heat Pump | 230 | 3 |  | False |  |  | True | Single-Speed | 230000 | 21698 | 10.6 | 10.4 | 13.3 |  | 220000 | 19538 | 3.3 | 3.2 | 130000 | 17318 | 2.2 | Federally-Regulated Commercial & Industrial Equipment | 06/03/2019 |  | 08/06/2019
York International | York | PD240C00*(2,4,5)***** | NM240C00*(2,4,5,6)**** | HRCU-A-CB, Split System: Heat | Heat Pump | 208 | 3 |  | False |  |  | True | Single-Speed | 230000 | 21698 | 10.6 | 10.4 | 13.3 |  | 220000 | 19538 | 3.3 | 3.2 | 130000 | 17318 | 2.2 | Federally-Regulated Commercial & Industrial Equipment | 06/03/2019 |  | 08/06/2019
York International | York | PD240C00A*(2,4,5)***** | NM240C00*(5,6)****** | HRCU-A-CB, Split System: Heat | Heat Pump | 575 | 3 |  | False |  |  | True | Single-Speed | 230000 | 21698 | 10.6 | 10.4 | 13.3 |  | 220000 | 19538 | 3.3 | 3.2 | 130000 | 17318 | 2.2 | Federally-Regulated Commercial & Industrial Equipment | 06/03/2019 |  | 08/06/2019
York International | York | PD240C00A*(2,4,5)***** | NM240C00*(5,6)****** | HRCU-A-CB, Split System: Heat | Heat Pump | 460 | 3 |  | False |  |  | True | Single-Speed | 230000 | 21698 | 10.6 | 10.4 | 13.3 |  | 220000 | 19538 | 3.3 | 3.2 | 130000 | 17318 | 2.2 | Federally-Regulated Commercial & Industrial Equipment | 06/03/2019 |  | 08/06/2019
York International | York | PD240C00A*(2,4,5)***** | NM240C00*(5,6)****** | HRCU-A-CB, Split System: Heat | Heat Pump | 230 | 3 |  | False |  |  | True | Single-Speed | 230000 | 21698 | 10.6 | 10.4 | 13.3 |  | 220000 | 19538 | 3.3 | 3.2 | 130000 | 17318 | 2.2 | Federally-Regulated Commercial & Industrial Equipment | 06/03/2019 |  | 08/06/2019
York International | York | PD240C00A*(2,4,5)***** | NM240C00*(5,6)****** | HRCU-A-CB, Split System: Heat | Heat Pump | 208 | 3 |  | False |  |  | True | Single-Speed | 230000 | 21698 | 10.6 | 10.4 | 13.3 |  | 220000 | 19538 | 3.3 | 3.2 | 130000 | 17318 | 2.2 | Federally-Regulated Commercial & Industrial Equipment | 06/03/2019 |  | 08/06/2019
York International | York | XYE08A(2,4,5)*3******* |  | HSP-A, Single-Package Heat Pum | Heat Pump | 575 | 3 | False |  |  |  | True | Single-Speed | 88000 | 7272 | 12.1 | 10.8 | 16 |  | 84000 | 7033 | 3.5 | 3.3 | 48000 | 5861 | 2.4 | Federally-Regulated Commercial & Industrial Equipment | 06/03/2019 |  | 08/06/2019
York International | York | XYE08A(2,4,5)*3******* |  | HSP-A, Single-Package Heat Pum | Heat Pump | 460 | 3 | False |  |  |  | True | Single-Speed | 88000 | 7272 | 12.1 | 10.8 | 16 |  | 84000 | 7033 | 3.5 | 3.3 | 48000 | 5861 | 2.4 | Federally-Regulated Commercial & Industrial Equipment | 06/03/2019 |  | 08/06/2019
York International | York | XYE08A(2,4,5)*3******* |  | HSP-A, Single-Package Heat Pum | Heat Pump | 230 | 3 | False |  |  |  | True | Single-Speed | 88000 | 7272 | 12.1 | 10.8 | 16 |  | 84000 | 7033 | 3.5 | 3.3 | 48000 | 5861 | 2.4 | Federally-Regulated Commercial & Industrial Equipment | 06/03/2019 |  | 08/06/2019
York International | York | XYE08A(2,4,5)*3******* |  | HSP-A, Single-Package Heat Pum | Heat Pump | 208 | 3 | False |  |  |  | True | Single-Speed | 88000 | 7272 | 12.1 | 10.8 | 16 |  | 84000 | 7033 | 3.5 | 3.3 | 48000 | 5861 | 2.4 | Federally-Regulated Commercial & Industrial Equipment | 06/03/2019 |  | 08/06/2019
York International | Johnson Controls | J20PDC00A(2,4,5)***** | J20NMC00*(2,4,5,6)**** | HRCU-A-CB, Split System: Heat | Heat Pump | 575 | 3 |  | False |  |  | True | Single-Speed | 230000 | 21698 | 10.6 | 10.4 | 13.3 |  | 220000 | 19538 | 3.3 | 3.2 | 130000 | 17318 | 2.2 | Federally-Regulated Commercial & Industrial Equipment | 06/03/2019 |  | 08/06/2019
York International | Johnson Controls | J20PDC00A(2,4,5)***** | J20NMC00*(2,4,5,6)**** | HRCU-A-CB, Split System: Heat | Heat Pump | 460 | 3 |  | False |  |  | True | Single-Speed | 230000 | 21698 | 10.6 | 10.4 | 13.3 |  | 220000 | 19538 | 3.3 | 3.2 | 130000 | 17318 | 2.2 | Federally-Regulated Commercial & Industrial Equipment | 06/03/2019 |  | 08/06/2019
York International | Johnson Controls | J20PDC00A(2,4,5)***** | J20NMC00*(2,4,5,6)**** | HRCU-A-CB, Split System: Heat | Heat Pump | 230 | 3 |  | False |  |  | True | Single-Speed | 230000 | 21698 | 10.6 | 10.4 | 13.3 |  | 220000 | 19538 | 3.3 | 3.2 | 130000 | 17318 | 2.2 | Federally-Regulated Commercial & Industrial Equipment | 06/03/2019 |  | 08/06/2019
York International | Johnson Controls | J20PDC00A(2,4,5)***** | J20NMC00*(2,4,5,6)**** | HRCU-A-CB, Split System: Heat | Heat Pump | 208 | 3 |  | False |  |  | True | Single-Speed | 230000 | 21698 | 10.6 | 10.4 | 13.3 |  | 220000 | 19538 | 3.3 | 3.2 | 130000 | 17318 | 2.2 | Federally-Regulated Commercial & Industrial Equipment | 06/03/2019 |  | 08/06/2019
York International | Johnson Controls | XYE08A(2,4,5)*3******* |  | HSP-A, Single-Package Heat Pum | Heat Pump | 575 | 3 | False |  |  |  | True | Single-Speed | 88000 | 7272 | 12.1 | 10.8 | 16 |  | 84000 | 7033 | 3.5 | 3.3 | 48000 | 5861 | 2.4 | Federally-Regulated Commercial & Industrial Equipment | 06/03/2019 |  | 08/06/2019
York International | Johnson Controls | XYE08A(2,4,5)*3******* |  | HSP-A, Single-Package Heat Pum | Heat Pump | 460 | 3 | False |  |  |  | True | Single-Speed | 88000 | 7272 | 12.1 | 10.8 | 16 |  | 84000 | 7033 | 3.5 | 3.3 | 48000 | 5861 | 2.4 | Federally-Regulated Commercial & Industrial Equipment | 06/03/2019 |  | 08/06/2019
York International | Johnson Controls | XYE08A(2,4,5)*3******* |  | HSP-A, Single-Package Heat Pum | Heat Pump | 230 | 3 | False |  |  |  | True | Single-Speed | 88000 | 7272 | 12.1 | 10.8 | 16 |  | 84000 | 7033 | 3.5 | 3.3 | 48000 | 5861 | 2.4 | Federally-Regulated Commercial & Industrial Equipment | 06/03/2019 |  | 08/06/2019
York International | Johnson Controls | XYE08A(2,4,5)*3******* |  | HSP-A, Single-Package Heat Pum | Heat Pump | 208 | 3 | False |  |  |  | True | Single-Speed | 88000 | 7272 | 12.1 | 10.8 | 16 |  | 84000 | 7033 | 3.5 | 3.3 | 48000 | 5861 | 2.4 | Federally-Regulated Commercial & Industrial Equipment | 06/03/2019 |  | 08/06/2019
York International | Johnson Controls | J15XPC00(B,D)(2,4,5)******** |  | HSP-A, Single-Package Heat Pum | Heat Pump | 575 | 3 | False |  |  |  | True | Single-Speed | 176000 | 16603 | 10.6 | 10.4 | 11.8 |  | 162000 | 14653 | 3.24 | 3.2 | 99000 | 14153 | 2.05 | Federally-Regulated Commercial & Industrial Equipment | 06/03/2019 |  | 08/06/2019
York International | Johnson Controls | J15XPC00(B,D)(2,4,5)******** |  | HSP-A, Single-Package Heat Pum | Heat Pump | 460 | 3 | False |  |  |  | True | Single-Speed | 176000 | 16603 | 10.6 | 10.4 | 11.8 |  | 162000 | 14653 | 3.24 | 3.2 | 99000 | 14153 | 2.05 | Federally-Regulated Commercial & Industrial Equipment | 06/03/2019 |  | 08/06/2019
York International | Johnson Controls | J15XPC00(P,R,S,U,V,X)(2,4,5)******** |  | HSP-A, Single-Package Heat Pum | Heat Pump | 575 | 3 | False |  |  |  | True | Single-Speed | 176000 | 16603 | 10.6 | 10.4 | 13.2 |  | 162000 | 14653 | 3.24 | 3.2 | 99000 | 14153 | 2.05 | Federally-Regulated Commercial & Industrial Equipment | 06/03/2019 |  | 08/06/2019
York International | Johnson Controls | J15XPC00(B,D)(2,4,5)******** |  | HSP-A, Single-Package Heat Pum | Heat Pump | 230 | 3 | False |  |  |  | True | Single-Speed | 176000 | 16603 | 10.6 | 10.4 | 11.8 |  | 162000 | 14653 | 3.24 | 3.2 | 99000 | 14153 | 2.05 | Federally-Regulated Commercial & Industrial Equipment | 06/03/2019 |  | 08/06/2019
York International | Johnson Controls | J15XPC00(P,R,S,U,V,X)(2,4,5)******** |  | HSP-A, Single-Package Heat Pum | Heat Pump | 460 | 3 | False |  |  |  | True | Single-Speed | 176000 | 16603 | 10.6 | 10.4 | 13.2 |  | 162000 | 14653 | 3.24 | 3.2 | 99000 | 14153 | 2.05 | Federally-Regulated Commercial & Industrial Equipment | 06/03/2019 |  | 08/06/2019
York International | Johnson Controls | J15XPC00(B,D)(2,4,5)******** |  | HSP-A, Single-Package Heat Pum | Heat Pump | 208 | 3 | False |  |  |  | True | Single-Speed | 176000 | 16603 | 10.6 | 10.4 | 11.8 |  | 162000 | 14653 | 3.24 | 3.2 | 99000 | 14153 | 2.05 | Federally-Regulated Commercial & Industrial Equipment | 06/03/2019 |  | 08/06/2019
York International | Johnson Controls | J15XPC00(P,R,S,U,V,X)(2,4,5)******** |  | HSP-A, Single-Package Heat Pum | Heat Pump | 230 | 3 | False |  |  |  | True | Single-Speed | 176000 | 16603 | 10.6 | 10.4 | 13.2 |  | 162000 | 14653 | 3.24 | 3.2 | 99000 | 14153 | 2.05 | Federally-Regulated Commercial & Industrial Equipment | 06/03/2019 |  | 08/06/2019
York International | Johnson Controls | J15XPC00(P,R,S,U,V,X)(2,4,5)******** |  | HSP-A, Single-Package Heat Pum | Heat Pump | 208 | 3 | False |  |  |  | True | Single-Speed | 176000 | 16603 | 10.6 | 10.4 | 13.2 |  | 162000 | 14653 | 3.24 | 3.2 | 99000 | 14153 | 2.05 | Federally-Regulated Commercial & Industrial Equipment | 06/03/2019 |  | 08/06/2019
Rheem Sales Company, Inc. | Mainline | RJNL-A072C |  | HSP-A, Single-Package Heat Pum | Heat Pump | 230 | 3 | False |  |  |  | False | Single-Speed | 70000 | 6363 | 11 | 10.8 |  |  | 68000 | 5793 | 3.44 | 3.3 | 41000 | 5224 | 2.3 | Federally-Regulated Commercial & Industrial Equipment | 01/28/2019 |  | 08/06/2019
Rheem Sales Company, Inc. | Mainline | RJNL-A072C |  | HSP-A, Single-Package Heat Pum | Heat Pump | 208 | 3 | False |  |  |  | False | Single-Speed | 70000 | 6363 | 11 | 10.8 |  |  | 68000 | 5793 | 3.44 | 3.3 | 41000 | 5224 | 2.3 | Federally-Regulated Commercial & Industrial Equipment | 01/28/2019 |  | 08/06/2019
Rheem Sales Company, Inc. | Mainline | RJNL-C072C |  | HSP-A, Single-Package Heat Pum | Heat Pump | 230 | 3 | False |  |  |  | False | Single-Speed | 70000 | 6363 | 11 | 10.8 |  |  | 68000 | 5793 | 3.44 | 3.3 | 41000 | 5224 | 2.3 | Federally-Regulated Commercial & Industrial Equipment | 01/28/2019 |  | 08/06/2019
Rheem Sales Company, Inc. | Mainline | RJNL-C072C |  | HSP-A, Single-Package Heat Pum | Heat Pump | 208 | 3 | False |  |  |  | False | Single-Speed | 70000 | 6363 | 11 | 10.8 |  |  | 68000 | 5793 | 3.44 | 3.3 | 41000 | 5224 | 2.3 | Federally-Regulated Commercial & Industrial Equipment | 01/28/2019 |  | 08/06/2019
Carrier Corp. - Syracuse | Airquest | RHS243(H,L,S)*****TA* |  | HSP-A, Single-Package Heat Pum | Heat Pump | 575 | 3 | False |  |  |  | True | Single-Speed | 232000 | 21886 | 10.6 | 10.4 | 12 |  | 220000 | 19538 | 3.3 | 3.2 | 136000 | 17329 | 2.3 | Federally-Regulated Commercial & Industrial Equipment | 05/31/2019 |  | 08/06/2019
Carrier Corp. - Syracuse | Airquest | RHS240(H,L,S)*****TA* |  | HSP-A, Single-Package Heat Pum | Heat Pump | 575 | 3 | False |  |  |  | True | Single-Speed | 232000 | 21886 | 10.6 | 10.4 | 12 |  | 220000 | 19538 | 3.3 | 3.2 | 136000 | 17329 | 2.3 | Federally-Regulated Commercial & Industrial Equipment | 05/31/2019 |  | 08/06/2019
Carrier Corp. - Syracuse | Airquest | RHS183(H,L,S)*****TC* |  | HSP-A, Single-Package Heat Pum | Heat Pump | 575 | 3 | False |  |  |  | True | Single-Speed | 172000 | 16074 | 10.7 | 10.4 | 12 |  | 166000 | 14742 | 3.3 | 3.2 | 103000 | 12577 | 2.4 | Federally-Regulated Commercial & Industrial Equipment | 05/31/2019 |  | 08/06/2019
Carrier Corp. - Syracuse | Airquest | RHS181(H,L,S)*****TC* |  | HSP-A, Single-Package Heat Pum | Heat Pump | 575 | 3 | False |  |  |  | True | Single-Speed | 172000 | 15925 | 10.8 | 10.4 | 12 |  | 166000 | 14742 | 3.3 | 3.2 | 103000 | 12577 | 2.4 | Federally-Regulated Commercial & Industrial Equipment | 05/31/2019 |  | 08/06/2019
Carrier Corp. - Syracuse | Arcoaire | RHS243(H,L,S)*****TA* |  | HSP-A, Single-Package Heat Pum | Heat Pump | 575 | 3 | False |  |  |  | True | Single-Speed | 232000 | 21886 | 10.6 | 10.4 | 12 |  | 220000 | 19538 | 3.3 | 3.2 | 136000 | 17329 | 2.3 | Federally-Regulated Commercial & Industrial Equipment | 06/03/2019 |  | 08/06/2019
Carrier Corp. - Syracuse | Arcoaire | RHS240(H,L,S)*****TA* |  | HSP-A, Single-Package Heat Pum | Heat Pump | 575 | 3 | False |  |  |  | True | Single-Speed | 232000 | 21886 | 10.6 | 10.4 | 12 |  | 220000 | 19538 | 3.3 | 3.2 | 136000 | 17329 | 2.3 | Federally-Regulated Commercial & Industrial Equipment | 06/03/2019 |  | 08/06/2019
Carrier Corp. - Syracuse | Arcoaire | RHS183(H,L,S)*****TC* |  | HSP-A, Single-Package Heat Pum | Heat Pump | 575 | 3 | False |  |  |  | True | Single-Speed | 172000 | 16074 | 10.7 | 10.4 | 12 |  | 166000 | 14742 | 3.3 | 3.2 | 103000 | 12577 | 2.4 | Federally-Regulated Commercial & Industrial Equipment | 06/03/2019 |  | 08/06/2019
Carrier Corp. - Syracuse | Arcoaire | RHS181(H,L,S)*****TC* |  | HSP-A, Single-Package Heat Pum | Heat Pump | 575 | 3 | False |  |  |  | True | Single-Speed | 172000 | 15925 | 10.8 | 10.4 | 12 |  | 166000 | 14742 | 3.3 | 3.2 | 103000 | 12577 | 2.4 | Federally-Regulated Commercial & Industrial Equipment | 06/03/2019 |  | 08/06/2019
Carrier Corp. - Syracuse | Airquest | RHS090H******AA |  | HSP-A, Single-Package Heat Pum | Heat Pump | 230 | 3 | False |  |  |  | False | Single-Speed | 88000 | 7857 | 11.2 | 10.8 | 12.2 |  | 86000 | 7413 | 3.4 | 3.3 | 44000 | 5731 | 2.25 | Federally-Regulated Commercial & Industrial Equipment | 05/31/2019 |  | 08/19/2019
Carrier Corp. - Syracuse | Airquest | RHS090H******AA |  | HSP-A, Single-Package Heat Pum | Heat Pump | 208 | 3 | False |  |  |  | False | Single-Speed | 87000 | 7767 | 11.2 | 10.8 | 12.2 |  | 86000 | 7413 | 3.4 | 3.3 | 44000 | 5731 | 2.25 | Federally-Regulated Commercial & Industrial Equipment | 05/31/2019 |  | 08/19/2019
Carrier Corp. - Syracuse | Airquest | RHH072(H,L,S)******A |  | HSP-A, Single-Package Heat Pum | Heat Pump | 575 | 3 | False |  |  |  | True | Single-Speed | 72000 | 6000 | 12 | 10.8 | 12.8 |  | 70000 | 6033 | 3.4 | 3.3 | 39000 | 4762 | 2.4 | Federally-Regulated Commercial & Industrial Equipment | 05/31/2019 |  | 08/19/2019
Carrier Corp. - Syracuse | Airquest | RHH072(H,L,S)******A |  | HSP-A, Single-Package Heat Pum | Heat Pump | 460 | 3 | False |  |  |  | True | Single-Speed | 72000 | 6000 | 12 | 10.8 | 12.8 |  | 70000 | 6033 | 3.4 | 3.3 | 39000 | 4762 | 2.4 | Federally-Regulated Commercial & Industrial Equipment | 05/31/2019 |  | 08/19/2019
Carrier Corp. - Syracuse | Airquest | RHH072(H,L,S)******A |  | HSP-A, Single-Package Heat Pum | Heat Pump | 230 | 3 | False |  |  |  | True | Single-Speed | 72000 | 6000 | 12 | 10.8 | 12.8 |  | 70000 | 6033 | 3.4 | 3.3 | 39000 | 4762 | 2.4 | Federally-Regulated Commercial & Industrial Equipment | 05/31/2019 |  | 08/19/2019
Carrier Corp. - Syracuse | Airquest | RHH072(H,L,S)******A |  | HSP-A, Single-Package Heat Pum | Heat Pump | 208 | 3 | False |  |  |  | True | Single-Speed | 72000 | 6000 | 12 | 10.8 | 12.8 |  | 70000 | 6033 | 3.4 | 3.3 | 39000 | 4762 | 2.4 | Federally-Regulated Commercial & Industrial Equipment | 05/31/2019 |  | 08/19/2019
Carrier Corp. - Syracuse | Tempstar | RHS243(H,L,S)*****TA* |  | HSP-A, Single-Package Heat Pum | Heat Pump | 575 | 3 | False |  |  |  | True | Single-Speed | 232000 | 21886 | 10.6 | 10.4 | 12 |  | 220000 | 19538 | 3.3 | 3.2 | 136000 | 17329 | 2.3 | Federally-Regulated Commercial & Industrial Equipment | 04/16/2019 |  | 08/19/2019
Carrier Corp. - Syracuse | Tempstar | RHS240(H,L,S)*****TA* |  | HSP-A, Single-Package Heat Pum | Heat Pump | 575 | 3 | False |  |  |  | True | Single-Speed | 232000 | 21886 | 10.6 | 10.4 | 12 |  | 220000 | 19538 | 3.3 | 3.2 | 136000 | 17329 | 2.3 | Federally-Regulated Commercial & Industrial Equipment | 04/16/2019 |  | 08/19/2019
Carrier Corp. - Syracuse | Tempstar | RHS183(H,L,S)*****TC* |  | HSP-A, Single-Package Heat Pum | Heat Pump | 575 | 3 | False |  |  |  | True | Single-Speed | 172000 | 16074 | 10.7 | 10.4 | 12 |  | 166000 | 14742 | 3.3 | 3.2 | 103000 | 12577 | 2.4 | Federally-Regulated Commercial & Industrial Equipment | 04/16/2019 |  | 08/19/2019
Carrier Corp. - Syracuse | Tempstar | RHS181(H,L,S)*****TC* |  | HSP-A, Single-Package Heat Pum | Heat Pump | 575 | 3 | False |  |  |  | True | Single-Speed | 172000 | 15925 | 10.8 | 10.4 | 12 |  | 166000 | 14742 | 3.3 | 3.2 | 103000 | 12577 | 2.4 | Federally-Regulated Commercial & Industrial Equipment | 04/16/2019 |  | 08/19/2019
Carrier Corp. - Syracuse | CARRIER CORPORATION | 50TCQ*24*(5,6,7)*5A***(G,J)* |  | HSP-A, Single-Package Heat Pum | Heat Pump | 230 | 3 | False |  |  |  | True | Single-Speed | 232000 | 21886 | 10.6 | 10.4 | 12 |  | 220000 | 19538 | 3.3 | 3.2 | 136000 | 17329 | 2.3 | Federally-Regulated Commercial & Industrial Equipment | 06/03/2019 |  | 08/19/2019
Carrier Corp. - Syracuse | CARRIER CORPORATION | 50TCQ*24*(1,2,3)*5A***(G,J)* |  | HSP-A, Single-Package Heat Pum | Heat Pump | 230 | 3 | False |  |  |  | True | Single-Speed | 232000 | 21886 | 10.6 | 10.4 | 12 |  | 220000 | 19538 | 3.3 | 3.2 | 136000 | 17329 | 2.3 | Federally-Regulated Commercial & Industrial Equipment | 06/03/2019 |  | 08/19/2019
Carrier Corp. - Syracuse | CARRIER CORPORATION | 50TCQ*24*(1,2,3)*5A***(G,J)* |  | HSP-A, Single-Package Heat Pum | Heat Pump | 208 | 3 | False |  |  |  | True | Single-Speed | 232000 | 21886 | 10.6 | 10.4 | 12 |  | 220000 | 19538 | 3.3 | 3.2 | 136000 | 17329 | 2.3 | Federally-Regulated Commercial & Industrial Equipment | 06/03/2019 |  | 08/19/2019
Carrier Corp. - Syracuse | CARRIER CORPORATION | 50TCQ*24*(5,6,7)*5A***(G,J)* |  | HSP-A, Single-Package Heat Pum | Heat Pump | 208 | 3 | False |  |  |  | True | Single-Speed | 232000 | 21886 | 10.6 | 10.4 | 12 |  | 220000 | 19538 | 3.3 | 3.2 | 136000 | 17329 | 2.3 | Federally-Regulated Commercial & Industrial Equipment | 06/03/2019 |  | 08/19/2019
Carrier Corp. - Syracuse | CARRIER CORPORATION | 50TCQ*08***5A***(A,C,D,F)* |  | HSP-A, Single-Package Heat Pum | Heat Pump | 230 | 3 | False |  |  |  | False | Single-Speed | 88000 | 7857 | 11.2 | 10.8 | 12.2 |  | 86000 | 7413 | 3.4 | 3.3 | 44000 | 5731 | 2.25 | Federally-Regulated Commercial & Industrial Equipment | 06/03/2019 |  | 08/19/2019
Carrier Corp. - Syracuse | CARRIER CORPORATION | 50TCQ*08***5A***(A,C,D,F)* |  | HSP-A, Single-Package Heat Pum | Heat Pump | 208 | 3 | False |  |  |  | False | Single-Speed | 87000 | 7767 | 11.2 | 10.8 | 12.2 |  | 86000 | 7413 | 3.4 | 3.3 | 44000 | 5731 | 2.25 | Federally-Regulated Commercial & Industrial Equipment | 06/03/2019 |  | 08/19/2019
Carrier Corp. - Syracuse | CARRIER CORPORATION | 50TCQ*09***5A***(A,C,D,F)* |  | HSP-A, Single-Package Heat Pum | Heat Pump | 208 | 3 | False |  |  |  | False | Single-Speed | 98000 | 8750 | 11.2 | 10.8 | 12.2 |  | 94000 | 8348 | 3.3 | 3.3 | 53000 | 6903 | 2.25 | Federally-Regulated Commercial & Industrial Equipment | 06/03/2019 |  | 08/19/2019
AAON, Inc. | Aaon | RN-008-8-*-E6**-***:*******D |  | HSP-A, Single-Package Heat Pum | Both Heat Pump and Electric Re | 208 | 3 | False |  |  |  | True | Single-Speed | 87000 | 7837 | 11.1 | 11 | 13 |  | 92000 | 7838 | 3.44 | 3.3 | 63000 | 7101 | 2.6 | Federally-Regulated Commercial & Industrial Equipment | 05/31/2019 |  | 09/23/2019
AAON, Inc. | Aaon | RN-008-3-*-E6**-***:*******D |  | HSP-A, Single-Package Heat Pum | Both Heat Pump and Electric Re | 460 | 3 | False |  |  |  | True | Single-Speed | 87000 | 7837 | 11.1 | 11 | 13 |  | 92000 | 7838 | 3.44 | 3.3 | 63000 | 7101 | 2.6 | Federally-Regulated Commercial & Industrial Equipment | 05/31/2019 |  | 09/23/2019
AAON, Inc. | Aaon | RN-008-2-*-E6**-***:*******D |  | HSP-A, Single-Package Heat Pum | Both Heat Pump and Electric Re | 230 | 3 | False |  |  |  | True | Single-Speed | 87000 | 7837 | 11.1 | 11 | 13 |  | 92000 | 7838 | 3.44 | 3.3 | 63000 | 7101 | 2.6 | Federally-Regulated Commercial & Industrial Equipment | 05/31/2019 |  | 09/23/2019
York International | Coleman | XYEA7A(2,4,5)*3********* |  | HSP-A, Single-Package Heat Pum | Heat Pump | 575 | 3 | False |  |  |  | True | Dual-Speed | 70000 | 5833 | 12 | 10.8 | 14.8 |  | 67000 | 5775 | 3.4 | 3.3 | 38000 | 4640 | 2.4 | Federally-Regulated Commercial & Industrial Equipment | 05/31/2019 |  | 09/23/2019
York International | Coleman | XYEA7A(2,4,5)*3********* |  | HSP-A, Single-Package Heat Pum | Heat Pump | 460 | 3 | False |  |  |  | True | Dual-Speed | 70000 | 5833 | 12 | 10.8 | 14.8 |  | 67000 | 5775 | 3.4 | 3.3 | 38000 | 4640 | 2.4 | Federally-Regulated Commercial & Industrial Equipment | 05/31/2019 |  | 09/23/2019
York International | Coleman | XYEA7A(2,4,5)*3********* |  | HSP-A, Single-Package Heat Pum | Heat Pump | 230 | 3 | False |  |  |  | True | Dual-Speed | 70000 | 5833 | 12 | 10.8 | 14.8 |  | 67000 | 5775 | 3.4 | 3.3 | 38000 | 4640 | 2.4 | Federally-Regulated Commercial & Industrial Equipment | 05/31/2019 |  | 09/23/2019
York International | Coleman | XYEA7A(2,4,5)*3********* |  | HSP-A, Single-Package Heat Pum | Heat Pump | 208 | 3 | False |  |  |  | True | Dual-Speed | 70000 | 5833 | 12 | 10.8 | 14.8 |  | 67000 | 5775 | 3.4 | 3.3 | 38000 | 4640 | 2.4 | Federally-Regulated Commercial & Industrial Equipment | 05/31/2019 |  | 09/23/2019
York International | Coleman | PH-07C00*(2,4,5)***** | NS-07C00*(2,4,5,6)**** | HRCU-A-CB, Split System: Heat | Heat Pump | 575 | 3 |  | False |  |  | True | Single-Speed | 89000 | 8090 | 11 | 10.8 | 12.4 |  | 82000 | 7068 | 3.4 | 3.3 | 49000 | 6243 | 2.3 | Federally-Regulated Commercial & Industrial Equipment | 05/31/2019 |  | 09/23/2019
York International | Coleman | PH-07C00*(2,4,5)***** | NS-07C00*(2,4,5,6)**** | HRCU-A-CB, Split System: Heat | Heat Pump | 460 | 3 |  | False |  |  | True | Single-Speed | 89000 | 8090 | 11 | 10.8 | 12.4 |  | 82000 | 7068 | 3.4 | 3.3 | 49000 | 6243 | 2.3 | Federally-Regulated Commercial & Industrial Equipment | 05/31/2019 |  | 09/23/2019
York International | Coleman | PH-07C00*(2,4,5)***** | NS-07C00*(2,4,5,6)**** | HRCU-A-CB, Split System: Heat | Heat Pump | 230 | 3 |  | False |  |  | True | Single-Speed | 89000 | 8090 | 11 | 10.8 | 12.4 |  | 82000 | 7068 | 3.4 | 3.3 | 49000 | 6243 | 2.3 | Federally-Regulated Commercial & Industrial Equipment | 05/31/2019 |  | 09/23/2019
York International | Coleman | PH-07C00*(2,4,5)***** | NS-07C00*(2,4,5,6)**** | HRCU-A-CB, Split System: Heat | Heat Pump | 208 | 3 |  | False |  |  | True | Single-Speed | 89000 | 8090 | 11 | 10.8 | 12.4 |  | 82000 | 7068 | 3.4 | 3.3 | 49000 | 6243 | 2.3 | Federally-Regulated Commercial & Industrial Equipment | 05/31/2019 |  | 09/23/2019
York International | Coleman | PH-15C00*(2,4,5)***** | NH-15C00*(2,4,5,6)**** | HRCU-A-CB, Split System: Heat | Heat Pump | 575 | 3 |  | False |  |  | True | Single-Speed | 180000 | 16981 | 10.6 | 10.4 | 12 |  | 168000 | 15386 | 3.2 | 3.2 | 104000 | 13252 | 2.3 | Federally-Regulated Commercial & Industrial Equipment | 05/31/2019 |  | 09/23/2019
York International | Coleman | PH-15C00*(2,4,5)***** | NH-15C00*(2,4,5,6)**** | HRCU-A-CB, Split System: Heat | Heat Pump | 460 | 3 |  | False |  |  | True | Single-Speed | 180000 | 16981 | 10.6 | 10.4 | 12 |  | 168000 | 15386 | 3.2 | 3.2 | 104000 | 13252 | 2.3 | Federally-Regulated Commercial & Industrial Equipment | 05/31/2019 |  | 09/23/2019
York International | Coleman | PH-15C00*(2,4,5)***** | NH-15C00*(2,4,5,6)**** | HRCU-A-CB, Split System: Heat | Heat Pump | 230 | 3 |  | False |  |  | True | Single-Speed | 180000 | 16981 | 10.6 | 10.4 | 12 |  | 168000 | 15386 | 3.2 | 3.2 | 104000 | 13252 | 2.3 | Federally-Regulated Commercial & Industrial Equipment | 05/31/2019 |  | 09/23/2019
York International | Coleman | PH-15C00*(2,4,5)***** | NH-15C00*(2,4,5,6)**** | HRCU-A-CB, Split System: Heat | Heat Pump | 208 | 3 |  | False |  |  | True | Single-Speed | 180000 | 16981 | 10.6 | 10.4 | 12 |  | 168000 | 15386 | 3.2 | 3.2 | 104000 | 13252 | 2.3 | Federally-Regulated Commercial & Industrial Equipment | 05/31/2019 |  | 09/23/2019
York International | Coleman | PJ-20C00*(2,4,5)***** | NW-20C00*(2,4,5,6)**** | HRCU-A-CB, Split System: Heat | Heat Pump | 575 | 3 |  | False |  |  | True | Single-Speed | 230000 | 21698 | 10.6 | 10.4 | 13.3 |  | 220000 | 19538 | 3.3 | 3.2 | 130000 | 17318 | 2.2 | Federally-Regulated Commercial & Industrial Equipment | 05/31/2019 |  | 09/23/2019
York International | Coleman | PJ-20C00*(2,4,5)***** | NW-20C00*(2,4,5,6)**** | HRCU-A-CB, Split System: Heat | Heat Pump | 460 | 3 |  | False |  |  | True | Single-Speed | 230000 | 21698 | 10.6 | 10.4 | 13.3 |  | 220000 | 19538 | 3.3 | 3.2 | 130000 | 17318 | 2.2 | Federally-Regulated Commercial & Industrial Equipment | 05/31/2019 |  | 09/23/2019
York International | Coleman | PJ-20C00*(2,4,5)***** | NW-20C00*(2,4,5,6)**** | HRCU-A-CB, Split System: Heat | Heat Pump | 230 | 3 |  | False |  |  | True | Single-Speed | 230000 | 21698 | 10.6 | 10.4 | 13.3 |  | 220000 | 19538 | 3.3 | 3.2 | 130000 | 17318 | 2.2 | Federally-Regulated Commercial & Industrial Equipment | 05/31/2019 |  | 09/23/2019
York International | Coleman | PJ-20C00*(2,4,5)***** | NW-20C00*(2,4,5,6)**** | HRCU-A-CB, Split System: Heat | Heat Pump | 208 | 3 |  | False |  |  | True | Single-Speed | 230000 | 21698 | 10.6 | 10.4 | 13.3 |  | 220000 | 19538 | 3.3 | 3.2 | 130000 | 17318 | 2.2 | Federally-Regulated Commercial & Industrial Equipment | 05/31/2019 |  | 09/23/2019
York International | Coleman | PH-10C00*(2,4,5)***5 | NH-10C00*(S,T,W,X)**** | HRCU-A-CB, Split System: Heat | Heat Pump | 575 | 3 |  | False |  |  | True | Single-Speed | 116000 | 10450 | 11.1 | 10.8 | 12.3 |  | 104000 | 9236 | 3.3 | 3.3 | 63000 | 8027 | 2.3 | Federally-Regulated Commercial & Industrial Equipment | 05/31/2019 |  | 09/23/2019
York International | Coleman | PH-10C00*(2,4,5)***5 | NH-10C00*(S,T,W,X)**** | HRCU-A-CB, Split System: Heat | Heat Pump | 460 | 3 |  | False |  |  | True | Single-Speed | 116000 | 10450 | 11.1 | 10.8 | 12.3 |  | 104000 | 9236 | 3.3 | 3.3 | 63000 | 8027 | 2.3 | Federally-Regulated Commercial & Industrial Equipment | 05/31/2019 |  | 09/23/2019
York International | Coleman | PH-10C00*(2,4,5)***5 | NH-10C00*(S,T,W,X)**** | HRCU-A-CB, Split System: Heat | Heat Pump | 230 | 3 |  | False |  |  | True | Single-Speed | 116000 | 10450 | 11.1 | 10.8 | 12.3 |  | 104000 | 9236 | 3.3 | 3.3 | 63000 | 8027 | 2.3 | Federally-Regulated Commercial & Industrial Equipment | 05/31/2019 |  | 09/23/2019
York International | Coleman | PH-10C00*(2,4,5)***5 | NH-10C00*(S,T,W,X)**** | HRCU-A-CB, Split System: Heat | Heat Pump | 208 | 3 |  | False |  |  | True | Single-Speed | 116000 | 10450 | 11.1 | 10.8 | 12.3 |  | 104000 | 9236 | 3.3 | 3.3 | 63000 | 8027 | 2.3 | Federally-Regulated Commercial & Industrial Equipment | 05/31/2019 |  | 09/23/2019
York International | Coleman | XYEA7A(2,4,5)*1********* |  | HSP-A, Single-Package Heat Pum | Heat Pump | 575 | 3 | False |  |  |  | True | Dual-Speed | 70000 | 5833 | 12 | 10.8 | 14.1 |  | 67000 | 5775 | 3.4 | 3.3 | 38000 | 4640 | 2.4 | Federally-Regulated Commercial & Industrial Equipment | 05/31/2019 |  | 09/23/2019
York International | Coleman | XYEA7A(2,4,5)*1********* |  | HSP-A, Single-Package Heat Pum | Heat Pump | 460 | 3 | False |  |  |  | True | Dual-Speed | 70000 | 5833 | 12 | 10.8 | 14.1 |  | 67000 | 5775 | 3.4 | 3.3 | 38000 | 4640 | 2.4 | Federally-Regulated Commercial & Industrial Equipment | 05/31/2019 |  | 09/23/2019
York International | Coleman | XYEA7A(2,4,5)*1********* |  | HSP-A, Single-Package Heat Pum | Heat Pump | 230 | 3 | False |  |  |  | True | Dual-Speed | 70000 | 5833 | 12 | 10.8 | 14.1 |  | 67000 | 5775 | 3.4 | 3.3 | 38000 | 4640 | 2.4 | Federally-Regulated Commercial & Industrial Equipment | 05/31/2019 |  | 09/23/2019
York International | Coleman | XYEA7A(2,4,5)*1********* |  | HSP-A, Single-Package Heat Pum | Heat Pump | 208 | 3 | False |  |  |  | True | Dual-Speed | 70000 | 5833 | 12 | 10.8 | 14.1 |  | 67000 | 5775 | 3.4 | 3.3 | 38000 | 4640 | 2.4 | Federally-Regulated Commercial & Industrial Equipment | 05/31/2019 |  | 09/23/2019
York International | Coleman | PJ-15C00*(2,4,5)***** | NW-15C00*(2,4,5,6)**** | HRCU-A-CB, Split System: Heat | Heat Pump | 575 | 3 |  | False |  |  | True | Single-Speed | 174000 | 16415 | 10.6 | 10.4 | 14 |  | 160000 | 13791 | 3.4 | 3.2 | 100000 | 13025 | 2.25 | Federally-Regulated Commercial & Industrial Equipment | 05/31/2019 |  | 09/23/2019
York International | Coleman | PJ-15C00*(2,4,5)***** | NW-15C00*(2,4,5,6)**** | HRCU-A-CB, Split System: Heat | Heat Pump | 460 | 3 |  | False |  |  | True | Single-Speed | 174000 | 16415 | 10.6 | 10.4 | 14 |  | 160000 | 13791 | 3.4 | 3.2 | 100000 | 13025 | 2.25 | Federally-Regulated Commercial & Industrial Equipment | 05/31/2019 |  | 09/23/2019
York International | Coleman | PJ-15C00*(2,4,5)***** | NW-15C00*(2,4,5,6)**** | HRCU-A-CB, Split System: Heat | Heat Pump | 230 | 3 |  | False |  |  | True | Single-Speed | 174000 | 16415 | 10.6 | 10.4 | 14 |  | 160000 | 13791 | 3.4 | 3.2 | 100000 | 13025 | 2.25 | Federally-Regulated Commercial & Industrial Equipment | 05/31/2019 |  | 09/23/2019
York International | Coleman | PJ-15C00*(2,4,5)***** | NW-15C00*(2,4,5,6)**** | HRCU-A-CB, Split System: Heat | Heat Pump | 208 | 3 |  | False |  |  | True | Single-Speed | 174000 | 16415 | 10.6 | 10.4 | 14 |  | 160000 | 13791 | 3.4 | 3.2 | 100000 | 13025 | 2.25 | Federally-Regulated Commercial & Industrial Equipment | 05/31/2019 |  | 09/23/2019
York International | Coleman | PH-10C00*(2,4,5)***5 | NS-10C00*(S,T,W,X)**** | HRCU-A-CB, Split System: Heat | Heat Pump | 575 | 3 |  | False |  |  | True | Single-Speed | 116000 | 10450 | 11.1 | 10.8 | 14.2 |  | 104000 | 9236 | 3.3 | 3.3 | 63000 | 8027 | 2.3 | Federally-Regulated Commercial & Industrial Equipment | 05/31/2019 |  | 09/23/2019
York International | Coleman | PH-10C00*(2,4,5)***5 | NS-10C00*(S,T,W,X)**** | HRCU-A-CB, Split System: Heat | Heat Pump | 460 | 3 |  | False |  |  | True | Single-Speed | 116000 | 10450 | 11.1 | 10.8 | 14.2 |  | 104000 | 9236 | 3.3 | 3.3 | 63000 | 8027 | 2.3 | Federally-Regulated Commercial & Industrial Equipment | 05/31/2019 |  | 09/23/2019
York International | Coleman | PH-10C00*(2,4,5)***5 | NS-10C00*(S,T,W,X)**** | HRCU-A-CB, Split System: Heat | Heat Pump | 230 | 3 |  | False |  |  | True | Single-Speed | 116000 | 10450 | 11.1 | 10.8 | 14.2 |  | 104000 | 9236 | 3.3 | 3.3 | 63000 | 8027 | 2.3 | Federally-Regulated Commercial & Industrial Equipment | 05/31/2019 |  | 09/23/2019
York International | Coleman | PH-10C00*(2,4,5)***5 | NS-10C00*(S,T,W,X)**** | HRCU-A-CB, Split System: Heat | Heat Pump | 208 | 3 |  | False |  |  | True | Single-Speed | 116000 | 10450 | 11.1 | 10.8 | 14.2 |  | 104000 | 9236 | 3.3 | 3.3 | 63000 | 8027 | 2.3 | Federally-Regulated Commercial & Industrial Equipment | 05/31/2019 |  | 09/23/2019
York International | Coleman | PJ-15C00*(2,4,5)***** | NJ-15C00*(2,4,5,6)**** | HRCU-A-CB, Split System: Heat | Heat Pump | 575 | 3 |  | False |  |  | True | Single-Speed | 174000 | 16415 | 10.6 | 10.4 | 11.6 |  | 160000 | 13791 | 3.4 | 3.2 | 100000 | 13025 | 2.25 | Federally-Regulated Commercial & Industrial Equipment | 05/31/2019 |  | 09/23/2019
York International | Coleman | PJ-15C00*(2,4,5)***** | NJ-15C00*(2,4,5,6)**** | HRCU-A-CB, Split System: Heat | Heat Pump | 460 | 3 |  | False |  |  | True | Single-Speed | 174000 | 16415 | 10.6 | 10.4 | 11.6 |  | 160000 | 13791 | 3.4 | 3.2 | 100000 | 13025 | 2.25 | Federally-Regulated Commercial & Industrial Equipment | 05/31/2019 |  | 09/23/2019
York International | Coleman | PJ-15C00*(2,4,5)***** | NJ-15C00*(2,4,5,6)**** | HRCU-A-CB, Split System: Heat | Heat Pump | 230 | 3 |  | False |  |  | True | Single-Speed | 174000 | 16415 | 10.6 | 10.4 | 11.6 |  | 160000 | 13791 | 3.4 | 3.2 | 100000 | 13025 | 2.25 | Federally-Regulated Commercial & Industrial Equipment | 05/31/2019 |  | 09/23/2019
York International | Coleman | PJ-15C00*(2,4,5)***** | NJ-15C00*(2,4,5,6)**** | HRCU-A-CB, Split System: Heat | Heat Pump | 208 | 3 |  | False |  |  | True | Single-Speed | 174000 | 16415 | 10.6 | 10.4 | 11.6 |  | 160000 | 13791 | 3.4 | 3.2 | 100000 | 13025 | 2.25 | Federally-Regulated Commercial & Industrial Equipment | 05/31/2019 |  | 09/23/2019
York International | Coleman | PH-10C00*(2,4,5)**** | NS-10C00*(2,4,5,6)**** | HRCU-A-CB, Split System: Heat | Heat Pump | 575 | 3 |  | False |  |  | True | Single-Speed | 120000 | 11111 | 10.8 | 10.8 | 13.5 |  | 109000 | 9680 | 3.3 | 3.3 | 63000 | 8206 | 2.25 | Federally-Regulated Commercial & Industrial Equipment | 05/31/2019 |  | 09/23/2019
York International | Coleman | PH-10C00*(2,4,5)**** | NS-10C00*(2,4,5,6)**** | HRCU-A-CB, Split System: Heat | Heat Pump | 460 | 3 |  | False |  |  | True | Single-Speed | 120000 | 11111 | 10.8 | 10.8 | 13.5 |  | 109000 | 9680 | 3.3 | 3.3 | 63000 | 8206 | 2.25 | Federally-Regulated Commercial & Industrial Equipment | 05/31/2019 |  | 09/23/2019
York International | Coleman | PH-10C00*(2,4,5)**** | NS-10C00*(2,4,5,6)**** | HRCU-A-CB, Split System: Heat | Heat Pump | 230 | 3 |  | False |  |  | True | Single-Speed | 120000 | 11111 | 10.8 | 10.8 | 13.5 |  | 109000 | 9680 | 3.3 | 3.3 | 63000 | 8206 | 2.25 | Federally-Regulated Commercial & Industrial Equipment | 05/31/2019 |  | 09/23/2019
York International | Coleman | PH-10C00*(2,4,5)**** | NS-10C00*(2,4,5,6)**** | HRCU-A-CB, Split System: Heat | Heat Pump | 208 | 3 |  | False |  |  | True | Single-Speed | 120000 | 11111 | 10.8 | 10.8 | 13.5 |  | 109000 | 9680 | 3.3 | 3.3 | 63000 | 8206 | 2.25 | Federally-Regulated Commercial & Industrial Equipment | 05/31/2019 |  | 09/23/2019
York International | Coleman | PH-15C00*(2,4,5)***** | NS-15C00*(2,4,5,6)**** | HRCU-A-CB, Split System: Heat | Heat Pump | 575 | 3 |  | False |  |  | True | Single-Speed | 180000 | 16981 | 10.6 | 10.4 | 13.3 |  | 168000 | 15386 | 3.2 | 3.2 | 104000 | 13252 | 2.3 | Federally-Regulated Commercial & Industrial Equipment | 05/31/2019 |  | 09/23/2019
York International | Coleman | PH-15C00*(2,4,5)***** | NS-15C00*(2,4,5,6)**** | HRCU-A-CB, Split System: Heat | Heat Pump | 460 | 3 |  | False |  |  | True | Single-Speed | 180000 | 16981 | 10.6 | 10.4 | 13.3 |  | 168000 | 15386 | 3.2 | 3.2 | 104000 | 13252 | 2.3 | Federally-Regulated Commercial & Industrial Equipment | 05/31/2019 |  | 09/23/2019
York International | Coleman | PH-15C00*(2,4,5)***** | NS-15C00*(2,4,5,6)**** | HRCU-A-CB, Split System: Heat | Heat Pump | 230 | 3 |  | False |  |  | True | Single-Speed | 180000 | 16981 | 10.6 | 10.4 | 13.3 |  | 168000 | 15386 | 3.2 | 3.2 | 104000 | 13252 | 2.3 | Federally-Regulated Commercial & Industrial Equipment | 05/31/2019 |  | 09/23/2019
York International | Coleman | PH-15C00*(2,4,5)***** | NS-15C00*(2,4,5,6)**** | HRCU-A-CB, Split System: Heat | Heat Pump | 208 | 3 |  | False |  |  | True | Single-Speed | 180000 | 16981 | 10.6 | 10.4 | 13.3 |  | 168000 | 15386 | 3.2 | 3.2 | 104000 | 13252 | 2.3 | Federally-Regulated Commercial & Industrial Equipment | 05/31/2019 |  | 09/23/2019
Rheem Sales Company, Inc. | CLIMATEMASTER | RHPDZS090AC*****B |  | HSP-A, Single-Package Heat Pum | Both Heat Pump and Electric Re | 230 | 3 | False |  |  |  | True | Dual-Speed | 86000 | 7818 | 11 | 11 | 12.2 |  | 84000 | 7460 | 3.3 | 3.3 | 48000 | 6252 | 2.25 | Federally-Regulated Commercial & Industrial Equipment | 08/06/2019 |  | 09/23/2019
Rheem Sales Company, Inc. | CLIMATEMASTER | RHPDZS090AC*****B |  | HSP-A, Single-Package Heat Pum | Both Heat Pump and Electric Re | 208 | 3 | False |  |  |  | True | Dual-Speed | 86000 | 7818 | 11 | 11 | 12.2 |  | 84000 | 7460 | 3.3 | 3.3 | 48000 | 6252 | 2.25 | Federally-Regulated Commercial & Industrial Equipment | 08/06/2019 |  | 09/23/2019
Rheem Sales Company, Inc. | CLIMATEMASTER | RHPDZS120AC*****B |  | HSP-A, Single-Package Heat Pum | Both Heat Pump and Electric Re | 230 | 3 | False |  |  |  | True | Dual-Speed | 114000 | 10363 | 11 | 11 | 12.2 |  | 112000 | 9946 | 3.3 | 3.3 | 68000 | 8857 | 2.25 | Federally-Regulated Commercial & Industrial Equipment | 08/06/2019 |  | 09/23/2019
Rheem Sales Company, Inc. | CLIMATEMASTER | RHPDZS120AC*****B |  | HSP-A, Single-Package Heat Pum | Both Heat Pump and Electric Re | 208 | 3 | False |  |  |  | True | Dual-Speed | 114000 | 10363 | 11 | 11 | 12.2 |  | 112000 | 9946 | 3.3 | 3.3 | 68000 | 8857 | 2.25 | Federally-Regulated Commercial & Industrial Equipment | 08/06/2019 |  | 09/23/2019
Rheem Sales Company, Inc. | Fujitsu | RPWL-090C | RHGM-090Z | HRCU-A-CB, Split System: Heat | Heat Pump | 230 | 3 |  | False |  |  | False | Single-Speed | 86000 | 7818 | 11 | 10.8 | 12.6 |  | 90000 | 7992 | 3.3 | 3.3 | 55000 | 7326 | 2.2 | Federally-Regulated Commercial & Industrial Equipment | 03/14/2019 |  | 09/23/2019
Rheem Sales Company, Inc. | Fujitsu | RPWL-090C | RHGM-090Z | HRCU-A-CB, Split System: Heat | Heat Pump | 208 | 3 |  | False |  |  | False | Single-Speed | 86000 | 7818 | 11 | 10.8 | 12.6 |  | 90000 | 7992 | 3.3 | 3.3 | 55000 | 7326 | 2.2 | Federally-Regulated Commercial & Industrial Equipment | 03/14/2019 |  | 09/23/2019
Rheem Sales Company, Inc. | Thermal Zone | TZCHPS102DC*****B |  | HSP-A, Single-Package Heat Pum | Both Heat Pump and Electric Re | 230 | 3 | False |  |  |  | True | Dual-Speed | 97000 | 8818 | 11 | 11 | 12.2 |  | 97000 | 8614 | 3.3 | 3.3 | 58000 | 7554 | 2.25 | Federally-Regulated Commercial & Industrial Equipment | 08/06/2019 |  | 09/23/2019
Rheem Sales Company, Inc. | Thermal Zone | TZCHPS102DC*****B |  | HSP-A, Single-Package Heat Pum | Both Heat Pump and Electric Re | 208 | 3 | False |  |  |  | True | Dual-Speed | 97000 | 8818 | 11 | 11 | 12.2 |  | 97000 | 8614 | 3.3 | 3.3 | 58000 | 7554 | 2.25 | Federally-Regulated Commercial & Industrial Equipment | 08/06/2019 |  | 09/23/2019
Rheem Sales Company, Inc. | Thermal Zone | TZCHPT102DC*****B |  | HSP-A, Single-Package Heat Pum | Both Heat Pump and Electric Re | 230 | 3 | False |  |  |  | True | Dual-Speed | 97000 | 8818 | 11 | 11 | 14.1 |  | 97000 | 8361 | 3.4 | 3.3 | 58000 | 7554 | 2.25 | Federally-Regulated Commercial & Industrial Equipment | 08/06/2019 |  | 09/23/2019
Rheem Sales Company, Inc. | Thermal Zone | TZCHPT102DC*****B |  | HSP-A, Single-Package Heat Pum | Both Heat Pump and Electric Re | 208 | 3 | False |  |  |  | True | Dual-Speed | 97000 | 8818 | 11 | 11 | 14.1 |  | 97000 | 8361 | 3.4 | 3.3 | 58000 | 7554 | 2.25 | Federally-Regulated Commercial & Industrial Equipment | 08/06/2019 |  | 09/23/2019
Rheem Sales Company, Inc. | Weatherking | RHPDZS102AC*****B |  | HSP-A, Single-Package Heat Pum | Both Heat Pump and Electric Re | 230 | 3 | False |  |  |  | True | Dual-Speed | 97000 | 8818 | 11 | 11 | 12.2 |  | 97000 | 8614 | 3.3 | 3.3 | 58000 | 7554 | 2.25 | Federally-Regulated Commercial & Industrial Equipment | 07/19/2019 |  | 09/23/2019
Rheem Sales Company, Inc. | Weatherking | RHPDZS102AC*****B |  | HSP-A, Single-Package Heat Pum | Both Heat Pump and Electric Re | 208 | 3 | False |  |  |  | True | Dual-Speed | 97000 | 8818 | 11 | 11 | 12.2 |  | 97000 | 8614 | 3.3 | 3.3 | 58000 | 7554 | 2.25 | Federally-Regulated Commercial & Industrial Equipment | 07/19/2019 |  | 09/23/2019
Rheem Sales Company, Inc. | Weatherking | RHPDZT102AC*****B |  | HSP-A, Single-Package Heat Pum | Both Heat Pump and Electric Re | 230 | 3 | False |  |  |  | True | Dual-Speed | 97000 | 8818 | 11 | 11 | 14.1 |  | 97000 | 8361 | 3.4 | 3.3 | 58000 | 7554 | 2.25 | Federally-Regulated Commercial & Industrial Equipment | 07/19/2019 |  | 09/23/2019
Rheem Sales Company, Inc. | Weatherking | RHPDZT102AC*****B |  | HSP-A, Single-Package Heat Pum | Both Heat Pump and Electric Re | 208 | 3 | False |  |  |  | True | Dual-Speed | 97000 | 8818 | 11 | 11 | 14.1 |  | 97000 | 8361 | 3.4 | 3.3 | 58000 | 7554 | 2.25 | Federally-Regulated Commercial & Industrial Equipment | 07/19/2019 |  | 09/23/2019
Carrier Corp. - Syracuse | Day & Night | RHS072(H,L,S)******TA |  | HSP-A, Single-Package Heat Pum | Heat Pump | 575 | 3 | False |  |  |  | False | Single-Speed | 69000 | 6216 | 11.1 | 10.8 | 12.7 |  | 66000 | 5526 | 3.5 | 3.3 | 29000 | 3777 | 2.25 | Federally-Regulated Commercial & Industrial Equipment | 06/03/2019 |  | 09/23/2019
Carrier Corp. - Syracuse | Day & Night | RHS072(H,L,S)******TA |  | HSP-A, Single-Package Heat Pum | Heat Pump | 460 | 3 | False |  |  |  | False | Single-Speed | 69000 | 6216 | 11.1 | 10.8 | 12.7 |  | 66000 | 5526 | 3.5 | 3.3 | 29000 | 3777 | 2.25 | Federally-Regulated Commercial & Industrial Equipment | 06/03/2019 |  | 09/23/2019
Carrier Corp. - Syracuse | Day & Night | RHS072(H,L,S)******TA |  | HSP-A, Single-Package Heat Pum | Heat Pump | 230 | 3 | False |  |  |  | False | Single-Speed | 69000 | 6216 | 11.1 | 10.8 | 12.7 |  | 66000 | 5526 | 3.5 | 3.3 | 31500 | 4103 | 2.25 | Federally-Regulated Commercial & Industrial Equipment | 06/03/2019 |  | 09/23/2019
Carrier Corp. - Syracuse | Day & Night | RHS072(H,L,S)******TA |  | HSP-A, Single-Package Heat Pum | Heat Pump | 208 | 3 | False |  |  |  | False | Single-Speed | 69000 | 6216 | 11.1 | 10.8 | 12.7 |  | 66000 | 5526 | 3.5 | 3.3 | 29000 | 3777 | 2.25 | Federally-Regulated Commercial & Industrial Equipment | 06/03/2019 |  | 09/23/2019
Carrier Corp. - Syracuse | Heil | RHS072(H,L,S)******TA |  | HSP-A, Single-Package Heat Pum | Heat Pump | 575 | 3 | False |  |  |  | False | Single-Speed | 69000 | 6216 | 11.1 | 10.8 | 12.7 |  | 66000 | 5526 | 3.5 | 3.3 | 29000 | 3777 | 2.25 | Federally-Regulated Commercial & Industrial Equipment | 06/03/2019 |  | 09/23/2019
Carrier Corp. - Syracuse | Heil | RHS072(H,L,S)******TA |  | HSP-A, Single-Package Heat Pum | Heat Pump | 460 | 3 | False |  |  |  | False | Single-Speed | 69000 | 6216 | 11.1 | 10.8 | 12.7 |  | 66000 | 5526 | 3.5 | 3.3 | 29000 | 3777 | 2.25 | Federally-Regulated Commercial & Industrial Equipment | 06/03/2019 |  | 09/23/2019
Carrier Corp. - Syracuse | Heil | RHS072(H,L,S)******TA |  | HSP-A, Single-Package Heat Pum | Heat Pump | 230 | 3 | False |  |  |  | False | Single-Speed | 69000 | 6216 | 11.1 | 10.8 | 12.7 |  | 66000 | 5526 | 3.5 | 3.3 | 31500 | 4103 | 2.25 | Federally-Regulated Commercial & Industrial Equipment | 06/03/2019 |  | 09/23/2019
Carrier Corp. - Syracuse | Heil | RHS072(H,L,S)******TA |  | HSP-A, Single-Package Heat Pum | Heat Pump | 208 | 3 | False |  |  |  | False | Single-Speed | 69000 | 6216 | 11.1 | 10.8 | 12.7 |  | 66000 | 5526 | 3.5 | 3.3 | 29000 | 3777 | 2.25 | Federally-Regulated Commercial & Industrial Equipment | 06/03/2019 |  | 09/23/2019
Carrier Corp. - Syracuse | ICP Commercial | RHS072(H,L,S)******TA |  | HSP-A, Single-Package Heat Pum | Heat Pump | 575 | 3 | False |  |  |  | False | Single-Speed | 69000 | 6216 | 11.1 | 10.8 | 12.7 |  | 66000 | 5526 | 3.5 | 3.3 | 29000 | 3777 | 2.25 | Federally-Regulated Commercial & Industrial Equipment | 06/03/2019 |  | 09/23/2019
Carrier Corp. - Syracuse | ICP Commercial | RHS072(H,L,S)******TA |  | HSP-A, Single-Package Heat Pum | Heat Pump | 460 | 3 | False |  |  |  | False | Single-Speed | 69000 | 6216 | 11.1 | 10.8 | 12.7 |  | 66000 | 5526 | 3.5 | 3.3 | 29000 | 3777 | 2.25 | Federally-Regulated Commercial & Industrial Equipment | 06/03/2019 |  | 09/23/2019
Carrier Corp. - Syracuse | ICP Commercial | RHS072(H,L,S)******TA |  | HSP-A, Single-Package Heat Pum | Heat Pump | 230 | 3 | False |  |  |  | False | Single-Speed | 69000 | 6216 | 11.1 | 10.8 | 12.7 |  | 66000 | 5526 | 3.5 | 3.3 | 31500 | 4103 | 2.25 | Federally-Regulated Commercial & Industrial Equipment | 06/03/2019 |  | 09/23/2019
Carrier Corp. - Syracuse | ICP Commercial | RHS072(H,L,S)******TA |  | HSP-A, Single-Package Heat Pum | Heat Pump | 208 | 3 | False |  |  |  | False | Single-Speed | 69000 | 6216 | 11.1 | 10.8 | 12.7 |  | 66000 | 5526 | 3.5 | 3.3 | 29000 | 3777 | 2.25 | Federally-Regulated Commercial & Industrial Equipment | 06/03/2019 |  | 09/23/2019
Carrier Corp. - Syracuse | Tempstar | RHS072(H,L,S)******TA |  | HSP-A, Single-Package Heat Pum | Heat Pump | 575 | 3 | False |  |  |  | False | Single-Speed | 69000 | 6216 | 11.1 | 10.8 | 12.7 |  | 66000 | 5526 | 3.5 | 3.3 | 29000 | 3777 | 2.25 | Federally-Regulated Commercial & Industrial Equipment | 06/03/2019 |  | 09/23/2019
Carrier Corp. - Syracuse | Tempstar | RHS072(H,L,S)******TA |  | HSP-A, Single-Package Heat Pum | Heat Pump | 460 | 3 | False |  |  |  | False | Single-Speed | 69000 | 6216 | 11.1 | 10.8 | 12.7 |  | 66000 | 5526 | 3.5 | 3.3 | 29000 | 3777 | 2.25 | Federally-Regulated Commercial & Industrial Equipment | 06/03/2019 |  | 09/23/2019
Carrier Corp. - Syracuse | Tempstar | RHS072(H,L,S)******TA |  | HSP-A, Single-Package Heat Pum | Heat Pump | 230 | 3 | False |  |  |  | False | Single-Speed | 69000 | 6216 | 11.1 | 10.8 | 12.7 |  | 66000 | 5526 | 3.5 | 3.3 | 31500 | 4103 | 2.25 | Federally-Regulated Commercial & Industrial Equipment | 06/03/2019 |  | 09/23/2019
Carrier Corp. - Syracuse | Tempstar | RHS072(H,L,S)******TA |  | HSP-A, Single-Package Heat Pum | Heat Pump | 208 | 3 | False |  |  |  | False | Single-Speed | 69000 | 6216 | 11.1 | 10.8 | 12.7 |  | 66000 | 5526 | 3.5 | 3.3 | 29000 | 3777 | 2.25 | Federally-Regulated Commercial & Industrial Equipment | 06/03/2019 |  | 09/23/2019
Carrier Corp. - Syracuse | Heil | RHH(120,121)(H,L,S)******AA |  | HSP-A, Single-Package Heat Pum | Heat Pump | 575 | 3 | False |  |  |  | True | Single-Speed | 119000 | 9674 | 12.3 | 10.8 | 13 |  | 116000 | 9713 | 3.5 | 3.3 | 65000 | 7937 | 2.4 | Federally-Regulated Commercial & Industrial Equipment | 06/03/2019 |  | 09/23/2019
Carrier Corp. - Syracuse | Heil | RHH(120,121)(H,L,S)******AA |  | HSP-A, Single-Package Heat Pum | Heat Pump | 460 | 3 | False |  |  |  | True | Single-Speed | 119000 | 9674 | 12.3 | 10.8 | 13 |  | 116000 | 9713 | 3.5 | 3.3 | 65000 | 7937 | 2.4 | Federally-Regulated Commercial & Industrial Equipment | 06/03/2019 |  | 09/23/2019
Carrier Corp. - Syracuse | Heil | RHH(120,121)(H,L,S)******AA |  | HSP-A, Single-Package Heat Pum | Heat Pump | 230 | 3 | False |  |  |  | True | Single-Speed | 119000 | 9674 | 12.3 | 10.8 | 13 |  | 116000 | 9713 | 3.5 | 3.3 | 65000 | 7937 | 2.4 | Federally-Regulated Commercial & Industrial Equipment | 06/03/2019 |  | 09/23/2019
Carrier Corp. - Syracuse | Heil | RHH(120,121)(H,L,S)******AA |  | HSP-A, Single-Package Heat Pum | Heat Pump | 208 | 3 | False |  |  |  | True | Single-Speed | 119000 | 9674 | 12.3 | 10.8 | 13 |  | 116000 | 9713 | 3.5 | 3.3 | 65000 | 7937 | 2.4 | Federally-Regulated Commercial & Industrial Equipment | 06/03/2019 |  | 09/23/2019
Carrier Corp. - Syracuse | Heil | RHH090(H,L,S)******AA |  | HSP-A, Single-Package Heat Pum | Heat Pump | 575 | 3 | False |  |  |  | True | Single-Speed | 90000 | 7438 | 12.1 | 10.8 | 12.9 |  | 84000 | 7033 | 3.5 | 3.3 | 47000 | 5739 | 2.4 | Federally-Regulated Commercial & Industrial Equipment | 06/03/2019 |  | 09/23/2019
Carrier Corp. - Syracuse | Heil | RHH090(H,L,S)******AA |  | HSP-A, Single-Package Heat Pum | Heat Pump | 460 | 3 | False |  |  |  | True | Single-Speed | 90000 | 7438 | 12.1 | 10.8 | 12.9 |  | 84000 | 7033 | 3.5 | 3.3 | 47000 | 5739 | 2.4 | Federally-Regulated Commercial & Industrial Equipment | 06/03/2019 |  | 09/23/2019
Carrier Corp. - Syracuse | Heil | RHH090(H,L,S)******AA |  | HSP-A, Single-Package Heat Pum | Heat Pump | 230 | 3 | False |  |  |  | True | Single-Speed | 90000 | 7438 | 12.1 | 10.8 | 12.9 |  | 84000 | 7033 | 3.5 | 3.3 | 47000 | 5739 | 2.4 | Federally-Regulated Commercial & Industrial Equipment | 06/03/2019 |  | 09/23/2019
Carrier Corp. - Syracuse | Heil | RHH090(H,L,S)******AA |  | HSP-A, Single-Package Heat Pum | Heat Pump | 208 | 3 | False |  |  |  | True | Single-Speed | 90000 | 7438 | 12.1 | 10.8 | 12.9 |  | 84000 | 7033 | 3.5 | 3.3 | 47000 | 5739 | 2.4 | Federally-Regulated Commercial & Industrial Equipment | 06/03/2019 |  | 09/23/2019
Carrier Corp. - Syracuse | Heil | CHS121(H,L,S)(G,H)* | FHS120(H,L,S)**A2* | HRCU-A-CB, Split System: Heat | Heat Pump | 575 | 3 |  | False |  |  | True | Single-Speed | 112000 | 10181 | 11 | 10.8 | 13.8 |  | 106000 | 9413 | 3.3 | 3.3 | 66000 | 8059 | 2.4 | Federally-Regulated Commercial & Industrial Equipment | 06/03/2019 |  | 09/23/2019
Carrier Corp. - Syracuse | Heil | CHS121(H,L,S)(G,H)* | FHS120(H,L,S)**A2* | HRCU-A-CB, Split System: Heat | Heat Pump | 460 | 3 |  | False |  |  | True | Single-Speed | 112000 | 10181 | 11 | 10.8 | 13.8 |  | 106000 | 9413 | 3.3 | 3.3 | 66000 | 8059 | 2.4 | Federally-Regulated Commercial & Industrial Equipment | 06/03/2019 |  | 09/23/2019
Carrier Corp. - Syracuse | Heil | CHS121(H,L,S)(G,H)* | FHS120(H,L,S)**A2* | HRCU-A-CB, Split System: Heat | Heat Pump | 230 | 3 |  | False |  |  | True | Single-Speed | 112000 | 10181 | 11 | 10.8 | 13.8 |  | 106000 | 9413 | 3.3 | 3.3 | 66000 | 8059 | 2.4 | Federally-Regulated Commercial & Industrial Equipment | 06/03/2019 |  | 09/23/2019
Carrier Corp. - Syracuse | Heil | CHS121(H,L,S)(G,H)* | FHS120(H,L,S)**A2* | HRCU-A-CB, Split System: Heat | Heat Pump | 208 | 3 |  | False |  |  | True | Single-Speed | 112000 | 10181 | 11 | 10.8 | 13.8 |  | 106000 | 9413 | 3.3 | 3.3 | 66000 | 8059 | 2.4 | Federally-Regulated Commercial & Industrial Equipment | 06/03/2019 |  | 09/23/2019
Carrier Corp. - Syracuse | Heil | CHS091(H,L,S)(A,B)* | FHS091(M,S,K)**A0* | HRCU-A-CB, Split System: Heat | Heat Pump | 575 | 3 |  | False |  |  | True | Single-Speed | 88000 | 8000 | 11 | 10.8 | 12.2 |  | 86000 | 7637 | 3.3 | 3.3 | 51000 | 6227 | 2.4 | Federally-Regulated Commercial & Industrial Equipment | 06/03/2019 |  | 09/23/2019
Carrier Corp. - Syracuse | Heil | CHS091(H,L,S)(A,B)* | FHS091(M,S,K)**A0* | HRCU-A-CB, Split System: Heat | Heat Pump | 460 | 3 |  | False |  |  | True | Single-Speed | 88000 | 8000 | 11 | 10.8 | 12.2 |  | 86000 | 7637 | 3.3 | 3.3 | 51000 | 6227 | 2.4 | Federally-Regulated Commercial & Industrial Equipment | 06/03/2019 |  | 09/23/2019
Carrier Corp. - Syracuse | Heil | CHS091(H,L,S)(A,B)* | FHS091(M,S,K)**A0* | HRCU-A-CB, Split System: Heat | Heat Pump | 230 | 3 |  | False |  |  | True | Single-Speed | 88000 | 8000 | 11 | 10.8 | 12.2 |  | 86000 | 7637 | 3.3 | 3.3 | 51000 | 6227 | 2.4 | Federally-Regulated Commercial & Industrial Equipment | 06/03/2019 |  | 09/23/2019
Carrier Corp. - Syracuse | Heil | CHS091(H,L,S)(A,B)* | FHS091(M,S,K)**A0* | HRCU-A-CB, Split System: Heat | Heat Pump | 208 | 3 |  | False |  |  | True | Single-Speed | 88000 | 8000 | 11 | 10.8 | 12.2 |  | 86000 | 7637 | 3.3 | 3.3 | 51000 | 6227 | 2.4 | Federally-Regulated Commercial & Industrial Equipment | 06/03/2019 |  | 09/23/2019
Carrier Corp. - Syracuse | Heil | CHS072(H,L,S)(A,B)** | FHS072(M,S,K)**A0** | HRCU-A-CB, Split System: Heat | Heat Pump | 575 | 3 |  | False |  |  | True | Single-Speed | 70000 | 6363 | 11 | 10.8 | 12.6 |  | 65000 | 5772 | 3.3 | 3.3 | 39000 | 4762 | 2.4 | Federally-Regulated Commercial & Industrial Equipment | 06/03/2019 |  | 09/23/2019
Carrier Corp. - Syracuse | Heil | CHS072(H,L,S)(A,B)** | FHS072(M,S,K)**A0** | HRCU-A-CB, Split System: Heat | Heat Pump | 460 | 3 |  | False |  |  | True | Single-Speed | 70000 | 6363 | 11 | 10.8 | 12.6 |  | 65000 | 5772 | 3.3 | 3.3 | 39000 | 4762 | 2.4 | Federally-Regulated Commercial & Industrial Equipment | 06/03/2019 |  | 09/23/2019
Carrier Corp. - Syracuse | Heil | CHS072(H,L,S)(A,B)** | FHS072(M,S,K)**A0** | HRCU-A-CB, Split System: Heat | Heat Pump | 230 | 3 |  | False |  |  | True | Single-Speed | 70000 | 6363 | 11 | 10.8 | 12.6 |  | 65000 | 5772 | 3.3 | 3.3 | 39000 | 4762 | 2.4 | Federally-Regulated Commercial & Industrial Equipment | 06/03/2019 |  | 09/23/2019
Carrier Corp. - Syracuse | Heil | CHS072(H,L,S)(A,B)** | FHS072(M,S,K)**A0** | HRCU-A-CB, Split System: Heat | Heat Pump | 208 | 3 |  | False |  |  | True | Single-Speed | 70000 | 6363 | 11 | 10.8 | 12.6 |  | 65000 | 5772 | 3.3 | 3.3 | 39000 | 4762 | 2.4 | Federally-Regulated Commercial & Industrial Equipment | 06/03/2019 |  | 09/23/2019
Carrier Corp. - Syracuse | Heil | CHS180(H,L,S)(D,E)* | FHS180(H,L,S)**A2* | HRCU-A-CB, Split System: Heat | Heat Pump | 575 | 3 |  | False |  |  | True | Single-Speed | 178000 | 16792 | 10.6 | 10.4 | 12.5 |  | 178000 | 15343 | 3.4 | 3.2 | 108000 | 13188 | 2.4 | Federally-Regulated Commercial & Industrial Equipment | 06/03/2019 |  | 09/23/2019
Carrier Corp. - Syracuse | Heil | CHS180(H,L,S)(D,E)* | FHS180(H,L,S)**A2* | HRCU-A-CB, Split System: Heat | Heat Pump | 460 | 3 |  | False |  |  | True | Single-Speed | 178000 | 16792 | 10.6 | 10.4 | 12.5 |  | 178000 | 15343 | 3.4 | 3.2 | 108000 | 13188 | 2.4 | Federally-Regulated Commercial & Industrial Equipment | 06/03/2019 |  | 09/23/2019
Carrier Corp. - Syracuse | Heil | CHS180(H,L,S)(D,E)* | FHS180(H,L,S)**A2* | HRCU-A-CB, Split System: Heat | Heat Pump | 230 | 3 |  | False |  |  | True | Single-Speed | 178000 | 16792 | 10.6 | 10.4 | 12.5 |  | 178000 | 15343 | 3.4 | 3.2 | 108000 | 13188 | 2.4 | Federally-Regulated Commercial & Industrial Equipment | 06/03/2019 |  | 09/23/2019
Carrier Corp. - Syracuse | Heil | CHS180(H,L,S)(D,E)* | FHS180(H,L,S)**A2* | HRCU-A-CB, Split System: Heat | Heat Pump | 208 | 3 |  | False |  |  | True | Single-Speed | 178000 | 16792 | 10.6 | 10.4 | 12.5 |  | 178000 | 15343 | 3.4 | 3.2 | 108000 | 13188 | 2.4 | Federally-Regulated Commercial & Industrial Equipment | 06/03/2019 |  | 09/23/2019
Carrier Corp. - Syracuse | Heil | CHS072(H,L,S)(A,B)** | FHS091(M,S,K)**A0** | HRCU-A-CB, Split System: Heat | Heat Pump | 575 | 3 |  | False |  |  | True | Single-Speed | 72000 | 6000 | 12 | 10.8 | 13.2 |  | 68000 | 5386 | 3.7 | 3.3 | 39000 | 4571 | 2.5 | Federally-Regulated Commercial & Industrial Equipment | 06/03/2019 |  | 09/23/2019
Carrier Corp. - Syracuse | Heil | CHS072(H,L,S)(A,B)** | FHS091(M,S,K)**A0** | HRCU-A-CB, Split System: Heat | Heat Pump | 460 | 3 |  | False |  |  | True | Single-Speed | 72000 | 6000 | 12 | 10.8 | 13.2 |  | 68000 | 5386 | 3.7 | 3.3 | 39000 | 4571 | 2.5 | Federally-Regulated Commercial & Industrial Equipment | 06/03/2019 |  | 09/23/2019
Carrier Corp. - Syracuse | Heil | CHS072(H,L,S)(A,B)** | FHS091(M,S,K)**A0** | HRCU-A-CB, Split System: Heat | Heat Pump | 230 | 3 |  | False |  |  | True | Single-Speed | 72000 | 6000 | 12 | 10.8 | 13.2 |  | 68000 | 5386 | 3.7 | 3.3 | 39000 | 4571 | 2.5 | Federally-Regulated Commercial & Industrial Equipment | 06/03/2019 |  | 09/23/2019
Carrier Corp. - Syracuse | Heil | CHS072(H,L,S)(A,B)** | FHS091(M,S,K)**A0** | HRCU-A-CB, Split System: Heat | Heat Pump | 208 | 3 |  | False |  |  | True | Single-Speed | 72000 | 6000 | 12 | 10.8 | 13.2 |  | 68000 | 5386 | 3.7 | 3.3 | 39000 | 4571 | 2.5 | Federally-Regulated Commercial & Industrial Equipment | 06/03/2019 |  | 09/23/2019
Carrier Corp. - Syracuse | Heil | RHS090H******TA |  | HSP-A, Single-Package Heat Pum | Heat Pump | 230 | 3 | False |  |  |  | False | Single-Speed | 88000 | 7857 | 11.2 | 10.8 | 12.5 |  | 86000 | 7413 | 3.4 | 3.3 | 44000 | 5731 | 2.25 | Federally-Regulated Commercial & Industrial Equipment | 07/19/2019 |  | 09/23/2019
Carrier Corp. - Syracuse | Heil | RHS090H******TA |  | HSP-A, Single-Package Heat Pum | Heat Pump | 208 | 3 | False |  |  |  | False | Single-Speed | 87000 | 7767 | 11.2 | 10.8 | 12.5 |  | 86000 | 7413 | 3.4 | 3.3 | 44000 | 5731 | 2.25 | Federally-Regulated Commercial & Industrial Equipment | 07/19/2019 |  | 09/23/2019
Carrier Corp. - Syracuse | Heil | RHH090(H,L,S)******TA |  | HSP-A, Single-Package Heat Pum | Heat Pump | 575 | 3 | False |  |  |  | True | Single-Speed | 90000 | 7438 | 12.1 | 10.8 | 13.7 |  | 84000 | 7033 | 3.5 | 3.3 | 47000 | 5739 | 2.4 | Federally-Regulated Commercial & Industrial Equipment | 06/03/2019 |  | 09/23/2019
Carrier Corp. - Syracuse | Heil | RHH090(H,L,S)******TA |  | HSP-A, Single-Package Heat Pum | Heat Pump | 460 | 3 | False |  |  |  | True | Single-Speed | 90000 | 7438 | 12.1 | 10.8 | 13.7 |  | 84000 | 7033 | 3.5 | 3.3 | 47000 | 5739 | 2.4 | Federally-Regulated Commercial & Industrial Equipment | 06/03/2019 |  | 09/23/2019
Carrier Corp. - Syracuse | Heil | RHH090(H,L,S)******TA |  | HSP-A, Single-Package Heat Pum | Heat Pump | 230 | 3 | False |  |  |  | True | Single-Speed | 90000 | 7438 | 12.1 | 10.8 | 13.7 |  | 84000 | 7033 | 3.5 | 3.3 | 47000 | 5739 | 2.4 | Federally-Regulated Commercial & Industrial Equipment | 06/03/2019 |  | 09/23/2019
Carrier Corp. - Syracuse | Heil | RHH090(H,L,S)******TA |  | HSP-A, Single-Package Heat Pum | Heat Pump | 208 | 3 | False |  |  |  | True | Single-Speed | 90000 | 7438 | 12.1 | 10.8 | 13.7 |  | 84000 | 7033 | 3.5 | 3.3 | 47000 | 5739 | 2.4 | Federally-Regulated Commercial & Industrial Equipment | 06/03/2019 |  | 09/23/2019
Carrier Corp. - Syracuse | Heil | CHS072(H,L,S)(G,H)* | FHS072(H,L,S)B*A2* | HRCU-A-CB, Split System: Heat | Heat Pump | 575 | 3 |  | False |  |  | True | Single-Speed | 70000 | 5982 | 11.7 | 10.8 | 13.8 |  | 66000 | 5861 | 3.3 | 3.3 | 39000 | 4762 | 2.4 | Federally-Regulated Commercial & Industrial Equipment | 06/03/2019 |  | 09/23/2019
Carrier Corp. - Syracuse | Heil | CHS072(H,L,S)(G,H)* | FHS072(H,L,S)B*A2* | HRCU-A-CB, Split System: Heat | Heat Pump | 460 | 3 |  | False |  |  | True | Single-Speed | 70000 | 5982 | 11.7 | 10.8 | 13.8 |  | 66000 | 5861 | 3.3 | 3.3 | 39000 | 4762 | 2.4 | Federally-Regulated Commercial & Industrial Equipment | 06/03/2019 |  | 09/23/2019
Carrier Corp. - Syracuse | Heil | CHS072(H,L,S)(G,H)* | FHS072(H,L,S)B*A2* | HRCU-A-CB, Split System: Heat | Heat Pump | 230 | 3 |  | False |  |  | True | Single-Speed | 70000 | 5982 | 11.7 | 10.8 | 13.8 |  | 66000 | 5861 | 3.3 | 3.3 | 39000 | 4762 | 2.4 | Federally-Regulated Commercial & Industrial Equipment | 06/03/2019 |  | 09/23/2019
Carrier Corp. - Syracuse | Heil | CHS072(H,L,S)(G,H)* | FHS072(H,L,S)B*A2* | HRCU-A-CB, Split System: Heat | Heat Pump | 208 | 3 |  | False |  |  | True | Single-Speed | 70000 | 5982 | 11.7 | 10.8 | 13.8 |  | 66000 | 5861 | 3.3 | 3.3 | 39000 | 4762 | 2.4 | Federally-Regulated Commercial & Industrial Equipment | 06/03/2019 |  | 09/23/2019
Carrier Corp. - Syracuse | Heil | CHS091(H,L,S)(G,H)* | FHS091(H,L,S)A*A2* | HRCU-A-CB, Split System: Heat | Heat Pump | 575 | 3 |  | False |  |  | True | Single-Speed | 88000 | 8000 | 11 | 10.8 | 12.7 |  | 87000 | 7726 | 3.3 | 3.3 | 52000 | 6349 | 2.4 | Federally-Regulated Commercial & Industrial Equipment | 06/03/2019 |  | 09/23/2019
Carrier Corp. - Syracuse | Heil | CHS091(H,L,S)(G,H)* | FHS091(H,L,S)A*A2* | HRCU-A-CB, Split System: Heat | Heat Pump | 460 | 3 |  | False |  |  | True | Single-Speed | 88000 | 8000 | 11 | 10.8 | 12.7 |  | 87000 | 7726 | 3.3 | 3.3 | 52000 | 6349 | 2.4 | Federally-Regulated Commercial & Industrial Equipment | 06/03/2019 |  | 09/23/2019
Carrier Corp. - Syracuse | Heil | CHS091(H,L,S)(G,H)* | FHS091(H,L,S)A*A2* | HRCU-A-CB, Split System: Heat | Heat Pump | 230 | 3 |  | False |  |  | True | Single-Speed | 88000 | 8000 | 11 | 10.8 | 12.7 |  | 87000 | 7726 | 3.3 | 3.3 | 52000 | 6349 | 2.4 | Federally-Regulated Commercial & Industrial Equipment | 06/03/2019 |  | 09/23/2019
Carrier Corp. - Syracuse | Heil | CHS091(H,L,S)(G,H)* | FHS091(H,L,S)A*A2* | HRCU-A-CB, Split System: Heat | Heat Pump | 208 | 3 |  | False |  |  | True | Single-Speed | 88000 | 8000 | 11 | 10.8 | 12.7 |  | 87000 | 7726 | 3.3 | 3.3 | 52000 | 6349 | 2.4 | Federally-Regulated Commercial & Industrial Equipment | 06/03/2019 |  | 09/23/2019
Carrier Corp. - Syracuse | Heil | RHS(120,121)(H,L,S)******TA |  | HSP-A, Single-Package Heat Pum | Heat Pump | 575 | 3 | False |  |  |  | False | Single-Speed | 116000 | 10545 | 11 | 10.8 | 12.5 |  | 116000 | 9999 | 3.4 | 3.3 | 63000 | 8206 | 2.25 | Federally-Regulated Commercial & Industrial Equipment | 06/03/2019 |  | 09/23/2019
Carrier Corp. - Syracuse | Heil | RHS(120,121)(H,L,S)******TA |  | HSP-A, Single-Package Heat Pum | Heat Pump | 460 | 3 | False |  |  |  | False | Single-Speed | 116000 | 10545 | 11 | 10.8 | 12.5 |  | 116000 | 9999 | 3.4 | 3.3 | 63000 | 8206 | 2.25 | Federally-Regulated Commercial & Industrial Equipment | 06/03/2019 |  | 09/23/2019
Carrier Corp. - Syracuse | Heil | RHS(120,121)(H,L,S)******TA |  | HSP-A, Single-Package Heat Pum | Heat Pump | 230 | 3 | False |  |  |  | False | Single-Speed | 116000 | 10545 | 11 | 10.8 | 12.5 |  | 116000 | 9999 | 3.4 | 3.3 | 63000 | 8206 | 2.25 | Federally-Regulated Commercial & Industrial Equipment | 06/03/2019 |  | 09/23/2019
Carrier Corp. - Syracuse | Heil | RHS(120,121)(H,L,S)******TA |  | HSP-A, Single-Package Heat Pum | Heat Pump | 208 | 3 | False |  |  |  | False | Single-Speed | 116000 | 10545 | 11 | 10.8 | 12.5 |  | 116000 | 9999 | 3.4 | 3.3 | 63000 | 8206 | 2.25 | Federally-Regulated Commercial & Industrial Equipment | 06/03/2019 |  | 09/23/2019
Carrier Corp. - Syracuse | Heil | RHH102(H,L,S)******TA |  | HSP-A, Single-Package Heat Pum | Heat Pump | 575 | 3 | False |  |  |  | True | Single-Speed | 100000 | 8333 | 12 | 10.8 | 12.9 |  | 100000 | 8619 | 3.4 | 3.3 | 56000 | 7262 | 2.26 | Federally-Regulated Commercial & Industrial Equipment | 06/03/2019 |  | 09/23/2019
Carrier Corp. - Syracuse | Heil | RHH102(H,L,S)******TA |  | HSP-A, Single-Package Heat Pum | Heat Pump | 460 | 3 | False |  |  |  | True | Single-Speed | 100000 | 8333 | 12 | 10.8 | 12.9 |  | 100000 | 8619 | 3.4 | 3.3 | 56000 | 7262 | 2.26 | Federally-Regulated Commercial & Industrial Equipment | 06/03/2019 |  | 09/23/2019
Carrier Corp. - Syracuse | Heil | RHH102(H,L,S)******TA |  | HSP-A, Single-Package Heat Pum | Heat Pump | 230 | 3 | False |  |  |  | True | Single-Speed | 100000 | 8333 | 12 | 10.8 | 12.9 |  | 100000 | 8619 | 3.4 | 3.3 | 56000 | 7262 | 2.26 | Federally-Regulated Commercial & Industrial Equipment | 06/03/2019 |  | 09/23/2019
Carrier Corp. - Syracuse | Heil | RHH102(H,L,S)******TA |  | HSP-A, Single-Package Heat Pum | Heat Pump | 208 | 3 | False |  |  |  | True | Single-Speed | 100000 | 8333 | 12 | 10.8 | 12.9 |  | 100000 | 8619 | 3.4 | 3.3 | 56000 | 7262 | 2.26 | Federally-Regulated Commercial & Industrial Equipment | 06/03/2019 |  | 09/23/2019
Carrier Corp. - Syracuse | Heil | RHS102H******TA |  | HSP-A, Single-Package Heat Pum | Heat Pump | 208 | 3 | False |  |  |  | False | Single-Speed | 98000 | 8750 | 11.2 | 10.8 | 12.5 |  | 94000 | 8348 | 3.3 | 3.3 | 53000 | 6903 | 2.25 | Federally-Regulated Commercial & Industrial Equipment | 07/19/2019 |  | 09/23/2019
Carrier Corp. - Syracuse | Heil | CHS091(H,L,S)(G,H)* | FHS091(H,L,S)B*A2* | HRCU-A-CB, Split System: Heat | Heat Pump | 575 | 3 |  | False |  |  | True | Single-Speed | 88000 | 8000 | 11 | 10.8 | 12.7 |  | 87000 | 7726 | 3.3 | 3.3 | 52000 | 6349 | 2.4 | Federally-Regulated Commercial & Industrial Equipment | 06/03/2019 |  | 09/23/2019
Carrier Corp. - Syracuse | Heil | CHS091(H,L,S)(G,H)* | FHS091(H,L,S)B*A2* | HRCU-A-CB, Split System: Heat | Heat Pump | 460 | 3 |  | False |  |  | True | Single-Speed | 88000 | 8000 | 11 | 10.8 | 12.7 |  | 87000 | 7726 | 3.3 | 3.3 | 52000 | 6349 | 2.4 | Federally-Regulated Commercial & Industrial Equipment | 06/03/2019 |  | 09/23/2019
Carrier Corp. - Syracuse | Heil | CHS091(H,L,S)(G,H)* | FHS091(H,L,S)B*A2* | HRCU-A-CB, Split System: Heat | Heat Pump | 230 | 3 |  | False |  |  | True | Single-Speed | 88000 | 8000 | 11 | 10.8 | 12.7 |  | 87000 | 7726 | 3.3 | 3.3 | 52000 | 6349 | 2.4 | Federally-Regulated Commercial & Industrial Equipment | 06/03/2019 |  | 09/23/2019
Carrier Corp. - Syracuse | Heil | CHS091(H,L,S)(G,H)* | FHS091(H,L,S)B*A2* | HRCU-A-CB, Split System: Heat | Heat Pump | 208 | 3 |  | False |  |  | True | Single-Speed | 88000 | 8000 | 11 | 10.8 | 12.7 |  | 87000 | 7726 | 3.3 | 3.3 | 52000 | 6349 | 2.4 | Federally-Regulated Commercial & Industrial Equipment | 06/03/2019 |  | 09/23/2019
Carrier Corp. - Syracuse | Heil | CHS091(H,L,S)(A,B)* | FHS091(H,L,S)**A2* | HRCU-A-CB, Split System: Heat | Heat Pump | 575 | 3 |  | False |  |  | True | Single-Speed | 88000 | 8000 | 11 | 10.8 | 12.4 |  | 86000 | 7637 | 3.3 | 3.3 | 51000 | 6227 | 2.4 | Federally-Regulated Commercial & Industrial Equipment | 06/03/2019 |  | 09/23/2019
Carrier Corp. - Syracuse | Heil | CHS091(H,L,S)(A,B)* | FHS091(H,L,S)**A2* | HRCU-A-CB, Split System: Heat | Heat Pump | 460 | 3 |  | False |  |  | True | Single-Speed | 88000 | 8000 | 11 | 10.8 | 12.4 |  | 86000 | 7637 | 3.3 | 3.3 | 51000 | 6227 | 2.4 | Federally-Regulated Commercial & Industrial Equipment | 06/03/2019 |  | 09/23/2019
Carrier Corp. - Syracuse | Heil | CHS091(H,L,S)(A,B)* | FHS091(H,L,S)**A2* | HRCU-A-CB, Split System: Heat | Heat Pump | 230 | 3 |  | False |  |  | True | Single-Speed | 88000 | 8000 | 11 | 10.8 | 12.4 |  | 86000 | 7637 | 3.3 | 3.3 | 51000 | 6227 | 2.4 | Federally-Regulated Commercial & Industrial Equipment | 06/03/2019 |  | 09/23/2019
Carrier Corp. - Syracuse | Heil | CHS091(H,L,S)(A,B)* | FHS091(H,L,S)**A2* | HRCU-A-CB, Split System: Heat | Heat Pump | 208 | 3 |  | False |  |  | True | Single-Speed | 88000 | 8000 | 11 | 10.8 | 12.4 |  | 86000 | 7637 | 3.3 | 3.3 | 51000 | 6227 | 2.4 | Federally-Regulated Commercial & Industrial Equipment | 06/03/2019 |  | 09/23/2019
Carrier Corp. - Syracuse | Heil | RHH073(H,L,S)*****TA |  | HSP-A, Single-Package Heat Pum | Heat Pump | 575 | 3 | False |  |  |  | True | Dual-Speed | 70000 | 5833 | 12 | 10.8 | 15.6 |  | 69000 | 5947 | 3.4 | 3.3 | 38000 | 4640 | 2.4 | Federally-Regulated Commercial & Industrial Equipment | 06/03/2019 |  | 09/23/2019
Carrier Corp. - Syracuse | Heil | RHH073(H,L,S)*****TA |  | HSP-A, Single-Package Heat Pum | Heat Pump | 460 | 3 | False |  |  |  | True | Dual-Speed | 70000 | 5833 | 12 | 10.8 | 15.6 |  | 69000 | 5947 | 3.4 | 3.3 | 38000 | 4640 | 2.4 | Federally-Regulated Commercial & Industrial Equipment | 06/03/2019 |  | 09/23/2019
Carrier Corp. - Syracuse | Heil | RHH073(H,L,S)*****TA |  | HSP-A, Single-Package Heat Pum | Heat Pump | 230 | 3 | False |  |  |  | True | Dual-Speed | 70000 | 5833 | 12 | 10.8 | 15.6 |  | 69000 | 5947 | 3.4 | 3.3 | 38000 | 4640 | 2.4 | Federally-Regulated Commercial & Industrial Equipment | 06/03/2019 |  | 09/23/2019
Carrier Corp. - Syracuse | Heil | RHH073(H,L,S)*****TA |  | HSP-A, Single-Package Heat Pum | Heat Pump | 208 | 3 | False |  |  |  | True | Dual-Speed | 70000 | 5833 | 12 | 10.8 | 15.6 |  | 69000 | 5947 | 3.4 | 3.3 | 38000 | 4640 | 2.4 | Federally-Regulated Commercial & Industrial Equipment | 06/03/2019 |  | 09/23/2019
Carrier Corp. - Syracuse | Heil | CHS240(H,L,S)(D,E)* | FHS240(H,L,S)**A2* | HRCU-A-CB, Split System: Heat | Heat Pump | 575 | 3 |  | False |  |  | True | Single-Speed | 222000 | 20747 | 10.7 | 10.4 | 12.5 |  | 214000 | 17919 | 3.5 | 3.2 | 130000 | 15874 | 2.4 | Federally-Regulated Commercial & Industrial Equipment | 06/03/2019 |  | 09/23/2019
Carrier Corp. - Syracuse | Heil | CHS240(H,L,S)(D,E)* | FHS240(H,L,S)**A2* | HRCU-A-CB, Split System: Heat | Heat Pump | 460 | 3 |  | False |  |  | True | Single-Speed | 222000 | 20747 | 10.7 | 10.4 | 12.5 |  | 214000 | 17919 | 3.5 | 3.2 | 130000 | 15874 | 2.4 | Federally-Regulated Commercial & Industrial Equipment | 06/03/2019 |  | 09/23/2019
Carrier Corp. - Syracuse | Heil | CHS240(H,L,S)(D,E)* | FHS240(H,L,S)**A2* | HRCU-A-CB, Split System: Heat | Heat Pump | 230 | 3 |  | False |  |  | True | Single-Speed | 222000 | 20747 | 10.7 | 10.4 | 12.5 |  | 214000 | 17919 | 3.5 | 3.2 | 130000 | 15874 | 2.4 | Federally-Regulated Commercial & Industrial Equipment | 06/03/2019 |  | 09/23/2019
Carrier Corp. - Syracuse | Heil | CHS240(H,L,S)(D,E)* | FHS240(H,L,S)**A2* | HRCU-A-CB, Split System: Heat | Heat Pump | 208 | 3 |  | False |  |  | True | Single-Speed | 222000 | 20747 | 10.7 | 10.4 | 12.5 |  | 214000 | 17919 | 3.5 | 3.2 | 130000 | 15874 | 2.4 | Federally-Regulated Commercial & Industrial Equipment | 06/03/2019 |  | 09/23/2019
Carrier Corp. - Syracuse | Heil | CHS072(H,L,S)(G,H)* | FHS072(H,L,S)A*A2* | HRCU-A-CB, Split System: Heat | Heat Pump | 575 | 3 |  | False |  |  | True | Single-Speed | 70000 | 5982 | 11.7 | 10.8 | 13.8 |  | 66000 | 5861 | 3.3 | 3.3 | 39000 | 4762 | 2.4 | Federally-Regulated Commercial & Industrial Equipment | 06/03/2019 |  | 09/23/2019
Carrier Corp. - Syracuse | Heil | CHS072(H,L,S)(G,H)* | FHS072(H,L,S)A*A2* | HRCU-A-CB, Split System: Heat | Heat Pump | 460 | 3 |  | False |  |  | True | Single-Speed | 70000 | 5982 | 11.7 | 10.8 | 13.8 |  | 66000 | 5861 | 3.3 | 3.3 | 39000 | 4762 | 2.4 | Federally-Regulated Commercial & Industrial Equipment | 06/03/2019 |  | 09/23/2019
Carrier Corp. - Syracuse | Heil | CHS072(H,L,S)(G,H)* | FHS072(H,L,S)A*A2* | HRCU-A-CB, Split System: Heat | Heat Pump | 230 | 3 |  | False |  |  | True | Single-Speed | 70000 | 5982 | 11.7 | 10.8 | 13.8 |  | 66000 | 5861 | 3.3 | 3.3 | 39000 | 4762 | 2.4 | Federally-Regulated Commercial & Industrial Equipment | 06/03/2019 |  | 09/23/2019
Carrier Corp. - Syracuse | Heil | CHS072(H,L,S)(G,H)* | FHS072(H,L,S)A*A2* | HRCU-A-CB, Split System: Heat | Heat Pump | 208 | 3 |  | False |  |  | True | Single-Speed | 70000 | 5982 | 11.7 | 10.8 | 13.8 |  | 66000 | 5861 | 3.3 | 3.3 | 39000 | 4762 | 2.4 | Federally-Regulated Commercial & Industrial Equipment | 06/03/2019 |  | 09/23/2019
Carrier Corp. - Syracuse | Heil | RHH102(H,L,S)******AA |  | HSP-A, Single-Package Heat Pum | Heat Pump | 575 | 3 | False |  |  |  | True | Single-Speed | 100000 | 8333 | 12 | 10.8 | 12.5 |  | 100000 | 8619 | 3.4 | 3.3 | 56000 | 7262 | 2.26 | Federally-Regulated Commercial & Industrial Equipment | 06/03/2019 |  | 09/23/2019
Carrier Corp. - Syracuse | Heil | RHH102(H,L,S)******AA |  | HSP-A, Single-Package Heat Pum | Heat Pump | 460 | 3 | False |  |  |  | True | Single-Speed | 100000 | 8333 | 12 | 10.8 | 12.5 |  | 100000 | 8619 | 3.4 | 3.3 | 56000 | 7262 | 2.26 | Federally-Regulated Commercial & Industrial Equipment | 06/03/2019 |  | 09/23/2019
Carrier Corp. - Syracuse | Heil | RHH102(H,L,S)******AA |  | HSP-A, Single-Package Heat Pum | Heat Pump | 230 | 3 | False |  |  |  | True | Single-Speed | 100000 | 8333 | 12 | 10.8 | 12.5 |  | 100000 | 8619 | 3.4 | 3.3 | 56000 | 7262 | 2.26 | Federally-Regulated Commercial & Industrial Equipment | 06/03/2019 |  | 09/23/2019
Carrier Corp. - Syracuse | Heil | RHH102(H,L,S)******AA |  | HSP-A, Single-Package Heat Pum | Heat Pump | 208 | 3 | False |  |  |  | True | Single-Speed | 100000 | 8333 | 12 | 10.8 | 12.5 |  | 100000 | 8619 | 3.4 | 3.3 | 56000 | 7262 | 2.26 | Federally-Regulated Commercial & Industrial Equipment | 06/03/2019 |  | 09/23/2019
Carrier Corp. - Syracuse | Heil | RHS150(H,L,S)******TA |  | HSP-A, Single-Package Heat Pum | Heat Pump | 575 | 3 | False |  |  |  | False | Single-Speed | 142000 | 13396 | 10.6 | 10.4 | 12 |  | 142000 | 13005 | 3.2 | 3.2 | 76000 | 10865 | 2.05 | Federally-Regulated Commercial & Industrial Equipment | 06/03/2019 |  | 09/23/2019
Carrier Corp. - Syracuse | Heil | RHS150(H,L,S)******TA |  | HSP-A, Single-Package Heat Pum | Heat Pump | 460 | 3 | False |  |  |  | False | Single-Speed | 142000 | 13396 | 10.6 | 10.4 | 12 |  | 142000 | 13005 | 3.2 | 3.2 | 76000 | 10865 | 2.05 | Federally-Regulated Commercial & Industrial Equipment | 06/03/2019 |  | 09/23/2019
Carrier Corp. - Syracuse | Heil | RHS150(H,L,S)******TA |  | HSP-A, Single-Package Heat Pum | Heat Pump | 230 | 3 | False |  |  |  | False | Single-Speed | 142000 | 13396 | 10.6 | 10.4 | 12 |  | 142000 | 13005 | 3.2 | 3.2 | 76000 | 10865 | 2.05 | Federally-Regulated Commercial & Industrial Equipment | 06/03/2019 |  | 09/23/2019
Carrier Corp. - Syracuse | Heil | RHS150(H,L,S)******TA |  | HSP-A, Single-Package Heat Pum | Heat Pump | 208 | 3 | False |  |  |  | False | Single-Speed | 142000 | 13396 | 10.6 | 10.4 | 12 |  | 142000 | 13005 | 3.2 | 3.2 | 76000 | 10865 | 2.05 | Federally-Regulated Commercial & Industrial Equipment | 06/03/2019 |  | 09/23/2019
Carrier Corp. - Syracuse | Heil | RHH(120,121)(H,L,S)******TA |  | HSP-A, Single-Package Heat Pum | Heat Pump | 575 | 3 | False |  |  |  | True | Single-Speed | 119000 | 9674 | 12.3 | 10.8 | 13.6 |  | 116000 | 9713 | 3.5 | 3.3 | 65000 | 7937 | 2.4 | Federally-Regulated Commercial & Industrial Equipment | 06/03/2019 |  | 09/23/2019
Carrier Corp. - Syracuse | Heil | RHH(120,121)(H,L,S)******TA |  | HSP-A, Single-Package Heat Pum | Heat Pump | 460 | 3 | False |  |  |  | True | Single-Speed | 119000 | 9674 | 12.3 | 10.8 | 13.6 |  | 116000 | 9713 | 3.5 | 3.3 | 65000 | 7937 | 2.4 | Federally-Regulated Commercial & Industrial Equipment | 06/03/2019 |  | 09/23/2019
Carrier Corp. - Syracuse | Heil | RHH(120,121)(H,L,S)******TA |  | HSP-A, Single-Package Heat Pum | Heat Pump | 230 | 3 | False |  |  |  | True | Single-Speed | 119000 | 9674 | 12.3 | 10.8 | 13.6 |  | 116000 | 9713 | 3.5 | 3.3 | 65000 | 7937 | 2.4 | Federally-Regulated Commercial & Industrial Equipment | 06/03/2019 |  | 09/23/2019
Carrier Corp. - Syracuse | Heil | RHH(120,121)(H,L,S)******TA |  | HSP-A, Single-Package Heat Pum | Heat Pump | 208 | 3 | False |  |  |  | True | Single-Speed | 119000 | 9674 | 12.3 | 10.8 | 13.6 |  | 116000 | 9713 | 3.5 | 3.3 | 65000 | 7937 | 2.4 | Federally-Regulated Commercial & Industrial Equipment | 06/03/2019 |  | 09/23/2019
Carrier Corp. - Syracuse | Heil | RHH073(H,L,S)*****AA |  | HSP-A, Single-Package Heat Pum | Heat Pump | 575 | 3 | False |  |  |  | True | Dual-Speed | 70000 | 5833 | 12 | 10.8 | 14 |  | 69000 | 5947 | 3.4 | 3.3 | 38000 | 4640 | 2.4 | Federally-Regulated Commercial & Industrial Equipment | 06/03/2019 |  | 09/23/2019
Carrier Corp. - Syracuse | Heil | RHH073(H,L,S)*****AA |  | HSP-A, Single-Package Heat Pum | Heat Pump | 460 | 3 | False |  |  |  | True | Dual-Speed | 70000 | 5833 | 12 | 10.8 | 14 |  | 69000 | 5947 | 3.4 | 3.3 | 38000 | 4640 | 2.4 | Federally-Regulated Commercial & Industrial Equipment | 06/03/2019 |  | 09/23/2019
Carrier Corp. - Syracuse | Heil | RHH073(H,L,S)*****AA |  | HSP-A, Single-Package Heat Pum | Heat Pump | 230 | 3 | False |  |  |  | True | Dual-Speed | 70000 | 5833 | 12 | 10.8 | 14 |  | 69000 | 5947 | 3.4 | 3.3 | 38000 | 4640 | 2.4 | Federally-Regulated Commercial & Industrial Equipment | 06/03/2019 |  | 09/23/2019
Carrier Corp. - Syracuse | Heil | RHH073(H,L,S)*****AA |  | HSP-A, Single-Package Heat Pum | Heat Pump | 208 | 3 | False |  |  |  | True | Dual-Speed | 70000 | 5833 | 12 | 10.8 | 14 |  | 69000 | 5947 | 3.4 | 3.3 | 38000 | 4640 | 2.4 | Federally-Regulated Commercial & Industrial Equipment | 06/03/2019 |  | 09/23/2019
Carrier Corp. - Syracuse | Airquest | RHS072(H,L,S)******TA |  | HSP-A, Single-Package Heat Pum | Heat Pump | 575 | 3 | False |  |  |  | False | Single-Speed | 69000 | 6216 | 11.1 | 10.8 | 12.7 |  | 66000 | 5526 | 3.5 | 3.3 | 29000 | 3777 | 2.25 | Federally-Regulated Commercial & Industrial Equipment | 06/03/2019 |  | 09/23/2019
Carrier Corp. - Syracuse | Airquest | RHS072(H,L,S)******TA |  | HSP-A, Single-Package Heat Pum | Heat Pump | 460 | 3 | False |  |  |  | False | Single-Speed | 69000 | 6216 | 11.1 | 10.8 | 12.7 |  | 66000 | 5526 | 3.5 | 3.3 | 29000 | 3777 | 2.25 | Federally-Regulated Commercial & Industrial Equipment | 06/03/2019 |  | 09/23/2019
Carrier Corp. - Syracuse | Airquest | RHS072(H,L,S)******TA |  | HSP-A, Single-Package Heat Pum | Heat Pump | 230 | 3 | False |  |  |  | False | Single-Speed | 69000 | 6216 | 11.1 | 10.8 | 12.7 |  | 66000 | 5526 | 3.5 | 3.3 | 31500 | 4103 | 2.25 | Federally-Regulated Commercial & Industrial Equipment | 06/03/2019 |  | 09/23/2019
Carrier Corp. - Syracuse | Airquest | RHS072(H,L,S)******TA |  | HSP-A, Single-Package Heat Pum | Heat Pump | 208 | 3 | False |  |  |  | False | Single-Speed | 69000 | 6216 | 11.1 | 10.8 | 12.7 |  | 66000 | 5526 | 3.5 | 3.3 | 29000 | 3777 | 2.25 | Federally-Regulated Commercial & Industrial Equipment | 06/03/2019 |  | 09/23/2019
Daikin Comfort Technologies Manufacturing, L.P. | AMANA DISTINCTIONS | GSZ130483A* (2) | AT09043A* | HRCU-A-CB, Split System: Heat | Both Heat Pump and Electric Re | 230 | 3 |  | False |  |  | True | Single-Speed | 88000 | 7652 | 11.5 | 11 | 14 |  | 82000 | 7282 | 3.3 | 3.3 | 52000 | 6626 | 2.3 | Federally-Regulated Commercial & Industrial Equipment | 07/19/2019 |  | 09/23/2019
Daikin Comfort Technologies Manufacturing, L.P. | AMANA DISTINCTIONS | GSZ130483A* (2) | AT09043A* | HRCU-A-CB, Split System: Heat | Both Heat Pump and Electric Re | 208 | 3 |  | False |  |  | True | Single-Speed | 88000 | 7652 | 11.5 | 11 | 14 |  | 82000 | 7282 | 3.3 | 3.3 | 52000 | 6626 | 2.3 | Federally-Regulated Commercial & Industrial Equipment | 07/19/2019 |  | 09/23/2019
Daikin Comfort Technologies Manufacturing, L.P. | AMANA DISTINCTIONS | CPH150****V***A* |  | HSP-A, Single-Package Heat Pum | Both Heat Pump and Electric Re | 575 | 3 | False |  |  |  | False | Single-Speed | 140000 | 13207 | 10.6 | 10.6 | 11.8 |  | 142000 | 13005 | 3.2 | 3.2 | 82000 | 11443 | 2.1 | Federally-Regulated Commercial & Industrial Equipment | 05/31/2019 |  | 09/23/2019
Daikin Comfort Technologies Manufacturing, L.P. | AMANA DISTINCTIONS | CPH150****V***A* |  | HSP-A, Single-Package Heat Pum | Both Heat Pump and Electric Re | 460 | 3 | False |  |  |  | False | Single-Speed | 140000 | 13207 | 10.6 | 10.6 | 11.8 |  | 142000 | 13005 | 3.2 | 3.2 | 82000 | 11443 | 2.1 | Federally-Regulated Commercial & Industrial Equipment | 05/31/2019 |  | 09/23/2019
Daikin Comfort Technologies Manufacturing, L.P. | AMANA DISTINCTIONS | CPH150****V***A* |  | HSP-A, Single-Package Heat Pum | Both Heat Pump and Electric Re | 230 | 3 | False |  |  |  | False | Single-Speed | 140000 | 13207 | 10.6 | 10.6 | 11.8 |  | 142000 | 13005 | 3.2 | 3.2 | 82000 | 11443 | 2.1 | Federally-Regulated Commercial & Industrial Equipment | 05/31/2019 |  | 09/23/2019
Daikin Comfort Technologies Manufacturing, L.P. | AMANA DISTINCTIONS | CPH150****V***A* |  | HSP-A, Single-Package Heat Pum | Both Heat Pump and Electric Re | 208 | 3 | False |  |  |  | False | Single-Speed | 140000 | 13207 | 10.6 | 10.6 | 11.8 |  | 142000 | 13005 | 3.2 | 3.2 | 82000 | 11443 | 2.1 | Federally-Regulated Commercial & Industrial Equipment | 05/31/2019 |  | 09/23/2019
Daikin Comfort Technologies Manufacturing, L.P. | AMANA DISTINCTIONS | CPH090****V***A* |  | HSP-A, Single-Package Heat Pum | Both Heat Pump and Electric Re | 575 | 3 | False |  |  |  | False | Single-Speed | 90000 | 7826 | 11.5 | 11 | 12.8 |  | 90000 | 7757 | 3.4 | 3.3 | 52000 | 6349 | 2.4 | Federally-Regulated Commercial & Industrial Equipment | 05/31/2019 |  | 09/23/2019
Daikin Comfort Technologies Manufacturing, L.P. | AMANA DISTINCTIONS | CPH090****V***A* |  | HSP-A, Single-Package Heat Pum | Both Heat Pump and Electric Re | 460 | 3 | False |  |  |  | False | Single-Speed | 90000 | 7826 | 11.5 | 11 | 12.8 |  | 90000 | 7757 | 3.4 | 3.3 | 52000 | 6349 | 2.4 | Federally-Regulated Commercial & Industrial Equipment | 05/31/2019 |  | 09/23/2019
Daikin Comfort Technologies Manufacturing, L.P. | AMANA DISTINCTIONS | CPH090****V***A* |  | HSP-A, Single-Package Heat Pum | Both Heat Pump and Electric Re | 230 | 3 | False |  |  |  | False | Single-Speed | 90000 | 7826 | 11.5 | 11 | 12.8 |  | 90000 | 7757 | 3.4 | 3.3 | 52000 | 6349 | 2.4 | Federally-Regulated Commercial & Industrial Equipment | 05/31/2019 |  | 09/23/2019
Daikin Comfort Technologies Manufacturing, L.P. | AMANA DISTINCTIONS | CPH090****V***A* |  | HSP-A, Single-Package Heat Pum | Both Heat Pump and Electric Re | 208 | 3 | False |  |  |  | False | Single-Speed | 90000 | 7826 | 11.5 | 11 | 12.8 |  | 90000 | 7757 | 3.4 | 3.3 | 52000 | 6349 | 2.4 | Federally-Regulated Commercial & Industrial Equipment | 05/31/2019 |  | 09/23/2019
Daikin Comfort Technologies Manufacturing, L.P. | AMANA DISTINCTIONS | CPH072****V***A* |  | HSP-A, Single-Package Heat Pum | Both Heat Pump and Electric Re | 575 | 3 | False |  |  |  | True | Dual-Speed | 69000 | 6160 | 11.2 | 11 | 15 |  | 69000 | 5465 | 3.7 | 3.3 | 38000 | 4842 | 2.3 | Federally-Regulated Commercial & Industrial Equipment | 05/31/2019 |  | 09/23/2019
Daikin Comfort Technologies Manufacturing, L.P. | AMANA DISTINCTIONS | CPH072****V***A* |  | HSP-A, Single-Package Heat Pum | Both Heat Pump and Electric Re | 460 | 3 | False |  |  |  | True | Dual-Speed | 69000 | 6160 | 11.2 | 11 | 15 |  | 69000 | 5465 | 3.7 | 3.3 | 38000 | 4842 | 2.3 | Federally-Regulated Commercial & Industrial Equipment | 05/31/2019 |  | 09/23/2019
Daikin Comfort Technologies Manufacturing, L.P. | AMANA DISTINCTIONS | CPH072****V***A* |  | HSP-A, Single-Package Heat Pum | Both Heat Pump and Electric Re | 230 | 3 | False |  |  |  | True | Dual-Speed | 69000 | 6160 | 11.2 | 11 | 15 |  | 69000 | 5465 | 3.7 | 3.3 | 38000 | 4842 | 2.3 | Federally-Regulated Commercial & Industrial Equipment | 05/31/2019 |  | 09/23/2019
Daikin Comfort Technologies Manufacturing, L.P. | AMANA DISTINCTIONS | CPH072****V***A* |  | HSP-A, Single-Package Heat Pum | Both Heat Pump and Electric Re | 208 | 3 | False |  |  |  | True | Dual-Speed | 69000 | 6160 | 11.2 | 11 | 15 |  | 69000 | 5465 | 3.7 | 3.3 | 38000 | 4842 | 2.3 | Federally-Regulated Commercial & Industrial Equipment | 05/31/2019 |  | 09/23/2019
Daikin Comfort Technologies Manufacturing, L.P. | AMANA DISTINCTIONS | CPH120****V***A* |  | HSP-A, Single-Package Heat Pum | Both Heat Pump and Electric Re | 575 | 3 | False |  |  |  | False | Single-Speed | 113000 | 10180 | 11.1 | 11 | 12.6 |  | 116000 | 9999 | 3.4 | 3.3 | 56000 | 7135 | 2.3 | Federally-Regulated Commercial & Industrial Equipment | 05/31/2019 |  | 09/23/2019
Daikin Comfort Technologies Manufacturing, L.P. | AMANA DISTINCTIONS | CPH120****V***A* |  | HSP-A, Single-Package Heat Pum | Both Heat Pump and Electric Re | 460 | 3 | False |  |  |  | False | Single-Speed | 113000 | 10180 | 11.1 | 11 | 12.6 |  | 116000 | 9999 | 3.4 | 3.3 | 56000 | 7135 | 2.3 | Federally-Regulated Commercial & Industrial Equipment | 05/31/2019 |  | 09/23/2019
Daikin Comfort Technologies Manufacturing, L.P. | AMANA DISTINCTIONS | CPH120****V***A* |  | HSP-A, Single-Package Heat Pum | Both Heat Pump and Electric Re | 230 | 3 | False |  |  |  | False | Single-Speed | 113000 | 10180 | 11.1 | 11 | 12.6 |  | 116000 | 9999 | 3.4 | 3.3 | 56000 | 7135 | 2.3 | Federally-Regulated Commercial & Industrial Equipment | 05/31/2019 |  | 09/23/2019
Daikin Comfort Technologies Manufacturing, L.P. | AMANA DISTINCTIONS | CPH120****V***A* |  | HSP-A, Single-Package Heat Pum | Both Heat Pump and Electric Re | 208 | 3 | False |  |  |  | False | Single-Speed | 113000 | 10180 | 11.1 | 11 | 12.6 |  | 116000 | 9999 | 3.4 | 3.3 | 56000 | 7135 | 2.3 | Federally-Regulated Commercial & Industrial Equipment | 05/31/2019 |  | 09/23/2019
Daikin Comfort Technologies Manufacturing, L.P. | AMANA DISTINCTIONS | GSZ130603A* (2) | AT12043A* | HRCU-A-CB, Split System: Heat | Both Heat Pump and Electric Re | 230 | 3 |  | False |  |  | True | Single-Speed | 114000 | 9913 | 11.5 | 11 | 13 |  | 110000 | 9769 | 3.3 | 3.3 | 70000 | 8919 | 2.3 | Federally-Regulated Commercial & Industrial Equipment | 07/19/2019 |  | 09/23/2019
Daikin Comfort Technologies Manufacturing, L.P. | AMANA DISTINCTIONS | GSZ130603A* (2) | AT12043A* | HRCU-A-CB, Split System: Heat | Both Heat Pump and Electric Re | 208 | 3 |  | False |  |  | True | Single-Speed | 114000 | 9913 | 11.5 | 11 | 13 |  | 110000 | 9769 | 3.3 | 3.3 | 70000 | 8919 | 2.3 | Federally-Regulated Commercial & Industrial Equipment | 07/19/2019 |  | 09/23/2019
Daikin Comfort Technologies Manufacturing, L.P. | AMANA DISTINCTIONS | CPH102****V***A* |  | HSP-A, Single-Package Heat Pum | Both Heat Pump and Electric Re | 575 | 3 | False |  |  |  | False | Single-Speed | 102000 | 9189 | 11.1 | 11 | 13 |  | 102000 | 8792 | 3.4 | 3.3 | 52000 | 6773 | 2.25 | Federally-Regulated Commercial & Industrial Equipment | 05/31/2019 |  | 09/23/2019
Daikin Comfort Technologies Manufacturing, L.P. | AMANA DISTINCTIONS | CPH102****V***A* |  | HSP-A, Single-Package Heat Pum | Both Heat Pump and Electric Re | 460 | 3 | False |  |  |  | False | Single-Speed | 102000 | 9189 | 11.1 | 11 | 13 |  | 102000 | 8792 | 3.4 | 3.3 | 52000 | 6773 | 2.25 | Federally-Regulated Commercial & Industrial Equipment | 05/31/2019 |  | 09/23/2019
Daikin Comfort Technologies Manufacturing, L.P. | AMANA DISTINCTIONS | CPH102****V***A* |  | HSP-A, Single-Package Heat Pum | Both Heat Pump and Electric Re | 230 | 3 | False |  |  |  | False | Single-Speed | 102000 | 9189 | 11.1 | 11 | 13 |  | 102000 | 8792 | 3.4 | 3.3 | 55500 | 7229 | 2.25 | Federally-Regulated Commercial & Industrial Equipment | 05/31/2019 |  | 09/23/2019
Daikin Comfort Technologies Manufacturing, L.P. | AMANA DISTINCTIONS | CPH102****V***A* |  | HSP-A, Single-Package Heat Pum | Both Heat Pump and Electric Re | 208 | 3 | False |  |  |  | False | Single-Speed | 102000 | 9189 | 11.1 | 11 | 13 |  | 102000 | 8792 | 3.4 | 3.3 | 52000 | 6773 | 2.25 | Federally-Regulated Commercial & Industrial Equipment | 05/31/2019 |  | 09/23/2019
Carrier Corp. - Syracuse | Arcoaire | RHS072(H,L,S)******TA |  | HSP-A, Single-Package Heat Pum | Heat Pump | 575 | 3 | False |  |  |  | False | Single-Speed | 69000 | 6216 | 11.1 | 10.8 | 12.7 |  | 66000 | 5526 | 3.5 | 3.3 | 29000 | 3777 | 2.25 | Federally-Regulated Commercial & Industrial Equipment | 06/03/2019 |  | 09/23/2019
Carrier Corp. - Syracuse | Arcoaire | RHS072(H,L,S)******TA |  | HSP-A, Single-Package Heat Pum | Heat Pump | 460 | 3 | False |  |  |  | False | Single-Speed | 69000 | 6216 | 11.1 | 10.8 | 12.7 |  | 66000 | 5526 | 3.5 | 3.3 | 29000 | 3777 | 2.25 | Federally-Regulated Commercial & Industrial Equipment | 06/03/2019 |  | 09/23/2019
Carrier Corp. - Syracuse | Arcoaire | RHS072(H,L,S)******TA |  | HSP-A, Single-Package Heat Pum | Heat Pump | 230 | 3 | False |  |  |  | False | Single-Speed | 69000 | 6216 | 11.1 | 10.8 | 12.7 |  | 66000 | 5526 | 3.5 | 3.3 | 31500 | 4103 | 2.25 | Federally-Regulated Commercial & Industrial Equipment | 06/03/2019 |  | 09/23/2019
Carrier Corp. - Syracuse | Arcoaire | RHS072(H,L,S)******TA |  | HSP-A, Single-Package Heat Pum | Heat Pump | 208 | 3 | False |  |  |  | False | Single-Speed | 69000 | 6216 | 11.1 | 10.8 | 12.7 |  | 66000 | 5526 | 3.5 | 3.3 | 29000 | 3777 | 2.25 | Federally-Regulated Commercial & Industrial Equipment | 06/03/2019 |  | 09/23/2019
Carrier Corp. - Syracuse | Bryant Heating & Cooling Systems | 548J(P,E,T)07*********(D,E)A |  | HSP-A, Single-Package Heat Pum | Heat Pump | 575 | 3 | False |  |  |  | False | Single-Speed | 69000 | 6216 | 11.1 | 10.8 | 12.7 |  | 66000 | 5526 | 3.5 | 3.3 | 29000 | 3777 | 2.25 | Federally-Regulated Commercial & Industrial Equipment | 06/03/2019 |  | 09/23/2019
Carrier Corp. - Syracuse | Bryant Heating & Cooling Systems | 548J(P,E,T)07*********(D,E)A |  | HSP-A, Single-Package Heat Pum | Heat Pump | 460 | 3 | False |  |  |  | False | Single-Speed | 69000 | 6216 | 11.1 | 10.8 | 12.7 |  | 66000 | 5526 | 3.5 | 3.3 | 29000 | 3777 | 2.25 | Federally-Regulated Commercial & Industrial Equipment | 06/03/2019 |  | 09/23/2019
Carrier Corp. - Syracuse | Bryant Heating & Cooling Systems | 548J(P,E,T)07*********(D,E)A |  | HSP-A, Single-Package Heat Pum | Heat Pump | 230 | 3 | False |  |  |  | False | Single-Speed | 69000 | 6216 | 11.1 | 10.8 | 12.7 |  | 66000 | 5526 | 3.5 | 3.3 | 31500 | 4103 | 2.25 | Federally-Regulated Commercial & Industrial Equipment | 06/03/2019 |  | 09/23/2019
Carrier Corp. - Syracuse | Bryant Heating & Cooling Systems | 548J(P,E,T)07*********(D,E)A |  | HSP-A, Single-Package Heat Pum | Heat Pump | 208 | 3 | False |  |  |  | False | Single-Speed | 69000 | 6216 | 11.1 | 10.8 | 12.7 |  | 66000 | 5526 | 3.5 | 3.3 | 29000 | 3777 | 2.25 | Federally-Regulated Commercial & Industrial Equipment | 06/03/2019 |  | 09/23/2019
Daikin Comfort Technologies Manufacturing, L.P. | ONE HOUR AIR CONDITIONING AND HEATING | CPH090****V***A* |  | HSP-A, Single-Package Heat Pum | Both Heat Pump and Electric Re | 575 | 3 | False |  |  |  | False | Single-Speed | 90000 | 7826 | 11.5 | 11 | 12.8 |  | 90000 | 7757 | 3.4 | 3.3 | 52000 | 6349 | 2.4 | Federally-Regulated Commercial & Industrial Equipment | 05/31/2019 |  | 09/23/2019
Daikin Comfort Technologies Manufacturing, L.P. | ONE HOUR AIR CONDITIONING AND HEATING | CPH090****V***A* |  | HSP-A, Single-Package Heat Pum | Both Heat Pump and Electric Re | 460 | 3 | False |  |  |  | False | Single-Speed | 90000 | 7826 | 11.5 | 11 | 12.8 |  | 90000 | 7757 | 3.4 | 3.3 | 52000 | 6349 | 2.4 | Federally-Regulated Commercial & Industrial Equipment | 05/31/2019 |  | 09/23/2019
Daikin Comfort Technologies Manufacturing, L.P. | ONE HOUR AIR CONDITIONING AND HEATING | CPH090****V***A* |  | HSP-A, Single-Package Heat Pum | Both Heat Pump and Electric Re | 230 | 3 | False |  |  |  | False | Single-Speed | 90000 | 7826 | 11.5 | 11 | 12.8 |  | 90000 | 7757 | 3.4 | 3.3 | 52000 | 6349 | 2.4 | Federally-Regulated Commercial & Industrial Equipment | 05/31/2019 |  | 09/23/2019
Daikin Comfort Technologies Manufacturing, L.P. | ONE HOUR AIR CONDITIONING AND HEATING | CPH090****V***A* |  | HSP-A, Single-Package Heat Pum | Both Heat Pump and Electric Re | 208 | 3 | False |  |  |  | False | Single-Speed | 90000 | 7826 | 11.5 | 11 | 12.8 |  | 90000 | 7757 | 3.4 | 3.3 | 52000 | 6349 | 2.4 | Federally-Regulated Commercial & Industrial Equipment | 05/31/2019 |  | 09/23/2019
Daikin Comfort Technologies Manufacturing, L.P. | ONE HOUR AIR CONDITIONING AND HEATING | CPH120****V***A* |  | HSP-A, Single-Package Heat Pum | Both Heat Pump and Electric Re | 575 | 3 | False |  |  |  | False | Single-Speed | 113000 | 10180 | 11.1 | 11 | 12.6 |  | 116000 | 9999 | 3.4 | 3.3 | 56000 | 7135 | 2.3 | Federally-Regulated Commercial & Industrial Equipment | 05/31/2019 |  | 09/23/2019
Daikin Comfort Technologies Manufacturing, L.P. | ONE HOUR AIR CONDITIONING AND HEATING | CPH120****V***A* |  | HSP-A, Single-Package Heat Pum | Both Heat Pump and Electric Re | 460 | 3 | False |  |  |  | False | Single-Speed | 113000 | 10180 | 11.1 | 11 | 12.6 |  | 116000 | 9999 | 3.4 | 3.3 | 56000 | 7135 | 2.3 | Federally-Regulated Commercial & Industrial Equipment | 05/31/2019 |  | 09/23/2019
Daikin Comfort Technologies Manufacturing, L.P. | ONE HOUR AIR CONDITIONING AND HEATING | CPH120****V***A* |  | HSP-A, Single-Package Heat Pum | Both Heat Pump and Electric Re | 230 | 3 | False |  |  |  | False | Single-Speed | 113000 | 10180 | 11.1 | 11 | 12.6 |  | 116000 | 9999 | 3.4 | 3.3 | 56000 | 7135 | 2.3 | Federally-Regulated Commercial & Industrial Equipment | 05/31/2019 |  | 09/23/2019
Daikin Comfort Technologies Manufacturing, L.P. | ONE HOUR AIR CONDITIONING AND HEATING | CPH120****V***A* |  | HSP-A, Single-Package Heat Pum | Both Heat Pump and Electric Re | 208 | 3 | False |  |  |  | False | Single-Speed | 113000 | 10180 | 11.1 | 11 | 12.6 |  | 116000 | 9999 | 3.4 | 3.3 | 56000 | 7135 | 2.3 | Federally-Regulated Commercial & Industrial Equipment | 05/31/2019 |  | 09/23/2019
Daikin Comfort Technologies Manufacturing, L.P. | ONE HOUR AIR CONDITIONING AND HEATING | GSZ130603A* (2) | AT12043A* | HRCU-A-CB, Split System: Heat | Both Heat Pump and Electric Re | 230 | 3 |  | False |  |  | True | Single-Speed | 114000 | 9913 | 11.5 | 11 | 13 |  | 110000 | 9769 | 3.3 | 3.3 | 70000 | 8919 | 2.3 | Federally-Regulated Commercial & Industrial Equipment | 07/19/2019 |  | 09/23/2019
Daikin Comfort Technologies Manufacturing, L.P. | ONE HOUR AIR CONDITIONING AND HEATING | GSZ130603A* (2) | AT12043A* | HRCU-A-CB, Split System: Heat | Both Heat Pump and Electric Re | 208 | 3 |  | False |  |  | True | Single-Speed | 114000 | 9913 | 11.5 | 11 | 13 |  | 110000 | 9769 | 3.3 | 3.3 | 70000 | 8919 | 2.3 | Federally-Regulated Commercial & Industrial Equipment | 07/19/2019 |  | 09/23/2019
Daikin Comfort Technologies Manufacturing, L.P. | ONE HOUR AIR CONDITIONING AND HEATING | CPH102****V***A* |  | HSP-A, Single-Package Heat Pum | Both Heat Pump and Electric Re | 575 | 3 | False |  |  |  | False | Single-Speed | 102000 | 9189 | 11.1 | 11 | 13 |  | 102000 | 8792 | 3.4 | 3.3 | 52000 | 6773 | 2.25 | Federally-Regulated Commercial & Industrial Equipment | 05/31/2019 |  | 09/23/2019
Daikin Comfort Technologies Manufacturing, L.P. | ONE HOUR AIR CONDITIONING AND HEATING | CPH102****V***A* |  | HSP-A, Single-Package Heat Pum | Both Heat Pump and Electric Re | 460 | 3 | False |  |  |  | False | Single-Speed | 102000 | 9189 | 11.1 | 11 | 13 |  | 102000 | 8792 | 3.4 | 3.3 | 52000 | 6773 | 2.25 | Federally-Regulated Commercial & Industrial Equipment | 05/31/2019 |  | 09/23/2019
Daikin Comfort Technologies Manufacturing, L.P. | ONE HOUR AIR CONDITIONING AND HEATING | CPH102****V***A* |  | HSP-A, Single-Package Heat Pum | Both Heat Pump and Electric Re | 230 | 3 | False |  |  |  | False | Single-Speed | 102000 | 9189 | 11.1 | 11 | 13 |  | 102000 | 8792 | 3.4 | 3.3 | 55500 | 7229 | 2.25 | Federally-Regulated Commercial & Industrial Equipment | 05/31/2019 |  | 09/23/2019
Daikin Comfort Technologies Manufacturing, L.P. | ONE HOUR AIR CONDITIONING AND HEATING | CPH102****V***A* |  | HSP-A, Single-Package Heat Pum | Both Heat Pump and Electric Re | 208 | 3 | False |  |  |  | False | Single-Speed | 102000 | 9189 | 11.1 | 11 | 13 |  | 102000 | 8792 | 3.4 | 3.3 | 52000 | 6773 | 2.25 | Federally-Regulated Commercial & Industrial Equipment | 05/31/2019 |  | 09/23/2019
Daikin Comfort Technologies Manufacturing, L.P. | ONE HOUR AIR CONDITIONING AND HEATING | CPH072****V***A* |  | HSP-A, Single-Package Heat Pum | Both Heat Pump and Electric Re | 575 | 3 | False |  |  |  | True | Dual-Speed | 69000 | 6160 | 11.2 | 11 | 15 |  | 69000 | 5465 | 3.7 | 3.3 | 38000 | 4842 | 2.3 | Federally-Regulated Commercial & Industrial Equipment | 05/31/2019 |  | 09/23/2019
Daikin Comfort Technologies Manufacturing, L.P. | ONE HOUR AIR CONDITIONING AND HEATING | CPH072****V***A* |  | HSP-A, Single-Package Heat Pum | Both Heat Pump and Electric Re | 460 | 3 | False |  |  |  | True | Dual-Speed | 69000 | 6160 | 11.2 | 11 | 15 |  | 69000 | 5465 | 3.7 | 3.3 | 38000 | 4842 | 2.3 | Federally-Regulated Commercial & Industrial Equipment | 05/31/2019 |  | 09/23/2019
Daikin Comfort Technologies Manufacturing, L.P. | ONE HOUR AIR CONDITIONING AND HEATING | CPH072****V***A* |  | HSP-A, Single-Package Heat Pum | Both Heat Pump and Electric Re | 230 | 3 | False |  |  |  | True | Dual-Speed | 69000 | 6160 | 11.2 | 11 | 15 |  | 69000 | 5465 | 3.7 | 3.3 | 38000 | 4842 | 2.3 | Federally-Regulated Commercial & Industrial Equipment | 05/31/2019 |  | 09/23/2019
Daikin Comfort Technologies Manufacturing, L.P. | ONE HOUR AIR CONDITIONING AND HEATING | CPH072****V***A* |  | HSP-A, Single-Package Heat Pum | Both Heat Pump and Electric Re | 208 | 3 | False |  |  |  | True | Dual-Speed | 69000 | 6160 | 11.2 | 11 | 15 |  | 69000 | 5465 | 3.7 | 3.3 | 38000 | 4842 | 2.3 | Federally-Regulated Commercial & Industrial Equipment | 05/31/2019 |  | 09/23/2019
Daikin Comfort Technologies Manufacturing, L.P. | ONE HOUR AIR CONDITIONING AND HEATING | CPH150****V***A* |  | HSP-A, Single-Package Heat Pum | Both Heat Pump and Electric Re | 575 | 3 | False |  |  |  | False | Single-Speed | 140000 | 13207 | 10.6 | 10.6 | 11.8 |  | 142000 | 13005 | 3.2 | 3.2 | 82000 | 11443 | 2.1 | Federally-Regulated Commercial & Industrial Equipment | 05/31/2019 |  | 09/23/2019
Daikin Comfort Technologies Manufacturing, L.P. | ONE HOUR AIR CONDITIONING AND HEATING | CPH150****V***A* |  | HSP-A, Single-Package Heat Pum | Both Heat Pump and Electric Re | 460 | 3 | False |  |  |  | False | Single-Speed | 140000 | 13207 | 10.6 | 10.6 | 11.8 |  | 142000 | 13005 | 3.2 | 3.2 | 82000 | 11443 | 2.1 | Federally-Regulated Commercial & Industrial Equipment | 05/31/2019 |  | 09/23/2019
Daikin Comfort Technologies Manufacturing, L.P. | ONE HOUR AIR CONDITIONING AND HEATING | CPH150****V***A* |  | HSP-A, Single-Package Heat Pum | Both Heat Pump and Electric Re | 230 | 3 | False |  |  |  | False | Single-Speed | 140000 | 13207 | 10.6 | 10.6 | 11.8 |  | 142000 | 13005 | 3.2 | 3.2 | 82000 | 11443 | 2.1 | Federally-Regulated Commercial & Industrial Equipment | 05/31/2019 |  | 09/23/2019
Daikin Comfort Technologies Manufacturing, L.P. | ONE HOUR AIR CONDITIONING AND HEATING | CPH150****V***A* |  | HSP-A, Single-Package Heat Pum | Both Heat Pump and Electric Re | 208 | 3 | False |  |  |  | False | Single-Speed | 140000 | 13207 | 10.6 | 10.6 | 11.8 |  | 142000 | 13005 | 3.2 | 3.2 | 82000 | 11443 | 2.1 | Federally-Regulated Commercial & Industrial Equipment | 05/31/2019 |  | 09/23/2019
Daikin Comfort Technologies Manufacturing, L.P. | ONE HOUR AIR CONDITIONING AND HEATING | GSZ130483A* (2) | AT09043A* | HRCU-A-CB, Split System: Heat | Both Heat Pump and Electric Re | 230 | 3 |  | False |  |  | True | Single-Speed | 88000 | 7652 | 11.5 | 11 | 14 |  | 82000 | 7282 | 3.3 | 3.3 | 52000 | 6626 | 2.3 | Federally-Regulated Commercial & Industrial Equipment | 07/19/2019 |  | 09/23/2019
Daikin Comfort Technologies Manufacturing, L.P. | ONE HOUR AIR CONDITIONING AND HEATING | GSZ130483A* (2) | AT09043A* | HRCU-A-CB, Split System: Heat | Both Heat Pump and Electric Re | 208 | 3 |  | False |  |  | True | Single-Speed | 88000 | 7652 | 11.5 | 11 | 14 |  | 82000 | 7282 | 3.3 | 3.3 | 52000 | 6626 | 2.3 | Federally-Regulated Commercial & Industrial Equipment | 07/19/2019 |  | 09/23/2019
Carrier Corp. - Syracuse | CARRIER WEATHERMAKER | 50TCQ*24*(5,6,7)*5A***(G,J)* |  | HSP-A, Single-Package Heat Pum | Heat Pump | 230 | 3 | False |  |  |  | True | Single-Speed | 232000 | 21886 | 10.6 | 10.4 | 12 |  | 220000 | 19538 | 3.3 | 3.2 | 136000 | 17329 | 2.3 | Federally-Regulated Commercial & Industrial Equipment | 08/06/2019 |  | 09/23/2019
Carrier Corp. - Syracuse | CARRIER WEATHERMAKER | 50TCQ*24*(5,6,7)*5A***(G,J)* |  | HSP-A, Single-Package Heat Pum | Heat Pump | 208 | 3 | False |  |  |  | True | Single-Speed | 232000 | 21886 | 10.6 | 10.4 | 12 |  | 220000 | 19538 | 3.3 | 3.2 | 136000 | 17329 | 2.3 | Federally-Regulated Commercial & Industrial Equipment | 08/06/2019 |  | 09/23/2019
Carrier Corp. - Syracuse | CARRIER WEATHERMAKER | 50TCQ*24*(1,2,3)*5A***(G,J)* |  | HSP-A, Single-Package Heat Pum | Heat Pump | 230 | 3 | False |  |  |  | True | Single-Speed | 232000 | 21886 | 10.6 | 10.4 | 12 |  | 220000 | 19538 | 3.3 | 3.2 | 136000 | 17329 | 2.3 | Federally-Regulated Commercial & Industrial Equipment | 08/06/2019 |  | 09/23/2019
Carrier Corp. - Syracuse | CARRIER WEATHERMAKER | 50TCQ*24*(1,2,3)*5A***(G,J)* |  | HSP-A, Single-Package Heat Pum | Heat Pump | 208 | 3 | False |  |  |  | True | Single-Speed | 232000 | 21886 | 10.6 | 10.4 | 12 |  | 220000 | 19538 | 3.3 | 3.2 | 136000 | 17329 | 2.3 | Federally-Regulated Commercial & Industrial Equipment | 08/06/2019 |  | 09/23/2019
Carrier Corp. - Syracuse | Comfortmaker | RHS072(H,L,S)******TA |  | HSP-A, Single-Package Heat Pum | Heat Pump | 575 | 3 | False |  |  |  | False | Single-Speed | 69000 | 6216 | 11.1 | 10.8 | 12.7 |  | 66000 | 5526 | 3.5 | 3.3 | 29000 | 3777 | 2.25 | Federally-Regulated Commercial & Industrial Equipment | 06/03/2019 |  | 09/23/2019
Carrier Corp. - Syracuse | Comfortmaker | RHS072(H,L,S)******TA |  | HSP-A, Single-Package Heat Pum | Heat Pump | 460 | 3 | False |  |  |  | False | Single-Speed | 69000 | 6216 | 11.1 | 10.8 | 12.7 |  | 66000 | 5526 | 3.5 | 3.3 | 29000 | 3777 | 2.25 | Federally-Regulated Commercial & Industrial Equipment | 06/03/2019 |  | 09/23/2019
Carrier Corp. - Syracuse | Comfortmaker | RHS072(H,L,S)******TA |  | HSP-A, Single-Package Heat Pum | Heat Pump | 230 | 3 | False |  |  |  | False | Single-Speed | 69000 | 6216 | 11.1 | 10.8 | 12.7 |  | 66000 | 5526 | 3.5 | 3.3 | 31500 | 4103 | 2.25 | Federally-Regulated Commercial & Industrial Equipment | 06/03/2019 |  | 09/23/2019
Carrier Corp. - Syracuse | Comfortmaker | RHS072(H,L,S)******TA |  | HSP-A, Single-Package Heat Pum | Heat Pump | 208 | 3 | False |  |  |  | False | Single-Speed | 69000 | 6216 | 11.1 | 10.8 | 12.7 |  | 66000 | 5526 | 3.5 | 3.3 | 29000 | 3777 | 2.25 | Federally-Regulated Commercial & Industrial Equipment | 06/03/2019 |  | 09/23/2019
Carrier Corp. - Syracuse | Keeprite | RHS072(H,L,S)******TA |  | HSP-A, Single-Package Heat Pum | Heat Pump | 575 | 3 | False |  |  |  | False | Single-Speed | 69000 | 6216 | 11.1 | 10.8 | 12.7 |  | 66000 | 5526 | 3.5 | 3.3 | 29000 | 3777 | 2.25 | Federally-Regulated Commercial & Industrial Equipment | 06/03/2019 |  | 09/23/2019
Carrier Corp. - Syracuse | Keeprite | RHS072(H,L,S)******TA |  | HSP-A, Single-Package Heat Pum | Heat Pump | 460 | 3 | False |  |  |  | False | Single-Speed | 69000 | 6216 | 11.1 | 10.8 | 12.7 |  | 66000 | 5526 | 3.5 | 3.3 | 29000 | 3777 | 2.25 | Federally-Regulated Commercial & Industrial Equipment | 06/03/2019 |  | 09/23/2019
Carrier Corp. - Syracuse | Keeprite | RHS072(H,L,S)******TA |  | HSP-A, Single-Package Heat Pum | Heat Pump | 230 | 3 | False |  |  |  | False | Single-Speed | 69000 | 6216 | 11.1 | 10.8 | 12.7 |  | 66000 | 5526 | 3.5 | 3.3 | 31500 | 4103 | 2.25 | Federally-Regulated Commercial & Industrial Equipment | 06/03/2019 |  | 09/23/2019
Carrier Corp. - Syracuse | Keeprite | RHS072(H,L,S)******TA |  | HSP-A, Single-Package Heat Pum | Heat Pump | 208 | 3 | False |  |  |  | False | Single-Speed | 69000 | 6216 | 11.1 | 10.8 | 12.7 |  | 66000 | 5526 | 3.5 | 3.3 | 29000 | 3777 | 2.25 | Federally-Regulated Commercial & Industrial Equipment | 06/03/2019 |  | 09/23/2019
Lennox Industries Inc. | K-SERIES | KDB092H4M*1Y,G,J |  | HSP-A, Single-Package Heat Pum | Heat Pump | 575 | 3 | False |  |  |  | True | Single-Speed | 89000 | 7355 | 12.1 | 10.8 | 14.2 |  | 86000 | 7001 | 3.6 | 3.3 | 51000 | 6227 | 2.4 | Federally-Regulated Commercial & Industrial Equipment | 05/31/2019 |  | 09/23/2019
Lennox Industries Inc. | K-SERIES | KDB092H4M*1Y,G,J |  | HSP-A, Single-Package Heat Pum | Heat Pump | 460 | 3 | False |  |  |  | True | Single-Speed | 89000 | 7355 | 12.1 | 10.8 | 14.2 |  | 86000 | 7001 | 3.6 | 3.3 | 51000 | 6227 | 2.4 | Federally-Regulated Commercial & Industrial Equipment | 05/31/2019 |  | 09/23/2019
Lennox Industries Inc. | K-SERIES | KDB092H4M*1Y,G,J |  | HSP-A, Single-Package Heat Pum | Heat Pump | 230 | 3 | False |  |  |  | True | Single-Speed | 89000 | 7355 | 12.1 | 10.8 | 14.2 |  | 86000 | 7001 | 3.6 | 3.3 | 51000 | 6227 | 2.4 | Federally-Regulated Commercial & Industrial Equipment | 05/31/2019 |  | 09/23/2019
Lennox Industries Inc. | K-SERIES | KDB092H4M*1Y,G,J |  | HSP-A, Single-Package Heat Pum | Heat Pump | 208 | 3 | False |  |  |  | True | Single-Speed | 89000 | 7355 | 12.1 | 10.8 | 14.2 |  | 86000 | 7001 | 3.6 | 3.3 | 51000 | 6227 | 2.4 | Federally-Regulated Commercial & Industrial Equipment | 05/31/2019 |  | 09/23/2019
Lennox Industries Inc. | K-SERIES | KDB102H4B*1Y,G,J |  | HSP-A, Single-Package Heat Pum | Heat Pump | 575 | 3 | False |  |  |  | True | Single-Speed | 100000 | 8333 | 12 | 10.8 | 12.5 |  | 100000 | 8140 | 3.6 | 3.3 | 55000 | 7008 | 2.3 | Federally-Regulated Commercial & Industrial Equipment | 05/31/2019 |  | 09/23/2019
Lennox Industries Inc. | K-SERIES | KDB102H4B*1Y,G,J |  | HSP-A, Single-Package Heat Pum | Heat Pump | 460 | 3 | False |  |  |  | True | Single-Speed | 100000 | 8333 | 12 | 10.8 | 12.5 |  | 100000 | 8140 | 3.6 | 3.3 | 55000 | 7008 | 2.3 | Federally-Regulated Commercial & Industrial Equipment | 05/31/2019 |  | 09/23/2019
Lennox Industries Inc. | K-SERIES | KDB102H4B*1Y,G,J |  | HSP-A, Single-Package Heat Pum | Heat Pump | 230 | 3 | False |  |  |  | True | Single-Speed | 100000 | 8333 | 12 | 10.8 | 12.5 |  | 100000 | 8140 | 3.6 | 3.3 | 55000 | 7008 | 2.3 | Federally-Regulated Commercial & Industrial Equipment | 05/31/2019 |  | 09/23/2019
Lennox Industries Inc. | K-SERIES | KDB102H4B*1Y,G,J |  | HSP-A, Single-Package Heat Pum | Heat Pump | 208 | 3 | False |  |  |  | True | Single-Speed | 100000 | 8333 | 12 | 10.8 | 12.5 |  | 100000 | 8140 | 3.6 | 3.3 | 55000 | 7008 | 2.3 | Federally-Regulated Commercial & Industrial Equipment | 05/31/2019 |  | 09/23/2019
Lennox Industries Inc. | K-SERIES | KHA180S4M*1Y,G,J |  | HSP-A, Single-Package Heat Pum | Heat Pump | 575 | 3 | False |  |  |  | True | Single-Speed | 174000 | 16415 | 10.6 | 10.4 | 13.2 |  | 178000 | 16302 | 3.2 | 3.2 | 100000 | 14296 | 2.05 | Federally-Regulated Commercial & Industrial Equipment | 05/31/2019 |  | 09/23/2019
Lennox Industries Inc. | K-SERIES | KHA180S4M*1Y,G,J |  | HSP-A, Single-Package Heat Pum | Heat Pump | 460 | 3 | False |  |  |  | True | Single-Speed | 174000 | 16415 | 10.6 | 10.4 | 13.2 |  | 178000 | 16302 | 3.2 | 3.2 | 100000 | 14296 | 2.05 | Federally-Regulated Commercial & Industrial Equipment | 05/31/2019 |  | 09/23/2019
Lennox Industries Inc. | K-SERIES | KHA180S4M*1Y,G,J |  | HSP-A, Single-Package Heat Pum | Heat Pump | 230 | 3 | False |  |  |  | True | Single-Speed | 174000 | 16415 | 10.6 | 10.4 | 13.2 |  | 178000 | 16302 | 3.2 | 3.2 | 100000 | 14296 | 2.05 | Federally-Regulated Commercial & Industrial Equipment | 05/31/2019 |  | 09/23/2019
Lennox Industries Inc. | K-SERIES | KHA180S4M*1Y,G,J |  | HSP-A, Single-Package Heat Pum | Heat Pump | 208 | 3 | False |  |  |  | True | Single-Speed | 174000 | 16415 | 10.6 | 10.4 | 13.2 |  | 178000 | 16302 | 3.2 | 3.2 | 100000 | 14296 | 2.05 | Federally-Regulated Commercial & Industrial Equipment | 05/31/2019 |  | 09/23/2019
Lennox Industries Inc. | K-SERIES | KDB102H4M*1Y,G,J |  | HSP-A, Single-Package Heat Pum | Heat Pump | 575 | 3 | False |  |  |  | True | Single-Speed | 100000 | 8333 | 12 | 10.8 | 14.3 |  | 100000 | 8140 | 3.6 | 3.3 | 56000 | 7135 | 2.3 | Federally-Regulated Commercial & Industrial Equipment | 05/31/2019 |  | 09/23/2019
Lennox Industries Inc. | K-SERIES | KDB102H4M*1Y,G,J |  | HSP-A, Single-Package Heat Pum | Heat Pump | 460 | 3 | False |  |  |  | True | Single-Speed | 100000 | 8333 | 12 | 10.8 | 14.3 |  | 100000 | 8140 | 3.6 | 3.3 | 56000 | 7135 | 2.3 | Federally-Regulated Commercial & Industrial Equipment | 05/31/2019 |  | 09/23/2019
Lennox Industries Inc. | K-SERIES | KDB102H4M*1Y,G,J |  | HSP-A, Single-Package Heat Pum | Heat Pump | 230 | 3 | False |  |  |  | True | Single-Speed | 100000 | 8333 | 12 | 10.8 | 14.3 |  | 100000 | 8140 | 3.6 | 3.3 | 56000 | 7135 | 2.3 | Federally-Regulated Commercial & Industrial Equipment | 05/31/2019 |  | 09/23/2019
Lennox Industries Inc. | K-SERIES | KDB102H4M*1Y,G,J |  | HSP-A, Single-Package Heat Pum | Heat Pump | 208 | 3 | False |  |  |  | True | Single-Speed | 100000 | 8333 | 12 | 10.8 | 14.3 |  | 100000 | 8140 | 3.6 | 3.3 | 56000 | 7135 | 2.3 | Federally-Regulated Commercial & Industrial Equipment | 05/31/2019 |  | 09/23/2019
Lennox Industries Inc. | K-SERIES | KHB102H4B*1Y,G,J |  | HSP-A, Single-Package Heat Pum | Heat Pump | 575 | 3 | False |  |  |  | True | Single-Speed | 100000 | 8333 | 12 | 10.8 | 12.5 |  | 100000 | 8140 | 3.6 | 3.3 | 58000 | 7082 | 2.4 | Federally-Regulated Commercial & Industrial Equipment | 05/31/2019 |  | 09/23/2019
Lennox Industries Inc. | K-SERIES | KHB102H4B*1Y,G,J |  | HSP-A, Single-Package Heat Pum | Heat Pump | 460 | 3 | False |  |  |  | True | Single-Speed | 100000 | 8333 | 12 | 10.8 | 12.5 |  | 100000 | 8140 | 3.6 | 3.3 | 58000 | 7082 | 2.4 | Federally-Regulated Commercial & Industrial Equipment | 05/31/2019 |  | 09/23/2019
Lennox Industries Inc. | K-SERIES | KHB102H4B*1Y,G,J |  | HSP-A, Single-Package Heat Pum | Heat Pump | 230 | 3 | False |  |  |  | True | Single-Speed | 100000 | 8333 | 12 | 10.8 | 12.5 |  | 100000 | 8140 | 3.6 | 3.3 | 58000 | 7082 | 2.4 | Federally-Regulated Commercial & Industrial Equipment | 05/31/2019 |  | 09/23/2019
Lennox Industries Inc. | K-SERIES | KHB102H4B*1Y,G,J |  | HSP-A, Single-Package Heat Pum | Heat Pump | 208 | 3 | False |  |  |  | True | Single-Speed | 100000 | 8333 | 12 | 10.8 | 12.5 |  | 100000 | 8140 | 3.6 | 3.3 | 58000 | 7082 | 2.4 | Federally-Regulated Commercial & Industrial Equipment | 05/31/2019 |  | 09/23/2019
Lennox Industries Inc. | K-SERIES | KHA072S4B**Y,G,J |  | HSP-A, Single-Package Heat Pum | Both Heat Pump and Electric Re | 575 | 3 | False |  |  |  | True | Single-Speed | 69000 | 6272 | 11 | 11 | 12.2 |  | 70000 | 6216 | 3.3 | 3.3 | 40000 | 5210 | 2.25 | Federally-Regulated Commercial & Industrial Equipment | 05/31/2019 |  | 09/23/2019
Lennox Industries Inc. | K-SERIES | KHA072S4B**Y,G,J |  | HSP-A, Single-Package Heat Pum | Both Heat Pump and Electric Re | 460 | 3 | False |  |  |  | True | Single-Speed | 69000 | 6272 | 11 | 11 | 12.2 |  | 70000 | 6216 | 3.3 | 3.3 | 40000 | 5210 | 2.25 | Federally-Regulated Commercial & Industrial Equipment | 05/31/2019 |  | 09/23/2019
Lennox Industries Inc. | K-SERIES | KHA072S4B**Y,G,J |  | HSP-A, Single-Package Heat Pum | Both Heat Pump and Electric Re | 230 | 3 | False |  |  |  | True | Single-Speed | 69000 | 6272 | 11 | 11 | 12.2 |  | 70000 | 6216 | 3.3 | 3.3 | 40000 | 5210 | 2.25 | Federally-Regulated Commercial & Industrial Equipment | 05/31/2019 |  | 09/23/2019
Lennox Industries Inc. | K-SERIES | KHA072S4B**Y,G,J |  | HSP-A, Single-Package Heat Pum | Both Heat Pump and Electric Re | 208 | 3 | False |  |  |  | True | Single-Speed | 69000 | 6272 | 11 | 11 | 12.2 |  | 70000 | 6216 | 3.3 | 3.3 | 40000 | 5210 | 2.25 | Federally-Regulated Commercial & Industrial Equipment | 05/31/2019 |  | 09/23/2019
Lennox Industries Inc. | K-SERIES | KHB092H4M*1Y,G,J |  | HSP-A, Single-Package Heat Pum | Heat Pump | 575 | 3 | False |  |  |  | True | Single-Speed | 89000 | 7355 | 12.1 | 10.8 | 14.2 |  | 86000 | 7001 | 3.6 | 3.3 | 51000 | 6227 | 2.4 | Federally-Regulated Commercial & Industrial Equipment | 05/31/2019 |  | 09/23/2019
Lennox Industries Inc. | K-SERIES | KHB092H4M*1Y,G,J |  | HSP-A, Single-Package Heat Pum | Heat Pump | 460 | 3 | False |  |  |  | True | Single-Speed | 89000 | 7355 | 12.1 | 10.8 | 14.2 |  | 86000 | 7001 | 3.6 | 3.3 | 51000 | 6227 | 2.4 | Federally-Regulated Commercial & Industrial Equipment | 05/31/2019 |  | 09/23/2019
Lennox Industries Inc. | K-SERIES | KHB092H4M*1Y,G,J |  | HSP-A, Single-Package Heat Pum | Heat Pump | 230 | 3 | False |  |  |  | True | Single-Speed | 89000 | 7355 | 12.1 | 10.8 | 14.2 |  | 86000 | 7001 | 3.6 | 3.3 | 51000 | 6227 | 2.4 | Federally-Regulated Commercial & Industrial Equipment | 05/31/2019 |  | 09/23/2019
Lennox Industries Inc. | K-SERIES | KHB092H4M*1Y,G,J |  | HSP-A, Single-Package Heat Pum | Heat Pump | 208 | 3 | False |  |  |  | True | Single-Speed | 89000 | 7355 | 12.1 | 10.8 | 14.2 |  | 86000 | 7001 | 3.6 | 3.3 | 51000 | 6227 | 2.4 | Federally-Regulated Commercial & Industrial Equipment | 05/31/2019 |  | 09/23/2019
Lennox Industries Inc. | K-SERIES | KHB074S4T**Y,G,J |  | HSP-A, Single-Package Heat Pum | Heat Pump | 575 | 3 | False |  |  |  | True | Dual-Speed | 68000 | 6181 | 11 | 10.8 | 14 |  | 70000 | 6216 | 3.3 | 3.3 | 40000 | 5210 | 2.25 | Federally-Regulated Commercial & Industrial Equipment | 05/31/2019 |  | 09/23/2019
Lennox Industries Inc. | K-SERIES | KHB074S4T**Y,G,J |  | HSP-A, Single-Package Heat Pum | Heat Pump | 460 | 3 | False |  |  |  | True | Dual-Speed | 68000 | 6181 | 11 | 10.8 | 14 |  | 70000 | 6216 | 3.3 | 3.3 | 40000 | 5210 | 2.25 | Federally-Regulated Commercial & Industrial Equipment | 05/31/2019 |  | 09/23/2019
Lennox Industries Inc. | K-SERIES | KHB074S4T**Y,G,J |  | HSP-A, Single-Package Heat Pum | Heat Pump | 230 | 3 | False |  |  |  | True | Dual-Speed | 68000 | 6181 | 11 | 10.8 | 14 |  | 70000 | 6216 | 3.3 | 3.3 | 40000 | 5210 | 2.25 | Federally-Regulated Commercial & Industrial Equipment | 05/31/2019 |  | 09/23/2019
Lennox Industries Inc. | K-SERIES | KHB074S4T**Y,G,J |  | HSP-A, Single-Package Heat Pum | Heat Pump | 208 | 3 | False |  |  |  | True | Dual-Speed | 68000 | 6181 | 11 | 10.8 | 14 |  | 70000 | 6216 | 3.3 | 3.3 | 40000 | 5210 | 2.25 | Federally-Regulated Commercial & Industrial Equipment | 05/31/2019 |  | 09/23/2019
Lennox Industries Inc. | K-SERIES | KHA120S4M*1Y,G,J |  | HSP-A, Single-Package Heat Pum | Both Heat Pump and Electric Re | 575 | 3 | False |  |  |  | True | Single-Speed | 118000 | 10727 | 11 | 11 | 12.5 |  | 115000 | 10213 | 3.3 | 3.3 | 70000 | 9910 | 2.07 | Federally-Regulated Commercial & Industrial Equipment | 05/31/2019 |  | 09/23/2019
Lennox Industries Inc. | K-SERIES | KHA120S4M*1Y,G,J |  | HSP-A, Single-Package Heat Pum | Both Heat Pump and Electric Re | 460 | 3 | False |  |  |  | True | Single-Speed | 118000 | 10727 | 11 | 11 | 12.5 |  | 115000 | 10213 | 3.3 | 3.3 | 70000 | 9910 | 2.07 | Federally-Regulated Commercial & Industrial Equipment | 05/31/2019 |  | 09/23/2019
Lennox Industries Inc. | K-SERIES | KHA120S4M*1Y,G,J |  | HSP-A, Single-Package Heat Pum | Both Heat Pump and Electric Re | 230 | 3 | False |  |  |  | True | Single-Speed | 118000 | 10727 | 11 | 11 | 12.5 |  | 115000 | 10213 | 3.3 | 3.3 | 70000 | 9910 | 2.07 | Federally-Regulated Commercial & Industrial Equipment | 05/31/2019 |  | 09/23/2019
Lennox Industries Inc. | K-SERIES | KHA120S4M*1Y,G,J |  | HSP-A, Single-Package Heat Pum | Both Heat Pump and Electric Re | 208 | 3 | False |  |  |  | True | Single-Speed | 118000 | 10727 | 11 | 11 | 12.5 |  | 115000 | 10213 | 3.3 | 3.3 | 70000 | 9910 | 2.07 | Federally-Regulated Commercial & Industrial Equipment | 05/31/2019 |  | 09/23/2019
Lennox Industries Inc. | K-SERIES | KHA240S4M*1Y,G,J |  | HSP-A, Single-Package Heat Pum | Heat Pump | 575 | 3 | False |  |  |  | True | Single-Speed | 214000 | 20188 | 10.6 | 10.4 | 13 |  | 220000 | 20148 | 3.2 | 3.2 | 124000 | 17727 | 2.05 | Federally-Regulated Commercial & Industrial Equipment | 05/31/2019 |  | 09/23/2019
Lennox Industries Inc. | K-SERIES | KHA240S4M*1Y,G,J |  | HSP-A, Single-Package Heat Pum | Heat Pump | 460 | 3 | False |  |  |  | True | Single-Speed | 214000 | 20188 | 10.6 | 10.4 | 13 |  | 220000 | 20148 | 3.2 | 3.2 | 124000 | 17727 | 2.05 | Federally-Regulated Commercial & Industrial Equipment | 05/31/2019 |  | 09/23/2019
Lennox Industries Inc. | K-SERIES | KHA240S4M*1Y,G,J |  | HSP-A, Single-Package Heat Pum | Heat Pump | 230 | 3 | False |  |  |  | True | Single-Speed | 214000 | 20188 | 10.6 | 10.4 | 13 |  | 220000 | 20148 | 3.2 | 3.2 | 124000 | 17727 | 2.05 | Federally-Regulated Commercial & Industrial Equipment | 05/31/2019 |  | 09/23/2019
Lennox Industries Inc. | K-SERIES | KHA240S4M*1Y,G,J |  | HSP-A, Single-Package Heat Pum | Heat Pump | 208 | 3 | False |  |  |  | True | Single-Speed | 214000 | 20188 | 10.6 | 10.4 | 13 |  | 220000 | 20148 | 3.2 | 3.2 | 124000 | 17727 | 2.05 | Federally-Regulated Commercial & Industrial Equipment | 05/31/2019 |  | 09/23/2019
Lennox Industries Inc. | K-SERIES | KHB102H4M*1Y,G,J |  | HSP-A, Single-Package Heat Pum | Heat Pump | 575 | 3 | False |  |  |  | True | Single-Speed | 100000 | 8333 | 12 | 10.8 | 14.3 |  | 100000 | 8140 | 3.6 | 3.3 | 56000 | 6838 | 2.4 | Federally-Regulated Commercial & Industrial Equipment | 05/31/2019 |  | 09/23/2019
Lennox Industries Inc. | K-SERIES | KHB102H4M*1Y,G,J |  | HSP-A, Single-Package Heat Pum | Heat Pump | 460 | 3 | False |  |  |  | True | Single-Speed | 100000 | 8333 | 12 | 10.8 | 14.3 |  | 100000 | 8140 | 3.6 | 3.3 | 56000 | 6838 | 2.4 | Federally-Regulated Commercial & Industrial Equipment | 05/31/2019 |  | 09/23/2019
Lennox Industries Inc. | K-SERIES | KHB102H4M*1Y,G,J |  | HSP-A, Single-Package Heat Pum | Heat Pump | 230 | 3 | False |  |  |  | True | Single-Speed | 100000 | 8333 | 12 | 10.8 | 14.3 |  | 100000 | 8140 | 3.6 | 3.3 | 56000 | 6838 | 2.4 | Federally-Regulated Commercial & Industrial Equipment | 05/31/2019 |  | 09/23/2019
Lennox Industries Inc. | K-SERIES | KHB102H4M*1Y,G,J |  | HSP-A, Single-Package Heat Pum | Heat Pump | 208 | 3 | False |  |  |  | True | Single-Speed | 100000 | 8333 | 12 | 10.8 | 14.3 |  | 100000 | 8140 | 3.6 | 3.3 | 56000 | 6838 | 2.4 | Federally-Regulated Commercial & Industrial Equipment | 05/31/2019 |  | 09/23/2019
Lennox Industries Inc. | K-SERIES | KHA102S4M*1Y,G,J |  | HSP-A, Single-Package Heat Pum | Both Heat Pump and Electric Re | 575 | 3 | False |  |  |  | True | Single-Speed | 100000 | 9090 | 11 | 11 | 12.5 |  | 100000 | 8881 | 3.3 | 3.3 | 55000 | 7164 | 2.25 | Federally-Regulated Commercial & Industrial Equipment | 05/31/2019 |  | 09/23/2019
Lennox Industries Inc. | K-SERIES | KHA102S4M*1Y,G,J |  | HSP-A, Single-Package Heat Pum | Both Heat Pump and Electric Re | 460 | 3 | False |  |  |  | True | Single-Speed | 100000 | 9090 | 11 | 11 | 12.5 |  | 100000 | 8881 | 3.3 | 3.3 | 55000 | 7164 | 2.25 | Federally-Regulated Commercial & Industrial Equipment | 05/31/2019 |  | 09/23/2019
Lennox Industries Inc. | K-SERIES | KHA102S4M*1Y,G,J |  | HSP-A, Single-Package Heat Pum | Both Heat Pump and Electric Re | 230 | 3 | False |  |  |  | True | Single-Speed | 100000 | 9090 | 11 | 11 | 12.5 |  | 100000 | 8881 | 3.3 | 3.3 | 55000 | 7164 | 2.25 | Federally-Regulated Commercial & Industrial Equipment | 05/31/2019 |  | 09/23/2019
Lennox Industries Inc. | K-SERIES | KHA102S4M*1Y,G,J |  | HSP-A, Single-Package Heat Pum | Both Heat Pump and Electric Re | 208 | 3 | False |  |  |  | True | Single-Speed | 100000 | 9090 | 11 | 11 | 12.5 |  | 100000 | 8881 | 3.3 | 3.3 | 55000 | 7164 | 2.25 | Federally-Regulated Commercial & Industrial Equipment | 05/31/2019 |  | 09/23/2019
Lennox Industries Inc. | K-SERIES | KHA150S4M*1Y,G,J |  | HSP-A, Single-Package Heat Pum | Both Heat Pump and Electric Re | 575 | 3 | False |  |  |  | True | Single-Speed | 138000 | 13018 | 10.6 | 10.6 | 12 |  | 138000 | 12638 | 3.2 | 3.2 | 82000 | 11722 | 2.05 | Federally-Regulated Commercial & Industrial Equipment | 05/31/2019 |  | 09/23/2019
Lennox Industries Inc. | K-SERIES | KHA150S4M*1Y,G,J |  | HSP-A, Single-Package Heat Pum | Both Heat Pump and Electric Re | 460 | 3 | False |  |  |  | True | Single-Speed | 138000 | 13018 | 10.6 | 10.6 | 12 |  | 138000 | 12638 | 3.2 | 3.2 | 82000 | 11722 | 2.05 | Federally-Regulated Commercial & Industrial Equipment | 05/31/2019 |  | 09/23/2019
Lennox Industries Inc. | K-SERIES | KHA150S4M*1Y,G,J |  | HSP-A, Single-Package Heat Pum | Both Heat Pump and Electric Re | 230 | 3 | False |  |  |  | True | Single-Speed | 138000 | 13018 | 10.6 | 10.6 | 12 |  | 138000 | 12638 | 3.2 | 3.2 | 82000 | 11722 | 2.05 | Federally-Regulated Commercial & Industrial Equipment | 05/31/2019 |  | 09/23/2019
Lennox Industries Inc. | K-SERIES | KHA150S4M*1Y,G,J |  | HSP-A, Single-Package Heat Pum | Both Heat Pump and Electric Re | 208 | 3 | False |  |  |  | True | Single-Speed | 138000 | 13018 | 10.6 | 10.6 | 12 |  | 138000 | 12638 | 3.2 | 3.2 | 82000 | 11722 | 2.05 | Federally-Regulated Commercial & Industrial Equipment | 05/31/2019 |  | 09/23/2019
Lennox Industries Inc. | K-SERIES | KDB122H4E*1Y,G,J |  | HSP-A, Single-Package Heat Pum | Heat Pump | 575 | 3 | False |  |  |  | True | Single-Speed | 118000 | 9593 | 12.3 | 10.8 | 14.8 |  | 116000 | 9443 | 3.6 | 3.3 | 65000 | 7937 | 2.4 | Federally-Regulated Commercial & Industrial Equipment | 05/31/2019 |  | 09/23/2019
Lennox Industries Inc. | K-SERIES | KDB122H4E*1Y,G,J |  | HSP-A, Single-Package Heat Pum | Heat Pump | 460 | 3 | False |  |  |  | True | Single-Speed | 118000 | 9593 | 12.3 | 10.8 | 14.8 |  | 116000 | 9443 | 3.6 | 3.3 | 65000 | 7937 | 2.4 | Federally-Regulated Commercial & Industrial Equipment | 05/31/2019 |  | 09/23/2019
Lennox Industries Inc. | K-SERIES | KDB122H4E*1Y,G,J |  | HSP-A, Single-Package Heat Pum | Heat Pump | 230 | 3 | False |  |  |  | True | Single-Speed | 118000 | 9593 | 12.3 | 10.8 | 14.8 |  | 116000 | 9443 | 3.6 | 3.3 | 65000 | 7937 | 2.4 | Federally-Regulated Commercial & Industrial Equipment | 05/31/2019 |  | 09/23/2019
Lennox Industries Inc. | K-SERIES | KDB122H4E*1Y,G,J |  | HSP-A, Single-Package Heat Pum | Heat Pump | 208 | 3 | False |  |  |  | True | Single-Speed | 118000 | 9593 | 12.3 | 10.8 | 14.8 |  | 116000 | 9443 | 3.6 | 3.3 | 65000 | 7937 | 2.4 | Federally-Regulated Commercial & Industrial Equipment | 05/31/2019 |  | 09/23/2019
Lennox Industries Inc. | K-SERIES | KDB092H4B*1Y,G,J |  | HSP-A, Single-Package Heat Pum | Heat Pump | 575 | 3 | False |  |  |  | True | Single-Speed | 89000 | 7355 | 12.1 | 10.8 | 12.9 |  | 86000 | 7001 | 3.6 | 3.3 | 51000 | 6227 | 2.4 | Federally-Regulated Commercial & Industrial Equipment | 05/31/2019 |  | 09/23/2019
Lennox Industries Inc. | K-SERIES | KDB092H4B*1Y,G,J |  | HSP-A, Single-Package Heat Pum | Heat Pump | 460 | 3 | False |  |  |  | True | Single-Speed | 89000 | 7355 | 12.1 | 10.8 | 12.9 |  | 86000 | 7001 | 3.6 | 3.3 | 51000 | 6227 | 2.4 | Federally-Regulated Commercial & Industrial Equipment | 05/31/2019 |  | 09/23/2019
Lennox Industries Inc. | K-SERIES | KDB092H4B*1Y,G,J |  | HSP-A, Single-Package Heat Pum | Heat Pump | 230 | 3 | False |  |  |  | True | Single-Speed | 89000 | 7355 | 12.1 | 10.8 | 12.9 |  | 86000 | 7001 | 3.6 | 3.3 | 51000 | 6227 | 2.4 | Federally-Regulated Commercial & Industrial Equipment | 05/31/2019 |  | 09/23/2019
Lennox Industries Inc. | K-SERIES | KDB092H4B*1Y,G,J |  | HSP-A, Single-Package Heat Pum | Heat Pump | 208 | 3 | False |  |  |  | True | Single-Speed | 89000 | 7355 | 12.1 | 10.8 | 12.9 |  | 86000 | 7001 | 3.6 | 3.3 | 51000 | 6227 | 2.4 | Federally-Regulated Commercial & Industrial Equipment | 05/31/2019 |  | 09/23/2019
Lennox Industries Inc. | K-SERIES | KHA092S4M*1Y,G,J |  | HSP-A, Single-Package Heat Pum | Both Heat Pump and Electric Re | 575 | 3 | False |  |  |  | True | Single-Speed | 89000 | 8090 | 11 | 11 | 12.5 |  | 89000 | 7904 | 3.3 | 3.3 | 53000 | 6903 | 2.25 | Federally-Regulated Commercial & Industrial Equipment | 05/31/2019 |  | 09/23/2019
Lennox Industries Inc. | K-SERIES | KHA092S4M*1Y,G,J |  | HSP-A, Single-Package Heat Pum | Both Heat Pump and Electric Re | 460 | 3 | False |  |  |  | True | Single-Speed | 89000 | 8090 | 11 | 11 | 12.5 |  | 89000 | 7904 | 3.3 | 3.3 | 53000 | 6903 | 2.25 | Federally-Regulated Commercial & Industrial Equipment | 05/31/2019 |  | 09/23/2019
Lennox Industries Inc. | K-SERIES | KHA092S4M*1Y,G,J |  | HSP-A, Single-Package Heat Pum | Both Heat Pump and Electric Re | 230 | 3 | False |  |  |  | True | Single-Speed | 89000 | 8090 | 11 | 11 | 12.5 |  | 89000 | 7904 | 3.3 | 3.3 | 53000 | 6903 | 2.25 | Federally-Regulated Commercial & Industrial Equipment | 05/31/2019 |  | 09/23/2019
Lennox Industries Inc. | K-SERIES | KHA092S4M*1Y,G,J |  | HSP-A, Single-Package Heat Pum | Both Heat Pump and Electric Re | 208 | 3 | False |  |  |  | True | Single-Speed | 89000 | 8090 | 11 | 11 | 12.5 |  | 89000 | 7904 | 3.3 | 3.3 | 53000 | 6903 | 2.25 | Federally-Regulated Commercial & Industrial Equipment | 05/31/2019 |  | 09/23/2019
Lennox Industries Inc. | K-SERIES | KHB092H4B*1Y,G,J |  | HSP-A, Single-Package Heat Pum | Heat Pump | 575 | 3 | False |  |  |  | True | Single-Speed | 89000 | 7355 | 12.1 | 10.8 | 12.9 |  | 86000 | 7001 | 3.6 | 3.3 | 51000 | 6227 | 2.4 | Federally-Regulated Commercial & Industrial Equipment | 05/31/2019 |  | 09/23/2019
Lennox Industries Inc. | K-SERIES | KHB092H4B*1Y,G,J |  | HSP-A, Single-Package Heat Pum | Heat Pump | 460 | 3 | False |  |  |  | True | Single-Speed | 89000 | 7355 | 12.1 | 10.8 | 12.9 |  | 86000 | 7001 | 3.6 | 3.3 | 51000 | 6227 | 2.4 | Federally-Regulated Commercial & Industrial Equipment | 05/31/2019 |  | 09/23/2019
Lennox Industries Inc. | K-SERIES | KHB092H4B*1Y,G,J |  | HSP-A, Single-Package Heat Pum | Heat Pump | 230 | 3 | False |  |  |  | True | Single-Speed | 89000 | 7355 | 12.1 | 10.8 | 12.9 |  | 86000 | 7001 | 3.6 | 3.3 | 51000 | 6227 | 2.4 | Federally-Regulated Commercial & Industrial Equipment | 05/31/2019 |  | 09/23/2019
Lennox Industries Inc. | K-SERIES | KHB092H4B*1Y,G,J |  | HSP-A, Single-Package Heat Pum | Heat Pump | 208 | 3 | False |  |  |  | True | Single-Speed | 89000 | 7355 | 12.1 | 10.8 | 12.9 |  | 86000 | 7001 | 3.6 | 3.3 | 51000 | 6227 | 2.4 | Federally-Regulated Commercial & Industrial Equipment | 05/31/2019 |  | 09/23/2019
Lennox Industries Inc. | K-SERIES | KHB122H4E*1Y,G,J |  | HSP-A, Single-Package Heat Pum | Heat Pump | 575 | 3 | False |  |  |  | True | Single-Speed | 118000 | 9593 | 12.3 | 10.8 | 14.8 |  | 116000 | 9443 | 3.6 | 3.3 | 65000 | 7937 | 2.4 | Federally-Regulated Commercial & Industrial Equipment | 05/31/2019 |  | 09/23/2019
Lennox Industries Inc. | K-SERIES | KHB122H4E*1Y,G,J |  | HSP-A, Single-Package Heat Pum | Heat Pump | 460 | 3 | False |  |  |  | True | Single-Speed | 118000 | 9593 | 12.3 | 10.8 | 14.8 |  | 116000 | 9443 | 3.6 | 3.3 | 65000 | 7937 | 2.4 | Federally-Regulated Commercial & Industrial Equipment | 05/31/2019 |  | 09/23/2019
Lennox Industries Inc. | K-SERIES | KHB122H4E*1Y,G,J |  | HSP-A, Single-Package Heat Pum | Heat Pump | 230 | 3 | False |  |  |  | True | Single-Speed | 118000 | 9593 | 12.3 | 10.8 | 14.8 |  | 116000 | 9443 | 3.6 | 3.3 | 65000 | 7937 | 2.4 | Federally-Regulated Commercial & Industrial Equipment | 05/31/2019 |  | 09/23/2019
Lennox Industries Inc. | K-SERIES | KHB122H4E*1Y,G,J |  | HSP-A, Single-Package Heat Pum | Heat Pump | 208 | 3 | False |  |  |  | True | Single-Speed | 118000 | 9593 | 12.3 | 10.8 | 14.8 |  | 116000 | 9443 | 3.6 | 3.3 | 65000 | 7937 | 2.4 | Federally-Regulated Commercial & Industrial Equipment | 05/31/2019 |  | 09/23/2019
Daikin Comfort Technologies Manufacturing, L.P. | Daikin | DCH090****V***A* |  | HSP-A, Single-Package Heat Pum | Both Heat Pump and Electric Re | 575 | 3 | False |  |  |  | False | Single-Speed | 90000 | 7826 | 11.5 | 11 | 12.8 |  | 90000 | 7757 | 3.4 | 3.3 | 52000 | 6349 | 2.4 | Federally-Regulated Commercial & Industrial Equipment | 05/31/2019 |  | 09/23/2019
Daikin Comfort Technologies Manufacturing, L.P. | Daikin | DCH090****V***A* |  | HSP-A, Single-Package Heat Pum | Both Heat Pump and Electric Re | 460 | 3 | False |  |  |  | False | Single-Speed | 90000 | 7826 | 11.5 | 11 | 12.8 |  | 90000 | 7757 | 3.4 | 3.3 | 52000 | 6349 | 2.4 | Federally-Regulated Commercial & Industrial Equipment | 05/31/2019 |  | 09/23/2019
Daikin Comfort Technologies Manufacturing, L.P. | Daikin | DCH090****V***A* |  | HSP-A, Single-Package Heat Pum | Both Heat Pump and Electric Re | 230 | 3 | False |  |  |  | False | Single-Speed | 90000 | 7826 | 11.5 | 11 | 12.8 |  | 90000 | 7757 | 3.4 | 3.3 | 52000 | 6349 | 2.4 | Federally-Regulated Commercial & Industrial Equipment | 05/31/2019 |  | 09/23/2019
Daikin Comfort Technologies Manufacturing, L.P. | Daikin | DCH090****V***A* |  | HSP-A, Single-Package Heat Pum | Both Heat Pump and Electric Re | 208 | 3 | False |  |  |  | False | Single-Speed | 90000 | 7826 | 11.5 | 11 | 12.8 |  | 90000 | 7757 | 3.4 | 3.3 | 52000 | 6349 | 2.4 | Federally-Regulated Commercial & Industrial Equipment | 05/31/2019 |  | 09/23/2019
Daikin Comfort Technologies Manufacturing, L.P. | Daikin | DCH102****V***A* |  | HSP-A, Single-Package Heat Pum | Both Heat Pump and Electric Re | 575 | 3 | False |  |  |  | False | Single-Speed | 100000 | 9009 | 11.1 | 11 | 13 |  | 102000 | 8792 | 3.4 | 3.3 | 52000 | 6773 | 2.25 | Federally-Regulated Commercial & Industrial Equipment | 05/31/2019 |  | 09/23/2019
Daikin Comfort Technologies Manufacturing, L.P. | Daikin | DCH102****V***A* |  | HSP-A, Single-Package Heat Pum | Both Heat Pump and Electric Re | 460 | 3 | False |  |  |  | False | Single-Speed | 100000 | 9009 | 11.1 | 11 | 13 |  | 102000 | 8792 | 3.4 | 3.3 | 52000 | 6773 | 2.25 | Federally-Regulated Commercial & Industrial Equipment | 05/31/2019 |  | 09/23/2019
Daikin Comfort Technologies Manufacturing, L.P. | Daikin | DCH102****V***A* |  | HSP-A, Single-Package Heat Pum | Both Heat Pump and Electric Re | 230 | 3 | False |  |  |  | False | Single-Speed | 100000 | 9009 | 11.1 | 11 | 13 |  | 102000 | 8792 | 3.4 | 3.3 | 55500 | 7229 | 2.25 | Federally-Regulated Commercial & Industrial Equipment | 05/31/2019 |  | 09/23/2019
Daikin Comfort Technologies Manufacturing, L.P. | Daikin | DCH102****V***A* |  | HSP-A, Single-Package Heat Pum | Both Heat Pump and Electric Re | 208 | 3 | False |  |  |  | False | Single-Speed | 100000 | 9009 | 11.1 | 11 | 13 |  | 102000 | 8792 | 3.4 | 3.3 | 52000 | 6773 | 2.25 | Federally-Regulated Commercial & Industrial Equipment | 05/31/2019 |  | 09/23/2019
Daikin Comfort Technologies Manufacturing, L.P. | Daikin | DCH120****V***A* |  | HSP-A, Single-Package Heat Pum | Both Heat Pump and Electric Re | 575 | 3 | False |  |  |  | False | Single-Speed | 113000 | 10180 | 11.1 | 11 | 12.6 |  | 116000 | 9999 | 3.4 | 3.3 | 56000 | 7135 | 2.3 | Federally-Regulated Commercial & Industrial Equipment | 05/31/2019 |  | 09/23/2019
Daikin Comfort Technologies Manufacturing, L.P. | Daikin | DCH120****V***A* |  | HSP-A, Single-Package Heat Pum | Both Heat Pump and Electric Re | 460 | 3 | False |  |  |  | False | Single-Speed | 113000 | 10180 | 11.1 | 11 | 12.6 |  | 116000 | 9999 | 3.4 | 3.3 | 56000 | 7135 | 2.3 | Federally-Regulated Commercial & Industrial Equipment | 05/31/2019 |  | 09/23/2019
Daikin Comfort Technologies Manufacturing, L.P. | Daikin | DCH120****V***A* |  | HSP-A, Single-Package Heat Pum | Both Heat Pump and Electric Re | 230 | 3 | False |  |  |  | False | Single-Speed | 113000 | 10180 | 11.1 | 11 | 12.6 |  | 116000 | 9999 | 3.4 | 3.3 | 56000 | 7135 | 2.3 | Federally-Regulated Commercial & Industrial Equipment | 05/31/2019 |  | 09/23/2019
Daikin Comfort Technologies Manufacturing, L.P. | Daikin | DCH120****V***A* |  | HSP-A, Single-Package Heat Pum | Both Heat Pump and Electric Re | 208 | 3 | False |  |  |  | False | Single-Speed | 113000 | 10180 | 11.1 | 11 | 12.6 |  | 116000 | 9999 | 3.4 | 3.3 | 56000 | 7135 | 2.3 | Federally-Regulated Commercial & Industrial Equipment | 05/31/2019 |  | 09/23/2019
Daikin Comfort Technologies Manufacturing, L.P. | Daikin | DZ13SA0483A* (2) | DAT09043A* | HRCU-A-CB, Split System: Heat | Both Heat Pump and Electric Re | 230 | 3 |  | False |  |  | True | Single-Speed | 88000 | 7652 | 11.5 | 11 | 14 |  | 82000 | 7282 | 3.3 | 3.3 | 52000 | 6626 | 2.3 | Federally-Regulated Commercial & Industrial Equipment | 07/19/2019 |  | 09/23/2019
Daikin Comfort Technologies Manufacturing, L.P. | Daikin | DZ13SA0483A* (2) | DAT09043A* | HRCU-A-CB, Split System: Heat | Both Heat Pump and Electric Re | 208 | 3 |  | False |  |  | True | Single-Speed | 88000 | 7652 | 11.5 | 11 | 14 |  | 82000 | 7282 | 3.3 | 3.3 | 52000 | 6626 | 2.3 | Federally-Regulated Commercial & Industrial Equipment | 07/19/2019 |  | 09/23/2019
Daikin Comfort Technologies Manufacturing, L.P. | Daikin | DZ13SA0603A* (2) | DAT12043A* | HRCU-A-CB, Split System: Heat | Both Heat Pump and Electric Re | 230 | 3 |  | False |  |  | True | Single-Speed | 114000 | 9913 | 11.5 | 11 | 13 |  | 110000 | 9769 | 3.3 | 3.3 | 70000 | 8919 | 2.3 | Federally-Regulated Commercial & Industrial Equipment | 07/19/2019 |  | 09/23/2019
Daikin Comfort Technologies Manufacturing, L.P. | Daikin | DZ13SA0603A* (2) | DAT12043A* | HRCU-A-CB, Split System: Heat | Both Heat Pump and Electric Re | 208 | 3 |  | False |  |  | True | Single-Speed | 114000 | 9913 | 11.5 | 11 | 13 |  | 110000 | 9769 | 3.3 | 3.3 | 70000 | 8919 | 2.3 | Federally-Regulated Commercial & Industrial Equipment | 07/19/2019 |  | 09/23/2019
Daikin Comfort Technologies Manufacturing, L.P. | Daikin | DZ11TA1203A* | DAT12043A* | HRCU-A-CB, Split System: Heat | Heat Pump | 230 | 3 |  | False |  |  | True | Dual-Speed | 115000 | 10454 | 11 | 10.8 | 13.5 |  | 100000 | 8881 | 3.3 | 3.3 | 60000 | 7815 | 2.25 | Federally-Regulated Commercial & Industrial Equipment | 05/31/2019 |  | 09/23/2019
Daikin Comfort Technologies Manufacturing, L.P. | Daikin | DZ11TA1203A* | DAT12043A* | HRCU-A-CB, Split System: Heat | Heat Pump | 208 | 3 |  | False |  |  | True | Dual-Speed | 115000 | 10454 | 11 | 10.8 | 13.5 |  | 100000 | 8881 | 3.3 | 3.3 | 60000 | 7815 | 2.25 | Federally-Regulated Commercial & Industrial Equipment | 05/31/2019 |  | 09/23/2019
Daikin Comfort Technologies Manufacturing, L.P. | Daikin | DCH072****V***A* |  | HSP-A, Single-Package Heat Pum | Both Heat Pump and Electric Re | 575 | 3 | False |  |  |  | True | Dual-Speed | 69000 | 6160 | 11.2 | 11 | 15 |  | 69000 | 5465 | 3.7 | 3.3 | 38000 | 4842 | 2.3 | Federally-Regulated Commercial & Industrial Equipment | 05/31/2019 |  | 09/23/2019
Daikin Comfort Technologies Manufacturing, L.P. | Daikin | DCH072****V***A* |  | HSP-A, Single-Package Heat Pum | Both Heat Pump and Electric Re | 460 | 3 | False |  |  |  | True | Dual-Speed | 69000 | 6160 | 11.2 | 11 | 15 |  | 69000 | 5465 | 3.7 | 3.3 | 38000 | 4842 | 2.3 | Federally-Regulated Commercial & Industrial Equipment | 05/31/2019 |  | 09/23/2019
Daikin Comfort Technologies Manufacturing, L.P. | Daikin | DCH072****V***A* |  | HSP-A, Single-Package Heat Pum | Both Heat Pump and Electric Re | 230 | 3 | False |  |  |  | True | Dual-Speed | 69000 | 6160 | 11.2 | 11 | 15 |  | 69000 | 5465 | 3.7 | 3.3 | 38000 | 4842 | 2.3 | Federally-Regulated Commercial & Industrial Equipment | 05/31/2019 |  | 09/23/2019
Daikin Comfort Technologies Manufacturing, L.P. | Daikin | DCH072****V***A* |  | HSP-A, Single-Package Heat Pum | Both Heat Pump and Electric Re | 208 | 3 | False |  |  |  | True | Dual-Speed | 69000 | 6160 | 11.2 | 11 | 15 |  | 69000 | 5465 | 3.7 | 3.3 | 38000 | 4842 | 2.3 | Federally-Regulated Commercial & Industrial Equipment | 05/31/2019 |  | 09/23/2019
Daikin Comfort Technologies Manufacturing, L.P. | Daikin | DCH150****V***A* |  | HSP-A, Single-Package Heat Pum | Both Heat Pump and Electric Re | 575 | 3 | False |  |  |  | False | Single-Speed | 140000 | 13207 | 10.6 | 10.6 | 11.8 |  | 142000 | 13005 | 3.2 | 3.2 | 82000 | 11443 | 2.1 | Federally-Regulated Commercial & Industrial Equipment | 05/31/2019 |  | 09/23/2019
Daikin Comfort Technologies Manufacturing, L.P. | Daikin | DCH150****V***A* |  | HSP-A, Single-Package Heat Pum | Both Heat Pump and Electric Re | 460 | 3 | False |  |  |  | False | Single-Speed | 140000 | 13207 | 10.6 | 10.6 | 11.8 |  | 142000 | 13005 | 3.2 | 3.2 | 82000 | 11443 | 2.1 | Federally-Regulated Commercial & Industrial Equipment | 05/31/2019 |  | 09/23/2019
Daikin Comfort Technologies Manufacturing, L.P. | Daikin | DCH150****V***A* |  | HSP-A, Single-Package Heat Pum | Both Heat Pump and Electric Re | 230 | 3 | False |  |  |  | False | Single-Speed | 140000 | 13207 | 10.6 | 10.6 | 11.8 |  | 142000 | 13005 | 3.2 | 3.2 | 82000 | 11443 | 2.1 | Federally-Regulated Commercial & Industrial Equipment | 05/31/2019 |  | 09/23/2019
Daikin Comfort Technologies Manufacturing, L.P. | Daikin | DCH150****V***A* |  | HSP-A, Single-Package Heat Pum | Both Heat Pump and Electric Re | 208 | 3 | False |  |  |  | False | Single-Speed | 140000 | 13207 | 10.6 | 10.6 | 11.8 |  | 142000 | 13005 | 3.2 | 3.2 | 82000 | 11443 | 2.1 | Federally-Regulated Commercial & Industrial Equipment | 05/31/2019 |  | 09/23/2019
Daikin Comfort Technologies Manufacturing, L.P. | Daikin | DZ11TA0903A* | DAT09043A* | HRCU-A-CB, Split System: Heat | Heat Pump | 230 | 3 |  | False |  |  | True | Dual-Speed | 93000 | 8454 | 11 | 10.8 | 13 |  | 82000 | 7282 | 3.3 | 3.3 | 52000 | 6773 | 2.25 | Federally-Regulated Commercial & Industrial Equipment | 05/31/2019 |  | 09/23/2019
Daikin Comfort Technologies Manufacturing, L.P. | Daikin | DZ11TA0903A* | DAT09043A* | HRCU-A-CB, Split System: Heat | Heat Pump | 208 | 3 |  | False |  |  | True | Dual-Speed | 93000 | 8454 | 11 | 10.8 | 13 |  | 82000 | 7282 | 3.3 | 3.3 | 52000 | 6773 | 2.25 | Federally-Regulated Commercial & Industrial Equipment | 05/31/2019 |  | 09/23/2019
Daikin Comfort Technologies Manufacturing, L.P. | ENERGI AIR | CPH102****V***A* |  | HSP-A, Single-Package Heat Pum | Both Heat Pump and Electric Re | 575 | 3 | False |  |  |  | False | Single-Speed | 102000 | 9189 | 11.1 | 11 | 13 |  | 102000 | 8792 | 3.4 | 3.3 | 52000 | 6773 | 2.25 | Federally-Regulated Commercial & Industrial Equipment | 05/31/2019 |  | 09/23/2019
Daikin Comfort Technologies Manufacturing, L.P. | ENERGI AIR | CPH102****V***A* |  | HSP-A, Single-Package Heat Pum | Both Heat Pump and Electric Re | 460 | 3 | False |  |  |  | False | Single-Speed | 102000 | 9189 | 11.1 | 11 | 13 |  | 102000 | 8792 | 3.4 | 3.3 | 52000 | 6773 | 2.25 | Federally-Regulated Commercial & Industrial Equipment | 05/31/2019 |  | 09/23/2019
Daikin Comfort Technologies Manufacturing, L.P. | ENERGI AIR | CPH102****V***A* |  | HSP-A, Single-Package Heat Pum | Both Heat Pump and Electric Re | 230 | 3 | False |  |  |  | False | Single-Speed | 102000 | 9189 | 11.1 | 11 | 13 |  | 102000 | 8792 | 3.4 | 3.3 | 55500 | 7229 | 2.25 | Federally-Regulated Commercial & Industrial Equipment | 05/31/2019 |  | 09/23/2019
Daikin Comfort Technologies Manufacturing, L.P. | ENERGI AIR | CPH102****V***A* |  | HSP-A, Single-Package Heat Pum | Both Heat Pump and Electric Re | 208 | 3 | False |  |  |  | False | Single-Speed | 102000 | 9189 | 11.1 | 11 | 13 |  | 102000 | 8792 | 3.4 | 3.3 | 52000 | 6773 | 2.25 | Federally-Regulated Commercial & Industrial Equipment | 05/31/2019 |  | 09/23/2019
Daikin Comfort Technologies Manufacturing, L.P. | ENERGI AIR | GSZ130603A* (2) | AT12043A* | HRCU-A-CB, Split System: Heat | Both Heat Pump and Electric Re | 230 | 3 |  | False |  |  | True | Single-Speed | 114000 | 9913 | 11.5 | 11 | 13 |  | 110000 | 9769 | 3.3 | 3.3 | 70000 | 8919 | 2.3 | Federally-Regulated Commercial & Industrial Equipment | 07/19/2019 |  | 09/23/2019
Daikin Comfort Technologies Manufacturing, L.P. | ENERGI AIR | GSZ130603A* (2) | AT12043A* | HRCU-A-CB, Split System: Heat | Both Heat Pump and Electric Re | 208 | 3 |  | False |  |  | True | Single-Speed | 114000 | 9913 | 11.5 | 11 | 13 |  | 110000 | 9769 | 3.3 | 3.3 | 70000 | 8919 | 2.3 | Federally-Regulated Commercial & Industrial Equipment | 07/19/2019 |  | 09/23/2019
Daikin Comfort Technologies Manufacturing, L.P. | ENERGI AIR | GSZ130483A* (2) | AT09043A* | HRCU-A-CB, Split System: Heat | Both Heat Pump and Electric Re | 230 | 3 |  | False |  |  | True | Single-Speed | 88000 | 7652 | 11.5 | 11 | 14 |  | 82000 | 7282 | 3.3 | 3.3 | 52000 | 6626 | 2.3 | Federally-Regulated Commercial & Industrial Equipment | 07/19/2019 |  | 09/23/2019
Daikin Comfort Technologies Manufacturing, L.P. | ENERGI AIR | GSZ130483A* (2) | AT09043A* | HRCU-A-CB, Split System: Heat | Both Heat Pump and Electric Re | 208 | 3 |  | False |  |  | True | Single-Speed | 88000 | 7652 | 11.5 | 11 | 14 |  | 82000 | 7282 | 3.3 | 3.3 | 52000 | 6626 | 2.3 | Federally-Regulated Commercial & Industrial Equipment | 07/19/2019 |  | 09/23/2019
Daikin Comfort Technologies Manufacturing, L.P. | ENERGI AIR | CPH120****V***A* |  | HSP-A, Single-Package Heat Pum | Both Heat Pump and Electric Re | 575 | 3 | False |  |  |  | False | Single-Speed | 113000 | 10180 | 11.1 | 11 | 12.6 |  | 116000 | 9999 | 3.4 | 3.3 | 56000 | 7135 | 2.3 | Federally-Regulated Commercial & Industrial Equipment | 05/31/2019 |  | 09/23/2019
Daikin Comfort Technologies Manufacturing, L.P. | ENERGI AIR | CPH120****V***A* |  | HSP-A, Single-Package Heat Pum | Both Heat Pump and Electric Re | 460 | 3 | False |  |  |  | False | Single-Speed | 113000 | 10180 | 11.1 | 11 | 12.6 |  | 116000 | 9999 | 3.4 | 3.3 | 56000 | 7135 | 2.3 | Federally-Regulated Commercial & Industrial Equipment | 05/31/2019 |  | 09/23/2019
Daikin Comfort Technologies Manufacturing, L.P. | ENERGI AIR | CPH120****V***A* |  | HSP-A, Single-Package Heat Pum | Both Heat Pump and Electric Re | 230 | 3 | False |  |  |  | False | Single-Speed | 113000 | 10180 | 11.1 | 11 | 12.6 |  | 116000 | 9999 | 3.4 | 3.3 | 56000 | 7135 | 2.3 | Federally-Regulated Commercial & Industrial Equipment | 05/31/2019 |  | 09/23/2019
Daikin Comfort Technologies Manufacturing, L.P. | ENERGI AIR | CPH120****V***A* |  | HSP-A, Single-Package Heat Pum | Both Heat Pump and Electric Re | 208 | 3 | False |  |  |  | False | Single-Speed | 113000 | 10180 | 11.1 | 11 | 12.6 |  | 116000 | 9999 | 3.4 | 3.3 | 56000 | 7135 | 2.3 | Federally-Regulated Commercial & Industrial Equipment | 05/31/2019 |  | 09/23/2019
Daikin Comfort Technologies Manufacturing, L.P. | ENERGI AIR | CPH150****V***A* |  | HSP-A, Single-Package Heat Pum | Both Heat Pump and Electric Re | 575 | 3 | False |  |  |  | False | Single-Speed | 140000 | 13207 | 10.6 | 10.6 | 11.8 |  | 142000 | 13005 | 3.2 | 3.2 | 82000 | 11443 | 2.1 | Federally-Regulated Commercial & Industrial Equipment | 05/31/2019 |  | 09/23/2019
Daikin Comfort Technologies Manufacturing, L.P. | ENERGI AIR | CPH150****V***A* |  | HSP-A, Single-Package Heat Pum | Both Heat Pump and Electric Re | 460 | 3 | False |  |  |  | False | Single-Speed | 140000 | 13207 | 10.6 | 10.6 | 11.8 |  | 142000 | 13005 | 3.2 | 3.2 | 82000 | 11443 | 2.1 | Federally-Regulated Commercial & Industrial Equipment | 05/31/2019 |  | 09/23/2019
Daikin Comfort Technologies Manufacturing, L.P. | ENERGI AIR | CPH150****V***A* |  | HSP-A, Single-Package Heat Pum | Both Heat Pump and Electric Re | 230 | 3 | False |  |  |  | False | Single-Speed | 140000 | 13207 | 10.6 | 10.6 | 11.8 |  | 142000 | 13005 | 3.2 | 3.2 | 82000 | 11443 | 2.1 | Federally-Regulated Commercial & Industrial Equipment | 05/31/2019 |  | 09/23/2019
Daikin Comfort Technologies Manufacturing, L.P. | ENERGI AIR | CPH150****V***A* |  | HSP-A, Single-Package Heat Pum | Both Heat Pump and Electric Re | 208 | 3 | False |  |  |  | False | Single-Speed | 140000 | 13207 | 10.6 | 10.6 | 11.8 |  | 142000 | 13005 | 3.2 | 3.2 | 82000 | 11443 | 2.1 | Federally-Regulated Commercial & Industrial Equipment | 05/31/2019 |  | 09/23/2019
Daikin Comfort Technologies Manufacturing, L.P. | ENERGI AIR | CPH090****V***A* |  | HSP-A, Single-Package Heat Pum | Both Heat Pump and Electric Re | 575 | 3 | False |  |  |  | False | Single-Speed | 90000 | 7826 | 11.5 | 11 | 12.8 |  | 90000 | 7757 | 3.4 | 3.3 | 52000 | 6349 | 2.4 | Federally-Regulated Commercial & Industrial Equipment | 05/31/2019 |  | 09/23/2019
Daikin Comfort Technologies Manufacturing, L.P. | ENERGI AIR | CPH090****V***A* |  | HSP-A, Single-Package Heat Pum | Both Heat Pump and Electric Re | 460 | 3 | False |  |  |  | False | Single-Speed | 90000 | 7826 | 11.5 | 11 | 12.8 |  | 90000 | 7757 | 3.4 | 3.3 | 52000 | 6349 | 2.4 | Federally-Regulated Commercial & Industrial Equipment | 05/31/2019 |  | 09/23/2019
Daikin Comfort Technologies Manufacturing, L.P. | ENERGI AIR | CPH090****V***A* |  | HSP-A, Single-Package Heat Pum | Both Heat Pump and Electric Re | 230 | 3 | False |  |  |  | False | Single-Speed | 90000 | 7826 | 11.5 | 11 | 12.8 |  | 90000 | 7757 | 3.4 | 3.3 | 52000 | 6349 | 2.4 | Federally-Regulated Commercial & Industrial Equipment | 05/31/2019 |  | 09/23/2019
Daikin Comfort Technologies Manufacturing, L.P. | ENERGI AIR | CPH090****V***A* |  | HSP-A, Single-Package Heat Pum | Both Heat Pump and Electric Re | 208 | 3 | False |  |  |  | False | Single-Speed | 90000 | 7826 | 11.5 | 11 | 12.8 |  | 90000 | 7757 | 3.4 | 3.3 | 52000 | 6349 | 2.4 | Federally-Regulated Commercial & Industrial Equipment | 05/31/2019 |  | 09/23/2019
Daikin Comfort Technologies Manufacturing, L.P. | ENERGI AIR | CPH072****V***A* |  | HSP-A, Single-Package Heat Pum | Both Heat Pump and Electric Re | 575 | 3 | False |  |  |  | True | Dual-Speed | 69000 | 6160 | 11.2 | 11 | 15 |  | 69000 | 5465 | 3.7 | 3.3 | 38000 | 4842 | 2.3 | Federally-Regulated Commercial & Industrial Equipment | 05/31/2019 |  | 09/23/2019
Daikin Comfort Technologies Manufacturing, L.P. | ENERGI AIR | CPH072****V***A* |  | HSP-A, Single-Package Heat Pum | Both Heat Pump and Electric Re | 460 | 3 | False |  |  |  | True | Dual-Speed | 69000 | 6160 | 11.2 | 11 | 15 |  | 69000 | 5465 | 3.7 | 3.3 | 38000 | 4842 | 2.3 | Federally-Regulated Commercial & Industrial Equipment | 05/31/2019 |  | 09/23/2019
Daikin Comfort Technologies Manufacturing, L.P. | ENERGI AIR | CPH072****V***A* |  | HSP-A, Single-Package Heat Pum | Both Heat Pump and Electric Re | 230 | 3 | False |  |  |  | True | Dual-Speed | 69000 | 6160 | 11.2 | 11 | 15 |  | 69000 | 5465 | 3.7 | 3.3 | 38000 | 4842 | 2.3 | Federally-Regulated Commercial & Industrial Equipment | 05/31/2019 |  | 09/23/2019
Daikin Comfort Technologies Manufacturing, L.P. | ENERGI AIR | CPH072****V***A* |  | HSP-A, Single-Package Heat Pum | Both Heat Pump and Electric Re | 208 | 3 | False |  |  |  | True | Dual-Speed | 69000 | 6160 | 11.2 | 11 | 15 |  | 69000 | 5465 | 3.7 | 3.3 | 38000 | 4842 | 2.3 | Federally-Regulated Commercial & Industrial Equipment | 05/31/2019 |  | 09/23/2019
Lennox Industries Inc. | T-SERIES | ELP090S4ST*Y,G,J | ELA090S4D-*Y,G,J | HRCU-A-CB, Split System: Heat | Heat Pump | 575 | 3 |  | False |  |  | True | Dual-Speed | 89000 | 8090 | 11 | 10.8 | 13.6 |  | 88000 | 7815 | 3.3 | 3.3 | 50000 | 6512 | 2.25 | Federally-Regulated Commercial & Industrial Equipment | 05/31/2019 |  | 09/23/2019
Lennox Industries Inc. | T-SERIES | ELP090S4ST*Y,G,J | ELA090S4D-*Y,G,J | HRCU-A-CB, Split System: Heat | Heat Pump | 460 | 3 |  | False |  |  | True | Dual-Speed | 89000 | 8090 | 11 | 10.8 | 13.6 |  | 88000 | 7815 | 3.3 | 3.3 | 50000 | 6512 | 2.25 | Federally-Regulated Commercial & Industrial Equipment | 05/31/2019 |  | 09/23/2019
Lennox Industries Inc. | T-SERIES | ELP090S4ST*Y,G,J | ELA090S4D-*Y,G,J | HRCU-A-CB, Split System: Heat | Heat Pump | 230 | 3 |  | False |  |  | True | Dual-Speed | 89000 | 8090 | 11 | 10.8 | 13.6 |  | 88000 | 7815 | 3.3 | 3.3 | 50000 | 6512 | 2.25 | Federally-Regulated Commercial & Industrial Equipment | 05/31/2019 |  | 09/23/2019
Lennox Industries Inc. | T-SERIES | ELP090S4ST*Y,G,J | ELA090S4D-*Y,G,J | HRCU-A-CB, Split System: Heat | Heat Pump | 208 | 3 |  | False |  |  | True | Dual-Speed | 89000 | 8090 | 11 | 10.8 | 13.6 |  | 88000 | 7815 | 3.3 | 3.3 | 50000 | 6512 | 2.25 | Federally-Regulated Commercial & Industrial Equipment | 05/31/2019 |  | 09/23/2019
Lennox Industries Inc. | T-SERIES | ELP120S4ST*Y,G,J | ELA120S4D-*Y,G,J | HRCU-A-CB, Split System: Heat | Heat Pump | 575 | 3 |  | False |  |  | True | Dual-Speed | 115000 | 10454 | 11 | 10.8 | 13.6 |  | 114000 | 10124 | 3.3 | 3.3 | 70000 | 9117 | 2.25 | Federally-Regulated Commercial & Industrial Equipment | 05/31/2019 |  | 09/23/2019
Lennox Industries Inc. | T-SERIES | ELP120S4ST*Y,G,J | ELA120S4D-*Y,G,J | HRCU-A-CB, Split System: Heat | Heat Pump | 460 | 3 |  | False |  |  | True | Dual-Speed | 115000 | 10454 | 11 | 10.8 | 13.6 |  | 114000 | 10124 | 3.3 | 3.3 | 70000 | 9117 | 2.25 | Federally-Regulated Commercial & Industrial Equipment | 05/31/2019 |  | 09/23/2019
Lennox Industries Inc. | T-SERIES | ELP120S4ST*Y,G,J | ELA120S4D-*Y,G,J | HRCU-A-CB, Split System: Heat | Heat Pump | 230 | 3 |  | False |  |  | True | Dual-Speed | 115000 | 10454 | 11 | 10.8 | 13.6 |  | 114000 | 10124 | 3.3 | 3.3 | 70000 | 9117 | 2.25 | Federally-Regulated Commercial & Industrial Equipment | 05/31/2019 |  | 09/23/2019
Lennox Industries Inc. | T-SERIES | ELP120S4ST*Y,G,J | ELA120S4D-*Y,G,J | HRCU-A-CB, Split System: Heat | Heat Pump | 208 | 3 |  | False |  |  | True | Dual-Speed | 115000 | 10454 | 11 | 10.8 | 13.6 |  | 114000 | 10124 | 3.3 | 3.3 | 70000 | 9117 | 2.25 | Federally-Regulated Commercial & Industrial Equipment | 05/31/2019 |  | 09/23/2019
Daikin Comfort Technologies Manufacturing, L.P. | EVERREST | GSZ130483A* (2) | AT09043A* | HRCU-A-CB, Split System: Heat | Both Heat Pump and Electric Re | 230 | 3 |  | False |  |  | True | Single-Speed | 88000 | 7652 | 11.5 | 11 | 14 |  | 82000 | 7282 | 3.3 | 3.3 | 52000 | 6626 | 2.3 | Federally-Regulated Commercial & Industrial Equipment | 07/19/2019 |  | 09/23/2019
Daikin Comfort Technologies Manufacturing, L.P. | EVERREST | GSZ130483A* (2) | AT09043A* | HRCU-A-CB, Split System: Heat | Both Heat Pump and Electric Re | 208 | 3 |  | False |  |  | True | Single-Speed | 88000 | 7652 | 11.5 | 11 | 14 |  | 82000 | 7282 | 3.3 | 3.3 | 52000 | 6626 | 2.3 | Federally-Regulated Commercial & Industrial Equipment | 07/19/2019 |  | 09/23/2019
Daikin Comfort Technologies Manufacturing, L.P. | EVERREST | CPH102****V***A* |  | HSP-A, Single-Package Heat Pum | Both Heat Pump and Electric Re | 575 | 3 | False |  |  |  | False | Single-Speed | 102000 | 9189 | 11.1 | 11 | 13 |  | 102000 | 8792 | 3.4 | 3.3 | 52000 | 6773 | 2.25 | Federally-Regulated Commercial & Industrial Equipment | 05/31/2019 |  | 09/23/2019
Daikin Comfort Technologies Manufacturing, L.P. | EVERREST | CPH102****V***A* |  | HSP-A, Single-Package Heat Pum | Both Heat Pump and Electric Re | 460 | 3 | False |  |  |  | False | Single-Speed | 102000 | 9189 | 11.1 | 11 | 13 |  | 102000 | 8792 | 3.4 | 3.3 | 52000 | 6773 | 2.25 | Federally-Regulated Commercial & Industrial Equipment | 05/31/2019 |  | 09/23/2019
Daikin Comfort Technologies Manufacturing, L.P. | EVERREST | CPH102****V***A* |  | HSP-A, Single-Package Heat Pum | Both Heat Pump and Electric Re | 230 | 3 | False |  |  |  | False | Single-Speed | 102000 | 9189 | 11.1 | 11 | 13 |  | 102000 | 8792 | 3.4 | 3.3 | 55500 | 7229 | 2.25 | Federally-Regulated Commercial & Industrial Equipment | 05/31/2019 |  | 09/23/2019
Daikin Comfort Technologies Manufacturing, L.P. | EVERREST | CPH102****V***A* |  | HSP-A, Single-Package Heat Pum | Both Heat Pump and Electric Re | 208 | 3 | False |  |  |  | False | Single-Speed | 102000 | 9189 | 11.1 | 11 | 13 |  | 102000 | 8792 | 3.4 | 3.3 | 52000 | 6773 | 2.25 | Federally-Regulated Commercial & Industrial Equipment | 05/31/2019 |  | 09/23/2019
Daikin Comfort Technologies Manufacturing, L.P. | EVERREST | CPH072****V***A* |  | HSP-A, Single-Package Heat Pum | Both Heat Pump and Electric Re | 575 | 3 | False |  |  |  | True | Dual-Speed | 69000 | 6160 | 11.2 | 11 | 15 |  | 69000 | 5465 | 3.7 | 3.3 | 38000 | 4842 | 2.3 | Federally-Regulated Commercial & Industrial Equipment | 05/31/2019 |  | 09/23/2019
Daikin Comfort Technologies Manufacturing, L.P. | EVERREST | CPH072****V***A* |  | HSP-A, Single-Package Heat Pum | Both Heat Pump and Electric Re | 460 | 3 | False |  |  |  | True | Dual-Speed | 69000 | 6160 | 11.2 | 11 | 15 |  | 69000 | 5465 | 3.7 | 3.3 | 38000 | 4842 | 2.3 | Federally-Regulated Commercial & Industrial Equipment | 05/31/2019 |  | 09/23/2019
Daikin Comfort Technologies Manufacturing, L.P. | EVERREST | CPH072****V***A* |  | HSP-A, Single-Package Heat Pum | Both Heat Pump and Electric Re | 230 | 3 | False |  |  |  | True | Dual-Speed | 69000 | 6160 | 11.2 | 11 | 15 |  | 69000 | 5465 | 3.7 | 3.3 | 38000 | 4842 | 2.3 | Federally-Regulated Commercial & Industrial Equipment | 05/31/2019 |  | 09/23/2019
Daikin Comfort Technologies Manufacturing, L.P. | EVERREST | CPH072****V***A* |  | HSP-A, Single-Package Heat Pum | Both Heat Pump and Electric Re | 208 | 3 | False |  |  |  | True | Dual-Speed | 69000 | 6160 | 11.2 | 11 | 15 |  | 69000 | 5465 | 3.7 | 3.3 | 38000 | 4842 | 2.3 | Federally-Regulated Commercial & Industrial Equipment | 05/31/2019 |  | 09/23/2019
Daikin Comfort Technologies Manufacturing, L.P. | EVERREST | CPH150****V***A* |  | HSP-A, Single-Package Heat Pum | Both Heat Pump and Electric Re | 575 | 3 | False |  |  |  | False | Single-Speed | 140000 | 13207 | 10.6 | 10.6 | 11.8 |  | 142000 | 13005 | 3.2 | 3.2 | 82000 | 11443 | 2.1 | Federally-Regulated Commercial & Industrial Equipment | 05/31/2019 |  | 09/23/2019
Daikin Comfort Technologies Manufacturing, L.P. | EVERREST | CPH150****V***A* |  | HSP-A, Single-Package Heat Pum | Both Heat Pump and Electric Re | 460 | 3 | False |  |  |  | False | Single-Speed | 140000 | 13207 | 10.6 | 10.6 | 11.8 |  | 142000 | 13005 | 3.2 | 3.2 | 82000 | 11443 | 2.1 | Federally-Regulated Commercial & Industrial Equipment | 05/31/2019 |  | 09/23/2019
Daikin Comfort Technologies Manufacturing, L.P. | EVERREST | CPH150****V***A* |  | HSP-A, Single-Package Heat Pum | Both Heat Pump and Electric Re | 230 | 3 | False |  |  |  | False | Single-Speed | 140000 | 13207 | 10.6 | 10.6 | 11.8 |  | 142000 | 13005 | 3.2 | 3.2 | 82000 | 11443 | 2.1 | Federally-Regulated Commercial & Industrial Equipment | 05/31/2019 |  | 09/23/2019
Daikin Comfort Technologies Manufacturing, L.P. | EVERREST | CPH150****V***A* |  | HSP-A, Single-Package Heat Pum | Both Heat Pump and Electric Re | 208 | 3 | False |  |  |  | False | Single-Speed | 140000 | 13207 | 10.6 | 10.6 | 11.8 |  | 142000 | 13005 | 3.2 | 3.2 | 82000 | 11443 | 2.1 | Federally-Regulated Commercial & Industrial Equipment | 05/31/2019 |  | 09/23/2019
Daikin Comfort Technologies Manufacturing, L.P. | EVERREST | CPH090****V***A* |  | HSP-A, Single-Package Heat Pum | Both Heat Pump and Electric Re | 575 | 3 | False |  |  |  | False | Single-Speed | 90000 | 7826 | 11.5 | 11 | 12.8 |  | 90000 | 7757 | 3.4 | 3.3 | 52000 | 6349 | 2.4 | Federally-Regulated Commercial & Industrial Equipment | 05/31/2019 |  | 09/23/2019
Daikin Comfort Technologies Manufacturing, L.P. | EVERREST | CPH090****V***A* |  | HSP-A, Single-Package Heat Pum | Both Heat Pump and Electric Re | 460 | 3 | False |  |  |  | False | Single-Speed | 90000 | 7826 | 11.5 | 11 | 12.8 |  | 90000 | 7757 | 3.4 | 3.3 | 52000 | 6349 | 2.4 | Federally-Regulated Commercial & Industrial Equipment | 05/31/2019 |  | 09/23/2019
Daikin Comfort Technologies Manufacturing, L.P. | EVERREST | CPH090****V***A* |  | HSP-A, Single-Package Heat Pum | Both Heat Pump and Electric Re | 230 | 3 | False |  |  |  | False | Single-Speed | 90000 | 7826 | 11.5 | 11 | 12.8 |  | 90000 | 7757 | 3.4 | 3.3 | 52000 | 6349 | 2.4 | Federally-Regulated Commercial & Industrial Equipment | 05/31/2019 |  | 09/23/2019
Daikin Comfort Technologies Manufacturing, L.P. | EVERREST | CPH090****V***A* |  | HSP-A, Single-Package Heat Pum | Both Heat Pump and Electric Re | 208 | 3 | False |  |  |  | False | Single-Speed | 90000 | 7826 | 11.5 | 11 | 12.8 |  | 90000 | 7757 | 3.4 | 3.3 | 52000 | 6349 | 2.4 | Federally-Regulated Commercial & Industrial Equipment | 05/31/2019 |  | 09/23/2019
Daikin Comfort Technologies Manufacturing, L.P. | EVERREST | GSZ130603A* (2) | AT12043A* | HRCU-A-CB, Split System: Heat | Both Heat Pump and Electric Re | 230 | 3 |  | False |  |  | True | Single-Speed | 114000 | 9913 | 11.5 | 11 | 13 |  | 110000 | 9769 | 3.3 | 3.3 | 70000 | 8919 | 2.3 | Federally-Regulated Commercial & Industrial Equipment | 07/19/2019 |  | 09/23/2019
Daikin Comfort Technologies Manufacturing, L.P. | EVERREST | GSZ130603A* (2) | AT12043A* | HRCU-A-CB, Split System: Heat | Both Heat Pump and Electric Re | 208 | 3 |  | False |  |  | True | Single-Speed | 114000 | 9913 | 11.5 | 11 | 13 |  | 110000 | 9769 | 3.3 | 3.3 | 70000 | 8919 | 2.3 | Federally-Regulated Commercial & Industrial Equipment | 07/19/2019 |  | 09/23/2019
Daikin Comfort Technologies Manufacturing, L.P. | EVERREST | CPH120****V***A* |  | HSP-A, Single-Package Heat Pum | Both Heat Pump and Electric Re | 575 | 3 | False |  |  |  | False | Single-Speed | 113000 | 10180 | 11.1 | 11 | 12.6 |  | 116000 | 9999 | 3.4 | 3.3 | 56000 | 7135 | 2.3 | Federally-Regulated Commercial & Industrial Equipment | 05/31/2019 |  | 09/23/2019
Daikin Comfort Technologies Manufacturing, L.P. | EVERREST | CPH120****V***A* |  | HSP-A, Single-Package Heat Pum | Both Heat Pump and Electric Re | 460 | 3 | False |  |  |  | False | Single-Speed | 113000 | 10180 | 11.1 | 11 | 12.6 |  | 116000 | 9999 | 3.4 | 3.3 | 56000 | 7135 | 2.3 | Federally-Regulated Commercial & Industrial Equipment | 05/31/2019 |  | 09/23/2019
Daikin Comfort Technologies Manufacturing, L.P. | EVERREST | CPH120****V***A* |  | HSP-A, Single-Package Heat Pum | Both Heat Pump and Electric Re | 230 | 3 | False |  |  |  | False | Single-Speed | 113000 | 10180 | 11.1 | 11 | 12.6 |  | 116000 | 9999 | 3.4 | 3.3 | 56000 | 7135 | 2.3 | Federally-Regulated Commercial & Industrial Equipment | 05/31/2019 |  | 09/23/2019
Daikin Comfort Technologies Manufacturing, L.P. | EVERREST | CPH120****V***A* |  | HSP-A, Single-Package Heat Pum | Both Heat Pump and Electric Re | 208 | 3 | False |  |  |  | False | Single-Speed | 113000 | 10180 | 11.1 | 11 | 12.6 |  | 116000 | 9999 | 3.4 | 3.3 | 56000 | 7135 | 2.3 | Federally-Regulated Commercial & Industrial Equipment | 05/31/2019 |  | 09/23/2019
York International | Luxaire | PH-15C00*(2,4,5)***** | NH-15C00*(2,4,5,6)**** | HRCU-A-CB, Split System: Heat | Heat Pump | 575 | 3 |  | False |  |  | True | Single-Speed | 180000 | 16981 | 10.6 | 10.4 | 12 |  | 168000 | 15386 | 3.2 | 3.2 | 104000 | 13252 | 2.3 | Federally-Regulated Commercial & Industrial Equipment | 05/31/2019 |  | 09/23/2019
York International | Luxaire | PH-15C00*(2,4,5)***** | NH-15C00*(2,4,5,6)**** | HRCU-A-CB, Split System: Heat | Heat Pump | 460 | 3 |  | False |  |  | True | Single-Speed | 180000 | 16981 | 10.6 | 10.4 | 12 |  | 168000 | 15386 | 3.2 | 3.2 | 104000 | 13252 | 2.3 | Federally-Regulated Commercial & Industrial Equipment | 05/31/2019 |  | 09/23/2019
York International | Luxaire | PH-15C00*(2,4,5)***** | NH-15C00*(2,4,5,6)**** | HRCU-A-CB, Split System: Heat | Heat Pump | 230 | 3 |  | False |  |  | True | Single-Speed | 180000 | 16981 | 10.6 | 10.4 | 12 |  | 168000 | 15386 | 3.2 | 3.2 | 104000 | 13252 | 2.3 | Federally-Regulated Commercial & Industrial Equipment | 05/31/2019 |  | 09/23/2019
York International | Luxaire | PH-15C00*(2,4,5)***** | NH-15C00*(2,4,5,6)**** | HRCU-A-CB, Split System: Heat | Heat Pump | 208 | 3 |  | False |  |  | True | Single-Speed | 180000 | 16981 | 10.6 | 10.4 | 12 |  | 168000 | 15386 | 3.2 | 3.2 | 104000 | 13252 | 2.3 | Federally-Regulated Commercial & Industrial Equipment | 05/31/2019 |  | 09/23/2019
York International | Luxaire | XYEA7A(2,4,5)*1********* |  | HSP-A, Single-Package Heat Pum | Heat Pump | 575 | 3 | False |  |  |  | True | Dual-Speed | 70000 | 5833 | 12 | 10.8 | 14.1 |  | 67000 | 5775 | 3.4 | 3.3 | 38000 | 4640 | 2.4 | Federally-Regulated Commercial & Industrial Equipment | 05/31/2019 |  | 09/23/2019
York International | Luxaire | XYEA7A(2,4,5)*1********* |  | HSP-A, Single-Package Heat Pum | Heat Pump | 460 | 3 | False |  |  |  | True | Dual-Speed | 70000 | 5833 | 12 | 10.8 | 14.1 |  | 67000 | 5775 | 3.4 | 3.3 | 38000 | 4640 | 2.4 | Federally-Regulated Commercial & Industrial Equipment | 05/31/2019 |  | 09/23/2019
York International | Luxaire | XYEA7A(2,4,5)*1********* |  | HSP-A, Single-Package Heat Pum | Heat Pump | 230 | 3 | False |  |  |  | True | Dual-Speed | 70000 | 5833 | 12 | 10.8 | 14.1 |  | 67000 | 5775 | 3.4 | 3.3 | 38000 | 4640 | 2.4 | Federally-Regulated Commercial & Industrial Equipment | 05/31/2019 |  | 09/23/2019
York International | Luxaire | XYEA7A(2,4,5)*1********* |  | HSP-A, Single-Package Heat Pum | Heat Pump | 208 | 3 | False |  |  |  | True | Dual-Speed | 70000 | 5833 | 12 | 10.8 | 14.1 |  | 67000 | 5775 | 3.4 | 3.3 | 38000 | 4640 | 2.4 | Federally-Regulated Commercial & Industrial Equipment | 05/31/2019 |  | 09/23/2019
York International | Luxaire | PH-10C00*(2,4,5)**** | NS-10C00*(2,4,5,6)**** | HRCU-A-CB, Split System: Heat | Heat Pump | 575 | 3 |  | False |  |  | True | Single-Speed | 120000 | 11111 | 10.8 | 10.8 | 13.5 |  | 109000 | 9680 | 3.3 | 3.3 | 63000 | 8206 | 2.25 | Federally-Regulated Commercial & Industrial Equipment | 05/31/2019 |  | 09/23/2019
York International | Luxaire | PH-10C00*(2,4,5)**** | NS-10C00*(2,4,5,6)**** | HRCU-A-CB, Split System: Heat | Heat Pump | 460 | 3 |  | False |  |  | True | Single-Speed | 120000 | 11111 | 10.8 | 10.8 | 13.5 |  | 109000 | 9680 | 3.3 | 3.3 | 63000 | 8206 | 2.25 | Federally-Regulated Commercial & Industrial Equipment | 05/31/2019 |  | 09/23/2019
York International | Luxaire | PH-10C00*(2,4,5)**** | NS-10C00*(2,4,5,6)**** | HRCU-A-CB, Split System: Heat | Heat Pump | 230 | 3 |  | False |  |  | True | Single-Speed | 120000 | 11111 | 10.8 | 10.8 | 13.5 |  | 109000 | 9680 | 3.3 | 3.3 | 63000 | 8206 | 2.25 | Federally-Regulated Commercial & Industrial Equipment | 05/31/2019 |  | 09/23/2019
York International | Luxaire | PH-10C00*(2,4,5)**** | NS-10C00*(2,4,5,6)**** | HRCU-A-CB, Split System: Heat | Heat Pump | 208 | 3 |  | False |  |  | True | Single-Speed | 120000 | 11111 | 10.8 | 10.8 | 13.5 |  | 109000 | 9680 | 3.3 | 3.3 | 63000 | 8206 | 2.25 | Federally-Regulated Commercial & Industrial Equipment | 05/31/2019 |  | 09/23/2019
York International | Luxaire | PH-10C00*(2,4,5)***5 | NS-10C00*(S,T,W,X)**** | HRCU-A-CB, Split System: Heat | Heat Pump | 575 | 3 |  | False |  |  | True | Single-Speed | 116000 | 10450 | 11.1 | 10.8 | 14.2 |  | 104000 | 9236 | 3.3 | 3.3 | 63000 | 8027 | 2.3 | Federally-Regulated Commercial & Industrial Equipment | 05/31/2019 |  | 09/23/2019
York International | Luxaire | PH-10C00*(2,4,5)***5 | NS-10C00*(S,T,W,X)**** | HRCU-A-CB, Split System: Heat | Heat Pump | 460 | 3 |  | False |  |  | True | Single-Speed | 116000 | 10450 | 11.1 | 10.8 | 14.2 |  | 104000 | 9236 | 3.3 | 3.3 | 63000 | 8027 | 2.3 | Federally-Regulated Commercial & Industrial Equipment | 05/31/2019 |  | 09/23/2019
York International | Luxaire | PH-10C00*(2,4,5)***5 | NS-10C00*(S,T,W,X)**** | HRCU-A-CB, Split System: Heat | Heat Pump | 230 | 3 |  | False |  |  | True | Single-Speed | 116000 | 10450 | 11.1 | 10.8 | 14.2 |  | 104000 | 9236 | 3.3 | 3.3 | 63000 | 8027 | 2.3 | Federally-Regulated Commercial & Industrial Equipment | 05/31/2019 |  | 09/23/2019
York International | Luxaire | PH-10C00*(2,4,5)***5 | NS-10C00*(S,T,W,X)**** | HRCU-A-CB, Split System: Heat | Heat Pump | 208 | 3 |  | False |  |  | True | Single-Speed | 116000 | 10450 | 11.1 | 10.8 | 14.2 |  | 104000 | 9236 | 3.3 | 3.3 | 63000 | 8027 | 2.3 | Federally-Regulated Commercial & Industrial Equipment | 05/31/2019 |  | 09/23/2019
York International | Luxaire | PJ-20C00*(2,4,5)***** | NW-20C00*(2,4,5,6)**** | HRCU-A-CB, Split System: Heat | Heat Pump | 575 | 3 |  | False |  |  | True | Single-Speed | 230000 | 21698 | 10.6 | 10.4 | 13.3 |  | 220000 | 19538 | 3.3 | 3.2 | 130000 | 17318 | 2.2 | Federally-Regulated Commercial & Industrial Equipment | 08/06/2019 |  | 09/23/2019
York International | Luxaire | PJ-20C00*(2,4,5)***** | NW-20C00*(2,4,5,6)**** | HRCU-A-CB, Split System: Heat | Heat Pump | 460 | 3 |  | False |  |  | True | Single-Speed | 230000 | 21698 | 10.6 | 10.4 | 13.3 |  | 220000 | 19538 | 3.3 | 3.2 | 130000 | 17318 | 2.2 | Federally-Regulated Commercial & Industrial Equipment | 08/06/2019 |  | 09/23/2019
York International | Luxaire | PJ-20C00*(2,4,5)***** | NW-20C00*(2,4,5,6)**** | HRCU-A-CB, Split System: Heat | Heat Pump | 230 | 3 |  | False |  |  | True | Single-Speed | 230000 | 21698 | 10.6 | 10.4 | 13.3 |  | 220000 | 19538 | 3.3 | 3.2 | 130000 | 17318 | 2.2 | Federally-Regulated Commercial & Industrial Equipment | 08/06/2019 |  | 09/23/2019
York International | Luxaire | PJ-20C00*(2,4,5)***** | NW-20C00*(2,4,5,6)**** | HRCU-A-CB, Split System: Heat | Heat Pump | 208 | 3 |  | False |  |  | True | Single-Speed | 230000 | 21698 | 10.6 | 10.4 | 13.3 |  | 220000 | 19538 | 3.3 | 3.2 | 130000 | 17318 | 2.2 | Federally-Regulated Commercial & Industrial Equipment | 08/06/2019 |  | 09/23/2019
York International | Luxaire | XYEA7A(2,4,5)*3********* |  | HSP-A, Single-Package Heat Pum | Heat Pump | 575 | 3 | False |  |  |  | True | Dual-Speed | 70000 | 5833 | 12 | 10.8 | 14.8 |  | 67000 | 5775 | 3.4 | 3.3 | 38000 | 4640 | 2.4 | Federally-Regulated Commercial & Industrial Equipment | 05/31/2019 |  | 09/23/2019
York International | Luxaire | XYEA7A(2,4,5)*3********* |  | HSP-A, Single-Package Heat Pum | Heat Pump | 460 | 3 | False |  |  |  | True | Dual-Speed | 70000 | 5833 | 12 | 10.8 | 14.8 |  | 67000 | 5775 | 3.4 | 3.3 | 38000 | 4640 | 2.4 | Federally-Regulated Commercial & Industrial Equipment | 05/31/2019 |  | 09/23/2019
York International | Luxaire | XYEA7A(2,4,5)*3********* |  | HSP-A, Single-Package Heat Pum | Heat Pump | 230 | 3 | False |  |  |  | True | Dual-Speed | 70000 | 5833 | 12 | 10.8 | 14.8 |  | 67000 | 5775 | 3.4 | 3.3 | 38000 | 4640 | 2.4 | Federally-Regulated Commercial & Industrial Equipment | 05/31/2019 |  | 09/23/2019
York International | Luxaire | XYEA7A(2,4,5)*3********* |  | HSP-A, Single-Package Heat Pum | Heat Pump | 208 | 3 | False |  |  |  | True | Dual-Speed | 70000 | 5833 | 12 | 10.8 | 14.8 |  | 67000 | 5775 | 3.4 | 3.3 | 38000 | 4640 | 2.4 | Federally-Regulated Commercial & Industrial Equipment | 05/31/2019 |  | 09/23/2019
York International | Luxaire | PH-10C00*(2,4,5)***5 | NH-10C00*(S,T,W,X)**** | HRCU-A-CB, Split System: Heat | Heat Pump | 575 | 3 |  | False |  |  | True | Single-Speed | 116000 | 10450 | 11.1 | 10.8 | 12.3 |  | 104000 | 9236 | 3.3 | 3.3 | 63000 | 8027 | 2.3 | Federally-Regulated Commercial & Industrial Equipment | 05/31/2019 |  | 09/23/2019
York International | Luxaire | PH-10C00*(2,4,5)***5 | NH-10C00*(S,T,W,X)**** | HRCU-A-CB, Split System: Heat | Heat Pump | 460 | 3 |  | False |  |  | True | Single-Speed | 116000 | 10450 | 11.1 | 10.8 | 12.3 |  | 104000 | 9236 | 3.3 | 3.3 | 63000 | 8027 | 2.3 | Federally-Regulated Commercial & Industrial Equipment | 05/31/2019 |  | 09/23/2019
York International | Luxaire | PH-10C00*(2,4,5)***5 | NH-10C00*(S,T,W,X)**** | HRCU-A-CB, Split System: Heat | Heat Pump | 230 | 3 |  | False |  |  | True | Single-Speed | 116000 | 10450 | 11.1 | 10.8 | 12.3 |  | 104000 | 9236 | 3.3 | 3.3 | 63000 | 8027 | 2.3 | Federally-Regulated Commercial & Industrial Equipment | 05/31/2019 |  | 09/23/2019
York International | Luxaire | PH-10C00*(2,4,5)***5 | NH-10C00*(S,T,W,X)**** | HRCU-A-CB, Split System: Heat | Heat Pump | 208 | 3 |  | False |  |  | True | Single-Speed | 116000 | 10450 | 11.1 | 10.8 | 12.3 |  | 104000 | 9236 | 3.3 | 3.3 | 63000 | 8027 | 2.3 | Federally-Regulated Commercial & Industrial Equipment | 05/31/2019 |  | 09/23/2019
York International | Luxaire | PJ-15C00*(2,4,5)***** | NW-15C00*(2,4,5,6)**** | HRCU-A-CB, Split System: Heat | Heat Pump | 575 | 3 |  | False |  |  | True | Single-Speed | 174000 | 16415 | 10.6 | 10.4 | 14 |  | 160000 | 13791 | 3.4 | 3.2 | 100000 | 13025 | 2.25 | Federally-Regulated Commercial & Industrial Equipment | 05/31/2019 |  | 09/23/2019
York International | Luxaire | PJ-15C00*(2,4,5)***** | NW-15C00*(2,4,5,6)**** | HRCU-A-CB, Split System: Heat | Heat Pump | 460 | 3 |  | False |  |  | True | Single-Speed | 174000 | 16415 | 10.6 | 10.4 | 14 |  | 160000 | 13791 | 3.4 | 3.2 | 100000 | 13025 | 2.25 | Federally-Regulated Commercial & Industrial Equipment | 05/31/2019 |  | 09/23/2019
York International | Luxaire | PJ-15C00*(2,4,5)***** | NW-15C00*(2,4,5,6)**** | HRCU-A-CB, Split System: Heat | Heat Pump | 230 | 3 |  | False |  |  | True | Single-Speed | 174000 | 16415 | 10.6 | 10.4 | 14 |  | 160000 | 13791 | 3.4 | 3.2 | 100000 | 13025 | 2.25 | Federally-Regulated Commercial & Industrial Equipment | 05/31/2019 |  | 09/23/2019
York International | Luxaire | PJ-15C00*(2,4,5)***** | NW-15C00*(2,4,5,6)**** | HRCU-A-CB, Split System: Heat | Heat Pump | 208 | 3 |  | False |  |  | True | Single-Speed | 174000 | 16415 | 10.6 | 10.4 | 14 |  | 160000 | 13791 | 3.4 | 3.2 | 100000 | 13025 | 2.25 | Federally-Regulated Commercial & Industrial Equipment | 05/31/2019 |  | 09/23/2019
York International | Luxaire | PH-15C00*(2,4,5)***** | NS-15C00*(2,4,5,6)**** | HRCU-A-CB, Split System: Heat | Heat Pump | 575 | 3 |  | False |  |  | True | Single-Speed | 180000 | 16981 | 10.6 | 10.4 | 13.3 |  | 168000 | 15386 | 3.2 | 3.2 | 104000 | 13252 | 2.3 | Federally-Regulated Commercial & Industrial Equipment | 05/31/2019 |  | 09/23/2019
York International | Luxaire | PH-15C00*(2,4,5)***** | NS-15C00*(2,4,5,6)**** | HRCU-A-CB, Split System: Heat | Heat Pump | 460 | 3 |  | False |  |  | True | Single-Speed | 180000 | 16981 | 10.6 | 10.4 | 13.3 |  | 168000 | 15386 | 3.2 | 3.2 | 104000 | 13252 | 2.3 | Federally-Regulated Commercial & Industrial Equipment | 05/31/2019 |  | 09/23/2019
York International | Luxaire | PH-15C00*(2,4,5)***** | NS-15C00*(2,4,5,6)**** | HRCU-A-CB, Split System: Heat | Heat Pump | 230 | 3 |  | False |  |  | True | Single-Speed | 180000 | 16981 | 10.6 | 10.4 | 13.3 |  | 168000 | 15386 | 3.2 | 3.2 | 104000 | 13252 | 2.3 | Federally-Regulated Commercial & Industrial Equipment | 05/31/2019 |  | 09/23/2019
York International | Luxaire | PH-15C00*(2,4,5)***** | NS-15C00*(2,4,5,6)**** | HRCU-A-CB, Split System: Heat | Heat Pump | 208 | 3 |  | False |  |  | True | Single-Speed | 180000 | 16981 | 10.6 | 10.4 | 13.3 |  | 168000 | 15386 | 3.2 | 3.2 | 104000 | 13252 | 2.3 | Federally-Regulated Commercial & Industrial Equipment | 05/31/2019 |  | 09/23/2019
York International | Luxaire | PH-07C00*(2,4,5)***** | NS-07C00*(2,4,5,6)**** | HRCU-A-CB, Split System: Heat | Heat Pump | 575 | 3 |  | False |  |  | True | Single-Speed | 89000 | 8090 | 11 | 10.8 | 12.4 |  | 82000 | 7068 | 3.4 | 3.3 | 49000 | 6243 | 2.3 | Federally-Regulated Commercial & Industrial Equipment | 05/31/2019 |  | 09/23/2019
York International | Luxaire | PH-07C00*(2,4,5)***** | NS-07C00*(2,4,5,6)**** | HRCU-A-CB, Split System: Heat | Heat Pump | 460 | 3 |  | False |  |  | True | Single-Speed | 89000 | 8090 | 11 | 10.8 | 12.4 |  | 82000 | 7068 | 3.4 | 3.3 | 49000 | 6243 | 2.3 | Federally-Regulated Commercial & Industrial Equipment | 05/31/2019 |  | 09/23/2019
York International | Luxaire | PH-07C00*(2,4,5)***** | NS-07C00*(2,4,5,6)**** | HRCU-A-CB, Split System: Heat | Heat Pump | 230 | 3 |  | False |  |  | True | Single-Speed | 89000 | 8090 | 11 | 10.8 | 12.4 |  | 82000 | 7068 | 3.4 | 3.3 | 49000 | 6243 | 2.3 | Federally-Regulated Commercial & Industrial Equipment | 05/31/2019 |  | 09/23/2019
York International | Luxaire | PH-07C00*(2,4,5)***** | NS-07C00*(2,4,5,6)**** | HRCU-A-CB, Split System: Heat | Heat Pump | 208 | 3 |  | False |  |  | True | Single-Speed | 89000 | 8090 | 11 | 10.8 | 12.4 |  | 82000 | 7068 | 3.4 | 3.3 | 49000 | 6243 | 2.3 | Federally-Regulated Commercial & Industrial Equipment | 05/31/2019 |  | 09/23/2019
York International | Luxaire | PJ-15C00*(2,4,5)***** | NJ-15C00*(2,4,5,6)**** | HRCU-A-CB, Split System: Heat | Heat Pump | 575 | 3 |  | False |  |  | True | Single-Speed | 174000 | 16415 | 10.6 | 10.4 | 11.6 |  | 160000 | 13791 | 3.4 | 3.2 | 100000 | 13025 | 2.25 | Federally-Regulated Commercial & Industrial Equipment | 05/31/2019 |  | 09/23/2019
York International | Luxaire | PJ-15C00*(2,4,5)***** | NJ-15C00*(2,4,5,6)**** | HRCU-A-CB, Split System: Heat | Heat Pump | 460 | 3 |  | False |  |  | True | Single-Speed | 174000 | 16415 | 10.6 | 10.4 | 11.6 |  | 160000 | 13791 | 3.4 | 3.2 | 100000 | 13025 | 2.25 | Federally-Regulated Commercial & Industrial Equipment | 05/31/2019 |  | 09/23/2019
York International | Luxaire | PJ-15C00*(2,4,5)***** | NJ-15C00*(2,4,5,6)**** | HRCU-A-CB, Split System: Heat | Heat Pump | 230 | 3 |  | False |  |  | True | Single-Speed | 174000 | 16415 | 10.6 | 10.4 | 11.6 |  | 160000 | 13791 | 3.4 | 3.2 | 100000 | 13025 | 2.25 | Federally-Regulated Commercial & Industrial Equipment | 05/31/2019 |  | 09/23/2019
York International | Luxaire | PJ-15C00*(2,4,5)***** | NJ-15C00*(2,4,5,6)**** | HRCU-A-CB, Split System: Heat | Heat Pump | 208 | 3 |  | False |  |  | True | Single-Speed | 174000 | 16415 | 10.6 | 10.4 | 11.6 |  | 160000 | 13791 | 3.4 | 3.2 | 100000 | 13025 | 2.25 | Federally-Regulated Commercial & Industrial Equipment | 05/31/2019 |  | 09/23/2019
Daikin Comfort Technologies Manufacturing, L.P. | Goodman | GSZ130603A* (2) | AT12043A* | HRCU-A-CB, Split System: Heat | Both Heat Pump and Electric Re | 230 | 3 |  | False |  |  | True | Single-Speed | 114000 | 9913 | 11.5 | 11 | 13 |  | 110000 | 9769 | 3.3 | 3.3 | 70000 | 8919 | 2.3 | Federally-Regulated Commercial & Industrial Equipment | 07/19/2019 |  | 09/23/2019
Daikin Comfort Technologies Manufacturing, L.P. | Goodman | GSZ130603A* (2) | AT12043A* | HRCU-A-CB, Split System: Heat | Both Heat Pump and Electric Re | 208 | 3 |  | False |  |  | True | Single-Speed | 114000 | 9913 | 11.5 | 11 | 13 |  | 110000 | 9769 | 3.3 | 3.3 | 70000 | 8919 | 2.3 | Federally-Regulated Commercial & Industrial Equipment | 07/19/2019 |  | 09/23/2019
Daikin Comfort Technologies Manufacturing, L.P. | Goodman | GSZ130483A* (2) | AT09043A* | HRCU-A-CB, Split System: Heat | Both Heat Pump and Electric Re | 230 | 3 |  | False |  |  | True | Single-Speed | 88000 | 7652 | 11.5 | 11 | 14 |  | 82000 | 7282 | 3.3 | 3.3 | 52000 | 6626 | 2.3 | Federally-Regulated Commercial & Industrial Equipment | 07/19/2019 |  | 09/23/2019
Daikin Comfort Technologies Manufacturing, L.P. | Goodman | GSZ130483A* (2) | AT09043A* | HRCU-A-CB, Split System: Heat | Both Heat Pump and Electric Re | 208 | 3 |  | False |  |  | True | Single-Speed | 88000 | 7652 | 11.5 | 11 | 14 |  | 82000 | 7282 | 3.3 | 3.3 | 52000 | 6626 | 2.3 | Federally-Regulated Commercial & Industrial Equipment | 07/19/2019 |  | 09/23/2019
Daikin Comfort Technologies Manufacturing, L.P. | Goodman | CPH150****V***A* |  | HSP-A, Single-Package Heat Pum | Both Heat Pump and Electric Re | 575 | 3 | False |  |  |  | False | Single-Speed | 140000 | 13207 | 10.6 | 10.6 | 11.8 |  | 142000 | 13005 | 3.2 | 3.2 | 82000 | 11443 | 2.1 | Federally-Regulated Commercial & Industrial Equipment | 05/31/2019 |  | 09/23/2019
Daikin Comfort Technologies Manufacturing, L.P. | Goodman | CPH150****V***A* |  | HSP-A, Single-Package Heat Pum | Both Heat Pump and Electric Re | 460 | 3 | False |  |  |  | False | Single-Speed | 140000 | 13207 | 10.6 | 10.6 | 11.8 |  | 142000 | 13005 | 3.2 | 3.2 | 82000 | 11443 | 2.1 | Federally-Regulated Commercial & Industrial Equipment | 05/31/2019 |  | 09/23/2019
Daikin Comfort Technologies Manufacturing, L.P. | Goodman | CPH150****V***A* |  | HSP-A, Single-Package Heat Pum | Both Heat Pump and Electric Re | 230 | 3 | False |  |  |  | False | Single-Speed | 140000 | 13207 | 10.6 | 10.6 | 11.8 |  | 142000 | 13005 | 3.2 | 3.2 | 82000 | 11443 | 2.1 | Federally-Regulated Commercial & Industrial Equipment | 05/31/2019 |  | 09/23/2019
Daikin Comfort Technologies Manufacturing, L.P. | Goodman | CPH150****V***A* |  | HSP-A, Single-Package Heat Pum | Both Heat Pump and Electric Re | 208 | 3 | False |  |  |  | False | Single-Speed | 140000 | 13207 | 10.6 | 10.6 | 11.8 |  | 142000 | 13005 | 3.2 | 3.2 | 82000 | 11443 | 2.1 | Federally-Regulated Commercial & Industrial Equipment | 05/31/2019 |  | 09/23/2019
Daikin Comfort Technologies Manufacturing, L.P. | Goodman | CPH120****V***A* |  | HSP-A, Single-Package Heat Pum | Both Heat Pump and Electric Re | 575 | 3 | False |  |  |  | False | Single-Speed | 113000 | 10180 | 11.1 | 11 | 12.6 |  | 116000 | 9999 | 3.4 | 3.3 | 56000 | 7135 | 2.3 | Federally-Regulated Commercial & Industrial Equipment | 05/31/2019 |  | 09/23/2019
Daikin Comfort Technologies Manufacturing, L.P. | Goodman | CPH120****V***A* |  | HSP-A, Single-Package Heat Pum | Both Heat Pump and Electric Re | 460 | 3 | False |  |  |  | False | Single-Speed | 113000 | 10180 | 11.1 | 11 | 12.6 |  | 116000 | 9999 | 3.4 | 3.3 | 56000 | 7135 | 2.3 | Federally-Regulated Commercial & Industrial Equipment | 05/31/2019 |  | 09/23/2019
Daikin Comfort Technologies Manufacturing, L.P. | Goodman | CPH120****V***A* |  | HSP-A, Single-Package Heat Pum | Both Heat Pump and Electric Re | 230 | 3 | False |  |  |  | False | Single-Speed | 113000 | 10180 | 11.1 | 11 | 12.6 |  | 116000 | 9999 | 3.4 | 3.3 | 56000 | 7135 | 2.3 | Federally-Regulated Commercial & Industrial Equipment | 05/31/2019 |  | 09/23/2019
Daikin Comfort Technologies Manufacturing, L.P. | Goodman | CPH120****V***A* |  | HSP-A, Single-Package Heat Pum | Both Heat Pump and Electric Re | 208 | 3 | False |  |  |  | False | Single-Speed | 113000 | 10180 | 11.1 | 11 | 12.6 |  | 116000 | 9999 | 3.4 | 3.3 | 56000 | 7135 | 2.3 | Federally-Regulated Commercial & Industrial Equipment | 05/31/2019 |  | 09/23/2019
Daikin Comfort Technologies Manufacturing, L.P. | Goodman | CPH090****V***A* |  | HSP-A, Single-Package Heat Pum | Both Heat Pump and Electric Re | 575 | 3 | False |  |  |  | False | Single-Speed | 90000 | 7826 | 11.5 | 11 | 12.8 |  | 90000 | 7757 | 3.4 | 3.3 | 52000 | 6349 | 2.4 | Federally-Regulated Commercial & Industrial Equipment | 05/31/2019 |  | 09/23/2019
Daikin Comfort Technologies Manufacturing, L.P. | Goodman | CPH090****V***A* |  | HSP-A, Single-Package Heat Pum | Both Heat Pump and Electric Re | 460 | 3 | False |  |  |  | False | Single-Speed | 90000 | 7826 | 11.5 | 11 | 12.8 |  | 90000 | 7757 | 3.4 | 3.3 | 52000 | 6349 | 2.4 | Federally-Regulated Commercial & Industrial Equipment | 05/31/2019 |  | 09/23/2019
Daikin Comfort Technologies Manufacturing, L.P. | Goodman | CPH090****V***A* |  | HSP-A, Single-Package Heat Pum | Both Heat Pump and Electric Re | 230 | 3 | False |  |  |  | False | Single-Speed | 90000 | 7826 | 11.5 | 11 | 12.8 |  | 90000 | 7757 | 3.4 | 3.3 | 52000 | 6349 | 2.4 | Federally-Regulated Commercial & Industrial Equipment | 05/31/2019 |  | 09/23/2019
Daikin Comfort Technologies Manufacturing, L.P. | Goodman | CPH090****V***A* |  | HSP-A, Single-Package Heat Pum | Both Heat Pump and Electric Re | 208 | 3 | False |  |  |  | False | Single-Speed | 90000 | 7826 | 11.5 | 11 | 12.8 |  | 90000 | 7757 | 3.4 | 3.3 | 52000 | 6349 | 2.4 | Federally-Regulated Commercial & Industrial Equipment | 05/31/2019 |  | 09/23/2019
Daikin Comfort Technologies Manufacturing, L.P. | Goodman | CPH102****V***A* |  | HSP-A, Single-Package Heat Pum | Both Heat Pump and Electric Re | 575 | 3 | False |  |  |  | False | Single-Speed | 102000 | 9189 | 11.1 | 11 | 13 |  | 102000 | 8792 | 3.4 | 3.3 | 52000 | 6773 | 2.25 | Federally-Regulated Commercial & Industrial Equipment | 05/31/2019 |  | 09/23/2019
Daikin Comfort Technologies Manufacturing, L.P. | Goodman | CPH102****V***A* |  | HSP-A, Single-Package Heat Pum | Both Heat Pump and Electric Re | 460 | 3 | False |  |  |  | False | Single-Speed | 102000 | 9189 | 11.1 | 11 | 13 |  | 102000 | 8792 | 3.4 | 3.3 | 52000 | 6773 | 2.25 | Federally-Regulated Commercial & Industrial Equipment | 05/31/2019 |  | 09/23/2019
Daikin Comfort Technologies Manufacturing, L.P. | Goodman | CPH102****V***A* |  | HSP-A, Single-Package Heat Pum | Both Heat Pump and Electric Re | 230 | 3 | False |  |  |  | False | Single-Speed | 102000 | 9189 | 11.1 | 11 | 13 |  | 102000 | 8792 | 3.4 | 3.3 | 55500 | 7229 | 2.25 | Federally-Regulated Commercial & Industrial Equipment | 05/31/2019 |  | 09/23/2019
Daikin Comfort Technologies Manufacturing, L.P. | Goodman | CPH102****V***A* |  | HSP-A, Single-Package Heat Pum | Both Heat Pump and Electric Re | 208 | 3 | False |  |  |  | False | Single-Speed | 102000 | 9189 | 11.1 | 11 | 13 |  | 102000 | 8792 | 3.4 | 3.3 | 52000 | 6773 | 2.25 | Federally-Regulated Commercial & Industrial Equipment | 05/31/2019 |  | 09/23/2019
Daikin Comfort Technologies Manufacturing, L.P. | Goodman | CPH072****V***A* |  | HSP-A, Single-Package Heat Pum | Both Heat Pump and Electric Re | 575 | 3 | False |  |  |  | True | Dual-Speed | 69000 | 6160 | 11.2 | 11 | 15 |  | 69000 | 5465 | 3.7 | 3.3 | 38000 | 4842 | 2.3 | Federally-Regulated Commercial & Industrial Equipment | 05/31/2019 |  | 09/23/2019
Daikin Comfort Technologies Manufacturing, L.P. | Goodman | CPH072****V***A* |  | HSP-A, Single-Package Heat Pum | Both Heat Pump and Electric Re | 460 | 3 | False |  |  |  | True | Dual-Speed | 69000 | 6160 | 11.2 | 11 | 15 |  | 69000 | 5465 | 3.7 | 3.3 | 38000 | 4842 | 2.3 | Federally-Regulated Commercial & Industrial Equipment | 05/31/2019 |  | 09/23/2019
Daikin Comfort Technologies Manufacturing, L.P. | Goodman | CPH072****V***A* |  | HSP-A, Single-Package Heat Pum | Both Heat Pump and Electric Re | 230 | 3 | False |  |  |  | True | Dual-Speed | 69000 | 6160 | 11.2 | 11 | 15 |  | 69000 | 5465 | 3.7 | 3.3 | 38000 | 4842 | 2.3 | Federally-Regulated Commercial & Industrial Equipment | 05/31/2019 |  | 09/23/2019
Daikin Comfort Technologies Manufacturing, L.P. | Goodman | CPH072****V***A* |  | HSP-A, Single-Package Heat Pum | Both Heat Pump and Electric Re | 208 | 3 | False |  |  |  | True | Dual-Speed | 69000 | 6160 | 11.2 | 11 | 15 |  | 69000 | 5465 | 3.7 | 3.3 | 38000 | 4842 | 2.3 | Federally-Regulated Commercial & Industrial Equipment | 05/31/2019 |  | 09/23/2019
Daikin Comfort Technologies Manufacturing, L.P. | Janitrol | CPH150****V***A* |  | HSP-A, Single-Package Heat Pum | Both Heat Pump and Electric Re | 575 | 3 | False |  |  |  | False | Single-Speed | 140000 | 13207 | 10.6 | 10.6 | 11.8 |  | 142000 | 13005 | 3.2 | 3.2 | 82000 | 11443 | 2.1 | Federally-Regulated Commercial & Industrial Equipment | 05/31/2019 |  | 09/23/2019
Daikin Comfort Technologies Manufacturing, L.P. | Janitrol | CPH150****V***A* |  | HSP-A, Single-Package Heat Pum | Both Heat Pump and Electric Re | 460 | 3 | False |  |  |  | False | Single-Speed | 140000 | 13207 | 10.6 | 10.6 | 11.8 |  | 142000 | 13005 | 3.2 | 3.2 | 82000 | 11443 | 2.1 | Federally-Regulated Commercial & Industrial Equipment | 05/31/2019 |  | 09/23/2019
Daikin Comfort Technologies Manufacturing, L.P. | Janitrol | CPH150****V***A* |  | HSP-A, Single-Package Heat Pum | Both Heat Pump and Electric Re | 230 | 3 | False |  |  |  | False | Single-Speed | 140000 | 13207 | 10.6 | 10.6 | 11.8 |  | 142000 | 13005 | 3.2 | 3.2 | 82000 | 11443 | 2.1 | Federally-Regulated Commercial & Industrial Equipment | 05/31/2019 |  | 09/23/2019
Daikin Comfort Technologies Manufacturing, L.P. | Janitrol | CPH150****V***A* |  | HSP-A, Single-Package Heat Pum | Both Heat Pump and Electric Re | 208 | 3 | False |  |  |  | False | Single-Speed | 140000 | 13207 | 10.6 | 10.6 | 11.8 |  | 142000 | 13005 | 3.2 | 3.2 | 82000 | 11443 | 2.1 | Federally-Regulated Commercial & Industrial Equipment | 05/31/2019 |  | 09/23/2019
Daikin Comfort Technologies Manufacturing, L.P. | Janitrol | GSZ130603A* (2) | AT12043A* | HRCU-A-CB, Split System: Heat | Both Heat Pump and Electric Re | 230 | 3 |  | False |  |  | True | Single-Speed | 114000 | 9913 | 11.5 | 11 | 13 |  | 110000 | 9769 | 3.3 | 3.3 | 70000 | 8919 | 2.3 | Federally-Regulated Commercial & Industrial Equipment | 07/19/2019 |  | 09/23/2019
Daikin Comfort Technologies Manufacturing, L.P. | Janitrol | GSZ130603A* (2) | AT12043A* | HRCU-A-CB, Split System: Heat | Both Heat Pump and Electric Re | 208 | 3 |  | False |  |  | True | Single-Speed | 114000 | 9913 | 11.5 | 11 | 13 |  | 110000 | 9769 | 3.3 | 3.3 | 70000 | 8919 | 2.3 | Federally-Regulated Commercial & Industrial Equipment | 07/19/2019 |  | 09/23/2019
Daikin Comfort Technologies Manufacturing, L.P. | Janitrol | GSZ130483A* (2) | AT09043A* | HRCU-A-CB, Split System: Heat | Both Heat Pump and Electric Re | 230 | 3 |  | False |  |  | True | Single-Speed | 88000 | 7652 | 11.5 | 11 | 14 |  | 82000 | 7282 | 3.3 | 3.3 | 52000 | 6626 | 2.3 | Federally-Regulated Commercial & Industrial Equipment | 07/19/2019 |  | 09/23/2019
Daikin Comfort Technologies Manufacturing, L.P. | Janitrol | GSZ130483A* (2) | AT09043A* | HRCU-A-CB, Split System: Heat | Both Heat Pump and Electric Re | 208 | 3 |  | False |  |  | True | Single-Speed | 88000 | 7652 | 11.5 | 11 | 14 |  | 82000 | 7282 | 3.3 | 3.3 | 52000 | 6626 | 2.3 | Federally-Regulated Commercial & Industrial Equipment | 07/19/2019 |  | 09/23/2019
Daikin Comfort Technologies Manufacturing, L.P. | Janitrol | CPH102****V***A* |  | HSP-A, Single-Package Heat Pum | Both Heat Pump and Electric Re | 575 | 3 | False |  |  |  | False | Single-Speed | 102000 | 9189 | 11.1 | 11 | 13 |  | 102000 | 8792 | 3.4 | 3.3 | 52000 | 6773 | 2.25 | Federally-Regulated Commercial & Industrial Equipment | 05/31/2019 |  | 09/23/2019
Daikin Comfort Technologies Manufacturing, L.P. | Janitrol | CPH102****V***A* |  | HSP-A, Single-Package Heat Pum | Both Heat Pump and Electric Re | 460 | 3 | False |  |  |  | False | Single-Speed | 102000 | 9189 | 11.1 | 11 | 13 |  | 102000 | 8792 | 3.4 | 3.3 | 52000 | 6773 | 2.25 | Federally-Regulated Commercial & Industrial Equipment | 05/31/2019 |  | 09/23/2019
Daikin Comfort Technologies Manufacturing, L.P. | Janitrol | CPH102****V***A* |  | HSP-A, Single-Package Heat Pum | Both Heat Pump and Electric Re | 230 | 3 | False |  |  |  | False | Single-Speed | 102000 | 9189 | 11.1 | 11 | 13 |  | 102000 | 8792 | 3.4 | 3.3 | 55500 | 7229 | 2.25 | Federally-Regulated Commercial & Industrial Equipment | 05/31/2019 |  | 09/23/2019
Daikin Comfort Technologies Manufacturing, L.P. | Janitrol | CPH102****V***A* |  | HSP-A, Single-Package Heat Pum | Both Heat Pump and Electric Re | 208 | 3 | False |  |  |  | False | Single-Speed | 102000 | 9189 | 11.1 | 11 | 13 |  | 102000 | 8792 | 3.4 | 3.3 | 52000 | 6773 | 2.25 | Federally-Regulated Commercial & Industrial Equipment | 05/31/2019 |  | 09/23/2019
Daikin Comfort Technologies Manufacturing, L.P. | Janitrol | CPH090****V***A* |  | HSP-A, Single-Package Heat Pum | Both Heat Pump and Electric Re | 575 | 3 | False |  |  |  | False | Single-Speed | 90000 | 7826 | 11.5 | 11 | 12.8 |  | 90000 | 7757 | 3.4 | 3.3 | 52000 | 6349 | 2.4 | Federally-Regulated Commercial & Industrial Equipment | 05/31/2019 |  | 09/23/2019
Daikin Comfort Technologies Manufacturing, L.P. | Janitrol | CPH090****V***A* |  | HSP-A, Single-Package Heat Pum | Both Heat Pump and Electric Re | 460 | 3 | False |  |  |  | False | Single-Speed | 90000 | 7826 | 11.5 | 11 | 12.8 |  | 90000 | 7757 | 3.4 | 3.3 | 52000 | 6349 | 2.4 | Federally-Regulated Commercial & Industrial Equipment | 05/31/2019 |  | 09/23/2019
Daikin Comfort Technologies Manufacturing, L.P. | Janitrol | CPH090****V***A* |  | HSP-A, Single-Package Heat Pum | Both Heat Pump and Electric Re | 230 | 3 | False |  |  |  | False | Single-Speed | 90000 | 7826 | 11.5 | 11 | 12.8 |  | 90000 | 7757 | 3.4 | 3.3 | 52000 | 6349 | 2.4 | Federally-Regulated Commercial & Industrial Equipment | 05/31/2019 |  | 09/23/2019
Daikin Comfort Technologies Manufacturing, L.P. | Janitrol | CPH090****V***A* |  | HSP-A, Single-Package Heat Pum | Both Heat Pump and Electric Re | 208 | 3 | False |  |  |  | False | Single-Speed | 90000 | 7826 | 11.5 | 11 | 12.8 |  | 90000 | 7757 | 3.4 | 3.3 | 52000 | 6349 | 2.4 | Federally-Regulated Commercial & Industrial Equipment | 05/31/2019 |  | 09/23/2019
Daikin Comfort Technologies Manufacturing, L.P. | Janitrol | CPH072****V***A* |  | HSP-A, Single-Package Heat Pum | Both Heat Pump and Electric Re | 575 | 3 | False |  |  |  | True | Dual-Speed | 69000 | 6160 | 11.2 | 11 | 15 |  | 69000 | 5465 | 3.7 | 3.3 | 38000 | 4842 | 2.3 | Federally-Regulated Commercial & Industrial Equipment | 05/31/2019 |  | 09/23/2019
Daikin Comfort Technologies Manufacturing, L.P. | Janitrol | CPH072****V***A* |  | HSP-A, Single-Package Heat Pum | Both Heat Pump and Electric Re | 460 | 3 | False |  |  |  | True | Dual-Speed | 69000 | 6160 | 11.2 | 11 | 15 |  | 69000 | 5465 | 3.7 | 3.3 | 38000 | 4842 | 2.3 | Federally-Regulated Commercial & Industrial Equipment | 05/31/2019 |  | 09/23/2019
Daikin Comfort Technologies Manufacturing, L.P. | Janitrol | CPH072****V***A* |  | HSP-A, Single-Package Heat Pum | Both Heat Pump and Electric Re | 230 | 3 | False |  |  |  | True | Dual-Speed | 69000 | 6160 | 11.2 | 11 | 15 |  | 69000 | 5465 | 3.7 | 3.3 | 38000 | 4842 | 2.3 | Federally-Regulated Commercial & Industrial Equipment | 05/31/2019 |  | 09/23/2019
Daikin Comfort Technologies Manufacturing, L.P. | Janitrol | CPH072****V***A* |  | HSP-A, Single-Package Heat Pum | Both Heat Pump and Electric Re | 208 | 3 | False |  |  |  | True | Dual-Speed | 69000 | 6160 | 11.2 | 11 | 15 |  | 69000 | 5465 | 3.7 | 3.3 | 38000 | 4842 | 2.3 | Federally-Regulated Commercial & Industrial Equipment | 05/31/2019 |  | 09/23/2019
Daikin Comfort Technologies Manufacturing, L.P. | Janitrol | CPH120****V***A* |  | HSP-A, Single-Package Heat Pum | Both Heat Pump and Electric Re | 575 | 3 | False |  |  |  | False | Single-Speed | 113000 | 10180 | 11.1 | 11 | 12.6 |  | 116000 | 9999 | 3.4 | 3.3 | 56000 | 7135 | 2.3 | Federally-Regulated Commercial & Industrial Equipment | 05/31/2019 |  | 09/23/2019
Daikin Comfort Technologies Manufacturing, L.P. | Janitrol | CPH120****V***A* |  | HSP-A, Single-Package Heat Pum | Both Heat Pump and Electric Re | 460 | 3 | False |  |  |  | False | Single-Speed | 113000 | 10180 | 11.1 | 11 | 12.6 |  | 116000 | 9999 | 3.4 | 3.3 | 56000 | 7135 | 2.3 | Federally-Regulated Commercial & Industrial Equipment | 05/31/2019 |  | 09/23/2019
Daikin Comfort Technologies Manufacturing, L.P. | Janitrol | CPH120****V***A* |  | HSP-A, Single-Package Heat Pum | Both Heat Pump and Electric Re | 230 | 3 | False |  |  |  | False | Single-Speed | 113000 | 10180 | 11.1 | 11 | 12.6 |  | 116000 | 9999 | 3.4 | 3.3 | 56000 | 7135 | 2.3 | Federally-Regulated Commercial & Industrial Equipment | 05/31/2019 |  | 09/23/2019
Daikin Comfort Technologies Manufacturing, L.P. | Janitrol | CPH120****V***A* |  | HSP-A, Single-Package Heat Pum | Both Heat Pump and Electric Re | 208 | 3 | False |  |  |  | False | Single-Speed | 113000 | 10180 | 11.1 | 11 | 12.6 |  | 116000 | 9999 | 3.4 | 3.3 | 56000 | 7135 | 2.3 | Federally-Regulated Commercial & Industrial Equipment | 05/31/2019 |  | 09/23/2019
Johnson Controls, Inc. | Johnson Controls | J15PCC00*(2,4,5)***** | J15NCC00*(2,4,5,6)**** | HRCU-A-CB, Split System: Heat | Heat Pump | 575 | 3 |  | False |  |  | True | Single-Speed | 180000 | 16981 | 10.6 | 10.4 | 12 |  | 168000 | 15386 | 3.2 | 3.2 | 104000 | 13252 | 2.3 | Federally-Regulated Commercial & Industrial Equipment | 05/31/2019 |  | 09/23/2019
Johnson Controls, Inc. | Johnson Controls | J15PCC00*(2,4,5)***** | J15NCC00*(2,4,5,6)**** | HRCU-A-CB, Split System: Heat | Heat Pump | 460 | 3 |  | False |  |  | True | Single-Speed | 180000 | 16981 | 10.6 | 10.4 | 12 |  | 168000 | 15386 | 3.2 | 3.2 | 104000 | 13252 | 2.3 | Federally-Regulated Commercial & Industrial Equipment | 05/31/2019 |  | 09/23/2019
Johnson Controls, Inc. | Johnson Controls | J15PCC00*(2,4,5)***** | J15NCC00*(2,4,5,6)**** | HRCU-A-CB, Split System: Heat | Heat Pump | 230 | 3 |  | False |  |  | True | Single-Speed | 180000 | 16981 | 10.6 | 10.4 | 12 |  | 168000 | 15386 | 3.2 | 3.2 | 104000 | 13252 | 2.3 | Federally-Regulated Commercial & Industrial Equipment | 05/31/2019 |  | 09/23/2019
Johnson Controls, Inc. | Johnson Controls | J15PCC00*(2,4,5)***** | J15NCC00*(2,4,5,6)**** | HRCU-A-CB, Split System: Heat | Heat Pump | 208 | 3 |  | False |  |  | True | Single-Speed | 180000 | 16981 | 10.6 | 10.4 | 12 |  | 168000 | 15386 | 3.2 | 3.2 | 104000 | 13252 | 2.3 | Federally-Regulated Commercial & Industrial Equipment | 05/31/2019 |  | 09/23/2019
Johnson Controls, Inc. | Johnson Controls | J10PCC00*(2,4,5)***5 | J10NLC00*(2,4,5,6)**** | HRCU-A-CB, Split System: Heat | Heat Pump | 575 | 3 |  | False |  |  | True | Single-Speed | 116000 | 10450 | 11.1 | 10.8 | 14.2 |  | 104000 | 9236 | 3.3 | 3.3 | 63000 | 8027 | 2.3 | Federally-Regulated Commercial & Industrial Equipment | 05/31/2019 |  | 09/23/2019
Johnson Controls, Inc. | Johnson Controls | J10PCC00*(2,4,5)***5 | J10NLC00*(2,4,5,6)**** | HRCU-A-CB, Split System: Heat | Heat Pump | 460 | 3 |  | False |  |  | True | Single-Speed | 116000 | 10450 | 11.1 | 10.8 | 14.2 |  | 104000 | 9236 | 3.3 | 3.3 | 63000 | 8027 | 2.3 | Federally-Regulated Commercial & Industrial Equipment | 05/31/2019 |  | 09/23/2019
Johnson Controls, Inc. | Johnson Controls | J10PCC00*(2,4,5)***5 | J10NLC00*(2,4,5,6)**** | HRCU-A-CB, Split System: Heat | Heat Pump | 230 | 3 |  | False |  |  | True | Single-Speed | 116000 | 10450 | 11.1 | 10.8 | 14.2 |  | 104000 | 9236 | 3.3 | 3.3 | 63000 | 8027 | 2.3 | Federally-Regulated Commercial & Industrial Equipment | 05/31/2019 |  | 09/23/2019
Johnson Controls, Inc. | Johnson Controls | J10PCC00*(2,4,5)***5 | J10NLC00*(2,4,5,6)**** | HRCU-A-CB, Split System: Heat | Heat Pump | 208 | 3 |  | False |  |  | True | Single-Speed | 116000 | 10450 | 11.1 | 10.8 | 14.2 |  | 104000 | 9236 | 3.3 | 3.3 | 63000 | 8027 | 2.3 | Federally-Regulated Commercial & Industrial Equipment | 05/31/2019 |  | 09/23/2019
Johnson Controls, Inc. | Johnson Controls | J15PDC00*(2,4,5)***** | J15NDC00*(2,4,5,6)**** | HRCU-A-CB, Split System: Heat | Heat Pump | 575 | 3 |  | False |  |  | True | Single-Speed | 174000 | 16415 | 10.6 | 10.4 | 11.6 |  | 160000 | 13791 | 3.4 | 3.2 | 100000 | 13025 | 2.25 | Federally-Regulated Commercial & Industrial Equipment | 05/31/2019 |  | 09/23/2019
Johnson Controls, Inc. | Johnson Controls | J15PDC00*(2,4,5)***** | J15NDC00*(2,4,5,6)**** | HRCU-A-CB, Split System: Heat | Heat Pump | 460 | 3 |  | False |  |  | True | Single-Speed | 174000 | 16415 | 10.6 | 10.4 | 11.6 |  | 160000 | 13791 | 3.4 | 3.2 | 100000 | 13025 | 2.25 | Federally-Regulated Commercial & Industrial Equipment | 05/31/2019 |  | 09/23/2019
Johnson Controls, Inc. | Johnson Controls | J15PDC00*(2,4,5)***** | J15NDC00*(2,4,5,6)**** | HRCU-A-CB, Split System: Heat | Heat Pump | 230 | 3 |  | False |  |  | True | Single-Speed | 174000 | 16415 | 10.6 | 10.4 | 11.6 |  | 160000 | 13791 | 3.4 | 3.2 | 100000 | 13025 | 2.25 | Federally-Regulated Commercial & Industrial Equipment | 05/31/2019 |  | 09/23/2019
Johnson Controls, Inc. | Johnson Controls | J15PDC00*(2,4,5)***** | J15NDC00*(2,4,5,6)**** | HRCU-A-CB, Split System: Heat | Heat Pump | 208 | 3 |  | False |  |  | True | Single-Speed | 174000 | 16415 | 10.6 | 10.4 | 11.6 |  | 160000 | 13791 | 3.4 | 3.2 | 100000 | 13025 | 2.25 | Federally-Regulated Commercial & Industrial Equipment | 05/31/2019 |  | 09/23/2019
Johnson Controls, Inc. | Johnson Controls | J07PCC00*(2,4,5)***** | J07NLC00*(2,4,5,6)**** | HRCU-A-CB, Split System: Heat | Heat Pump | 575 | 3 |  | False |  |  | True | Single-Speed | 89000 | 8090 | 11 | 10.8 | 12.4 |  | 82000 | 7068 | 3.4 | 3.3 | 49000 | 6243 | 2.3 | Federally-Regulated Commercial & Industrial Equipment | 05/31/2019 |  | 09/23/2019
Johnson Controls, Inc. | Johnson Controls | J07PCC00*(2,4,5)***** | J07NLC00*(2,4,5,6)**** | HRCU-A-CB, Split System: Heat | Heat Pump | 460 | 3 |  | False |  |  | True | Single-Speed | 89000 | 8090 | 11 | 10.8 | 12.4 |  | 82000 | 7068 | 3.4 | 3.3 | 49000 | 6243 | 2.3 | Federally-Regulated Commercial & Industrial Equipment | 05/31/2019 |  | 09/23/2019
Johnson Controls, Inc. | Johnson Controls | J07PCC00*(2,4,5)***** | J07NLC00*(2,4,5,6)**** | HRCU-A-CB, Split System: Heat | Heat Pump | 230 | 3 |  | False |  |  | True | Single-Speed | 89000 | 8090 | 11 | 10.8 | 12.4 |  | 82000 | 7068 | 3.4 | 3.3 | 49000 | 6243 | 2.3 | Federally-Regulated Commercial & Industrial Equipment | 05/31/2019 |  | 09/23/2019
Johnson Controls, Inc. | Johnson Controls | J07PCC00*(2,4,5)***** | J07NLC00*(2,4,5,6)**** | HRCU-A-CB, Split System: Heat | Heat Pump | 208 | 3 |  | False |  |  | True | Single-Speed | 89000 | 8090 | 11 | 10.8 | 12.4 |  | 82000 | 7068 | 3.4 | 3.3 | 49000 | 6243 | 2.3 | Federally-Regulated Commercial & Industrial Equipment | 05/31/2019 |  | 09/23/2019
Johnson Controls, Inc. | Johnson Controls | XYEA7A(2,4,5)*1********* |  | HSP-A, Single-Package Heat Pum | Heat Pump | 575 | 3 | False |  |  |  | True | Dual-Speed | 70000 | 5833 | 12 | 10.8 | 14.1 |  | 67000 | 5775 | 3.4 | 3.3 | 38000 | 4640 | 2.4 | Federally-Regulated Commercial & Industrial Equipment | 05/31/2019 |  | 09/23/2019
Johnson Controls, Inc. | Johnson Controls | XYEA7A(2,4,5)*1********* |  | HSP-A, Single-Package Heat Pum | Heat Pump | 460 | 3 | False |  |  |  | True | Dual-Speed | 70000 | 5833 | 12 | 10.8 | 14.1 |  | 67000 | 5775 | 3.4 | 3.3 | 38000 | 4640 | 2.4 | Federally-Regulated Commercial & Industrial Equipment | 05/31/2019 |  | 09/23/2019
Johnson Controls, Inc. | Johnson Controls | XYEA7A(2,4,5)*1********* |  | HSP-A, Single-Package Heat Pum | Heat Pump | 230 | 3 | False |  |  |  | True | Dual-Speed | 70000 | 5833 | 12 | 10.8 | 14.1 |  | 67000 | 5775 | 3.4 | 3.3 | 38000 | 4640 | 2.4 | Federally-Regulated Commercial & Industrial Equipment | 05/31/2019 |  | 09/23/2019
Johnson Controls, Inc. | Johnson Controls | XYEA7A(2,4,5)*1********* |  | HSP-A, Single-Package Heat Pum | Heat Pump | 208 | 3 | False |  |  |  | True | Dual-Speed | 70000 | 5833 | 12 | 10.8 | 14.1 |  | 67000 | 5775 | 3.4 | 3.3 | 38000 | 4640 | 2.4 | Federally-Regulated Commercial & Industrial Equipment | 05/31/2019 |  | 09/23/2019
Johnson Controls, Inc. | Johnson Controls | J15PDC00*(2,4,5)***** | J15NMC00*(2,4,5,6)**** | HRCU-A-CB, Split System: Heat | Heat Pump | 575 | 3 |  | False |  |  | True | Single-Speed | 174000 | 16415 | 10.6 | 10.4 | 14 |  | 160000 | 13791 | 3.4 | 3.2 | 100000 | 13025 | 2.25 | Federally-Regulated Commercial & Industrial Equipment | 05/31/2019 |  | 09/23/2019
Johnson Controls, Inc. | Johnson Controls | J15PDC00*(2,4,5)***** | J15NMC00*(2,4,5,6)**** | HRCU-A-CB, Split System: Heat | Heat Pump | 460 | 3 |  | False |  |  | True | Single-Speed | 174000 | 16415 | 10.6 | 10.4 | 14 |  | 160000 | 13791 | 3.4 | 3.2 | 100000 | 13025 | 2.25 | Federally-Regulated Commercial & Industrial Equipment | 05/31/2019 |  | 09/23/2019
Johnson Controls, Inc. | Johnson Controls | J15PDC00*(2,4,5)***** | J15NMC00*(2,4,5,6)**** | HRCU-A-CB, Split System: Heat | Heat Pump | 230 | 3 |  | False |  |  | True | Single-Speed | 174000 | 16415 | 10.6 | 10.4 | 14 |  | 160000 | 13791 | 3.4 | 3.2 | 100000 | 13025 | 2.25 | Federally-Regulated Commercial & Industrial Equipment | 05/31/2019 |  | 09/23/2019
Johnson Controls, Inc. | Johnson Controls | J15PDC00*(2,4,5)***** | J15NMC00*(2,4,5,6)**** | HRCU-A-CB, Split System: Heat | Heat Pump | 208 | 3 |  | False |  |  | True | Single-Speed | 174000 | 16415 | 10.6 | 10.4 | 14 |  | 160000 | 13791 | 3.4 | 3.2 | 100000 | 13025 | 2.25 | Federally-Regulated Commercial & Industrial Equipment | 05/31/2019 |  | 09/23/2019
Johnson Controls, Inc. | Johnson Controls | J10PCC00*(2,4,5)***5 | J10NCC00*(2,4,5,6)**** | HRCU-A-CB, Split System: Heat | Heat Pump | 575 | 3 |  | False |  |  | True | Single-Speed | 116000 | 10450 | 11.1 | 10.8 | 12.3 |  | 104000 | 9236 | 3.3 | 3.3 | 63000 | 8027 | 2.3 | Federally-Regulated Commercial & Industrial Equipment | 05/31/2019 |  | 09/23/2019
Johnson Controls, Inc. | Johnson Controls | J10PCC00*(2,4,5)***5 | J10NCC00*(2,4,5,6)**** | HRCU-A-CB, Split System: Heat | Heat Pump | 460 | 3 |  | False |  |  | True | Single-Speed | 116000 | 10450 | 11.1 | 10.8 | 12.3 |  | 104000 | 9236 | 3.3 | 3.3 | 63000 | 8027 | 2.3 | Federally-Regulated Commercial & Industrial Equipment | 05/31/2019 |  | 09/23/2019
Johnson Controls, Inc. | Johnson Controls | J10PCC00*(2,4,5)***5 | J10NCC00*(2,4,5,6)**** | HRCU-A-CB, Split System: Heat | Heat Pump | 230 | 3 |  | False |  |  | True | Single-Speed | 116000 | 10450 | 11.1 | 10.8 | 12.3 |  | 104000 | 9236 | 3.3 | 3.3 | 63000 | 8027 | 2.3 | Federally-Regulated Commercial & Industrial Equipment | 05/31/2019 |  | 09/23/2019
Johnson Controls, Inc. | Johnson Controls | J10PCC00*(2,4,5)***5 | J10NCC00*(2,4,5,6)**** | HRCU-A-CB, Split System: Heat | Heat Pump | 208 | 3 |  | False |  |  | True | Single-Speed | 116000 | 10450 | 11.1 | 10.8 | 12.3 |  | 104000 | 9236 | 3.3 | 3.3 | 63000 | 8027 | 2.3 | Federally-Regulated Commercial & Industrial Equipment | 05/31/2019 |  | 09/23/2019
Johnson Controls, Inc. | Johnson Controls | J10PCC00*(2,4,5)**** | J10NLC00*(2,4,5,6)**** | HRCU-A-CB, Split System: Heat | Heat Pump | 575 | 3 |  | False |  |  | True | Single-Speed | 120000 | 11111 | 10.8 | 10.8 | 13.5 |  | 109000 | 9680 | 3.3 | 3.3 | 63000 | 8206 | 2.25 | Federally-Regulated Commercial & Industrial Equipment | 05/31/2019 |  | 09/23/2019
Johnson Controls, Inc. | Johnson Controls | J10PCC00*(2,4,5)**** | J10NLC00*(2,4,5,6)**** | HRCU-A-CB, Split System: Heat | Heat Pump | 460 | 3 |  | False |  |  | True | Single-Speed | 120000 | 11111 | 10.8 | 10.8 | 13.5 |  | 109000 | 9680 | 3.3 | 3.3 | 63000 | 8206 | 2.25 | Federally-Regulated Commercial & Industrial Equipment | 05/31/2019 |  | 09/23/2019
Johnson Controls, Inc. | Johnson Controls | J10PCC00*(2,4,5)**** | J10NLC00*(2,4,5,6)**** | HRCU-A-CB, Split System: Heat | Heat Pump | 230 | 3 |  | False |  |  | True | Single-Speed | 120000 | 11111 | 10.8 | 10.8 | 13.5 |  | 109000 | 9680 | 3.3 | 3.3 | 63000 | 8206 | 2.25 | Federally-Regulated Commercial & Industrial Equipment | 05/31/2019 |  | 09/23/2019
Johnson Controls, Inc. | Johnson Controls | J10PCC00*(2,4,5)**** | J10NLC00*(2,4,5,6)**** | HRCU-A-CB, Split System: Heat | Heat Pump | 208 | 3 |  | False |  |  | True | Single-Speed | 120000 | 11111 | 10.8 | 10.8 | 13.5 |  | 109000 | 9680 | 3.3 | 3.3 | 63000 | 8206 | 2.25 | Federally-Regulated Commercial & Industrial Equipment | 05/31/2019 |  | 09/23/2019
Johnson Controls, Inc. | Johnson Controls | J20PDC00*(2,4,5)***** | J20NMC00*(2,4,5,6)**** | HRCU-A-CB, Split System: Heat | Heat Pump | 575 | 3 |  | False |  |  | True | Single-Speed | 230000 | 21698 | 10.6 | 10.4 | 13.3 |  | 220000 | 19538 | 3.3 | 3.2 | 130000 | 17318 | 2.2 | Federally-Regulated Commercial & Industrial Equipment | 08/06/2019 |  | 09/23/2019
Johnson Controls, Inc. | Johnson Controls | J20PDC00*(2,4,5)***** | J20NMC00*(2,4,5,6)**** | HRCU-A-CB, Split System: Heat | Heat Pump | 460 | 3 |  | False |  |  | True | Single-Speed | 230000 | 21698 | 10.6 | 10.4 | 13.3 |  | 220000 | 19538 | 3.3 | 3.2 | 130000 | 17318 | 2.2 | Federally-Regulated Commercial & Industrial Equipment | 08/06/2019 |  | 09/23/2019
Johnson Controls, Inc. | Johnson Controls | J20PDC00*(2,4,5)***** | J20NMC00*(2,4,5,6)**** | HRCU-A-CB, Split System: Heat | Heat Pump | 230 | 3 |  | False |  |  | True | Single-Speed | 230000 | 21698 | 10.6 | 10.4 | 13.3 |  | 220000 | 19538 | 3.3 | 3.2 | 130000 | 17318 | 2.2 | Federally-Regulated Commercial & Industrial Equipment | 08/06/2019 |  | 09/23/2019
Johnson Controls, Inc. | Johnson Controls | J20PDC00*(2,4,5)***** | J20NMC00*(2,4,5,6)**** | HRCU-A-CB, Split System: Heat | Heat Pump | 208 | 3 |  | False |  |  | True | Single-Speed | 230000 | 21698 | 10.6 | 10.4 | 13.3 |  | 220000 | 19538 | 3.3 | 3.2 | 130000 | 17318 | 2.2 | Federally-Regulated Commercial & Industrial Equipment | 08/06/2019 |  | 09/23/2019
Johnson Controls, Inc. | Johnson Controls | J15PCC00*(2,4,5)***** | J15NLC00*(2,4,5,6)**** | HRCU-A-CB, Split System: Heat | Heat Pump | 575 | 3 |  | False |  |  | True | Single-Speed | 180000 | 16981 | 10.6 | 10.4 | 13.3 |  | 168000 | 15386 | 3.2 | 3.2 | 104000 | 13252 | 2.3 | Federally-Regulated Commercial & Industrial Equipment | 05/31/2019 |  | 09/23/2019
Johnson Controls, Inc. | Johnson Controls | J15PCC00*(2,4,5)***** | J15NLC00*(2,4,5,6)**** | HRCU-A-CB, Split System: Heat | Heat Pump | 460 | 3 |  | False |  |  | True | Single-Speed | 180000 | 16981 | 10.6 | 10.4 | 13.3 |  | 168000 | 15386 | 3.2 | 3.2 | 104000 | 13252 | 2.3 | Federally-Regulated Commercial & Industrial Equipment | 05/31/2019 |  | 09/23/2019
Johnson Controls, Inc. | Johnson Controls | J15PCC00*(2,4,5)***** | J15NLC00*(2,4,5,6)**** | HRCU-A-CB, Split System: Heat | Heat Pump | 230 | 3 |  | False |  |  | True | Single-Speed | 180000 | 16981 | 10.6 | 10.4 | 13.3 |  | 168000 | 15386 | 3.2 | 3.2 | 104000 | 13252 | 2.3 | Federally-Regulated Commercial & Industrial Equipment | 05/31/2019 |  | 09/23/2019
Johnson Controls, Inc. | Johnson Controls | J15PCC00*(2,4,5)***** | J15NLC00*(2,4,5,6)**** | HRCU-A-CB, Split System: Heat | Heat Pump | 208 | 3 |  | False |  |  | True | Single-Speed | 180000 | 16981 | 10.6 | 10.4 | 13.3 |  | 168000 | 15386 | 3.2 | 3.2 | 104000 | 13252 | 2.3 | Federally-Regulated Commercial & Industrial Equipment | 05/31/2019 |  | 09/23/2019
Johnson Controls, Inc. | Johnson Controls | XYEA7A(2,4,5)*3********* |  | HSP-A, Single-Package Heat Pum | Heat Pump | 575 | 3 | False |  |  |  | True | Dual-Speed | 70000 | 5833 | 12 | 10.8 | 14.8 |  | 67000 | 5775 | 3.4 | 3.3 | 38000 | 4640 | 2.4 | Federally-Regulated Commercial & Industrial Equipment | 05/31/2019 |  | 09/23/2019
Johnson Controls, Inc. | Johnson Controls | XYEA7A(2,4,5)*3********* |  | HSP-A, Single-Package Heat Pum | Heat Pump | 460 | 3 | False |  |  |  | True | Dual-Speed | 70000 | 5833 | 12 | 10.8 | 14.8 |  | 67000 | 5775 | 3.4 | 3.3 | 38000 | 4640 | 2.4 | Federally-Regulated Commercial & Industrial Equipment | 05/31/2019 |  | 09/23/2019
Johnson Controls, Inc. | Johnson Controls | XYEA7A(2,4,5)*3********* |  | HSP-A, Single-Package Heat Pum | Heat Pump | 230 | 3 | False |  |  |  | True | Dual-Speed | 70000 | 5833 | 12 | 10.8 | 14.8 |  | 67000 | 5775 | 3.4 | 3.3 | 38000 | 4640 | 2.4 | Federally-Regulated Commercial & Industrial Equipment | 05/31/2019 |  | 09/23/2019
Johnson Controls, Inc. | Johnson Controls | XYEA7A(2,4,5)*3********* |  | HSP-A, Single-Package Heat Pum | Heat Pump | 208 | 3 | False |  |  |  | True | Dual-Speed | 70000 | 5833 | 12 | 10.8 | 14.8 |  | 67000 | 5775 | 3.4 | 3.3 | 38000 | 4640 | 2.4 | Federally-Regulated Commercial & Industrial Equipment | 05/31/2019 |  | 09/23/2019
Lennox Industries Inc. | Allied Commercial | ZHA102S4M**Y,G,J |  | HSP-A, Single-Package Heat Pum | Heat Pump | 575 | 3 | False |  |  |  | False | Single-Speed | 100000 | 9090 | 11 | 10.8 | 12.5 |  | 100000 | 8881 | 3.3 | 3.3 | 55000 | 7164 | 2.25 | Federally-Regulated Commercial & Industrial Equipment | 05/31/2019 |  | 09/23/2019
Lennox Industries Inc. | Allied Commercial | ZHA102S4M**Y,G,J |  | HSP-A, Single-Package Heat Pum | Heat Pump | 460 | 3 | False |  |  |  | False | Single-Speed | 100000 | 9090 | 11 | 10.8 | 12.5 |  | 100000 | 8881 | 3.3 | 3.3 | 55000 | 7164 | 2.25 | Federally-Regulated Commercial & Industrial Equipment | 05/31/2019 |  | 09/23/2019
Lennox Industries Inc. | Allied Commercial | ZHA102S4M**Y,G,J |  | HSP-A, Single-Package Heat Pum | Heat Pump | 230 | 3 | False |  |  |  | False | Single-Speed | 100000 | 9090 | 11 | 10.8 | 12.5 |  | 100000 | 8881 | 3.3 | 3.3 | 55000 | 7164 | 2.25 | Federally-Regulated Commercial & Industrial Equipment | 05/31/2019 |  | 09/23/2019
Lennox Industries Inc. | Allied Commercial | ZHA102S4M**Y,G,J |  | HSP-A, Single-Package Heat Pum | Heat Pump | 208 | 3 | False |  |  |  | False | Single-Speed | 100000 | 9090 | 11 | 10.8 | 12.5 |  | 100000 | 8881 | 3.3 | 3.3 | 55000 | 7164 | 2.25 | Federally-Regulated Commercial & Industrial Equipment | 05/31/2019 |  | 09/23/2019
Lennox Industries Inc. | Allied Commercial | KHA072S4B**Y,G,J |  | HSP-A, Single-Package Heat Pum | Both Heat Pump and Electric Re | 575 | 3 | False |  |  |  | True | Single-Speed | 69000 | 6272 | 11 | 11 | 12.2 |  | 70000 | 6216 | 3.3 | 3.3 | 40000 | 5210 | 2.25 | Federally-Regulated Commercial & Industrial Equipment | 05/31/2019 |  | 09/23/2019
Lennox Industries Inc. | Allied Commercial | KHA072S4B**Y,G,J |  | HSP-A, Single-Package Heat Pum | Both Heat Pump and Electric Re | 460 | 3 | False |  |  |  | True | Single-Speed | 69000 | 6272 | 11 | 11 | 12.2 |  | 70000 | 6216 | 3.3 | 3.3 | 40000 | 5210 | 2.25 | Federally-Regulated Commercial & Industrial Equipment | 05/31/2019 |  | 09/23/2019
Lennox Industries Inc. | Allied Commercial | KHA072S4B**Y,G,J |  | HSP-A, Single-Package Heat Pum | Both Heat Pump and Electric Re | 230 | 3 | False |  |  |  | True | Single-Speed | 69000 | 6272 | 11 | 11 | 12.2 |  | 70000 | 6216 | 3.3 | 3.3 | 40000 | 5210 | 2.25 | Federally-Regulated Commercial & Industrial Equipment | 05/31/2019 |  | 09/23/2019
Lennox Industries Inc. | Allied Commercial | KHA072S4B**Y,G,J |  | HSP-A, Single-Package Heat Pum | Both Heat Pump and Electric Re | 208 | 3 | False |  |  |  | True | Single-Speed | 69000 | 6272 | 11 | 11 | 12.2 |  | 70000 | 6216 | 3.3 | 3.3 | 40000 | 5210 | 2.25 | Federally-Regulated Commercial & Industrial Equipment | 05/31/2019 |  | 09/23/2019
Lennox Industries Inc. | Allied Commercial | KDB092H4M*1Y,G,J |  | HSP-A, Single-Package Heat Pum | Heat Pump | 575 | 3 | False |  |  |  | True | Single-Speed | 89000 | 7355 | 12.1 | 10.8 | 14.2 |  | 86000 | 7001 | 3.6 | 3.3 | 51000 | 6227 | 2.4 | Federally-Regulated Commercial & Industrial Equipment | 05/31/2019 |  | 09/23/2019
Lennox Industries Inc. | Allied Commercial | KDB092H4M*1Y,G,J |  | HSP-A, Single-Package Heat Pum | Heat Pump | 460 | 3 | False |  |  |  | True | Single-Speed | 89000 | 7355 | 12.1 | 10.8 | 14.2 |  | 86000 | 7001 | 3.6 | 3.3 | 51000 | 6227 | 2.4 | Federally-Regulated Commercial & Industrial Equipment | 05/31/2019 |  | 09/23/2019
Lennox Industries Inc. | Allied Commercial | KDB092H4M*1Y,G,J |  | HSP-A, Single-Package Heat Pum | Heat Pump | 230 | 3 | False |  |  |  | True | Single-Speed | 89000 | 7355 | 12.1 | 10.8 | 14.2 |  | 86000 | 7001 | 3.6 | 3.3 | 51000 | 6227 | 2.4 | Federally-Regulated Commercial & Industrial Equipment | 05/31/2019 |  | 09/23/2019
Lennox Industries Inc. | Allied Commercial | KDB092H4M*1Y,G,J |  | HSP-A, Single-Package Heat Pum | Heat Pump | 208 | 3 | False |  |  |  | True | Single-Speed | 89000 | 7355 | 12.1 | 10.8 | 14.2 |  | 86000 | 7001 | 3.6 | 3.3 | 51000 | 6227 | 2.4 | Federally-Regulated Commercial & Industrial Equipment | 05/31/2019 |  | 09/23/2019
Lennox Industries Inc. | Allied Commercial | KHB074S4T**Y,G,J |  | HSP-A, Single-Package Heat Pum | Heat Pump | 575 | 3 | False |  |  |  | True | Dual-Speed | 68000 | 6181 | 11 | 10.8 | 14 |  | 70000 | 6216 | 3.3 | 3.3 | 40000 | 5210 | 2.25 | Federally-Regulated Commercial & Industrial Equipment | 05/31/2019 |  | 09/23/2019
Lennox Industries Inc. | Allied Commercial | KHB074S4T**Y,G,J |  | HSP-A, Single-Package Heat Pum | Heat Pump | 460 | 3 | False |  |  |  | True | Dual-Speed | 68000 | 6181 | 11 | 10.8 | 14 |  | 70000 | 6216 | 3.3 | 3.3 | 40000 | 5210 | 2.25 | Federally-Regulated Commercial & Industrial Equipment | 05/31/2019 |  | 09/23/2019
Lennox Industries Inc. | Allied Commercial | KHB074S4T**Y,G,J |  | HSP-A, Single-Package Heat Pum | Heat Pump | 230 | 3 | False |  |  |  | True | Dual-Speed | 68000 | 6181 | 11 | 10.8 | 14 |  | 70000 | 6216 | 3.3 | 3.3 | 40000 | 5210 | 2.25 | Federally-Regulated Commercial & Industrial Equipment | 05/31/2019 |  | 09/23/2019
Lennox Industries Inc. | Allied Commercial | KHB074S4T**Y,G,J |  | HSP-A, Single-Package Heat Pum | Heat Pump | 208 | 3 | False |  |  |  | True | Dual-Speed | 68000 | 6181 | 11 | 10.8 | 14 |  | 70000 | 6216 | 3.3 | 3.3 | 40000 | 5210 | 2.25 | Federally-Regulated Commercial & Industrial Equipment | 05/31/2019 |  | 09/23/2019
Lennox Industries Inc. | Allied Commercial | KHA092S4M*1Y,G,J |  | HSP-A, Single-Package Heat Pum | Both Heat Pump and Electric Re | 575 | 3 | False |  |  |  | True | Single-Speed | 89000 | 8090 | 11 | 11 | 12.5 |  | 89000 | 7904 | 3.3 | 3.3 | 53000 | 6903 | 2.25 | Federally-Regulated Commercial & Industrial Equipment | 05/31/2019 |  | 09/23/2019
Lennox Industries Inc. | Allied Commercial | KHA092S4M*1Y,G,J |  | HSP-A, Single-Package Heat Pum | Both Heat Pump and Electric Re | 460 | 3 | False |  |  |  | True | Single-Speed | 89000 | 8090 | 11 | 11 | 12.5 |  | 89000 | 7904 | 3.3 | 3.3 | 53000 | 6903 | 2.25 | Federally-Regulated Commercial & Industrial Equipment | 05/31/2019 |  | 09/23/2019
Lennox Industries Inc. | Allied Commercial | KHA092S4M*1Y,G,J |  | HSP-A, Single-Package Heat Pum | Both Heat Pump and Electric Re | 230 | 3 | False |  |  |  | True | Single-Speed | 89000 | 8090 | 11 | 11 | 12.5 |  | 89000 | 7904 | 3.3 | 3.3 | 53000 | 6903 | 2.25 | Federally-Regulated Commercial & Industrial Equipment | 05/31/2019 |  | 09/23/2019
Lennox Industries Inc. | Allied Commercial | KHA092S4M*1Y,G,J |  | HSP-A, Single-Package Heat Pum | Both Heat Pump and Electric Re | 208 | 3 | False |  |  |  | True | Single-Speed | 89000 | 8090 | 11 | 11 | 12.5 |  | 89000 | 7904 | 3.3 | 3.3 | 53000 | 6903 | 2.25 | Federally-Regulated Commercial & Industrial Equipment | 05/31/2019 |  | 09/23/2019
Lennox Industries Inc. | Allied Commercial | KHA240S4M*1Y,G,J |  | HSP-A, Single-Package Heat Pum | Heat Pump | 575 | 3 | False |  |  |  | True | Single-Speed | 214000 | 20188 | 10.6 | 10.4 | 13 |  | 220000 | 20148 | 3.2 | 3.2 | 124000 | 17727 | 2.05 | Federally-Regulated Commercial & Industrial Equipment | 05/31/2019 |  | 09/23/2019
Lennox Industries Inc. | Allied Commercial | KHA240S4M*1Y,G,J |  | HSP-A, Single-Package Heat Pum | Heat Pump | 460 | 3 | False |  |  |  | True | Single-Speed | 214000 | 20188 | 10.6 | 10.4 | 13 |  | 220000 | 20148 | 3.2 | 3.2 | 124000 | 17727 | 2.05 | Federally-Regulated Commercial & Industrial Equipment | 05/31/2019 |  | 09/23/2019
Lennox Industries Inc. | Allied Commercial | KHA240S4M*1Y,G,J |  | HSP-A, Single-Package Heat Pum | Heat Pump | 230 | 3 | False |  |  |  | True | Single-Speed | 214000 | 20188 | 10.6 | 10.4 | 13 |  | 220000 | 20148 | 3.2 | 3.2 | 124000 | 17727 | 2.05 | Federally-Regulated Commercial & Industrial Equipment | 05/31/2019 |  | 09/23/2019
Lennox Industries Inc. | Allied Commercial | KHA240S4M*1Y,G,J |  | HSP-A, Single-Package Heat Pum | Heat Pump | 208 | 3 | False |  |  |  | True | Single-Speed | 214000 | 20188 | 10.6 | 10.4 | 13 |  | 220000 | 20148 | 3.2 | 3.2 | 124000 | 17727 | 2.05 | Federally-Regulated Commercial & Industrial Equipment | 05/31/2019 |  | 09/23/2019
Lennox Industries Inc. | Allied Commercial | ELP120S4ST*Y,G,J | ELA120S4D-*Y,G,J | HRCU-A-CB, Split System: Heat | Heat Pump | 575 | 3 |  | False |  |  | True | Dual-Speed | 115000 | 10454 | 11 | 10.8 | 13.6 |  | 114000 | 10124 | 3.3 | 3.3 | 70000 | 9117 | 2.25 | Federally-Regulated Commercial & Industrial Equipment | 05/31/2019 |  | 09/23/2019
Lennox Industries Inc. | Allied Commercial | ELP120S4ST*Y,G,J | ELA120S4D-*Y,G,J | HRCU-A-CB, Split System: Heat | Heat Pump | 460 | 3 |  | False |  |  | True | Dual-Speed | 115000 | 10454 | 11 | 10.8 | 13.6 |  | 114000 | 10124 | 3.3 | 3.3 | 70000 | 9117 | 2.25 | Federally-Regulated Commercial & Industrial Equipment | 05/31/2019 |  | 09/23/2019
Lennox Industries Inc. | Allied Commercial | ELP120S4ST*Y,G,J | ELA120S4D-*Y,G,J | HRCU-A-CB, Split System: Heat | Heat Pump | 230 | 3 |  | False |  |  | True | Dual-Speed | 115000 | 10454 | 11 | 10.8 | 13.6 |  | 114000 | 10124 | 3.3 | 3.3 | 70000 | 9117 | 2.25 | Federally-Regulated Commercial & Industrial Equipment | 05/31/2019 |  | 09/23/2019
Lennox Industries Inc. | Allied Commercial | ELP120S4ST*Y,G,J | ELA120S4D-*Y,G,J | HRCU-A-CB, Split System: Heat | Heat Pump | 208 | 3 |  | False |  |  | True | Dual-Speed | 115000 | 10454 | 11 | 10.8 | 13.6 |  | 114000 | 10124 | 3.3 | 3.3 | 70000 | 9117 | 2.25 | Federally-Regulated Commercial & Industrial Equipment | 05/31/2019 |  | 09/23/2019
Lennox Industries Inc. | Allied Commercial | KHA120S4M*1Y,G,J |  | HSP-A, Single-Package Heat Pum | Both Heat Pump and Electric Re | 575 | 3 | False |  |  |  | True | Single-Speed | 118000 | 10727 | 11 | 11 | 12.5 |  | 115000 | 10213 | 3.3 | 3.3 | 70000 | 9910 | 2.07 | Federally-Regulated Commercial & Industrial Equipment | 05/31/2019 |  | 09/23/2019
Lennox Industries Inc. | Allied Commercial | KHA120S4M*1Y,G,J |  | HSP-A, Single-Package Heat Pum | Both Heat Pump and Electric Re | 460 | 3 | False |  |  |  | True | Single-Speed | 118000 | 10727 | 11 | 11 | 12.5 |  | 115000 | 10213 | 3.3 | 3.3 | 70000 | 9910 | 2.07 | Federally-Regulated Commercial & Industrial Equipment | 05/31/2019 |  | 09/23/2019
Lennox Industries Inc. | Allied Commercial | KHA120S4M*1Y,G,J |  | HSP-A, Single-Package Heat Pum | Both Heat Pump and Electric Re | 230 | 3 | False |  |  |  | True | Single-Speed | 118000 | 10727 | 11 | 11 | 12.5 |  | 115000 | 10213 | 3.3 | 3.3 | 70000 | 9910 | 2.07 | Federally-Regulated Commercial & Industrial Equipment | 05/31/2019 |  | 09/23/2019
Lennox Industries Inc. | Allied Commercial | KHA120S4M*1Y,G,J |  | HSP-A, Single-Package Heat Pum | Both Heat Pump and Electric Re | 208 | 3 | False |  |  |  | True | Single-Speed | 118000 | 10727 | 11 | 11 | 12.5 |  | 115000 | 10213 | 3.3 | 3.3 | 70000 | 9910 | 2.07 | Federally-Regulated Commercial & Industrial Equipment | 05/31/2019 |  | 09/23/2019
Lennox Industries Inc. | Allied Commercial | ELP090S4ST*Y,G,J | ELA090S4D-*Y,G,J | HRCU-A-CB, Split System: Heat | Heat Pump | 575 | 3 |  | False |  |  | True | Dual-Speed | 89000 | 8090 | 11 | 10.8 | 13.6 |  | 88000 | 7815 | 3.3 | 3.3 | 50000 | 6512 | 2.25 | Federally-Regulated Commercial & Industrial Equipment | 05/31/2019 |  | 09/23/2019
Lennox Industries Inc. | Allied Commercial | ELP090S4ST*Y,G,J | ELA090S4D-*Y,G,J | HRCU-A-CB, Split System: Heat | Heat Pump | 460 | 3 |  | False |  |  | True | Dual-Speed | 89000 | 8090 | 11 | 10.8 | 13.6 |  | 88000 | 7815 | 3.3 | 3.3 | 50000 | 6512 | 2.25 | Federally-Regulated Commercial & Industrial Equipment | 05/31/2019 |  | 09/23/2019
Lennox Industries Inc. | Allied Commercial | ELP090S4ST*Y,G,J | ELA090S4D-*Y,G,J | HRCU-A-CB, Split System: Heat | Heat Pump | 230 | 3 |  | False |  |  | True | Dual-Speed | 89000 | 8090 | 11 | 10.8 | 13.6 |  | 88000 | 7815 | 3.3 | 3.3 | 50000 | 6512 | 2.25 | Federally-Regulated Commercial & Industrial Equipment | 05/31/2019 |  | 09/23/2019
Lennox Industries Inc. | Allied Commercial | ELP090S4ST*Y,G,J | ELA090S4D-*Y,G,J | HRCU-A-CB, Split System: Heat | Heat Pump | 208 | 3 |  | False |  |  | True | Dual-Speed | 89000 | 8090 | 11 | 10.8 | 13.6 |  | 88000 | 7815 | 3.3 | 3.3 | 50000 | 6512 | 2.25 | Federally-Regulated Commercial & Industrial Equipment | 05/31/2019 |  | 09/23/2019
Lennox Industries Inc. | Allied Commercial | ZHA092S4B**Y,G,J |  | HSP-A, Single-Package Heat Pum | Heat Pump | 575 | 3 | False |  |  |  | False | Single-Speed | 87000 | 7909 | 11 | 10.8 | 12.2 |  | 89000 | 7904 | 3.3 | 3.3 | 53000 | 6903 | 2.25 | Federally-Regulated Commercial & Industrial Equipment | 05/31/2019 |  | 09/23/2019
Lennox Industries Inc. | Allied Commercial | ZHA092S4B**Y,G,J |  | HSP-A, Single-Package Heat Pum | Heat Pump | 460 | 3 | False |  |  |  | False | Single-Speed | 87000 | 7909 | 11 | 10.8 | 12.2 |  | 89000 | 7904 | 3.3 | 3.3 | 53000 | 6903 | 2.25 | Federally-Regulated Commercial & Industrial Equipment | 05/31/2019 |  | 09/23/2019
Lennox Industries Inc. | Allied Commercial | ZHA092S4B**Y,G,J |  | HSP-A, Single-Package Heat Pum | Heat Pump | 230 | 3 | False |  |  |  | False | Single-Speed | 87000 | 7909 | 11 | 10.8 | 12.2 |  | 89000 | 7904 | 3.3 | 3.3 | 53000 | 6903 | 2.25 | Federally-Regulated Commercial & Industrial Equipment | 05/31/2019 |  | 09/23/2019
Lennox Industries Inc. | Allied Commercial | ZHA092S4B**Y,G,J |  | HSP-A, Single-Package Heat Pum | Heat Pump | 208 | 3 | False |  |  |  | False | Single-Speed | 87000 | 7909 | 11 | 10.8 | 12.2 |  | 89000 | 7904 | 3.3 | 3.3 | 53000 | 6903 | 2.25 | Federally-Regulated Commercial & Industrial Equipment | 05/31/2019 |  | 09/23/2019
Lennox Industries Inc. | Allied Commercial | KHB102H4M*1Y,G,J |  | HSP-A, Single-Package Heat Pum | Heat Pump | 575 | 3 | False |  |  |  | True | Single-Speed | 100000 | 8333 | 12 | 10.8 | 14.3 |  | 100000 | 8140 | 3.6 | 3.3 | 56000 | 6838 | 2.4 | Federally-Regulated Commercial & Industrial Equipment | 05/31/2019 |  | 09/23/2019
Lennox Industries Inc. | Allied Commercial | KHB102H4M*1Y,G,J |  | HSP-A, Single-Package Heat Pum | Heat Pump | 460 | 3 | False |  |  |  | True | Single-Speed | 100000 | 8333 | 12 | 10.8 | 14.3 |  | 100000 | 8140 | 3.6 | 3.3 | 56000 | 6838 | 2.4 | Federally-Regulated Commercial & Industrial Equipment | 05/31/2019 |  | 09/23/2019
Lennox Industries Inc. | Allied Commercial | KHB102H4M*1Y,G,J |  | HSP-A, Single-Package Heat Pum | Heat Pump | 230 | 3 | False |  |  |  | True | Single-Speed | 100000 | 8333 | 12 | 10.8 | 14.3 |  | 100000 | 8140 | 3.6 | 3.3 | 56000 | 6838 | 2.4 | Federally-Regulated Commercial & Industrial Equipment | 05/31/2019 |  | 09/23/2019
Lennox Industries Inc. | Allied Commercial | KHB102H4M*1Y,G,J |  | HSP-A, Single-Package Heat Pum | Heat Pump | 208 | 3 | False |  |  |  | True | Single-Speed | 100000 | 8333 | 12 | 10.8 | 14.3 |  | 100000 | 8140 | 3.6 | 3.3 | 56000 | 6838 | 2.4 | Federally-Regulated Commercial & Industrial Equipment | 05/31/2019 |  | 09/23/2019
Lennox Industries Inc. | Allied Commercial | KHA102S4M*1Y,G,J |  | HSP-A, Single-Package Heat Pum | Both Heat Pump and Electric Re | 575 | 3 | False |  |  |  | True | Single-Speed | 100000 | 9090 | 11 | 11 | 12.5 |  | 100000 | 8881 | 3.3 | 3.3 | 55000 | 7164 | 2.25 | Federally-Regulated Commercial & Industrial Equipment | 05/31/2019 |  | 09/23/2019
Lennox Industries Inc. | Allied Commercial | KHA102S4M*1Y,G,J |  | HSP-A, Single-Package Heat Pum | Both Heat Pump and Electric Re | 460 | 3 | False |  |  |  | True | Single-Speed | 100000 | 9090 | 11 | 11 | 12.5 |  | 100000 | 8881 | 3.3 | 3.3 | 55000 | 7164 | 2.25 | Federally-Regulated Commercial & Industrial Equipment | 05/31/2019 |  | 09/23/2019
Lennox Industries Inc. | Allied Commercial | KHA102S4M*1Y,G,J |  | HSP-A, Single-Package Heat Pum | Both Heat Pump and Electric Re | 230 | 3 | False |  |  |  | True | Single-Speed | 100000 | 9090 | 11 | 11 | 12.5 |  | 100000 | 8881 | 3.3 | 3.3 | 55000 | 7164 | 2.25 | Federally-Regulated Commercial & Industrial Equipment | 05/31/2019 |  | 09/23/2019
Lennox Industries Inc. | Allied Commercial | KHA102S4M*1Y,G,J |  | HSP-A, Single-Package Heat Pum | Both Heat Pump and Electric Re | 208 | 3 | False |  |  |  | True | Single-Speed | 100000 | 9090 | 11 | 11 | 12.5 |  | 100000 | 8881 | 3.3 | 3.3 | 55000 | 7164 | 2.25 | Federally-Regulated Commercial & Industrial Equipment | 05/31/2019 |  | 09/23/2019
Lennox Industries Inc. | Allied Commercial | ZHB072S4B**Y,G,J |  | HSP-A, Single-Package Heat Pum | Heat Pump | 575 | 3 | False |  |  |  | True | Single-Speed | 69000 | 6272 | 11 | 10.8 | 12.2 |  | 70000 | 6216 | 3.3 | 3.3 | 40000 | 5210 | 2.25 | Federally-Regulated Commercial & Industrial Equipment | 05/31/2019 |  | 09/23/2019
Lennox Industries Inc. | Allied Commercial | ZHB072S4B**Y,G,J |  | HSP-A, Single-Package Heat Pum | Heat Pump | 460 | 3 | False |  |  |  | True | Single-Speed | 69000 | 6272 | 11 | 10.8 | 12.2 |  | 70000 | 6216 | 3.3 | 3.3 | 40000 | 5210 | 2.25 | Federally-Regulated Commercial & Industrial Equipment | 05/31/2019 |  | 09/23/2019
Lennox Industries Inc. | Allied Commercial | ZHB072S4B**Y,G,J |  | HSP-A, Single-Package Heat Pum | Heat Pump | 230 | 3 | False |  |  |  | True | Single-Speed | 69000 | 6272 | 11 | 10.8 | 12.2 |  | 70000 | 6216 | 3.3 | 3.3 | 40000 | 5210 | 2.25 | Federally-Regulated Commercial & Industrial Equipment | 05/31/2019 |  | 09/23/2019
Lennox Industries Inc. | Allied Commercial | ZHB072S4B**Y,G,J |  | HSP-A, Single-Package Heat Pum | Heat Pump | 208 | 3 | False |  |  |  | True | Single-Speed | 69000 | 6272 | 11 | 10.8 | 12.2 |  | 70000 | 6216 | 3.3 | 3.3 | 40000 | 5210 | 2.25 | Federally-Regulated Commercial & Industrial Equipment | 05/31/2019 |  | 09/23/2019
Lennox Industries Inc. | Allied Commercial | KDB092H4B*1Y,G,J |  | HSP-A, Single-Package Heat Pum | Heat Pump | 575 | 3 | False |  |  |  | True | Single-Speed | 89000 | 7355 | 12.1 | 10.8 | 12.9 |  | 86000 | 7001 | 3.6 | 3.3 | 51000 | 6227 | 2.4 | Federally-Regulated Commercial & Industrial Equipment | 05/31/2019 |  | 09/23/2019
Lennox Industries Inc. | Allied Commercial | KDB092H4B*1Y,G,J |  | HSP-A, Single-Package Heat Pum | Heat Pump | 460 | 3 | False |  |  |  | True | Single-Speed | 89000 | 7355 | 12.1 | 10.8 | 12.9 |  | 86000 | 7001 | 3.6 | 3.3 | 51000 | 6227 | 2.4 | Federally-Regulated Commercial & Industrial Equipment | 05/31/2019 |  | 09/23/2019
Lennox Industries Inc. | Allied Commercial | KDB092H4B*1Y,G,J |  | HSP-A, Single-Package Heat Pum | Heat Pump | 230 | 3 | False |  |  |  | True | Single-Speed | 89000 | 7355 | 12.1 | 10.8 | 12.9 |  | 86000 | 7001 | 3.6 | 3.3 | 51000 | 6227 | 2.4 | Federally-Regulated Commercial & Industrial Equipment | 05/31/2019 |  | 09/23/2019
Lennox Industries Inc. | Allied Commercial | KDB092H4B*1Y,G,J |  | HSP-A, Single-Package Heat Pum | Heat Pump | 208 | 3 | False |  |  |  | True | Single-Speed | 89000 | 7355 | 12.1 | 10.8 | 12.9 |  | 86000 | 7001 | 3.6 | 3.3 | 51000 | 6227 | 2.4 | Federally-Regulated Commercial & Industrial Equipment | 05/31/2019 |  | 09/23/2019
Lennox Industries Inc. | Allied Commercial | KHA180S4M*1Y,G,J |  | HSP-A, Single-Package Heat Pum | Heat Pump | 575 | 3 | False |  |  |  | True | Single-Speed | 174000 | 16415 | 10.6 | 10.4 | 13.2 |  | 178000 | 16302 | 3.2 | 3.2 | 100000 | 14296 | 2.05 | Federally-Regulated Commercial & Industrial Equipment | 05/31/2019 |  | 09/23/2019
Lennox Industries Inc. | Allied Commercial | KHA180S4M*1Y,G,J |  | HSP-A, Single-Package Heat Pum | Heat Pump | 460 | 3 | False |  |  |  | True | Single-Speed | 174000 | 16415 | 10.6 | 10.4 | 13.2 |  | 178000 | 16302 | 3.2 | 3.2 | 100000 | 14296 | 2.05 | Federally-Regulated Commercial & Industrial Equipment | 05/31/2019 |  | 09/23/2019
Lennox Industries Inc. | Allied Commercial | KHA180S4M*1Y,G,J |  | HSP-A, Single-Package Heat Pum | Heat Pump | 230 | 3 | False |  |  |  | True | Single-Speed | 174000 | 16415 | 10.6 | 10.4 | 13.2 |  | 178000 | 16302 | 3.2 | 3.2 | 100000 | 14296 | 2.05 | Federally-Regulated Commercial & Industrial Equipment | 05/31/2019 |  | 09/23/2019
Lennox Industries Inc. | Allied Commercial | KHA180S4M*1Y,G,J |  | HSP-A, Single-Package Heat Pum | Heat Pump | 208 | 3 | False |  |  |  | True | Single-Speed | 174000 | 16415 | 10.6 | 10.4 | 13.2 |  | 178000 | 16302 | 3.2 | 3.2 | 100000 | 14296 | 2.05 | Federally-Regulated Commercial & Industrial Equipment | 05/31/2019 |  | 09/23/2019
Lennox Industries Inc. | Allied Commercial | KDB102H4M*1Y,G,J |  | HSP-A, Single-Package Heat Pum | Heat Pump | 575 | 3 | False |  |  |  | True | Single-Speed | 100000 | 8333 | 12 | 10.8 | 14.3 |  | 100000 | 8140 | 3.6 | 3.3 | 56000 | 7135 | 2.3 | Federally-Regulated Commercial & Industrial Equipment | 05/31/2019 |  | 09/23/2019
Lennox Industries Inc. | Allied Commercial | KDB102H4M*1Y,G,J |  | HSP-A, Single-Package Heat Pum | Heat Pump | 460 | 3 | False |  |  |  | True | Single-Speed | 100000 | 8333 | 12 | 10.8 | 14.3 |  | 100000 | 8140 | 3.6 | 3.3 | 56000 | 7135 | 2.3 | Federally-Regulated Commercial & Industrial Equipment | 05/31/2019 |  | 09/23/2019
Lennox Industries Inc. | Allied Commercial | KDB102H4M*1Y,G,J |  | HSP-A, Single-Package Heat Pum | Heat Pump | 230 | 3 | False |  |  |  | True | Single-Speed | 100000 | 8333 | 12 | 10.8 | 14.3 |  | 100000 | 8140 | 3.6 | 3.3 | 56000 | 7135 | 2.3 | Federally-Regulated Commercial & Industrial Equipment | 05/31/2019 |  | 09/23/2019
Lennox Industries Inc. | Allied Commercial | KDB102H4M*1Y,G,J |  | HSP-A, Single-Package Heat Pum | Heat Pump | 208 | 3 | False |  |  |  | True | Single-Speed | 100000 | 8333 | 12 | 10.8 | 14.3 |  | 100000 | 8140 | 3.6 | 3.3 | 56000 | 7135 | 2.3 | Federally-Regulated Commercial & Industrial Equipment | 05/31/2019 |  | 09/23/2019
Lennox Industries Inc. | Allied Commercial | KHB092H4M*1Y,G,J |  | HSP-A, Single-Package Heat Pum | Heat Pump | 575 | 3 | False |  |  |  | True | Single-Speed | 89000 | 7355 | 12.1 | 10.8 | 14.2 |  | 86000 | 7001 | 3.6 | 3.3 | 51000 | 6227 | 2.4 | Federally-Regulated Commercial & Industrial Equipment | 05/31/2019 |  | 09/23/2019
Lennox Industries Inc. | Allied Commercial | KHB092H4M*1Y,G,J |  | HSP-A, Single-Package Heat Pum | Heat Pump | 460 | 3 | False |  |  |  | True | Single-Speed | 89000 | 7355 | 12.1 | 10.8 | 14.2 |  | 86000 | 7001 | 3.6 | 3.3 | 51000 | 6227 | 2.4 | Federally-Regulated Commercial & Industrial Equipment | 05/31/2019 |  | 09/23/2019
Lennox Industries Inc. | Allied Commercial | KHB092H4M*1Y,G,J |  | HSP-A, Single-Package Heat Pum | Heat Pump | 230 | 3 | False |  |  |  | True | Single-Speed | 89000 | 7355 | 12.1 | 10.8 | 14.2 |  | 86000 | 7001 | 3.6 | 3.3 | 51000 | 6227 | 2.4 | Federally-Regulated Commercial & Industrial Equipment | 05/31/2019 |  | 09/23/2019
Lennox Industries Inc. | Allied Commercial | KHB092H4M*1Y,G,J |  | HSP-A, Single-Package Heat Pum | Heat Pump | 208 | 3 | False |  |  |  | True | Single-Speed | 89000 | 7355 | 12.1 | 10.8 | 14.2 |  | 86000 | 7001 | 3.6 | 3.3 | 51000 | 6227 | 2.4 | Federally-Regulated Commercial & Industrial Equipment | 05/31/2019 |  | 09/23/2019
Lennox Industries Inc. | Allied Commercial | KHB122H4E*1Y,G,J |  | HSP-A, Single-Package Heat Pum | Heat Pump | 575 | 3 | False |  |  |  | True | Single-Speed | 118000 | 9593 | 12.3 | 10.8 | 14.8 |  | 116000 | 9443 | 3.6 | 3.3 | 65000 | 7937 | 2.4 | Federally-Regulated Commercial & Industrial Equipment | 05/31/2019 |  | 09/23/2019
Lennox Industries Inc. | Allied Commercial | KHB122H4E*1Y,G,J |  | HSP-A, Single-Package Heat Pum | Heat Pump | 460 | 3 | False |  |  |  | True | Single-Speed | 118000 | 9593 | 12.3 | 10.8 | 14.8 |  | 116000 | 9443 | 3.6 | 3.3 | 65000 | 7937 | 2.4 | Federally-Regulated Commercial & Industrial Equipment | 05/31/2019 |  | 09/23/2019
Lennox Industries Inc. | Allied Commercial | KHB122H4E*1Y,G,J |  | HSP-A, Single-Package Heat Pum | Heat Pump | 230 | 3 | False |  |  |  | True | Single-Speed | 118000 | 9593 | 12.3 | 10.8 | 14.8 |  | 116000 | 9443 | 3.6 | 3.3 | 65000 | 7937 | 2.4 | Federally-Regulated Commercial & Industrial Equipment | 05/31/2019 |  | 09/23/2019
Lennox Industries Inc. | Allied Commercial | KHB122H4E*1Y,G,J |  | HSP-A, Single-Package Heat Pum | Heat Pump | 208 | 3 | False |  |  |  | True | Single-Speed | 118000 | 9593 | 12.3 | 10.8 | 14.8 |  | 116000 | 9443 | 3.6 | 3.3 | 65000 | 7937 | 2.4 | Federally-Regulated Commercial & Industrial Equipment | 05/31/2019 |  | 09/23/2019
Lennox Industries Inc. | Allied Commercial | ZHA102S4B**Y,G,J |  | HSP-A, Single-Package Heat Pum | Heat Pump | 575 | 3 | False |  |  |  | False | Single-Speed | 100000 | 9090 | 11 | 10.8 | 12.2 |  | 100000 | 8881 | 3.3 | 3.3 | 55000 | 7164 | 2.25 | Federally-Regulated Commercial & Industrial Equipment | 05/31/2019 |  | 09/23/2019
Lennox Industries Inc. | Allied Commercial | ZHA102S4B**Y,G,J |  | HSP-A, Single-Package Heat Pum | Heat Pump | 460 | 3 | False |  |  |  | False | Single-Speed | 100000 | 9090 | 11 | 10.8 | 12.2 |  | 100000 | 8881 | 3.3 | 3.3 | 55000 | 7164 | 2.25 | Federally-Regulated Commercial & Industrial Equipment | 05/31/2019 |  | 09/23/2019
Lennox Industries Inc. | Allied Commercial | ZHA102S4B**Y,G,J |  | HSP-A, Single-Package Heat Pum | Heat Pump | 230 | 3 | False |  |  |  | False | Single-Speed | 100000 | 9090 | 11 | 10.8 | 12.2 |  | 100000 | 8881 | 3.3 | 3.3 | 55000 | 7164 | 2.25 | Federally-Regulated Commercial & Industrial Equipment | 05/31/2019 |  | 09/23/2019
Lennox Industries Inc. | Allied Commercial | ZHA102S4B**Y,G,J |  | HSP-A, Single-Package Heat Pum | Heat Pump | 208 | 3 | False |  |  |  | False | Single-Speed | 100000 | 9090 | 11 | 10.8 | 12.2 |  | 100000 | 8881 | 3.3 | 3.3 | 55000 | 7164 | 2.25 | Federally-Regulated Commercial & Industrial Equipment | 05/31/2019 |  | 09/23/2019
Lennox Industries Inc. | Allied Commercial | KHB092H4B*1Y,G,J |  | HSP-A, Single-Package Heat Pum | Heat Pump | 575 | 3 | False |  |  |  | True | Single-Speed | 89000 | 7355 | 12.1 | 10.8 | 12.9 |  | 86000 | 7001 | 3.6 | 3.3 | 51000 | 6227 | 2.4 | Federally-Regulated Commercial & Industrial Equipment | 05/31/2019 |  | 09/23/2019
Lennox Industries Inc. | Allied Commercial | KHB092H4B*1Y,G,J |  | HSP-A, Single-Package Heat Pum | Heat Pump | 460 | 3 | False |  |  |  | True | Single-Speed | 89000 | 7355 | 12.1 | 10.8 | 12.9 |  | 86000 | 7001 | 3.6 | 3.3 | 51000 | 6227 | 2.4 | Federally-Regulated Commercial & Industrial Equipment | 05/31/2019 |  | 09/23/2019
Lennox Industries Inc. | Allied Commercial | KHB092H4B*1Y,G,J |  | HSP-A, Single-Package Heat Pum | Heat Pump | 230 | 3 | False |  |  |  | True | Single-Speed | 89000 | 7355 | 12.1 | 10.8 | 12.9 |  | 86000 | 7001 | 3.6 | 3.3 | 51000 | 6227 | 2.4 | Federally-Regulated Commercial & Industrial Equipment | 05/31/2019 |  | 09/23/2019
Lennox Industries Inc. | Allied Commercial | KHB092H4B*1Y,G,J |  | HSP-A, Single-Package Heat Pum | Heat Pump | 208 | 3 | False |  |  |  | True | Single-Speed | 89000 | 7355 | 12.1 | 10.8 | 12.9 |  | 86000 | 7001 | 3.6 | 3.3 | 51000 | 6227 | 2.4 | Federally-Regulated Commercial & Industrial Equipment | 05/31/2019 |  | 09/23/2019
Lennox Industries Inc. | Allied Commercial | KDB102H4B*1Y,G,J |  | HSP-A, Single-Package Heat Pum | Heat Pump | 575 | 3 | False |  |  |  | True | Single-Speed | 100000 | 8333 | 12 | 10.8 | 12.5 |  | 100000 | 8140 | 3.6 | 3.3 | 55000 | 7008 | 2.3 | Federally-Regulated Commercial & Industrial Equipment | 05/31/2019 |  | 09/23/2019
Lennox Industries Inc. | Allied Commercial | KDB102H4B*1Y,G,J |  | HSP-A, Single-Package Heat Pum | Heat Pump | 460 | 3 | False |  |  |  | True | Single-Speed | 100000 | 8333 | 12 | 10.8 | 12.5 |  | 100000 | 8140 | 3.6 | 3.3 | 55000 | 7008 | 2.3 | Federally-Regulated Commercial & Industrial Equipment | 05/31/2019 |  | 09/23/2019
Lennox Industries Inc. | Allied Commercial | KDB102H4B*1Y,G,J |  | HSP-A, Single-Package Heat Pum | Heat Pump | 230 | 3 | False |  |  |  | True | Single-Speed | 100000 | 8333 | 12 | 10.8 | 12.5 |  | 100000 | 8140 | 3.6 | 3.3 | 55000 | 7008 | 2.3 | Federally-Regulated Commercial & Industrial Equipment | 05/31/2019 |  | 09/23/2019
Lennox Industries Inc. | Allied Commercial | KDB102H4B*1Y,G,J |  | HSP-A, Single-Package Heat Pum | Heat Pump | 208 | 3 | False |  |  |  | True | Single-Speed | 100000 | 8333 | 12 | 10.8 | 12.5 |  | 100000 | 8140 | 3.6 | 3.3 | 55000 | 7008 | 2.3 | Federally-Regulated Commercial & Industrial Equipment | 05/31/2019 |  | 09/23/2019
Lennox Industries Inc. | Allied Commercial | KHB102H4B*1Y,G,J |  | HSP-A, Single-Package Heat Pum | Heat Pump | 575 | 3 | False |  |  |  | True | Single-Speed | 100000 | 8333 | 12 | 10.8 | 12.5 |  | 100000 | 8140 | 3.6 | 3.3 | 58000 | 7082 | 2.4 | Federally-Regulated Commercial & Industrial Equipment | 05/31/2019 |  | 09/23/2019
Lennox Industries Inc. | Allied Commercial | KHB102H4B*1Y,G,J |  | HSP-A, Single-Package Heat Pum | Heat Pump | 460 | 3 | False |  |  |  | True | Single-Speed | 100000 | 8333 | 12 | 10.8 | 12.5 |  | 100000 | 8140 | 3.6 | 3.3 | 58000 | 7082 | 2.4 | Federally-Regulated Commercial & Industrial Equipment | 05/31/2019 |  | 09/23/2019
Lennox Industries Inc. | Allied Commercial | KHB102H4B*1Y,G,J |  | HSP-A, Single-Package Heat Pum | Heat Pump | 230 | 3 | False |  |  |  | True | Single-Speed | 100000 | 8333 | 12 | 10.8 | 12.5 |  | 100000 | 8140 | 3.6 | 3.3 | 58000 | 7082 | 2.4 | Federally-Regulated Commercial & Industrial Equipment | 05/31/2019 |  | 09/23/2019
Lennox Industries Inc. | Allied Commercial | KHB102H4B*1Y,G,J |  | HSP-A, Single-Package Heat Pum | Heat Pump | 208 | 3 | False |  |  |  | True | Single-Speed | 100000 | 8333 | 12 | 10.8 | 12.5 |  | 100000 | 8140 | 3.6 | 3.3 | 58000 | 7082 | 2.4 | Federally-Regulated Commercial & Industrial Equipment | 05/31/2019 |  | 09/23/2019
Lennox Industries Inc. | Allied Commercial | ZHA092S4M**Y,G,J |  | HSP-A, Single-Package Heat Pum | Heat Pump | 575 | 3 | False |  |  |  | False | Single-Speed | 87000 | 7909 | 11 | 10.8 | 12.5 |  | 89000 | 7904 | 3.3 | 3.3 | 53000 | 6903 | 2.25 | Federally-Regulated Commercial & Industrial Equipment | 05/31/2019 |  | 09/23/2019
Lennox Industries Inc. | Allied Commercial | ZHA092S4M**Y,G,J |  | HSP-A, Single-Package Heat Pum | Heat Pump | 460 | 3 | False |  |  |  | False | Single-Speed | 87000 | 7909 | 11 | 10.8 | 12.5 |  | 89000 | 7904 | 3.3 | 3.3 | 53000 | 6903 | 2.25 | Federally-Regulated Commercial & Industrial Equipment | 05/31/2019 |  | 09/23/2019
Lennox Industries Inc. | Allied Commercial | ZHA092S4M**Y,G,J |  | HSP-A, Single-Package Heat Pum | Heat Pump | 230 | 3 | False |  |  |  | False | Single-Speed | 87000 | 7909 | 11 | 10.8 | 12.5 |  | 89000 | 7904 | 3.3 | 3.3 | 53000 | 6903 | 2.25 | Federally-Regulated Commercial & Industrial Equipment | 05/31/2019 |  | 09/23/2019
Lennox Industries Inc. | Allied Commercial | ZHA092S4M**Y,G,J |  | HSP-A, Single-Package Heat Pum | Heat Pump | 208 | 3 | False |  |  |  | False | Single-Speed | 87000 | 7909 | 11 | 10.8 | 12.5 |  | 89000 | 7904 | 3.3 | 3.3 | 53000 | 6903 | 2.25 | Federally-Regulated Commercial & Industrial Equipment | 05/31/2019 |  | 09/23/2019
Lennox Industries Inc. | Allied Commercial | ZHA120S4M**Y,G,J |  | HSP-A, Single-Package Heat Pum | Heat Pump | 575 | 3 | False |  |  |  | False | Single-Speed | 118000 | 10727 | 11 | 10.8 | 12.5 |  | 116000 | 10302 | 3.3 | 3.3 | 70000 | 9117 | 2.25 | Federally-Regulated Commercial & Industrial Equipment | 05/31/2019 |  | 09/23/2019
Lennox Industries Inc. | Allied Commercial | ZHA120S4M**Y,G,J |  | HSP-A, Single-Package Heat Pum | Heat Pump | 460 | 3 | False |  |  |  | False | Single-Speed | 118000 | 10727 | 11 | 10.8 | 12.5 |  | 116000 | 10302 | 3.3 | 3.3 | 70000 | 9117 | 2.25 | Federally-Regulated Commercial & Industrial Equipment | 05/31/2019 |  | 09/23/2019
Lennox Industries Inc. | Allied Commercial | ZHA120S4M**Y,G,J |  | HSP-A, Single-Package Heat Pum | Heat Pump | 230 | 3 | False |  |  |  | False | Single-Speed | 118000 | 10727 | 11 | 10.8 | 12.5 |  | 116000 | 10302 | 3.3 | 3.3 | 70000 | 9117 | 2.25 | Federally-Regulated Commercial & Industrial Equipment | 05/31/2019 |  | 09/23/2019
Lennox Industries Inc. | Allied Commercial | ZHA120S4M**Y,G,J |  | HSP-A, Single-Package Heat Pum | Heat Pump | 208 | 3 | False |  |  |  | False | Single-Speed | 118000 | 10727 | 11 | 10.8 | 12.5 |  | 116000 | 10302 | 3.3 | 3.3 | 70000 | 9117 | 2.25 | Federally-Regulated Commercial & Industrial Equipment | 05/31/2019 |  | 09/23/2019
Lennox Industries Inc. | Allied Commercial | KDB122H4E*1Y,G,J |  | HSP-A, Single-Package Heat Pum | Heat Pump | 575 | 3 | False |  |  |  | True | Single-Speed | 118000 | 9593 | 12.3 | 10.8 | 14.8 |  | 116000 | 9443 | 3.6 | 3.3 | 65000 | 7937 | 2.4 | Federally-Regulated Commercial & Industrial Equipment | 05/31/2019 |  | 09/23/2019
Lennox Industries Inc. | Allied Commercial | KDB122H4E*1Y,G,J |  | HSP-A, Single-Package Heat Pum | Heat Pump | 460 | 3 | False |  |  |  | True | Single-Speed | 118000 | 9593 | 12.3 | 10.8 | 14.8 |  | 116000 | 9443 | 3.6 | 3.3 | 65000 | 7937 | 2.4 | Federally-Regulated Commercial & Industrial Equipment | 05/31/2019 |  | 09/23/2019
Lennox Industries Inc. | Allied Commercial | KDB122H4E*1Y,G,J |  | HSP-A, Single-Package Heat Pum | Heat Pump | 230 | 3 | False |  |  |  | True | Single-Speed | 118000 | 9593 | 12.3 | 10.8 | 14.8 |  | 116000 | 9443 | 3.6 | 3.3 | 65000 | 7937 | 2.4 | Federally-Regulated Commercial & Industrial Equipment | 05/31/2019 |  | 09/23/2019
Lennox Industries Inc. | Allied Commercial | KDB122H4E*1Y,G,J |  | HSP-A, Single-Package Heat Pum | Heat Pump | 208 | 3 | False |  |  |  | True | Single-Speed | 118000 | 9593 | 12.3 | 10.8 | 14.8 |  | 116000 | 9443 | 3.6 | 3.3 | 65000 | 7937 | 2.4 | Federally-Regulated Commercial & Industrial Equipment | 05/31/2019 |  | 09/23/2019
Lennox Industries Inc. | Allied Commercial | KHA150S4M*1Y,G,J |  | HSP-A, Single-Package Heat Pum | Both Heat Pump and Electric Re | 575 | 3 | False |  |  |  | True | Single-Speed | 138000 | 13018 | 10.6 | 10.6 | 12 |  | 138000 | 12638 | 3.2 | 3.2 | 82000 | 11722 | 2.05 | Federally-Regulated Commercial & Industrial Equipment | 05/31/2019 |  | 09/23/2019
Lennox Industries Inc. | Allied Commercial | KHA150S4M*1Y,G,J |  | HSP-A, Single-Package Heat Pum | Both Heat Pump and Electric Re | 460 | 3 | False |  |  |  | True | Single-Speed | 138000 | 13018 | 10.6 | 10.6 | 12 |  | 138000 | 12638 | 3.2 | 3.2 | 82000 | 11722 | 2.05 | Federally-Regulated Commercial & Industrial Equipment | 05/31/2019 |  | 09/23/2019
Lennox Industries Inc. | Allied Commercial | KHA150S4M*1Y,G,J |  | HSP-A, Single-Package Heat Pum | Both Heat Pump and Electric Re | 230 | 3 | False |  |  |  | True | Single-Speed | 138000 | 13018 | 10.6 | 10.6 | 12 |  | 138000 | 12638 | 3.2 | 3.2 | 82000 | 11722 | 2.05 | Federally-Regulated Commercial & Industrial Equipment | 05/31/2019 |  | 09/23/2019
Lennox Industries Inc. | Allied Commercial | KHA150S4M*1Y,G,J |  | HSP-A, Single-Package Heat Pum | Both Heat Pump and Electric Re | 208 | 3 | False |  |  |  | True | Single-Speed | 138000 | 13018 | 10.6 | 10.6 | 12 |  | 138000 | 12638 | 3.2 | 3.2 | 82000 | 11722 | 2.05 | Federally-Regulated Commercial & Industrial Equipment | 05/31/2019 |  | 09/23/2019
Rheem Sales Company, Inc. | Daikin | MPHH08DYC******B |  | HSP-A, Single-Package Heat Pum | Both Heat Pump and Electric Re | 230 | 3 | False |  |  |  | True | Dual-Speed | 97000 | 8818 | 11 | 11 | 14.1 |  | 97000 | 8361 | 3.4 | 3.3 | 58000 | 7554 | 2.25 | Federally-Regulated Commercial & Industrial Equipment | 08/06/2019 |  | 09/23/2019
Rheem Sales Company, Inc. | Daikin | MPHH08DYC******B |  | HSP-A, Single-Package Heat Pum | Both Heat Pump and Electric Re | 208 | 3 | False |  |  |  | True | Dual-Speed | 97000 | 8818 | 11 | 11 | 14.1 |  | 97000 | 8361 | 3.4 | 3.3 | 58000 | 7554 | 2.25 | Federally-Regulated Commercial & Industrial Equipment | 08/06/2019 |  | 09/23/2019
Rheem Sales Company, Inc. | Daikin | MPHA08DYC******B |  | HSP-A, Single-Package Heat Pum | Both Heat Pump and Electric Re | 230 | 3 | False |  |  |  | True | Dual-Speed | 97000 | 8818 | 11 | 11 | 12.2 |  | 97000 | 8614 | 3.3 | 3.3 | 58000 | 7554 | 2.25 | Federally-Regulated Commercial & Industrial Equipment | 08/06/2019 |  | 09/23/2019
Rheem Sales Company, Inc. | Daikin | MPHA08DYC******B |  | HSP-A, Single-Package Heat Pum | Both Heat Pump and Electric Re | 208 | 3 | False |  |  |  | True | Dual-Speed | 97000 | 8818 | 11 | 11 | 12.2 |  | 97000 | 8614 | 3.3 | 3.3 | 58000 | 7554 | 2.25 | Federally-Regulated Commercial & Industrial Equipment | 08/06/2019 |  | 09/23/2019
Rheem Sales Company, Inc. | Daikin | RHS07F090C | MHGM90ZL | HRCU-A-CB, Split System: Heat | Heat Pump | 230 | 3 |  | False |  |  | False | Single-Speed | 86000 | 7818 | 11 | 10.8 | 12.6 |  | 90000 | 7992 | 3.3 | 3.3 | 55000 | 7326 | 2.2 | Federally-Regulated Commercial & Industrial Equipment | 03/14/2019 |  | 09/23/2019
Rheem Sales Company, Inc. | Daikin | RHS07F090C | MHGM90ZL | HRCU-A-CB, Split System: Heat | Heat Pump | 208 | 3 |  | False |  |  | False | Single-Speed | 86000 | 7818 | 11 | 10.8 | 12.6 |  | 90000 | 7992 | 3.3 | 3.3 | 55000 | 7326 | 2.2 | Federally-Regulated Commercial & Industrial Equipment | 03/14/2019 |  | 09/23/2019
Rheem Sales Company, Inc. | Daikin | MPHA07DYC******B |  | HSP-A, Single-Package Heat Pum | Both Heat Pump and Electric Re | 230 | 3 | False |  |  |  | True | Dual-Speed | 86000 | 7818 | 11 | 11 | 12.2 |  | 84000 | 7460 | 3.3 | 3.3 | 48000 | 6252 | 2.25 | Federally-Regulated Commercial & Industrial Equipment | 08/06/2019 |  | 09/23/2019
Rheem Sales Company, Inc. | Daikin | MPHA07DYC******B |  | HSP-A, Single-Package Heat Pum | Both Heat Pump and Electric Re | 208 | 3 | False |  |  |  | True | Dual-Speed | 86000 | 7818 | 11 | 11 | 12.2 |  | 84000 | 7460 | 3.3 | 3.3 | 48000 | 6252 | 2.25 | Federally-Regulated Commercial & Industrial Equipment | 08/06/2019 |  | 09/23/2019
Rheem Sales Company, Inc. | Daikin | RHS07F090C | MHGM90ZK | HRCU-A-CB, Split System: Heat | Heat Pump | 230 | 3 |  | False |  |  | False | Single-Speed | 86000 | 7818 | 11 | 10.8 | 12.6 |  | 90000 | 7992 | 3.3 | 3.3 | 55000 | 7326 | 2.2 | Federally-Regulated Commercial & Industrial Equipment | 03/14/2019 |  | 09/23/2019
Rheem Sales Company, Inc. | Daikin | RHS07F090C | MHGM90ZK | HRCU-A-CB, Split System: Heat | Heat Pump | 208 | 3 |  | False |  |  | False | Single-Speed | 86000 | 7818 | 11 | 10.8 | 12.6 |  | 90000 | 7992 | 3.3 | 3.3 | 55000 | 7326 | 2.2 | Federally-Regulated Commercial & Industrial Equipment | 03/14/2019 |  | 09/23/2019
Rheem Sales Company, Inc. | Daikin | MPHA10DYC******B |  | HSP-A, Single-Package Heat Pum | Both Heat Pump and Electric Re | 230 | 3 | False |  |  |  | True | Dual-Speed | 114000 | 10363 | 11 | 11 | 12.2 |  | 112000 | 9946 | 3.3 | 3.3 | 68000 | 8857 | 2.25 | Federally-Regulated Commercial & Industrial Equipment | 08/06/2019 |  | 09/23/2019
Rheem Sales Company, Inc. | Daikin | MPHA10DYC******B |  | HSP-A, Single-Package Heat Pum | Both Heat Pump and Electric Re | 208 | 3 | False |  |  |  | True | Dual-Speed | 114000 | 10363 | 11 | 11 | 12.2 |  | 112000 | 9946 | 3.3 | 3.3 | 68000 | 8857 | 2.25 | Federally-Regulated Commercial & Industrial Equipment | 08/06/2019 |  | 09/23/2019
Rheem Sales Company, Inc. | Daikin | RHS07F090C | MHGM90ZM | HRCU-A-CB, Split System: Heat | Heat Pump | 230 | 3 |  | False |  |  | False | Single-Speed | 86000 | 7818 | 11 | 10.8 | 12.6 |  | 90000 | 7992 | 3.3 | 3.3 | 55000 | 7326 | 2.2 | Federally-Regulated Commercial & Industrial Equipment | 03/14/2019 |  | 09/23/2019
Rheem Sales Company, Inc. | Daikin | RHS07F090C | MHGM90ZM | HRCU-A-CB, Split System: Heat | Heat Pump | 208 | 3 |  | False |  |  | False | Single-Speed | 86000 | 7818 | 11 | 10.8 | 12.6 |  | 90000 | 7992 | 3.3 | 3.3 | 55000 | 7326 | 2.2 | Federally-Regulated Commercial & Industrial Equipment | 03/14/2019 |  | 09/23/2019
Lennox Industries Inc. | LANDMARK | KHA180S4B*1Y,G,J |  | HSP-A, Single-Package Heat Pum | Heat Pump | 575 | 3 | False |  |  |  | True | Single-Speed | 174000 | 16415 | 10.6 | 10.4 | 12.2 |  | 178000 | 16302 | 3.2 | 3.2 | 100000 | 14296 | 2.05 | Federally-Regulated Commercial & Industrial Equipment | 05/31/2019 |  | 09/23/2019
Lennox Industries Inc. | LANDMARK | KHA180S4B*1Y,G,J |  | HSP-A, Single-Package Heat Pum | Heat Pump | 460 | 3 | False |  |  |  | True | Single-Speed | 174000 | 16415 | 10.6 | 10.4 | 12.2 |  | 178000 | 16302 | 3.2 | 3.2 | 100000 | 14296 | 2.05 | Federally-Regulated Commercial & Industrial Equipment | 05/31/2019 |  | 09/23/2019
Lennox Industries Inc. | LANDMARK | KHA180S4B*1Y,G,J |  | HSP-A, Single-Package Heat Pum | Heat Pump | 230 | 3 | False |  |  |  | True | Single-Speed | 174000 | 16415 | 10.6 | 10.4 | 12.2 |  | 178000 | 16302 | 3.2 | 3.2 | 100000 | 14296 | 2.05 | Federally-Regulated Commercial & Industrial Equipment | 05/31/2019 |  | 09/23/2019
Lennox Industries Inc. | LANDMARK | KHA180S4B*1Y,G,J |  | HSP-A, Single-Package Heat Pum | Heat Pump | 208 | 3 | False |  |  |  | True | Single-Speed | 174000 | 16415 | 10.6 | 10.4 | 12.2 |  | 178000 | 16302 | 3.2 | 3.2 | 100000 | 14296 | 2.05 | Federally-Regulated Commercial & Industrial Equipment | 05/31/2019 |  | 09/23/2019
Lennox Industries Inc. | LANDMARK | KHA092S4B**Y,G,J |  | HSP-A, Single-Package Heat Pum | Both Heat Pump and Electric Re | 575 | 3 | False |  |  |  | True | Single-Speed | 89000 | 8090 | 11 | 11 | 12.2 |  | 89000 | 7904 | 3.3 | 3.3 | 53000 | 6903 | 2.25 | Federally-Regulated Commercial & Industrial Equipment | 05/31/2019 |  | 09/23/2019
Lennox Industries Inc. | LANDMARK | KHA092S4B**Y,G,J |  | HSP-A, Single-Package Heat Pum | Both Heat Pump and Electric Re | 460 | 3 | False |  |  |  | True | Single-Speed | 89000 | 8090 | 11 | 11 | 12.2 |  | 89000 | 7904 | 3.3 | 3.3 | 53000 | 6903 | 2.25 | Federally-Regulated Commercial & Industrial Equipment | 05/31/2019 |  | 09/23/2019
Lennox Industries Inc. | LANDMARK | KHA092S4B**Y,G,J |  | HSP-A, Single-Package Heat Pum | Both Heat Pump and Electric Re | 230 | 3 | False |  |  |  | True | Single-Speed | 89000 | 8090 | 11 | 11 | 12.2 |  | 89000 | 7904 | 3.3 | 3.3 | 53000 | 6903 | 2.25 | Federally-Regulated Commercial & Industrial Equipment | 05/31/2019 |  | 09/23/2019
Lennox Industries Inc. | LANDMARK | KHA092S4B**Y,G,J |  | HSP-A, Single-Package Heat Pum | Both Heat Pump and Electric Re | 208 | 3 | False |  |  |  | True | Single-Speed | 89000 | 8090 | 11 | 11 | 12.2 |  | 89000 | 7904 | 3.3 | 3.3 | 53000 | 6903 | 2.25 | Federally-Regulated Commercial & Industrial Equipment | 05/31/2019 |  | 09/23/2019
Lennox Industries Inc. | LANDMARK | KHA102S4B**Y,G,J |  | HSP-A, Single-Package Heat Pum | Both Heat Pump and Electric Re | 575 | 3 | False |  |  |  | True | Single-Speed | 100000 | 9090 | 11 | 11 | 12.2 |  | 100000 | 8881 | 3.3 | 3.3 | 55000 | 7164 | 2.25 | Federally-Regulated Commercial & Industrial Equipment | 05/31/2019 |  | 09/23/2019
Lennox Industries Inc. | LANDMARK | KHA102S4B**Y,G,J |  | HSP-A, Single-Package Heat Pum | Both Heat Pump and Electric Re | 460 | 3 | False |  |  |  | True | Single-Speed | 100000 | 9090 | 11 | 11 | 12.2 |  | 100000 | 8881 | 3.3 | 3.3 | 55000 | 7164 | 2.25 | Federally-Regulated Commercial & Industrial Equipment | 05/31/2019 |  | 09/23/2019
Lennox Industries Inc. | LANDMARK | KHA102S4B**Y,G,J |  | HSP-A, Single-Package Heat Pum | Both Heat Pump and Electric Re | 230 | 3 | False |  |  |  | True | Single-Speed | 100000 | 9090 | 11 | 11 | 12.2 |  | 100000 | 8881 | 3.3 | 3.3 | 55000 | 7164 | 2.25 | Federally-Regulated Commercial & Industrial Equipment | 05/31/2019 |  | 09/23/2019
Lennox Industries Inc. | LANDMARK | KHA102S4B**Y,G,J |  | HSP-A, Single-Package Heat Pum | Both Heat Pump and Electric Re | 208 | 3 | False |  |  |  | True | Single-Speed | 100000 | 9090 | 11 | 11 | 12.2 |  | 100000 | 8881 | 3.3 | 3.3 | 55000 | 7164 | 2.25 | Federally-Regulated Commercial & Industrial Equipment | 05/31/2019 |  | 09/23/2019
Lennox Industries Inc. | Lennox | KHA092S4M*1Y,G,J |  | HSP-A, Single-Package Heat Pum | Both Heat Pump and Electric Re | 575 | 3 | False |  |  |  | True | Single-Speed | 89000 | 8090 | 11 | 11 | 12.5 |  | 89000 | 7904 | 3.3 | 3.3 | 53000 | 6903 | 2.25 | Federally-Regulated Commercial & Industrial Equipment | 05/31/2019 |  | 09/23/2019
Lennox Industries Inc. | Lennox | KHA092S4M*1Y,G,J |  | HSP-A, Single-Package Heat Pum | Both Heat Pump and Electric Re | 460 | 3 | False |  |  |  | True | Single-Speed | 89000 | 8090 | 11 | 11 | 12.5 |  | 89000 | 7904 | 3.3 | 3.3 | 53000 | 6903 | 2.25 | Federally-Regulated Commercial & Industrial Equipment | 05/31/2019 |  | 09/23/2019
Lennox Industries Inc. | Lennox | KHA092S4M*1Y,G,J |  | HSP-A, Single-Package Heat Pum | Both Heat Pump and Electric Re | 230 | 3 | False |  |  |  | True | Single-Speed | 89000 | 8090 | 11 | 11 | 12.5 |  | 89000 | 7904 | 3.3 | 3.3 | 53000 | 6903 | 2.25 | Federally-Regulated Commercial & Industrial Equipment | 05/31/2019 |  | 09/23/2019
Lennox Industries Inc. | Lennox | KHA092S4M*1Y,G,J |  | HSP-A, Single-Package Heat Pum | Both Heat Pump and Electric Re | 208 | 3 | False |  |  |  | True | Single-Speed | 89000 | 8090 | 11 | 11 | 12.5 |  | 89000 | 7904 | 3.3 | 3.3 | 53000 | 6903 | 2.25 | Federally-Regulated Commercial & Industrial Equipment | 05/31/2019 |  | 09/23/2019
Lennox Industries Inc. | Lennox | ZHA120S4M**Y,G,J |  | HSP-A, Single-Package Heat Pum | Heat Pump | 575 | 3 | False |  |  |  | False | Single-Speed | 118000 | 10727 | 11 | 10.8 | 12.5 |  | 116000 | 10302 | 3.3 | 3.3 | 70000 | 9117 | 2.25 | Federally-Regulated Commercial & Industrial Equipment | 05/31/2019 |  | 09/23/2019
Lennox Industries Inc. | Lennox | ZHA120S4M**Y,G,J |  | HSP-A, Single-Package Heat Pum | Heat Pump | 460 | 3 | False |  |  |  | False | Single-Speed | 118000 | 10727 | 11 | 10.8 | 12.5 |  | 116000 | 10302 | 3.3 | 3.3 | 70000 | 9117 | 2.25 | Federally-Regulated Commercial & Industrial Equipment | 05/31/2019 |  | 09/23/2019
Lennox Industries Inc. | Lennox | ZHA120S4M**Y,G,J |  | HSP-A, Single-Package Heat Pum | Heat Pump | 230 | 3 | False |  |  |  | False | Single-Speed | 118000 | 10727 | 11 | 10.8 | 12.5 |  | 116000 | 10302 | 3.3 | 3.3 | 70000 | 9117 | 2.25 | Federally-Regulated Commercial & Industrial Equipment | 05/31/2019 |  | 09/23/2019
Lennox Industries Inc. | Lennox | ZHA120S4M**Y,G,J |  | HSP-A, Single-Package Heat Pum | Heat Pump | 208 | 3 | False |  |  |  | False | Single-Speed | 118000 | 10727 | 11 | 10.8 | 12.5 |  | 116000 | 10302 | 3.3 | 3.3 | 70000 | 9117 | 2.25 | Federally-Regulated Commercial & Industrial Equipment | 05/31/2019 |  | 09/23/2019
Lennox Industries Inc. | Lennox | KDB102H4M*1Y,G,J |  | HSP-A, Single-Package Heat Pum | Heat Pump | 575 | 3 | False |  |  |  | True | Single-Speed | 100000 | 8333 | 12 | 10.8 | 14.3 |  | 100000 | 8140 | 3.6 | 3.3 | 56000 | 7135 | 2.3 | Federally-Regulated Commercial & Industrial Equipment | 05/31/2019 |  | 09/23/2019
Lennox Industries Inc. | Lennox | KDB102H4M*1Y,G,J |  | HSP-A, Single-Package Heat Pum | Heat Pump | 460 | 3 | False |  |  |  | True | Single-Speed | 100000 | 8333 | 12 | 10.8 | 14.3 |  | 100000 | 8140 | 3.6 | 3.3 | 56000 | 7135 | 2.3 | Federally-Regulated Commercial & Industrial Equipment | 05/31/2019 |  | 09/23/2019
Lennox Industries Inc. | Lennox | KDB102H4M*1Y,G,J |  | HSP-A, Single-Package Heat Pum | Heat Pump | 230 | 3 | False |  |  |  | True | Single-Speed | 100000 | 8333 | 12 | 10.8 | 14.3 |  | 100000 | 8140 | 3.6 | 3.3 | 56000 | 7135 | 2.3 | Federally-Regulated Commercial & Industrial Equipment | 05/31/2019 |  | 09/23/2019
Lennox Industries Inc. | Lennox | KDB102H4M*1Y,G,J |  | HSP-A, Single-Package Heat Pum | Heat Pump | 208 | 3 | False |  |  |  | True | Single-Speed | 100000 | 8333 | 12 | 10.8 | 14.3 |  | 100000 | 8140 | 3.6 | 3.3 | 56000 | 7135 | 2.3 | Federally-Regulated Commercial & Industrial Equipment | 05/31/2019 |  | 09/23/2019
Lennox Industries Inc. | Lennox | KHB092H4M*1Y,G,J |  | HSP-A, Single-Package Heat Pum | Heat Pump | 575 | 3 | False |  |  |  | True | Single-Speed | 89000 | 7355 | 12.1 | 10.8 | 14.2 |  | 86000 | 7001 | 3.6 | 3.3 | 51000 | 6227 | 2.4 | Federally-Regulated Commercial & Industrial Equipment | 05/31/2019 |  | 09/23/2019
Lennox Industries Inc. | Lennox | KHB092H4M*1Y,G,J |  | HSP-A, Single-Package Heat Pum | Heat Pump | 460 | 3 | False |  |  |  | True | Single-Speed | 89000 | 7355 | 12.1 | 10.8 | 14.2 |  | 86000 | 7001 | 3.6 | 3.3 | 51000 | 6227 | 2.4 | Federally-Regulated Commercial & Industrial Equipment | 05/31/2019 |  | 09/23/2019
Lennox Industries Inc. | Lennox | KHB092H4M*1Y,G,J |  | HSP-A, Single-Package Heat Pum | Heat Pump | 230 | 3 | False |  |  |  | True | Single-Speed | 89000 | 7355 | 12.1 | 10.8 | 14.2 |  | 86000 | 7001 | 3.6 | 3.3 | 51000 | 6227 | 2.4 | Federally-Regulated Commercial & Industrial Equipment | 05/31/2019 |  | 09/23/2019
Lennox Industries Inc. | Lennox | KHB092H4M*1Y,G,J |  | HSP-A, Single-Package Heat Pum | Heat Pump | 208 | 3 | False |  |  |  | True | Single-Speed | 89000 | 7355 | 12.1 | 10.8 | 14.2 |  | 86000 | 7001 | 3.6 | 3.3 | 51000 | 6227 | 2.4 | Federally-Regulated Commercial & Industrial Equipment | 05/31/2019 |  | 09/23/2019
Lennox Industries Inc. | Lennox | KDB102H4B*1Y,G,J |  | HSP-A, Single-Package Heat Pum | Heat Pump | 575 | 3 | False |  |  |  | True | Single-Speed | 100000 | 8333 | 12 | 10.8 | 12.5 |  | 100000 | 8140 | 3.6 | 3.3 | 55000 | 7008 | 2.3 | Federally-Regulated Commercial & Industrial Equipment | 05/31/2019 |  | 09/23/2019
Lennox Industries Inc. | Lennox | KDB102H4B*1Y,G,J |  | HSP-A, Single-Package Heat Pum | Heat Pump | 460 | 3 | False |  |  |  | True | Single-Speed | 100000 | 8333 | 12 | 10.8 | 12.5 |  | 100000 | 8140 | 3.6 | 3.3 | 55000 | 7008 | 2.3 | Federally-Regulated Commercial & Industrial Equipment | 05/31/2019 |  | 09/23/2019
Lennox Industries Inc. | Lennox | KDB102H4B*1Y,G,J |  | HSP-A, Single-Package Heat Pum | Heat Pump | 230 | 3 | False |  |  |  | True | Single-Speed | 100000 | 8333 | 12 | 10.8 | 12.5 |  | 100000 | 8140 | 3.6 | 3.3 | 55000 | 7008 | 2.3 | Federally-Regulated Commercial & Industrial Equipment | 05/31/2019 |  | 09/23/2019
Lennox Industries Inc. | Lennox | KDB102H4B*1Y,G,J |  | HSP-A, Single-Package Heat Pum | Heat Pump | 208 | 3 | False |  |  |  | True | Single-Speed | 100000 | 8333 | 12 | 10.8 | 12.5 |  | 100000 | 8140 | 3.6 | 3.3 | 55000 | 7008 | 2.3 | Federally-Regulated Commercial & Industrial Equipment | 05/31/2019 |  | 09/23/2019
Lennox Industries Inc. | Lennox | KHA240S4M*1Y,G,J |  | HSP-A, Single-Package Heat Pum | Heat Pump | 575 | 3 | False |  |  |  | True | Single-Speed | 214000 | 20188 | 10.6 | 10.4 | 13 |  | 220000 | 20148 | 3.2 | 3.2 | 124000 | 17727 | 2.05 | Federally-Regulated Commercial & Industrial Equipment | 05/31/2019 |  | 09/23/2019
Lennox Industries Inc. | Lennox | KHA240S4M*1Y,G,J |  | HSP-A, Single-Package Heat Pum | Heat Pump | 460 | 3 | False |  |  |  | True | Single-Speed | 214000 | 20188 | 10.6 | 10.4 | 13 |  | 220000 | 20148 | 3.2 | 3.2 | 124000 | 17727 | 2.05 | Federally-Regulated Commercial & Industrial Equipment | 05/31/2019 |  | 09/23/2019
Lennox Industries Inc. | Lennox | KHA240S4M*1Y,G,J |  | HSP-A, Single-Package Heat Pum | Heat Pump | 230 | 3 | False |  |  |  | True | Single-Speed | 214000 | 20188 | 10.6 | 10.4 | 13 |  | 220000 | 20148 | 3.2 | 3.2 | 124000 | 17727 | 2.05 | Federally-Regulated Commercial & Industrial Equipment | 05/31/2019 |  | 09/23/2019
Lennox Industries Inc. | Lennox | KHA240S4M*1Y,G,J |  | HSP-A, Single-Package Heat Pum | Heat Pump | 208 | 3 | False |  |  |  | True | Single-Speed | 214000 | 20188 | 10.6 | 10.4 | 13 |  | 220000 | 20148 | 3.2 | 3.2 | 124000 | 17727 | 2.05 | Federally-Regulated Commercial & Industrial Equipment | 05/31/2019 |  | 09/23/2019
Lennox Industries Inc. | Lennox | ELP090S4ST*Y,G,J | ELA090S4D-*Y,G,J | HRCU-A-CB, Split System: Heat | Heat Pump | 575 | 3 |  | False |  |  | True | Dual-Speed | 89000 | 8090 | 11 | 10.8 | 13.6 |  | 88000 | 7815 | 3.3 | 3.3 | 50000 | 6512 | 2.25 | Federally-Regulated Commercial & Industrial Equipment | 05/31/2019 |  | 09/23/2019
Lennox Industries Inc. | Lennox | ELP090S4ST*Y,G,J | ELA090S4D-*Y,G,J | HRCU-A-CB, Split System: Heat | Heat Pump | 460 | 3 |  | False |  |  | True | Dual-Speed | 89000 | 8090 | 11 | 10.8 | 13.6 |  | 88000 | 7815 | 3.3 | 3.3 | 50000 | 6512 | 2.25 | Federally-Regulated Commercial & Industrial Equipment | 05/31/2019 |  | 09/23/2019
Lennox Industries Inc. | Lennox | ELP090S4ST*Y,G,J | ELA090S4D-*Y,G,J | HRCU-A-CB, Split System: Heat | Heat Pump | 230 | 3 |  | False |  |  | True | Dual-Speed | 89000 | 8090 | 11 | 10.8 | 13.6 |  | 88000 | 7815 | 3.3 | 3.3 | 50000 | 6512 | 2.25 | Federally-Regulated Commercial & Industrial Equipment | 05/31/2019 |  | 09/23/2019
Lennox Industries Inc. | Lennox | ELP090S4ST*Y,G,J | ELA090S4D-*Y,G,J | HRCU-A-CB, Split System: Heat | Heat Pump | 208 | 3 |  | False |  |  | True | Dual-Speed | 89000 | 8090 | 11 | 10.8 | 13.6 |  | 88000 | 7815 | 3.3 | 3.3 | 50000 | 6512 | 2.25 | Federally-Regulated Commercial & Industrial Equipment | 05/31/2019 |  | 09/23/2019
Lennox Industries Inc. | Lennox | KDB092H4B*1Y,G,J |  | HSP-A, Single-Package Heat Pum | Heat Pump | 575 | 3 | False |  |  |  | True | Single-Speed | 89000 | 7355 | 12.1 | 10.8 | 12.9 |  | 86000 | 7001 | 3.6 | 3.3 | 51000 | 6227 | 2.4 | Federally-Regulated Commercial & Industrial Equipment | 05/31/2019 |  | 09/23/2019
Lennox Industries Inc. | Lennox | KDB092H4B*1Y,G,J |  | HSP-A, Single-Package Heat Pum | Heat Pump | 460 | 3 | False |  |  |  | True | Single-Speed | 89000 | 7355 | 12.1 | 10.8 | 12.9 |  | 86000 | 7001 | 3.6 | 3.3 | 51000 | 6227 | 2.4 | Federally-Regulated Commercial & Industrial Equipment | 05/31/2019 |  | 09/23/2019
Lennox Industries Inc. | Lennox | KDB092H4B*1Y,G,J |  | HSP-A, Single-Package Heat Pum | Heat Pump | 230 | 3 | False |  |  |  | True | Single-Speed | 89000 | 7355 | 12.1 | 10.8 | 12.9 |  | 86000 | 7001 | 3.6 | 3.3 | 51000 | 6227 | 2.4 | Federally-Regulated Commercial & Industrial Equipment | 05/31/2019 |  | 09/23/2019
Lennox Industries Inc. | Lennox | KDB092H4B*1Y,G,J |  | HSP-A, Single-Package Heat Pum | Heat Pump | 208 | 3 | False |  |  |  | True | Single-Speed | 89000 | 7355 | 12.1 | 10.8 | 12.9 |  | 86000 | 7001 | 3.6 | 3.3 | 51000 | 6227 | 2.4 | Federally-Regulated Commercial & Industrial Equipment | 05/31/2019 |  | 09/23/2019
Lennox Industries Inc. | Lennox | KHA072S4B**Y,G,J |  | HSP-A, Single-Package Heat Pum | Both Heat Pump and Electric Re | 575 | 3 | False |  |  |  | True | Single-Speed | 69000 | 6272 | 11 | 11 | 12.2 |  | 70000 | 6216 | 3.3 | 3.3 | 40000 | 5210 | 2.25 | Federally-Regulated Commercial & Industrial Equipment | 05/31/2019 |  | 09/23/2019
Lennox Industries Inc. | Lennox | KHA072S4B**Y,G,J |  | HSP-A, Single-Package Heat Pum | Both Heat Pump and Electric Re | 460 | 3 | False |  |  |  | True | Single-Speed | 69000 | 6272 | 11 | 11 | 12.2 |  | 70000 | 6216 | 3.3 | 3.3 | 40000 | 5210 | 2.25 | Federally-Regulated Commercial & Industrial Equipment | 05/31/2019 |  | 09/23/2019
Lennox Industries Inc. | Lennox | KHA072S4B**Y,G,J |  | HSP-A, Single-Package Heat Pum | Both Heat Pump and Electric Re | 230 | 3 | False |  |  |  | True | Single-Speed | 69000 | 6272 | 11 | 11 | 12.2 |  | 70000 | 6216 | 3.3 | 3.3 | 40000 | 5210 | 2.25 | Federally-Regulated Commercial & Industrial Equipment | 05/31/2019 |  | 09/23/2019
Lennox Industries Inc. | Lennox | KHA072S4B**Y,G,J |  | HSP-A, Single-Package Heat Pum | Both Heat Pump and Electric Re | 208 | 3 | False |  |  |  | True | Single-Speed | 69000 | 6272 | 11 | 11 | 12.2 |  | 70000 | 6216 | 3.3 | 3.3 | 40000 | 5210 | 2.25 | Federally-Regulated Commercial & Industrial Equipment | 05/31/2019 |  | 09/23/2019
Lennox Industries Inc. | Lennox | KHA120S4M*1Y,G,J |  | HSP-A, Single-Package Heat Pum | Both Heat Pump and Electric Re | 575 | 3 | False |  |  |  | True | Single-Speed | 118000 | 10727 | 11 | 11 | 12.5 |  | 115000 | 10213 | 3.3 | 3.3 | 70000 | 9910 | 2.07 | Federally-Regulated Commercial & Industrial Equipment | 05/31/2019 |  | 09/23/2019
Lennox Industries Inc. | Lennox | KHA120S4M*1Y,G,J |  | HSP-A, Single-Package Heat Pum | Both Heat Pump and Electric Re | 460 | 3 | False |  |  |  | True | Single-Speed | 118000 | 10727 | 11 | 11 | 12.5 |  | 115000 | 10213 | 3.3 | 3.3 | 70000 | 9910 | 2.07 | Federally-Regulated Commercial & Industrial Equipment | 05/31/2019 |  | 09/23/2019
Lennox Industries Inc. | Lennox | KHA120S4M*1Y,G,J |  | HSP-A, Single-Package Heat Pum | Both Heat Pump and Electric Re | 230 | 3 | False |  |  |  | True | Single-Speed | 118000 | 10727 | 11 | 11 | 12.5 |  | 115000 | 10213 | 3.3 | 3.3 | 70000 | 9910 | 2.07 | Federally-Regulated Commercial & Industrial Equipment | 05/31/2019 |  | 09/23/2019
Lennox Industries Inc. | Lennox | KHA120S4M*1Y,G,J |  | HSP-A, Single-Package Heat Pum | Both Heat Pump and Electric Re | 208 | 3 | False |  |  |  | True | Single-Speed | 118000 | 10727 | 11 | 11 | 12.5 |  | 115000 | 10213 | 3.3 | 3.3 | 70000 | 9910 | 2.07 | Federally-Regulated Commercial & Industrial Equipment | 05/31/2019 |  | 09/23/2019
Lennox Industries Inc. | Lennox | ZHA102S4M**Y,G,J |  | HSP-A, Single-Package Heat Pum | Heat Pump | 575 | 3 | False |  |  |  | False | Single-Speed | 100000 | 9090 | 11 | 10.8 | 12.5 |  | 100000 | 8881 | 3.3 | 3.3 | 55000 | 7164 | 2.25 | Federally-Regulated Commercial & Industrial Equipment | 05/31/2019 |  | 09/23/2019
Lennox Industries Inc. | Lennox | ZHA102S4M**Y,G,J |  | HSP-A, Single-Package Heat Pum | Heat Pump | 460 | 3 | False |  |  |  | False | Single-Speed | 100000 | 9090 | 11 | 10.8 | 12.5 |  | 100000 | 8881 | 3.3 | 3.3 | 55000 | 7164 | 2.25 | Federally-Regulated Commercial & Industrial Equipment | 05/31/2019 |  | 09/23/2019
Lennox Industries Inc. | Lennox | ZHA102S4M**Y,G,J |  | HSP-A, Single-Package Heat Pum | Heat Pump | 230 | 3 | False |  |  |  | False | Single-Speed | 100000 | 9090 | 11 | 10.8 | 12.5 |  | 100000 | 8881 | 3.3 | 3.3 | 55000 | 7164 | 2.25 | Federally-Regulated Commercial & Industrial Equipment | 05/31/2019 |  | 09/23/2019
Lennox Industries Inc. | Lennox | ZHA102S4M**Y,G,J |  | HSP-A, Single-Package Heat Pum | Heat Pump | 208 | 3 | False |  |  |  | False | Single-Speed | 100000 | 9090 | 11 | 10.8 | 12.5 |  | 100000 | 8881 | 3.3 | 3.3 | 55000 | 7164 | 2.25 | Federally-Regulated Commercial & Industrial Equipment | 05/31/2019 |  | 09/23/2019
Lennox Industries Inc. | Lennox | KHB102H4B*1Y,G,J |  | HSP-A, Single-Package Heat Pum | Heat Pump | 575 | 3 | False |  |  |  | True | Single-Speed | 100000 | 8333 | 12 | 10.8 | 12.5 |  | 100000 | 8140 | 3.6 | 3.3 | 58000 | 7082 | 2.4 | Federally-Regulated Commercial & Industrial Equipment | 05/31/2019 |  | 09/23/2019
Lennox Industries Inc. | Lennox | KHB102H4B*1Y,G,J |  | HSP-A, Single-Package Heat Pum | Heat Pump | 460 | 3 | False |  |  |  | True | Single-Speed | 100000 | 8333 | 12 | 10.8 | 12.5 |  | 100000 | 8140 | 3.6 | 3.3 | 58000 | 7082 | 2.4 | Federally-Regulated Commercial & Industrial Equipment | 05/31/2019 |  | 09/23/2019
Lennox Industries Inc. | Lennox | KHB102H4B*1Y,G,J |  | HSP-A, Single-Package Heat Pum | Heat Pump | 230 | 3 | False |  |  |  | True | Single-Speed | 100000 | 8333 | 12 | 10.8 | 12.5 |  | 100000 | 8140 | 3.6 | 3.3 | 58000 | 7082 | 2.4 | Federally-Regulated Commercial & Industrial Equipment | 05/31/2019 |  | 09/23/2019
Lennox Industries Inc. | Lennox | KHB102H4B*1Y,G,J |  | HSP-A, Single-Package Heat Pum | Heat Pump | 208 | 3 | False |  |  |  | True | Single-Speed | 100000 | 8333 | 12 | 10.8 | 12.5 |  | 100000 | 8140 | 3.6 | 3.3 | 58000 | 7082 | 2.4 | Federally-Regulated Commercial & Industrial Equipment | 05/31/2019 |  | 09/23/2019
Lennox Industries Inc. | Lennox | ZHA092S4B**Y,G,J |  | HSP-A, Single-Package Heat Pum | Heat Pump | 575 | 3 | False |  |  |  | False | Single-Speed | 87000 | 7909 | 11 | 10.8 | 12.2 |  | 89000 | 7904 | 3.3 | 3.3 | 53000 | 6903 | 2.25 | Federally-Regulated Commercial & Industrial Equipment | 05/31/2019 |  | 09/23/2019
Lennox Industries Inc. | Lennox | ZHA092S4B**Y,G,J |  | HSP-A, Single-Package Heat Pum | Heat Pump | 460 | 3 | False |  |  |  | False | Single-Speed | 87000 | 7909 | 11 | 10.8 | 12.2 |  | 89000 | 7904 | 3.3 | 3.3 | 53000 | 6903 | 2.25 | Federally-Regulated Commercial & Industrial Equipment | 05/31/2019 |  | 09/23/2019
Lennox Industries Inc. | Lennox | ZHA092S4B**Y,G,J |  | HSP-A, Single-Package Heat Pum | Heat Pump | 230 | 3 | False |  |  |  | False | Single-Speed | 87000 | 7909 | 11 | 10.8 | 12.2 |  | 89000 | 7904 | 3.3 | 3.3 | 53000 | 6903 | 2.25 | Federally-Regulated Commercial & Industrial Equipment | 05/31/2019 |  | 09/23/2019
Lennox Industries Inc. | Lennox | ZHA092S4B**Y,G,J |  | HSP-A, Single-Package Heat Pum | Heat Pump | 208 | 3 | False |  |  |  | False | Single-Speed | 87000 | 7909 | 11 | 10.8 | 12.2 |  | 89000 | 7904 | 3.3 | 3.3 | 53000 | 6903 | 2.25 | Federally-Regulated Commercial & Industrial Equipment | 05/31/2019 |  | 09/23/2019
Lennox Industries Inc. | Lennox | KDB092H4M*1Y,G,J |  | HSP-A, Single-Package Heat Pum | Heat Pump | 575 | 3 | False |  |  |  | True | Single-Speed | 89000 | 7355 | 12.1 | 10.8 | 14.2 |  | 86000 | 7001 | 3.6 | 3.3 | 51000 | 6227 | 2.4 | Federally-Regulated Commercial & Industrial Equipment | 05/31/2019 |  | 09/23/2019
Lennox Industries Inc. | Lennox | KDB092H4M*1Y,G,J |  | HSP-A, Single-Package Heat Pum | Heat Pump | 460 | 3 | False |  |  |  | True | Single-Speed | 89000 | 7355 | 12.1 | 10.8 | 14.2 |  | 86000 | 7001 | 3.6 | 3.3 | 51000 | 6227 | 2.4 | Federally-Regulated Commercial & Industrial Equipment | 05/31/2019 |  | 09/23/2019
Lennox Industries Inc. | Lennox | KDB092H4M*1Y,G,J |  | HSP-A, Single-Package Heat Pum | Heat Pump | 230 | 3 | False |  |  |  | True | Single-Speed | 89000 | 7355 | 12.1 | 10.8 | 14.2 |  | 86000 | 7001 | 3.6 | 3.3 | 51000 | 6227 | 2.4 | Federally-Regulated Commercial & Industrial Equipment | 05/31/2019 |  | 09/23/2019
Lennox Industries Inc. | Lennox | KDB092H4M*1Y,G,J |  | HSP-A, Single-Package Heat Pum | Heat Pump | 208 | 3 | False |  |  |  | True | Single-Speed | 89000 | 7355 | 12.1 | 10.8 | 14.2 |  | 86000 | 7001 | 3.6 | 3.3 | 51000 | 6227 | 2.4 | Federally-Regulated Commercial & Industrial Equipment | 05/31/2019 |  | 09/23/2019
Lennox Industries Inc. | Lennox | ELP090S4ST*Y,G,J | ELA240S4D-*Y,G,J | HRCU-A-CB, Split System: Heat | Heat Pump | 575 | 3 |  | False |  |  | True | Dual-Speed | 178000 | 16181 | 11 | 10.4 | 13.6 |  | 170000 | 15569 | 3.2 | 3.2 | 98000 | 14010 | 2.05 | Federally-Regulated Commercial & Industrial Equipment | 05/31/2019 |  | 09/23/2019
Lennox Industries Inc. | Lennox | ELP090S4ST*Y,G,J | ELA240S4D-*Y,G,J | HRCU-A-CB, Split System: Heat | Heat Pump | 460 | 3 |  | False |  |  | True | Dual-Speed | 178000 | 16181 | 11 | 10.4 | 13.6 |  | 170000 | 15569 | 3.2 | 3.2 | 98000 | 14010 | 2.05 | Federally-Regulated Commercial & Industrial Equipment | 05/31/2019 |  | 09/23/2019
Lennox Industries Inc. | Lennox | ELP090S4ST*Y,G,J | ELA240S4D-*Y,G,J | HRCU-A-CB, Split System: Heat | Heat Pump | 230 | 3 |  | False |  |  | True | Dual-Speed | 178000 | 16181 | 11 | 10.4 | 13.6 |  | 170000 | 15569 | 3.2 | 3.2 | 98000 | 14010 | 2.05 | Federally-Regulated Commercial & Industrial Equipment | 05/31/2019 |  | 09/23/2019
Lennox Industries Inc. | Lennox | ELP090S4ST*Y,G,J | ELA240S4D-*Y,G,J | HRCU-A-CB, Split System: Heat | Heat Pump | 208 | 3 |  | False |  |  | True | Dual-Speed | 178000 | 16181 | 11 | 10.4 | 13.6 |  | 170000 | 15569 | 3.2 | 3.2 | 98000 | 14010 | 2.05 | Federally-Regulated Commercial & Industrial Equipment | 05/31/2019 |  | 09/23/2019
Lennox Industries Inc. | Lennox | KHA102S4M*1Y,G,J |  | HSP-A, Single-Package Heat Pum | Both Heat Pump and Electric Re | 575 | 3 | False |  |  |  | True | Single-Speed | 100000 | 9090 | 11 | 11 | 12.5 |  | 100000 | 8881 | 3.3 | 3.3 | 55000 | 7164 | 2.25 | Federally-Regulated Commercial & Industrial Equipment | 05/31/2019 |  | 09/23/2019
Lennox Industries Inc. | Lennox | KHA102S4M*1Y,G,J |  | HSP-A, Single-Package Heat Pum | Both Heat Pump and Electric Re | 460 | 3 | False |  |  |  | True | Single-Speed | 100000 | 9090 | 11 | 11 | 12.5 |  | 100000 | 8881 | 3.3 | 3.3 | 55000 | 7164 | 2.25 | Federally-Regulated Commercial & Industrial Equipment | 05/31/2019 |  | 09/23/2019
Lennox Industries Inc. | Lennox | KHA102S4M*1Y,G,J |  | HSP-A, Single-Package Heat Pum | Both Heat Pump and Electric Re | 230 | 3 | False |  |  |  | True | Single-Speed | 100000 | 9090 | 11 | 11 | 12.5 |  | 100000 | 8881 | 3.3 | 3.3 | 55000 | 7164 | 2.25 | Federally-Regulated Commercial & Industrial Equipment | 05/31/2019 |  | 09/23/2019
Lennox Industries Inc. | Lennox | KHA102S4M*1Y,G,J |  | HSP-A, Single-Package Heat Pum | Both Heat Pump and Electric Re | 208 | 3 | False |  |  |  | True | Single-Speed | 100000 | 9090 | 11 | 11 | 12.5 |  | 100000 | 8881 | 3.3 | 3.3 | 55000 | 7164 | 2.25 | Federally-Regulated Commercial & Industrial Equipment | 05/31/2019 |  | 09/23/2019
Lennox Industries Inc. | Lennox | KHB122H4E*1Y,G,J |  | HSP-A, Single-Package Heat Pum | Heat Pump | 575 | 3 | False |  |  |  | True | Single-Speed | 118000 | 9593 | 12.3 | 10.8 | 14.8 |  | 116000 | 9443 | 3.6 | 3.3 | 65000 | 7937 | 2.4 | Federally-Regulated Commercial & Industrial Equipment | 05/31/2019 |  | 09/23/2019
Lennox Industries Inc. | Lennox | KHB122H4E*1Y,G,J |  | HSP-A, Single-Package Heat Pum | Heat Pump | 460 | 3 | False |  |  |  | True | Single-Speed | 118000 | 9593 | 12.3 | 10.8 | 14.8 |  | 116000 | 9443 | 3.6 | 3.3 | 65000 | 7937 | 2.4 | Federally-Regulated Commercial & Industrial Equipment | 05/31/2019 |  | 09/23/2019
Lennox Industries Inc. | Lennox | KHB122H4E*1Y,G,J |  | HSP-A, Single-Package Heat Pum | Heat Pump | 230 | 3 | False |  |  |  | True | Single-Speed | 118000 | 9593 | 12.3 | 10.8 | 14.8 |  | 116000 | 9443 | 3.6 | 3.3 | 65000 | 7937 | 2.4 | Federally-Regulated Commercial & Industrial Equipment | 05/31/2019 |  | 09/23/2019
Lennox Industries Inc. | Lennox | KHB122H4E*1Y,G,J |  | HSP-A, Single-Package Heat Pum | Heat Pump | 208 | 3 | False |  |  |  | True | Single-Speed | 118000 | 9593 | 12.3 | 10.8 | 14.8 |  | 116000 | 9443 | 3.6 | 3.3 | 65000 | 7937 | 2.4 | Federally-Regulated Commercial & Industrial Equipment | 05/31/2019 |  | 09/23/2019
Lennox Industries Inc. | Lennox | KHA180S4M*1Y,G,J |  | HSP-A, Single-Package Heat Pum | Heat Pump | 575 | 3 | False |  |  |  | True | Single-Speed | 174000 | 16415 | 10.6 | 10.4 | 13.2 |  | 178000 | 16302 | 3.2 | 3.2 | 100000 | 14296 | 2.05 | Federally-Regulated Commercial & Industrial Equipment | 05/31/2019 |  | 09/23/2019
Lennox Industries Inc. | Lennox | KHA180S4M*1Y,G,J |  | HSP-A, Single-Package Heat Pum | Heat Pump | 460 | 3 | False |  |  |  | True | Single-Speed | 174000 | 16415 | 10.6 | 10.4 | 13.2 |  | 178000 | 16302 | 3.2 | 3.2 | 100000 | 14296 | 2.05 | Federally-Regulated Commercial & Industrial Equipment | 05/31/2019 |  | 09/23/2019
Lennox Industries Inc. | Lennox | KHA180S4M*1Y,G,J |  | HSP-A, Single-Package Heat Pum | Heat Pump | 230 | 3 | False |  |  |  | True | Single-Speed | 174000 | 16415 | 10.6 | 10.4 | 13.2 |  | 178000 | 16302 | 3.2 | 3.2 | 100000 | 14296 | 2.05 | Federally-Regulated Commercial & Industrial Equipment | 05/31/2019 |  | 09/23/2019
Lennox Industries Inc. | Lennox | KHA180S4M*1Y,G,J |  | HSP-A, Single-Package Heat Pum | Heat Pump | 208 | 3 | False |  |  |  | True | Single-Speed | 174000 | 16415 | 10.6 | 10.4 | 13.2 |  | 178000 | 16302 | 3.2 | 3.2 | 100000 | 14296 | 2.05 | Federally-Regulated Commercial & Industrial Equipment | 05/31/2019 |  | 09/23/2019
Lennox Industries Inc. | Lennox | KDB122H4E*1Y,G,J |  | HSP-A, Single-Package Heat Pum | Heat Pump | 575 | 3 | False |  |  |  | True | Single-Speed | 118000 | 9593 | 12.3 | 10.8 | 14.8 |  | 116000 | 9443 | 3.6 | 3.3 | 65000 | 7937 | 2.4 | Federally-Regulated Commercial & Industrial Equipment | 05/31/2019 |  | 09/23/2019
Lennox Industries Inc. | Lennox | KDB122H4E*1Y,G,J |  | HSP-A, Single-Package Heat Pum | Heat Pump | 460 | 3 | False |  |  |  | True | Single-Speed | 118000 | 9593 | 12.3 | 10.8 | 14.8 |  | 116000 | 9443 | 3.6 | 3.3 | 65000 | 7937 | 2.4 | Federally-Regulated Commercial & Industrial Equipment | 05/31/2019 |  | 09/23/2019
Lennox Industries Inc. | Lennox | KDB122H4E*1Y,G,J |  | HSP-A, Single-Package Heat Pum | Heat Pump | 230 | 3 | False |  |  |  | True | Single-Speed | 118000 | 9593 | 12.3 | 10.8 | 14.8 |  | 116000 | 9443 | 3.6 | 3.3 | 65000 | 7937 | 2.4 | Federally-Regulated Commercial & Industrial Equipment | 05/31/2019 |  | 09/23/2019
Lennox Industries Inc. | Lennox | KDB122H4E*1Y,G,J |  | HSP-A, Single-Package Heat Pum | Heat Pump | 208 | 3 | False |  |  |  | True | Single-Speed | 118000 | 9593 | 12.3 | 10.8 | 14.8 |  | 116000 | 9443 | 3.6 | 3.3 | 65000 | 7937 | 2.4 | Federally-Regulated Commercial & Industrial Equipment | 05/31/2019 |  | 09/23/2019
Lennox Industries Inc. | Lennox | ZHB072S4B**Y,G,J |  | HSP-A, Single-Package Heat Pum | Heat Pump | 575 | 3 | False |  |  |  | True | Single-Speed | 69000 | 6272 | 11 | 10.8 | 12.2 |  | 70000 | 6216 | 3.3 | 3.3 | 40000 | 5210 | 2.25 | Federally-Regulated Commercial & Industrial Equipment | 05/31/2019 |  | 09/23/2019
Lennox Industries Inc. | Lennox | ZHB072S4B**Y,G,J |  | HSP-A, Single-Package Heat Pum | Heat Pump | 460 | 3 | False |  |  |  | True | Single-Speed | 69000 | 6272 | 11 | 10.8 | 12.2 |  | 70000 | 6216 | 3.3 | 3.3 | 40000 | 5210 | 2.25 | Federally-Regulated Commercial & Industrial Equipment | 05/31/2019 |  | 09/23/2019
Lennox Industries Inc. | Lennox | ZHB072S4B**Y,G,J |  | HSP-A, Single-Package Heat Pum | Heat Pump | 230 | 3 | False |  |  |  | True | Single-Speed | 69000 | 6272 | 11 | 10.8 | 12.2 |  | 70000 | 6216 | 3.3 | 3.3 | 40000 | 5210 | 2.25 | Federally-Regulated Commercial & Industrial Equipment | 05/31/2019 |  | 09/23/2019
Lennox Industries Inc. | Lennox | ZHB072S4B**Y,G,J |  | HSP-A, Single-Package Heat Pum | Heat Pump | 208 | 3 | False |  |  |  | True | Single-Speed | 69000 | 6272 | 11 | 10.8 | 12.2 |  | 70000 | 6216 | 3.3 | 3.3 | 40000 | 5210 | 2.25 | Federally-Regulated Commercial & Industrial Equipment | 05/31/2019 |  | 09/23/2019
Lennox Industries Inc. | Lennox | KHB102H4M*1Y,G,J |  | HSP-A, Single-Package Heat Pum | Heat Pump | 575 | 3 | False |  |  |  | True | Single-Speed | 100000 | 8333 | 12 | 10.8 | 14.3 |  | 100000 | 8140 | 3.6 | 3.3 | 56000 | 6838 | 2.4 | Federally-Regulated Commercial & Industrial Equipment | 05/31/2019 |  | 09/23/2019
Lennox Industries Inc. | Lennox | KHB102H4M*1Y,G,J |  | HSP-A, Single-Package Heat Pum | Heat Pump | 460 | 3 | False |  |  |  | True | Single-Speed | 100000 | 8333 | 12 | 10.8 | 14.3 |  | 100000 | 8140 | 3.6 | 3.3 | 56000 | 6838 | 2.4 | Federally-Regulated Commercial & Industrial Equipment | 05/31/2019 |  | 09/23/2019
Lennox Industries Inc. | Lennox | KHB102H4M*1Y,G,J |  | HSP-A, Single-Package Heat Pum | Heat Pump | 230 | 3 | False |  |  |  | True | Single-Speed | 100000 | 8333 | 12 | 10.8 | 14.3 |  | 100000 | 8140 | 3.6 | 3.3 | 56000 | 6838 | 2.4 | Federally-Regulated Commercial & Industrial Equipment | 05/31/2019 |  | 09/23/2019
Lennox Industries Inc. | Lennox | KHB102H4M*1Y,G,J |  | HSP-A, Single-Package Heat Pum | Heat Pump | 208 | 3 | False |  |  |  | True | Single-Speed | 100000 | 8333 | 12 | 10.8 | 14.3 |  | 100000 | 8140 | 3.6 | 3.3 | 56000 | 6838 | 2.4 | Federally-Regulated Commercial & Industrial Equipment | 05/31/2019 |  | 09/23/2019
Lennox Industries Inc. | Lennox | ZHA102S4B**Y,G,J |  | HSP-A, Single-Package Heat Pum | Heat Pump | 575 | 3 | False |  |  |  | False | Single-Speed | 100000 | 9090 | 11 | 10.8 | 12.2 |  | 100000 | 8881 | 3.3 | 3.3 | 55000 | 7164 | 2.25 | Federally-Regulated Commercial & Industrial Equipment | 05/31/2019 |  | 09/23/2019
Lennox Industries Inc. | Lennox | ZHA102S4B**Y,G,J |  | HSP-A, Single-Package Heat Pum | Heat Pump | 460 | 3 | False |  |  |  | False | Single-Speed | 100000 | 9090 | 11 | 10.8 | 12.2 |  | 100000 | 8881 | 3.3 | 3.3 | 55000 | 7164 | 2.25 | Federally-Regulated Commercial & Industrial Equipment | 05/31/2019 |  | 09/23/2019
Lennox Industries Inc. | Lennox | ZHA102S4B**Y,G,J |  | HSP-A, Single-Package Heat Pum | Heat Pump | 230 | 3 | False |  |  |  | False | Single-Speed | 100000 | 9090 | 11 | 10.8 | 12.2 |  | 100000 | 8881 | 3.3 | 3.3 | 55000 | 7164 | 2.25 | Federally-Regulated Commercial & Industrial Equipment | 05/31/2019 |  | 09/23/2019
Lennox Industries Inc. | Lennox | ZHA102S4B**Y,G,J |  | HSP-A, Single-Package Heat Pum | Heat Pump | 208 | 3 | False |  |  |  | False | Single-Speed | 100000 | 9090 | 11 | 10.8 | 12.2 |  | 100000 | 8881 | 3.3 | 3.3 | 55000 | 7164 | 2.25 | Federally-Regulated Commercial & Industrial Equipment | 05/31/2019 |  | 09/23/2019
Lennox Industries Inc. | Lennox | KHB074S4T**Y,G,J |  | HSP-A, Single-Package Heat Pum | Heat Pump | 575 | 3 | False |  |  |  | True | Dual-Speed | 68000 | 6181 | 11 | 10.8 | 14 |  | 70000 | 6216 | 3.3 | 3.3 | 40000 | 5210 | 2.25 | Federally-Regulated Commercial & Industrial Equipment | 05/31/2019 |  | 09/23/2019
Lennox Industries Inc. | Lennox | KHB074S4T**Y,G,J |  | HSP-A, Single-Package Heat Pum | Heat Pump | 460 | 3 | False |  |  |  | True | Dual-Speed | 68000 | 6181 | 11 | 10.8 | 14 |  | 70000 | 6216 | 3.3 | 3.3 | 40000 | 5210 | 2.25 | Federally-Regulated Commercial & Industrial Equipment | 05/31/2019 |  | 09/23/2019
Lennox Industries Inc. | Lennox | KHB074S4T**Y,G,J |  | HSP-A, Single-Package Heat Pum | Heat Pump | 230 | 3 | False |  |  |  | True | Dual-Speed | 68000 | 6181 | 11 | 10.8 | 14 |  | 70000 | 6216 | 3.3 | 3.3 | 40000 | 5210 | 2.25 | Federally-Regulated Commercial & Industrial Equipment | 05/31/2019 |  | 09/23/2019
Lennox Industries Inc. | Lennox | KHB074S4T**Y,G,J |  | HSP-A, Single-Package Heat Pum | Heat Pump | 208 | 3 | False |  |  |  | True | Dual-Speed | 68000 | 6181 | 11 | 10.8 | 14 |  | 70000 | 6216 | 3.3 | 3.3 | 40000 | 5210 | 2.25 | Federally-Regulated Commercial & Industrial Equipment | 05/31/2019 |  | 09/23/2019
Lennox Industries Inc. | Lennox | ELP120S4ST*Y,G,J | ELA120S4D-*Y,G,J | HRCU-A-CB, Split System: Heat | Heat Pump | 575 | 3 |  | False |  |  | True | Dual-Speed | 115000 | 10454 | 11 | 10.8 | 13.6 |  | 114000 | 10124 | 3.3 | 3.3 | 70000 | 9117 | 2.25 | Federally-Regulated Commercial & Industrial Equipment | 05/31/2019 |  | 09/23/2019
Lennox Industries Inc. | Lennox | ELP120S4ST*Y,G,J | ELA120S4D-*Y,G,J | HRCU-A-CB, Split System: Heat | Heat Pump | 460 | 3 |  | False |  |  | True | Dual-Speed | 115000 | 10454 | 11 | 10.8 | 13.6 |  | 114000 | 10124 | 3.3 | 3.3 | 70000 | 9117 | 2.25 | Federally-Regulated Commercial & Industrial Equipment | 05/31/2019 |  | 09/23/2019
Lennox Industries Inc. | Lennox | ELP120S4ST*Y,G,J | ELA120S4D-*Y,G,J | HRCU-A-CB, Split System: Heat | Heat Pump | 230 | 3 |  | False |  |  | True | Dual-Speed | 115000 | 10454 | 11 | 10.8 | 13.6 |  | 114000 | 10124 | 3.3 | 3.3 | 70000 | 9117 | 2.25 | Federally-Regulated Commercial & Industrial Equipment | 05/31/2019 |  | 09/23/2019
Lennox Industries Inc. | Lennox | ELP120S4ST*Y,G,J | ELA120S4D-*Y,G,J | HRCU-A-CB, Split System: Heat | Heat Pump | 208 | 3 |  | False |  |  | True | Dual-Speed | 115000 | 10454 | 11 | 10.8 | 13.6 |  | 114000 | 10124 | 3.3 | 3.3 | 70000 | 9117 | 2.25 | Federally-Regulated Commercial & Industrial Equipment | 05/31/2019 |  | 09/23/2019
Lennox Industries Inc. | Lennox | ZHA092S4M**Y,G,J |  | HSP-A, Single-Package Heat Pum | Heat Pump | 575 | 3 | False |  |  |  | False | Single-Speed | 87000 | 7909 | 11 | 10.8 | 12.5 |  | 89000 | 7904 | 3.3 | 3.3 | 53000 | 6903 | 2.25 | Federally-Regulated Commercial & Industrial Equipment | 05/31/2019 |  | 09/23/2019
Lennox Industries Inc. | Lennox | ZHA092S4M**Y,G,J |  | HSP-A, Single-Package Heat Pum | Heat Pump | 460 | 3 | False |  |  |  | False | Single-Speed | 87000 | 7909 | 11 | 10.8 | 12.5 |  | 89000 | 7904 | 3.3 | 3.3 | 53000 | 6903 | 2.25 | Federally-Regulated Commercial & Industrial Equipment | 05/31/2019 |  | 09/23/2019
Lennox Industries Inc. | Lennox | ZHA092S4M**Y,G,J |  | HSP-A, Single-Package Heat Pum | Heat Pump | 230 | 3 | False |  |  |  | False | Single-Speed | 87000 | 7909 | 11 | 10.8 | 12.5 |  | 89000 | 7904 | 3.3 | 3.3 | 53000 | 6903 | 2.25 | Federally-Regulated Commercial & Industrial Equipment | 05/31/2019 |  | 09/23/2019
Lennox Industries Inc. | Lennox | ZHA092S4M**Y,G,J |  | HSP-A, Single-Package Heat Pum | Heat Pump | 208 | 3 | False |  |  |  | False | Single-Speed | 87000 | 7909 | 11 | 10.8 | 12.5 |  | 89000 | 7904 | 3.3 | 3.3 | 53000 | 6903 | 2.25 | Federally-Regulated Commercial & Industrial Equipment | 05/31/2019 |  | 09/23/2019
Lennox Industries Inc. | Lennox | KHA150S4M*1Y,G,J |  | HSP-A, Single-Package Heat Pum | Both Heat Pump and Electric Re | 575 | 3 | False |  |  |  | True | Single-Speed | 138000 | 13018 | 10.6 | 10.6 | 12 |  | 138000 | 12638 | 3.2 | 3.2 | 82000 | 11722 | 2.05 | Federally-Regulated Commercial & Industrial Equipment | 05/31/2019 |  | 09/23/2019
Lennox Industries Inc. | Lennox | KHA150S4M*1Y,G,J |  | HSP-A, Single-Package Heat Pum | Both Heat Pump and Electric Re | 460 | 3 | False |  |  |  | True | Single-Speed | 138000 | 13018 | 10.6 | 10.6 | 12 |  | 138000 | 12638 | 3.2 | 3.2 | 82000 | 11722 | 2.05 | Federally-Regulated Commercial & Industrial Equipment | 05/31/2019 |  | 09/23/2019
Lennox Industries Inc. | Lennox | KHA150S4M*1Y,G,J |  | HSP-A, Single-Package Heat Pum | Both Heat Pump and Electric Re | 230 | 3 | False |  |  |  | True | Single-Speed | 138000 | 13018 | 10.6 | 10.6 | 12 |  | 138000 | 12638 | 3.2 | 3.2 | 82000 | 11722 | 2.05 | Federally-Regulated Commercial & Industrial Equipment | 05/31/2019 |  | 09/23/2019
Lennox Industries Inc. | Lennox | KHA150S4M*1Y,G,J |  | HSP-A, Single-Package Heat Pum | Both Heat Pump and Electric Re | 208 | 3 | False |  |  |  | True | Single-Speed | 138000 | 13018 | 10.6 | 10.6 | 12 |  | 138000 | 12638 | 3.2 | 3.2 | 82000 | 11722 | 2.05 | Federally-Regulated Commercial & Industrial Equipment | 05/31/2019 |  | 09/23/2019
Lennox Industries Inc. | Lennox | KHB092H4B*1Y,G,J |  | HSP-A, Single-Package Heat Pum | Heat Pump | 575 | 3 | False |  |  |  | True | Single-Speed | 89000 | 7355 | 12.1 | 10.8 | 12.9 |  | 86000 | 7001 | 3.6 | 3.3 | 51000 | 6227 | 2.4 | Federally-Regulated Commercial & Industrial Equipment | 05/31/2019 |  | 09/23/2019
Lennox Industries Inc. | Lennox | KHB092H4B*1Y,G,J |  | HSP-A, Single-Package Heat Pum | Heat Pump | 460 | 3 | False |  |  |  | True | Single-Speed | 89000 | 7355 | 12.1 | 10.8 | 12.9 |  | 86000 | 7001 | 3.6 | 3.3 | 51000 | 6227 | 2.4 | Federally-Regulated Commercial & Industrial Equipment | 05/31/2019 |  | 09/23/2019
Lennox Industries Inc. | Lennox | KHB092H4B*1Y,G,J |  | HSP-A, Single-Package Heat Pum | Heat Pump | 230 | 3 | False |  |  |  | True | Single-Speed | 89000 | 7355 | 12.1 | 10.8 | 12.9 |  | 86000 | 7001 | 3.6 | 3.3 | 51000 | 6227 | 2.4 | Federally-Regulated Commercial & Industrial Equipment | 05/31/2019 |  | 09/23/2019
Lennox Industries Inc. | Lennox | KHB092H4B*1Y,G,J |  | HSP-A, Single-Package Heat Pum | Heat Pump | 208 | 3 | False |  |  |  | True | Single-Speed | 89000 | 7355 | 12.1 | 10.8 | 12.9 |  | 86000 | 7001 | 3.6 | 3.3 | 51000 | 6227 | 2.4 | Federally-Regulated Commercial & Industrial Equipment | 05/31/2019 |  | 09/23/2019
Trane U.S. Inc. | AMERICAN STANDARD | TWA240E(3,4)**A* | TWE240E(3,4)00B* | HRCU-A-CB, Split System: Heat | Heat Pump | 460 | 3 |  | False |  |  | True | Single-Speed | 248000 | 24800 | 10 | 9.3 | 10.6 |  | 238000 | 21797 | 3.2 | 3.2 | 154000 | 22016 | 2.05 | Federally-Regulated Commercial & Industrial Equipment | 07/19/2019 |  | 09/23/2019
Trane U.S. Inc. | AMERICAN STANDARD | TWA240E(3,4)**A* | TWE240E(3,4)00B* | HRCU-A-CB, Split System: Heat | Heat Pump | 230 | 3 |  | False |  |  | True | Single-Speed | 248000 | 24800 | 10 | 9.3 | 10.6 |  | 238000 | 21797 | 3.2 | 3.2 | 154000 | 22016 | 2.05 | Federally-Regulated Commercial & Industrial Equipment | 07/19/2019 |  | 09/23/2019
Trane U.S. Inc. | AMERICAN STANDARD | TWA240E(3,4)**A* | TWE240E(3,4)00B* | HRCU-A-CB, Split System: Heat | Heat Pump | 208 | 3 |  | False |  |  | True | Single-Speed | 248000 | 24800 | 10 | 9.3 | 10.6 |  | 238000 | 21797 | 3.2 | 3.2 | 154000 | 22016 | 2.05 | Federally-Regulated Commercial & Industrial Equipment | 07/19/2019 |  | 09/23/2019
Trane U.S. Inc. | AMERICAN STANDARD | TWA2404(3,4,W)DA*00AR* | TWE240E(3,4,W)0*B* | HRCU-A-CB, Split System: Heat | Heat Pump | 575 | 3 |  | False |  |  | True | Single-Speed | 248000 | 24800 | 10 | 9.3 | 10.6 |  | 238000 | 21797 | 3.2 | 3.2 | 148000 | 21158 | 2.05 | Federally-Regulated Commercial & Industrial Equipment | 07/19/2019 |  | 09/23/2019
Trane U.S. Inc. | AMERICAN STANDARD | TWA2404(3,4,W)DA*00AR* | TWE240E(3,4,W)0*B* | HRCU-A-CB, Split System: Heat | Heat Pump | 460 | 3 |  | False |  |  | True | Single-Speed | 248000 | 24800 | 10 | 9.3 | 10.6 |  | 238000 | 21797 | 3.2 | 3.2 | 148000 | 21158 | 2.05 | Federally-Regulated Commercial & Industrial Equipment | 07/19/2019 |  | 09/23/2019
Trane U.S. Inc. | AMERICAN STANDARD | TWA2404(3,4,W)DA*00AR* | TWE240E(3,4,W)0*B* | HRCU-A-CB, Split System: Heat | Heat Pump | 230 | 3 |  | False |  |  | True | Single-Speed | 248000 | 24800 | 10 | 9.3 | 10.6 |  | 238000 | 21797 | 3.2 | 3.2 | 148000 | 21158 | 2.05 | Federally-Regulated Commercial & Industrial Equipment | 07/19/2019 |  | 09/23/2019
Trane U.S. Inc. | AMERICAN STANDARD | TWA2404(3,4,W)DA*00AR* | TWE240E(3,4,W)0*B* | HRCU-A-CB, Split System: Heat | Heat Pump | 208 | 3 |  | False |  |  | True | Single-Speed | 248000 | 24800 | 10 | 9.3 | 10.6 |  | 238000 | 21797 | 3.2 | 3.2 | 148000 | 21158 | 2.05 | Federally-Regulated Commercial & Industrial Equipment | 07/19/2019 |  | 09/23/2019
Trane U.S. Inc. | AMERICAN STANDARD | TWA073D(3,4,W)**A* | TWE0904(3,W)A*A***00 | HRCU-A-CB, Split System: Heat | Heat Pump | 575 | 3 |  | False |  |  | True | Single-Speed | 80000 | 7079 | 11.3 | 10.8 | 12.4 |  | 72000 | 6394 | 3.3 | 3.3 | 46000 | 5991 | 2.25 | Federally-Regulated Commercial & Industrial Equipment | 07/19/2019 |  | 09/23/2019
Trane U.S. Inc. | AMERICAN STANDARD | TWA073D(3,4,W)**A* | TWE0904(3,W)A*A***00 | HRCU-A-CB, Split System: Heat | Heat Pump | 460 | 3 |  | False |  |  | True | Single-Speed | 80000 | 7079 | 11.3 | 10.8 | 12.4 |  | 72000 | 6394 | 3.3 | 3.3 | 46000 | 5991 | 2.25 | Federally-Regulated Commercial & Industrial Equipment | 07/19/2019 |  | 09/23/2019
Trane U.S. Inc. | AMERICAN STANDARD | TWA073D(3,4,W)**A* | TWE0904(3,W)A*A***00 | HRCU-A-CB, Split System: Heat | Heat Pump | 230 | 3 |  | False |  |  | True | Single-Speed | 80000 | 7079 | 11.3 | 10.8 | 12.4 |  | 72000 | 6394 | 3.3 | 3.3 | 46000 | 5991 | 2.25 | Federally-Regulated Commercial & Industrial Equipment | 07/19/2019 |  | 09/23/2019
Trane U.S. Inc. | AMERICAN STANDARD | TWA073D(3,4,W)**A* | TWE0904(3,W)A*A***00 | HRCU-A-CB, Split System: Heat | Heat Pump | 208 | 3 |  | False |  |  | True | Single-Speed | 80000 | 7079 | 11.3 | 10.8 | 12.4 |  | 72000 | 6394 | 3.3 | 3.3 | 46000 | 5991 | 2.25 | Federally-Regulated Commercial & Industrial Equipment | 07/19/2019 |  | 09/23/2019
Trane U.S. Inc. | AMERICAN STANDARD | TWA240E(3,4)**A* | TWE2404(3,4,W)B*A***00 | HRCU-A-CB, Split System: Heat | Heat Pump | 575 | 3 |  | False |  |  | True | Single-Speed | 248000 | 24800 | 10 | 9.3 | 10.6 |  | 238000 | 21797 | 3.2 | 3.2 | 148000 | 21158 | 2.05 | Federally-Regulated Commercial & Industrial Equipment | 07/19/2019 |  | 09/23/2019
Trane U.S. Inc. | AMERICAN STANDARD | TWA240E(3,4)**A* | TWE2404(3,4,W)B*A***00 | HRCU-A-CB, Split System: Heat | Heat Pump | 460 | 3 |  | False |  |  | True | Single-Speed | 248000 | 24800 | 10 | 9.3 | 10.6 |  | 238000 | 21797 | 3.2 | 3.2 | 148000 | 21158 | 2.05 | Federally-Regulated Commercial & Industrial Equipment | 07/19/2019 |  | 09/23/2019
Trane U.S. Inc. | AMERICAN STANDARD | TWA240E(3,4)**A* | TWE2404(3,4,W)B*A***00 | HRCU-A-CB, Split System: Heat | Heat Pump | 230 | 3 |  | False |  |  | True | Single-Speed | 248000 | 24800 | 10 | 9.3 | 10.6 |  | 238000 | 21797 | 3.2 | 3.2 | 148000 | 21158 | 2.05 | Federally-Regulated Commercial & Industrial Equipment | 07/19/2019 |  | 09/23/2019
Trane U.S. Inc. | AMERICAN STANDARD | TWA240E(3,4)**A* | TWE2404(3,4,W)B*A***00 | HRCU-A-CB, Split System: Heat | Heat Pump | 208 | 3 |  | False |  |  | True | Single-Speed | 248000 | 24800 | 10 | 9.3 | 10.6 |  | 238000 | 21797 | 3.2 | 3.2 | 148000 | 21158 | 2.05 | Federally-Regulated Commercial & Industrial Equipment | 07/19/2019 |  | 09/23/2019
Trane U.S. Inc. | AMERICAN STANDARD | TWA120D(3,4,W)**A* | TWE12041A*A***00 | HRCU-A-CB, Split System: Heat | Heat Pump | 460 | 3 |  | False |  |  | True | Single-Speed | 123000 | 10884 | 11.3 | 10.8 | 12.4 |  | 120000 | 10657 | 3.3 | 3.3 | 76000 | 9899 | 2.25 | Federally-Regulated Commercial & Industrial Equipment | 07/19/2019 |  | 09/23/2019
Trane U.S. Inc. | AMERICAN STANDARD | TWA120D(3,4,W)**A* | TWE12041A*A***00 | HRCU-A-CB, Split System: Heat | Heat Pump | 230 | 3 |  | False |  |  | True | Single-Speed | 123000 | 10884 | 11.3 | 10.8 | 12.4 |  | 120000 | 10657 | 3.3 | 3.3 | 76000 | 9899 | 2.25 | Federally-Regulated Commercial & Industrial Equipment | 07/19/2019 |  | 09/23/2019
Trane U.S. Inc. | AMERICAN STANDARD | TWA120D(3,4,W)**A* | TWE12041A*A***00 | HRCU-A-CB, Split System: Heat | Heat Pump | 208 | 3 |  | False |  |  | True | Single-Speed | 123000 | 10884 | 11.3 | 10.8 | 12.4 |  | 120000 | 10657 | 3.3 | 3.3 | 76000 | 9899 | 2.25 | Federally-Regulated Commercial & Industrial Equipment | 07/19/2019 |  | 09/23/2019
Trane U.S. Inc. | AMERICAN STANDARD | TWA240E(3,4)**B* | TWE2404(3,4,W)B*A***00 | HRCU-A-CB, Split System: Heat | Heat Pump | 575 | 3 |  | False |  |  | True | Single-Speed | 248000 | 24800 | 10 | 9.3 | 10.6 |  | 238000 | 21797 | 3.2 | 3.2 | 148000 | 21158 | 2.05 | Federally-Regulated Commercial & Industrial Equipment | 07/19/2019 |  | 09/23/2019
Trane U.S. Inc. | AMERICAN STANDARD | TWA240E(3,4)**B* | TWE2404(3,4,W)B*A***00 | HRCU-A-CB, Split System: Heat | Heat Pump | 460 | 3 |  | False |  |  | True | Single-Speed | 248000 | 24800 | 10 | 9.3 | 10.6 |  | 238000 | 21797 | 3.2 | 3.2 | 148000 | 21158 | 2.05 | Federally-Regulated Commercial & Industrial Equipment | 07/19/2019 |  | 09/23/2019
Trane U.S. Inc. | AMERICAN STANDARD | TWA240E(3,4)**B* | TWE2404(3,4,W)B*A***00 | HRCU-A-CB, Split System: Heat | Heat Pump | 230 | 3 |  | False |  |  | True | Single-Speed | 248000 | 24800 | 10 | 9.3 | 10.6 |  | 238000 | 21797 | 3.2 | 3.2 | 148000 | 21158 | 2.05 | Federally-Regulated Commercial & Industrial Equipment | 07/19/2019 |  | 09/23/2019
Trane U.S. Inc. | AMERICAN STANDARD | TWA240E(3,4)**B* | TWE2404(3,4,W)B*A***00 | HRCU-A-CB, Split System: Heat | Heat Pump | 208 | 3 |  | False |  |  | True | Single-Speed | 248000 | 24800 | 10 | 9.3 | 10.6 |  | 238000 | 21797 | 3.2 | 3.2 | 148000 | 21158 | 2.05 | Federally-Regulated Commercial & Industrial Equipment | 07/19/2019 |  | 09/23/2019
Trane U.S. Inc. | AMERICAN STANDARD | TWA180E(3,4,W)**A* | TWE1804(3,W)B*A***00 | HRCU-A-CB, Split System: Heat | Heat Pump | 575 | 3 |  | False |  |  | True | Single-Speed | 188000 | 17407 | 10.8 | 10.4 | 11.6 |  | 178000 | 16302 | 3.2 | 3.2 | 117000 | 16726 | 2.05 | Federally-Regulated Commercial & Industrial Equipment | 07/19/2019 |  | 09/23/2019
Trane U.S. Inc. | AMERICAN STANDARD | TWA180E(3,4,W)**A* | TWE1804(3,W)B*A***00 | HRCU-A-CB, Split System: Heat | Heat Pump | 460 | 3 |  | False |  |  | True | Single-Speed | 188000 | 17407 | 10.8 | 10.4 | 11.6 |  | 178000 | 16302 | 3.2 | 3.2 | 117000 | 16726 | 2.05 | Federally-Regulated Commercial & Industrial Equipment | 07/19/2019 |  | 09/23/2019
Trane U.S. Inc. | AMERICAN STANDARD | TWA180E(3,4,W)**A* | TWE1804(3,W)B*A***00 | HRCU-A-CB, Split System: Heat | Heat Pump | 230 | 3 |  | False |  |  | True | Single-Speed | 188000 | 17407 | 10.8 | 10.4 | 11.6 |  | 178000 | 16302 | 3.2 | 3.2 | 117000 | 16726 | 2.05 | Federally-Regulated Commercial & Industrial Equipment | 07/19/2019 |  | 09/23/2019
Trane U.S. Inc. | AMERICAN STANDARD | TWA180E(3,4,W)**A* | TWE1804(3,W)B*A***00 | HRCU-A-CB, Split System: Heat | Heat Pump | 208 | 3 |  | False |  |  | True | Single-Speed | 188000 | 17407 | 10.8 | 10.4 | 11.6 |  | 178000 | 16302 | 3.2 | 3.2 | 117000 | 16726 | 2.05 | Federally-Regulated Commercial & Industrial Equipment | 07/19/2019 |  | 09/23/2019
Trane U.S. Inc. | AMERICAN STANDARD | TWA120E(3,W)**A* | TWE1204(3,W)B*A***00 | HRCU-A-CB, Split System: Heat | Heat Pump | 575 | 3 |  | False |  |  | True | Single-Speed | 118000 | 10535 | 11.2 | 10.8 | 12.2 |  | 112000 | 9946 | 3.3 | 3.3 | 71000 | 9248 | 2.25 | Federally-Regulated Commercial & Industrial Equipment | 07/19/2019 |  | 09/23/2019
Trane U.S. Inc. | AMERICAN STANDARD | TWA120E(3,W)**A* | TWE1204(3,W)B*A***00 | HRCU-A-CB, Split System: Heat | Heat Pump | 460 | 3 |  | False |  |  | True | Single-Speed | 118000 | 10535 | 11.2 | 10.8 | 12.2 |  | 112000 | 9946 | 3.3 | 3.3 | 71000 | 9248 | 2.25 | Federally-Regulated Commercial & Industrial Equipment | 07/19/2019 |  | 09/23/2019
Trane U.S. Inc. | AMERICAN STANDARD | TWA120E(3,W)**A* | TWE1204(3,W)B*A***00 | HRCU-A-CB, Split System: Heat | Heat Pump | 230 | 3 |  | False |  |  | True | Single-Speed | 118000 | 10535 | 11.2 | 10.8 | 12.2 |  | 112000 | 9946 | 3.3 | 3.3 | 71000 | 9248 | 2.25 | Federally-Regulated Commercial & Industrial Equipment | 07/19/2019 |  | 09/23/2019
Trane U.S. Inc. | AMERICAN STANDARD | TWA120E(3,W)**A* | TWE1204(3,W)B*A***00 | HRCU-A-CB, Split System: Heat | Heat Pump | 208 | 3 |  | False |  |  | True | Single-Speed | 118000 | 10535 | 11.2 | 10.8 | 12.2 |  | 112000 | 9946 | 3.3 | 3.3 | 71000 | 9248 | 2.25 | Federally-Regulated Commercial & Industrial Equipment | 07/19/2019 |  | 09/23/2019
Trane U.S. Inc. | AMERICAN STANDARD | TWA120D(3,4,W)**B* | TWE12041A*A***00 | HRCU-A-CB, Split System: Heat | Heat Pump | 460 | 3 |  | False |  |  | True | Single-Speed | 123000 | 10884 | 11.3 | 10.8 | 12.4 |  | 120000 | 10657 | 3.3 | 3.3 | 76000 | 9899 | 2.25 | Federally-Regulated Commercial & Industrial Equipment | 07/19/2019 |  | 09/23/2019
Trane U.S. Inc. | AMERICAN STANDARD | TWA120D(3,4,W)**B* | TWE12041A*A***00 | HRCU-A-CB, Split System: Heat | Heat Pump | 230 | 3 |  | False |  |  | True | Single-Speed | 123000 | 10884 | 11.3 | 10.8 | 12.4 |  | 120000 | 10657 | 3.3 | 3.3 | 76000 | 9899 | 2.25 | Federally-Regulated Commercial & Industrial Equipment | 07/19/2019 |  | 09/23/2019
Trane U.S. Inc. | AMERICAN STANDARD | TWA120D(3,4,W)**B* | TWE12041A*A***00 | HRCU-A-CB, Split System: Heat | Heat Pump | 208 | 3 |  | False |  |  | True | Single-Speed | 123000 | 10884 | 11.3 | 10.8 | 12.4 |  | 120000 | 10657 | 3.3 | 3.3 | 76000 | 9899 | 2.25 | Federally-Regulated Commercial & Industrial Equipment | 07/19/2019 |  | 09/23/2019
Trane U.S. Inc. | AMERICAN STANDARD | TWA073E(3,4)0RA* | TWE0724(3,W)B*A***00 | HRCU-A-CB, Split System: Heat | Heat Pump | 575 | 3 |  | False |  |  | True | Single-Speed | 77000 | 6875 | 11.2 | 10.8 | 12.2 |  | 64000 | 5683 | 3.3 | 3.3 | 38000 | 4949 | 2.25 | Federally-Regulated Commercial & Industrial Equipment | 07/19/2019 |  | 09/23/2019
Trane U.S. Inc. | AMERICAN STANDARD | TWA073E(3,4)0RA* | TWE0724(3,W)B*A***00 | HRCU-A-CB, Split System: Heat | Heat Pump | 460 | 3 |  | False |  |  | True | Single-Speed | 77000 | 6875 | 11.2 | 10.8 | 12.2 |  | 64000 | 5683 | 3.3 | 3.3 | 38000 | 4949 | 2.25 | Federally-Regulated Commercial & Industrial Equipment | 07/19/2019 |  | 09/23/2019
Trane U.S. Inc. | AMERICAN STANDARD | TWA073E(3,4)0RA* | TWE0724(3,W)B*A***00 | HRCU-A-CB, Split System: Heat | Heat Pump | 230 | 3 |  | False |  |  | True | Single-Speed | 77000 | 6875 | 11.2 | 10.8 | 12.2 |  | 64000 | 5683 | 3.3 | 3.3 | 38000 | 4949 | 2.25 | Federally-Regulated Commercial & Industrial Equipment | 07/19/2019 |  | 09/23/2019
Trane U.S. Inc. | AMERICAN STANDARD | TWA073E(3,4)0RA* | TWE0724(3,W)B*A***00 | HRCU-A-CB, Split System: Heat | Heat Pump | 208 | 3 |  | False |  |  | True | Single-Speed | 77000 | 6875 | 11.2 | 10.8 | 12.2 |  | 64000 | 5683 | 3.3 | 3.3 | 38000 | 4949 | 2.25 | Federally-Regulated Commercial & Industrial Equipment | 07/19/2019 |  | 09/23/2019
Trane U.S. Inc. | AMERICAN STANDARD | TWA090D4**B* | TWE090D10*A* | HRCU-A-CB, Split System: Heat | Heat Pump | 230 | 3 |  | False |  |  | True | Single-Speed | 86000 | 7610 | 11.3 | 10.8 | 12.4 |  | 79000 | 7016 | 3.3 | 3.3 | 50500 | 6577 | 2.25 | Federally-Regulated Commercial & Industrial Equipment | 07/19/2019 |  | 09/23/2019
Trane U.S. Inc. | AMERICAN STANDARD | TWA090D4**B* | TWE090D10*A* | HRCU-A-CB, Split System: Heat | Heat Pump | 208 | 3 |  | False |  |  | True | Single-Speed | 86000 | 7610 | 11.3 | 10.8 | 12.4 |  | 79000 | 7016 | 3.3 | 3.3 | 50500 | 6577 | 2.25 | Federally-Regulated Commercial & Industrial Equipment | 07/19/2019 |  | 09/23/2019
Trane U.S. Inc. | AMERICAN STANDARD | TWA090E(3,4,W)**A* | TWE0904(3,W)B*A***00 | HRCU-A-CB, Split System: Heat | Heat Pump | 575 | 3 |  | False |  |  | True | Single-Speed | 93000 | 8303 | 11.2 | 10.8 | 12.2 |  | 82000 | 7282 | 3.3 | 3.3 | 51500 | 6708 | 2.25 | Federally-Regulated Commercial & Industrial Equipment | 07/19/2019 |  | 09/23/2019
Trane U.S. Inc. | AMERICAN STANDARD | TWA090E(3,4,W)**A* | TWE0904(3,W)B*A***00 | HRCU-A-CB, Split System: Heat | Heat Pump | 460 | 3 |  | False |  |  | True | Single-Speed | 93000 | 8303 | 11.2 | 10.8 | 12.2 |  | 82000 | 7282 | 3.3 | 3.3 | 51500 | 6708 | 2.25 | Federally-Regulated Commercial & Industrial Equipment | 07/19/2019 |  | 09/23/2019
Trane U.S. Inc. | AMERICAN STANDARD | TWA090E(3,4,W)**A* | TWE0904(3,W)B*A***00 | HRCU-A-CB, Split System: Heat | Heat Pump | 230 | 3 |  | False |  |  | True | Single-Speed | 93000 | 8303 | 11.2 | 10.8 | 12.2 |  | 82000 | 7282 | 3.3 | 3.3 | 51500 | 6708 | 2.25 | Federally-Regulated Commercial & Industrial Equipment | 07/19/2019 |  | 09/23/2019
Trane U.S. Inc. | AMERICAN STANDARD | TWA090E(3,4,W)**A* | TWE0904(3,W)B*A***00 | HRCU-A-CB, Split System: Heat | Heat Pump | 208 | 3 |  | False |  |  | True | Single-Speed | 93000 | 8303 | 11.2 | 10.8 | 12.2 |  | 82000 | 7282 | 3.3 | 3.3 | 51500 | 6708 | 2.25 | Federally-Regulated Commercial & Industrial Equipment | 07/19/2019 |  | 09/23/2019
Trane U.S. Inc. | AMERICAN STANDARD | TWA0904(3,4,W)DA*00AR* | TWE090E(3,4,W)R*A* | HRCU-A-CB, Split System: Heat | Heat Pump | 575 | 3 |  | False |  |  | True | Single-Speed | 93000 | 8303 | 11.2 | 10.8 | 12.2 |  | 82000 | 7282 | 3.3 | 3.3 | 51500 | 6708 | 2.25 | Federally-Regulated Commercial & Industrial Equipment | 07/19/2019 |  | 09/23/2019
Trane U.S. Inc. | AMERICAN STANDARD | TWA090D3**B* | TWE090D30*A* | HRCU-A-CB, Split System: Heat | Heat Pump | 460 | 3 |  | False |  |  | True | Single-Speed | 86000 | 7610 | 11.3 | 10.8 | 12.4 |  | 79000 | 7016 | 3.3 | 3.3 | 50500 | 6577 | 2.25 | Federally-Regulated Commercial & Industrial Equipment | 07/19/2019 |  | 09/23/2019
Trane U.S. Inc. | AMERICAN STANDARD | TWA0904(3,4,W)DA*00AR* | TWE090E(3,4,W)R*A* | HRCU-A-CB, Split System: Heat | Heat Pump | 460 | 3 |  | False |  |  | True | Single-Speed | 93000 | 8303 | 11.2 | 10.8 | 12.2 |  | 82000 | 7282 | 3.3 | 3.3 | 51500 | 6708 | 2.25 | Federally-Regulated Commercial & Industrial Equipment | 07/19/2019 |  | 09/23/2019
Trane U.S. Inc. | AMERICAN STANDARD | TWA0904(3,4,W)DA*00AR* | TWE090E(3,4,W)R*A* | HRCU-A-CB, Split System: Heat | Heat Pump | 230 | 3 |  | False |  |  | True | Single-Speed | 93000 | 8303 | 11.2 | 10.8 | 12.2 |  | 82000 | 7282 | 3.3 | 3.3 | 51500 | 6708 | 2.25 | Federally-Regulated Commercial & Industrial Equipment | 07/19/2019 |  | 09/23/2019
Trane U.S. Inc. | AMERICAN STANDARD | TWA0724(3,4,W)AA*00A* | TWE090D(3,W)0*A* | HRCU-A-CB, Split System: Heat | Heat Pump | 575 | 3 |  | False |  |  | True | Single-Speed | 80000 | 7079 | 11.3 | 10.8 | 12.4 |  | 72000 | 6394 | 3.3 | 3.3 | 46000 | 5991 | 2.25 | Federally-Regulated Commercial & Industrial Equipment | 07/19/2019 |  | 09/23/2019
Trane U.S. Inc. | AMERICAN STANDARD | TWA0724(3,4,W)AA*00A* | TWE090D(3,W)0*A* | HRCU-A-CB, Split System: Heat | Heat Pump | 460 | 3 |  | False |  |  | True | Single-Speed | 80000 | 7079 | 11.3 | 10.8 | 12.4 |  | 72000 | 6394 | 3.3 | 3.3 | 46000 | 5991 | 2.25 | Federally-Regulated Commercial & Industrial Equipment | 07/19/2019 |  | 09/23/2019
Trane U.S. Inc. | AMERICAN STANDARD | TWA0904(3,4,W)DA*00AR* | TWE090E(3,4,W)R*A* | HRCU-A-CB, Split System: Heat | Heat Pump | 208 | 3 |  | False |  |  | True | Single-Speed | 93000 | 8303 | 11.2 | 10.8 | 12.2 |  | 82000 | 7282 | 3.3 | 3.3 | 51500 | 6708 | 2.25 | Federally-Regulated Commercial & Industrial Equipment | 07/19/2019 |  | 09/23/2019
Trane U.S. Inc. | AMERICAN STANDARD | TWA090DW**B* | TWE090DW0*A* | HRCU-A-CB, Split System: Heat | Heat Pump | 575 | 3 |  | False |  |  | True | Single-Speed | 86000 | 7610 | 11.3 | 10.8 | 12.4 |  | 79000 | 7016 | 3.3 | 3.3 | 50500 | 6577 | 2.25 | Federally-Regulated Commercial & Industrial Equipment | 07/19/2019 |  | 09/23/2019
Trane U.S. Inc. | AMERICAN STANDARD | TWA0724(3,4,W)AA*00A* | TWE090D(3,W)0*A* | HRCU-A-CB, Split System: Heat | Heat Pump | 230 | 3 |  | False |  |  | True | Single-Speed | 80000 | 7079 | 11.3 | 10.8 | 12.4 |  | 72000 | 6394 | 3.3 | 3.3 | 46000 | 5991 | 2.25 | Federally-Regulated Commercial & Industrial Equipment | 07/19/2019 |  | 09/23/2019
Trane U.S. Inc. | AMERICAN STANDARD | TWA090DW**A* | TWE090DW0*A* | HRCU-A-CB, Split System: Heat | Heat Pump | 575 | 3 |  | False |  |  | True | Single-Speed | 86000 | 7610 | 11.3 | 10.8 | 12.4 |  | 79000 | 7016 | 3.3 | 3.3 | 50500 | 6577 | 2.25 | Federally-Regulated Commercial & Industrial Equipment | 07/19/2019 |  | 09/23/2019
Trane U.S. Inc. | AMERICAN STANDARD | TWA090D3**B* | TWE090D10*A* | HRCU-A-CB, Split System: Heat | Heat Pump | 230 | 3 |  | False |  |  | True | Single-Speed | 86000 | 7610 | 11.3 | 10.8 | 12.4 |  | 79000 | 7016 | 3.3 | 3.3 | 50500 | 6577 | 2.25 | Federally-Regulated Commercial & Industrial Equipment | 07/19/2019 |  | 09/23/2019
Trane U.S. Inc. | AMERICAN STANDARD | TWA0904(3,4,W)AA*00A* | TWE090D(3,4,W)0*A* | HRCU-A-CB, Split System: Heat | Heat Pump | 575 | 3 |  | False |  |  | True | Single-Speed | 86000 | 7610 | 11.3 | 10.8 | 12.4 |  | 79000 | 7016 | 3.3 | 3.3 | 50000 | 6512 | 2.25 | Federally-Regulated Commercial & Industrial Equipment | 07/19/2019 |  | 09/23/2019
Trane U.S. Inc. | AMERICAN STANDARD | TWA0904(3,4,W)DA*00A* | TWE090E(3,W)0*A* | HRCU-A-CB, Split System: Heat | Heat Pump | 575 | 3 |  | False |  |  | True | Single-Speed | 93000 | 8303 | 11.2 | 10.8 | 12.2 |  | 82000 | 7282 | 3.3 | 3.3 | 51500 | 6708 | 2.25 | Federally-Regulated Commercial & Industrial Equipment | 07/19/2019 |  | 09/23/2019
Trane U.S. Inc. | AMERICAN STANDARD | TWA0724(3,4,W)AA*00A* | TWE090D(3,W)0*A* | HRCU-A-CB, Split System: Heat | Heat Pump | 208 | 3 |  | False |  |  | True | Single-Speed | 80000 | 7079 | 11.3 | 10.8 | 12.4 |  | 72000 | 6394 | 3.3 | 3.3 | 46000 | 5991 | 2.25 | Federally-Regulated Commercial & Industrial Equipment | 07/19/2019 |  | 09/23/2019
Trane U.S. Inc. | AMERICAN STANDARD | TWA090D3**B* | TWE090D10*A* | HRCU-A-CB, Split System: Heat | Heat Pump | 208 | 3 |  | False |  |  | True | Single-Speed | 86000 | 7610 | 11.3 | 10.8 | 12.4 |  | 79000 | 7016 | 3.3 | 3.3 | 50500 | 6577 | 2.25 | Federally-Regulated Commercial & Industrial Equipment | 07/19/2019 |  | 09/23/2019
Trane U.S. Inc. | AMERICAN STANDARD | TWA0904(3,4,W)AA*00A* | TWE090D(3,4,W)0*A* | HRCU-A-CB, Split System: Heat | Heat Pump | 460 | 3 |  | False |  |  | True | Single-Speed | 86000 | 7610 | 11.3 | 10.8 | 12.4 |  | 79000 | 7016 | 3.3 | 3.3 | 50000 | 6512 | 2.25 | Federally-Regulated Commercial & Industrial Equipment | 07/19/2019 |  | 09/23/2019
Trane U.S. Inc. | AMERICAN STANDARD | TWA0904(3,4,W)DA*00A* | TWE090E(3,W)0*A* | HRCU-A-CB, Split System: Heat | Heat Pump | 460 | 3 |  | False |  |  | True | Single-Speed | 93000 | 8303 | 11.2 | 10.8 | 12.2 |  | 82000 | 7282 | 3.3 | 3.3 | 51500 | 6708 | 2.25 | Federally-Regulated Commercial & Industrial Equipment | 07/19/2019 |  | 09/23/2019
Trane U.S. Inc. | AMERICAN STANDARD | TWA0904(3,4,W)AA*00A* | TWE090D(3,4,W)0*A* | HRCU-A-CB, Split System: Heat | Heat Pump | 230 | 3 |  | False |  |  | True | Single-Speed | 86000 | 7610 | 11.3 | 10.8 | 12.4 |  | 79000 | 7016 | 3.3 | 3.3 | 50000 | 6512 | 2.25 | Federally-Regulated Commercial & Industrial Equipment | 07/19/2019 |  | 09/23/2019
Trane U.S. Inc. | AMERICAN STANDARD | TWA0904(3,4,W)DA*00A* | TWE090E(3,W)0*A* | HRCU-A-CB, Split System: Heat | Heat Pump | 230 | 3 |  | False |  |  | True | Single-Speed | 93000 | 8303 | 11.2 | 10.8 | 12.2 |  | 82000 | 7282 | 3.3 | 3.3 | 51500 | 6708 | 2.25 | Federally-Regulated Commercial & Industrial Equipment | 07/19/2019 |  | 09/23/2019
Trane U.S. Inc. | AMERICAN STANDARD | TWA090D4**B* | TWE090D30*A* | HRCU-A-CB, Split System: Heat | Heat Pump | 460 | 3 |  | False |  |  | True | Single-Speed | 86000 | 7610 | 11.3 | 10.8 | 12.4 |  | 79000 | 7016 | 3.3 | 3.3 | 50500 | 6577 | 2.25 | Federally-Regulated Commercial & Industrial Equipment | 07/19/2019 |  | 09/23/2019
Trane U.S. Inc. | AMERICAN STANDARD | TWA0904(3,4,W)AA*00A* | TWE090D(3,4,W)0*A* | HRCU-A-CB, Split System: Heat | Heat Pump | 208 | 3 |  | False |  |  | True | Single-Speed | 86000 | 7610 | 11.3 | 10.8 | 12.4 |  | 79000 | 7016 | 3.3 | 3.3 | 50000 | 6512 | 2.25 | Federally-Regulated Commercial & Industrial Equipment | 07/19/2019 |  | 09/23/2019
Trane U.S. Inc. | AMERICAN STANDARD | TWA0904(3,4,W)DA*00A* | TWE090E(3,W)0*A* | HRCU-A-CB, Split System: Heat | Heat Pump | 208 | 3 |  | False |  |  | True | Single-Speed | 93000 | 8303 | 11.2 | 10.8 | 12.2 |  | 82000 | 7282 | 3.3 | 3.3 | 51500 | 6708 | 2.25 | Federally-Regulated Commercial & Industrial Equipment | 07/19/2019 |  | 09/23/2019
Trane U.S. Inc. | AMERICAN STANDARD | TWA090D4**A* | TWE090D30*A* | HRCU-A-CB, Split System: Heat | Heat Pump | 460 | 3 |  | False |  |  | True | Single-Speed | 86000 | 7610 | 11.3 | 10.8 | 12.4 |  | 79000 | 7016 | 3.3 | 3.3 | 50500 | 6577 | 2.25 | Federally-Regulated Commercial & Industrial Equipment | 07/19/2019 |  | 09/23/2019
Trane U.S. Inc. | AMERICAN STANDARD | TWA090D3**A* | TWE090D10*A* | HRCU-A-CB, Split System: Heat | Heat Pump | 230 | 3 |  | False |  |  | True | Single-Speed | 86000 | 7610 | 11.3 | 10.8 | 12.4 |  | 79000 | 7016 | 3.3 | 3.3 | 50500 | 6577 | 2.25 | Federally-Regulated Commercial & Industrial Equipment | 07/19/2019 |  | 09/23/2019
Trane U.S. Inc. | AMERICAN STANDARD | TWA090D3**A* | TWE090D10*A* | HRCU-A-CB, Split System: Heat | Heat Pump | 208 | 3 |  | False |  |  | True | Single-Speed | 86000 | 7610 | 11.3 | 10.8 | 12.4 |  | 79000 | 7016 | 3.3 | 3.3 | 50500 | 6577 | 2.25 | Federally-Regulated Commercial & Industrial Equipment | 07/19/2019 |  | 09/23/2019
Trane U.S. Inc. | AMERICAN STANDARD | TWA120E(3,4,W)0RA** | TWE120E(3,4,W)R*B* | HRCU-A-CB, Split System: Heat | Heat Pump | 575 | 3 |  | False |  |  | True | Single-Speed | 118000 | 10535 | 11.2 | 10.8 | 13.3 |  | 112000 | 9946 | 3.3 | 3.3 | 71000 | 9248 | 2.25 | Federally-Regulated Commercial & Industrial Equipment | 07/19/2019 |  | 09/23/2019
Trane U.S. Inc. | AMERICAN STANDARD | TWA120E(3,4,W)0RA** | TWE120E(3,4,W)R*B* | HRCU-A-CB, Split System: Heat | Heat Pump | 460 | 3 |  | False |  |  | True | Single-Speed | 118000 | 10535 | 11.2 | 10.8 | 13.3 |  | 112000 | 9946 | 3.3 | 3.3 | 71000 | 9248 | 2.25 | Federally-Regulated Commercial & Industrial Equipment | 07/19/2019 |  | 09/23/2019
Trane U.S. Inc. | AMERICAN STANDARD | TWA090D3**A* | TWE090D30*A* | HRCU-A-CB, Split System: Heat | Heat Pump | 230 | 3 |  | False |  |  | True | Single-Speed | 86000 | 7610 | 11.3 | 10.8 | 12.4 |  | 79000 | 7016 | 3.3 | 3.3 | 50500 | 6577 | 2.25 | Federally-Regulated Commercial & Industrial Equipment | 07/19/2019 |  | 09/23/2019
Trane U.S. Inc. | AMERICAN STANDARD | TWA120E(3,4,W)0RA** | TWE120E(3,4,W)R*B* | HRCU-A-CB, Split System: Heat | Heat Pump | 230 | 3 |  | False |  |  | True | Single-Speed | 118000 | 10535 | 11.2 | 10.8 | 13.3 |  | 112000 | 9946 | 3.3 | 3.3 | 71000 | 9248 | 2.25 | Federally-Regulated Commercial & Industrial Equipment | 07/19/2019 |  | 09/23/2019
Trane U.S. Inc. | AMERICAN STANDARD | TWA090D3**A* | TWE090D30*A* | HRCU-A-CB, Split System: Heat | Heat Pump | 208 | 3 |  | False |  |  | True | Single-Speed | 86000 | 7610 | 11.3 | 10.8 | 12.4 |  | 79000 | 7016 | 3.3 | 3.3 | 50500 | 6577 | 2.25 | Federally-Regulated Commercial & Industrial Equipment | 07/19/2019 |  | 09/23/2019
Trane U.S. Inc. | AMERICAN STANDARD | TWA120E(3,4,W)0RA** | TWE120E(3,4,W)R*B* | HRCU-A-CB, Split System: Heat | Heat Pump | 208 | 3 |  | False |  |  | True | Single-Speed | 118000 | 10535 | 11.2 | 10.8 | 13.3 |  | 112000 | 9946 | 3.3 | 3.3 | 71000 | 9248 | 2.25 | Federally-Regulated Commercial & Industrial Equipment | 07/19/2019 |  | 09/23/2019
Trane U.S. Inc. | AMERICAN STANDARD | TWA180E(3,4)0RA** | TWE180E(3,4)R*B* | HRCU-A-CB, Split System: Heat | Heat Pump | 460 | 3 |  | False |  |  | True | Single-Speed | 188000 | 17407 | 10.8 | 10.4 | 12.7 |  | 178000 | 16302 | 3.2 | 3.2 | 117000 | 16726 | 2.05 | Federally-Regulated Commercial & Industrial Equipment | 07/19/2019 |  | 09/23/2019
Trane U.S. Inc. | AMERICAN STANDARD | TWA180E(3,4)0RA** | TWE180E(3,4)R*B* | HRCU-A-CB, Split System: Heat | Heat Pump | 230 | 3 |  | False |  |  | True | Single-Speed | 188000 | 17407 | 10.8 | 10.4 | 12.7 |  | 178000 | 16302 | 3.2 | 3.2 | 117000 | 16726 | 2.05 | Federally-Regulated Commercial & Industrial Equipment | 07/19/2019 |  | 09/23/2019
Trane U.S. Inc. | AMERICAN STANDARD | TWA180E(3,4)0RA** | TWE180E(3,4)R*B* | HRCU-A-CB, Split System: Heat | Heat Pump | 208 | 3 |  | False |  |  | True | Single-Speed | 188000 | 17407 | 10.8 | 10.4 | 12.7 |  | 178000 | 16302 | 3.2 | 3.2 | 117000 | 16726 | 2.05 | Federally-Regulated Commercial & Industrial Equipment | 07/19/2019 |  | 09/23/2019
Trane U.S. Inc. | AMERICAN STANDARD | TWA180EW0RA** | TWE180EWR*B* | HRCU-A-CB, Split System: Heat | Heat Pump | 575 | 3 |  | False |  |  | True | Single-Speed | 188000 | 17407 | 10.8 | 10.4 | 12.7 |  | 178000 | 16302 | 3.2 | 3.2 | 117000 | 16726 | 2.05 | Federally-Regulated Commercial & Industrial Equipment | 07/19/2019 |  | 09/23/2019
Trane U.S. Inc. | AMERICAN STANDARD | TWA090D4**A* | TWE090D10*A* | HRCU-A-CB, Split System: Heat | Heat Pump | 460 | 3 |  | False |  |  | True | Single-Speed | 86000 | 7610 | 11.3 | 10.8 | 12.4 |  | 79000 | 7016 | 3.3 | 3.3 | 50500 | 6577 | 2.25 | Federally-Regulated Commercial & Industrial Equipment | 07/19/2019 |  | 09/23/2019
Trane U.S. Inc. | AMERICAN STANDARD | TWA120E(3,4,W)0RA* | TWE120E(3,4,W)R3A* | HRCU-A-CB, Split System: Heat | Heat Pump | 575 | 3 |  | False |  |  | True | Single-Speed | 120000 | 10909 | 11 | 10.8 | 13.2 |  | 105000 | 9325 | 3.3 | 3.3 | 62000 | 8259 | 2.2 | Federally-Regulated Commercial & Industrial Equipment | 07/19/2019 |  | 09/23/2019
Trane U.S. Inc. | AMERICAN STANDARD | TWA120E(3,4,W)0RA* | TWE120E(3,4,W)R3A* | HRCU-A-CB, Split System: Heat | Heat Pump | 460 | 3 |  | False |  |  | True | Single-Speed | 120000 | 10909 | 11 | 10.8 | 13.2 |  | 105000 | 9325 | 3.3 | 3.3 | 62000 | 8259 | 2.2 | Federally-Regulated Commercial & Industrial Equipment | 07/19/2019 |  | 09/23/2019
Trane U.S. Inc. | AMERICAN STANDARD | TWA120E(3,4,W)0RA* | TWE120E(3,4,W)R3A* | HRCU-A-CB, Split System: Heat | Heat Pump | 230 | 3 |  | False |  |  | True | Single-Speed | 120000 | 10909 | 11 | 10.8 | 13.2 |  | 105000 | 9325 | 3.3 | 3.3 | 62000 | 8259 | 2.2 | Federally-Regulated Commercial & Industrial Equipment | 07/19/2019 |  | 09/23/2019
Trane U.S. Inc. | AMERICAN STANDARD | TWA120E(3,4,W)0RA* | TWE120E(3,4,W)R3A* | HRCU-A-CB, Split System: Heat | Heat Pump | 208 | 3 |  | False |  |  | True | Single-Speed | 120000 | 10909 | 11 | 10.8 | 13.2 |  | 105000 | 9325 | 3.3 | 3.3 | 62000 | 8259 | 2.2 | Federally-Regulated Commercial & Industrial Equipment | 07/19/2019 |  | 09/23/2019
Trane U.S. Inc. | AMERICAN STANDARD | TWA180E(3,4)0RA* | TWE180E(3,4)R*B* | HRCU-A-CB, Split System: Heat | Heat Pump | 460 | 3 |  | False |  |  | True | Single-Speed | 188000 | 17407 | 10.8 | 10.4 | 12.7 |  | 178000 | 16302 | 3.2 | 3.2 | 117000 | 16726 | 2.05 | Federally-Regulated Commercial & Industrial Equipment | 07/19/2019 |  | 09/23/2019
Trane U.S. Inc. | AMERICAN STANDARD | TWA180E(3,4)0RA* | TWE180E(3,4)R*B* | HRCU-A-CB, Split System: Heat | Heat Pump | 230 | 3 |  | False |  |  | True | Single-Speed | 188000 | 17407 | 10.8 | 10.4 | 12.7 |  | 178000 | 16302 | 3.2 | 3.2 | 117000 | 16726 | 2.05 | Federally-Regulated Commercial & Industrial Equipment | 07/19/2019 |  | 09/23/2019
Trane U.S. Inc. | AMERICAN STANDARD | TWA180E(3,4)0RA* | TWE180E(3,4)R*B* | HRCU-A-CB, Split System: Heat | Heat Pump | 208 | 3 |  | False |  |  | True | Single-Speed | 188000 | 17407 | 10.8 | 10.4 | 12.7 |  | 178000 | 16302 | 3.2 | 3.2 | 117000 | 16726 | 2.05 | Federally-Regulated Commercial & Industrial Equipment | 07/19/2019 |  | 09/23/2019
Trane U.S. Inc. | AMERICAN STANDARD | TWA090E(3,4,W)0RA* | TWE090E(3,4,W)R3A* | HRCU-A-CB, Split System: Heat | Heat Pump | 575 | 3 |  | False |  |  | True | Single-Speed | 93000 | 8303 | 11.2 | 10.8 | 13.3 |  | 82000 | 7282 | 3.3 | 3.3 | 51500 | 6708 | 2.25 | Federally-Regulated Commercial & Industrial Equipment | 07/19/2019 |  | 09/23/2019
Trane U.S. Inc. | AMERICAN STANDARD | TWA090E(3,4,W)0RA* | TWE090E(3,4,W)R3A* | HRCU-A-CB, Split System: Heat | Heat Pump | 460 | 3 |  | False |  |  | True | Single-Speed | 93000 | 8303 | 11.2 | 10.8 | 13.3 |  | 82000 | 7282 | 3.3 | 3.3 | 51500 | 6708 | 2.25 | Federally-Regulated Commercial & Industrial Equipment | 07/19/2019 |  | 09/23/2019
Trane U.S. Inc. | AMERICAN STANDARD | TWA090E(3,4,W)0RA* | TWE090E(3,4,W)R3A* | HRCU-A-CB, Split System: Heat | Heat Pump | 230 | 3 |  | False |  |  | True | Single-Speed | 93000 | 8303 | 11.2 | 10.8 | 13.3 |  | 82000 | 7282 | 3.3 | 3.3 | 51500 | 6708 | 2.25 | Federally-Regulated Commercial & Industrial Equipment | 07/19/2019 |  | 09/23/2019
Trane U.S. Inc. | AMERICAN STANDARD | TWA090E(3,4,W)0RA* | TWE090E(3,4,W)R3A* | HRCU-A-CB, Split System: Heat | Heat Pump | 208 | 3 |  | False |  |  | True | Single-Speed | 93000 | 8303 | 11.2 | 10.8 | 13.3 |  | 82000 | 7282 | 3.3 | 3.3 | 51500 | 6708 | 2.25 | Federally-Regulated Commercial & Industrial Equipment | 07/19/2019 |  | 09/23/2019
Trane U.S. Inc. | AMERICAN STANDARD | TWA120E(3,4)**A* | TWE120E100A* | HRCU-A-CB, Split System: Heat | Heat Pump | 460 | 3 |  | False |  |  | True | Single-Speed | 118000 | 10535 | 11.2 | 10.8 | 12.2 |  | 112000 | 9946 | 3.3 | 3.3 | 71000 | 9248 | 2.25 | Federally-Regulated Commercial & Industrial Equipment | 07/19/2019 |  | 09/23/2019
Trane U.S. Inc. | AMERICAN STANDARD | TWA120E(3,4)**A* | TWE120E100A* | HRCU-A-CB, Split System: Heat | Heat Pump | 230 | 3 |  | False |  |  | True | Single-Speed | 118000 | 10535 | 11.2 | 10.8 | 12.2 |  | 112000 | 9946 | 3.3 | 3.3 | 71000 | 9248 | 2.25 | Federally-Regulated Commercial & Industrial Equipment | 07/19/2019 |  | 09/23/2019
Trane U.S. Inc. | AMERICAN STANDARD | TWA120E(3,4)**A* | TWE120E100A* | HRCU-A-CB, Split System: Heat | Heat Pump | 208 | 3 |  | False |  |  | True | Single-Speed | 118000 | 10535 | 11.2 | 10.8 | 12.2 |  | 112000 | 9946 | 3.3 | 3.3 | 71000 | 9248 | 2.25 | Federally-Regulated Commercial & Industrial Equipment | 07/19/2019 |  | 09/23/2019
Trane U.S. Inc. | AMERICAN STANDARD | TWA090E(3,4)**A* | TWE090E100A* | HRCU-A-CB, Split System: Heat | Heat Pump | 460 | 3 |  | False |  |  | True | Single-Speed | 93000 | 8303 | 11.2 | 10.8 | 12.2 |  | 82000 | 7282 | 3.3 | 3.3 | 51500 | 6708 | 2.25 | Federally-Regulated Commercial & Industrial Equipment | 07/19/2019 |  | 09/23/2019
Trane U.S. Inc. | AMERICAN STANDARD | TWA090E(3,4)**A* | TWE090E100A* | HRCU-A-CB, Split System: Heat | Heat Pump | 230 | 3 |  | False |  |  | True | Single-Speed | 93000 | 8303 | 11.2 | 10.8 | 12.2 |  | 82000 | 7282 | 3.3 | 3.3 | 51500 | 6708 | 2.25 | Federally-Regulated Commercial & Industrial Equipment | 07/19/2019 |  | 09/23/2019
Trane U.S. Inc. | AMERICAN STANDARD | TWA090E(3,4)**A* | TWE090E100A* | HRCU-A-CB, Split System: Heat | Heat Pump | 208 | 3 |  | False |  |  | True | Single-Speed | 93000 | 8303 | 11.2 | 10.8 | 12.2 |  | 82000 | 7282 | 3.3 | 3.3 | 51500 | 6708 | 2.25 | Federally-Regulated Commercial & Industrial Equipment | 07/19/2019 |  | 09/23/2019
Trane U.S. Inc. | AMERICAN STANDARD | TWA120E(3,4,W)**A* | TWE120E(3,W)00A* | HRCU-A-CB, Split System: Heat | Heat Pump | 575 | 3 |  | False |  |  | True | Single-Speed | 118000 | 10535 | 11.2 | 10.8 | 12.2 |  | 112000 | 9946 | 3.3 | 3.3 | 71000 | 9248 | 2.25 | Federally-Regulated Commercial & Industrial Equipment | 07/19/2019 |  | 09/23/2019
Trane U.S. Inc. | AMERICAN STANDARD | TWA120E(3,4,W)**A* | TWE120E(3,W)00A* | HRCU-A-CB, Split System: Heat | Heat Pump | 460 | 3 |  | False |  |  | True | Single-Speed | 118000 | 10535 | 11.2 | 10.8 | 12.2 |  | 112000 | 9946 | 3.3 | 3.3 | 71000 | 9248 | 2.25 | Federally-Regulated Commercial & Industrial Equipment | 07/19/2019 |  | 09/23/2019
Trane U.S. Inc. | AMERICAN STANDARD | TWA120E(3,4,W)**A* | TWE120E(3,W)00A* | HRCU-A-CB, Split System: Heat | Heat Pump | 230 | 3 |  | False |  |  | True | Single-Speed | 118000 | 10535 | 11.2 | 10.8 | 12.2 |  | 112000 | 9946 | 3.3 | 3.3 | 71000 | 9248 | 2.25 | Federally-Regulated Commercial & Industrial Equipment | 07/19/2019 |  | 09/23/2019
Trane U.S. Inc. | AMERICAN STANDARD | TWA120E(3,4,W)**A* | TWE120E(3,W)00A* | HRCU-A-CB, Split System: Heat | Heat Pump | 208 | 3 |  | False |  |  | True | Single-Speed | 118000 | 10535 | 11.2 | 10.8 | 12.2 |  | 112000 | 9946 | 3.3 | 3.3 | 71000 | 9248 | 2.25 | Federally-Regulated Commercial & Industrial Equipment | 07/19/2019 |  | 09/23/2019
Trane U.S. Inc. | AMERICAN STANDARD | TWA073E(3,4,W)0RA* | TWE073E(3,4,W)R3A* | HRCU-A-CB, Split System: Heat | Heat Pump | 575 | 3 |  | False |  |  | True | Single-Speed | 77000 | 6875 | 11.2 | 10.8 | 13.3 |  | 64000 | 5683 | 3.3 | 3.3 | 38000 | 4949 | 2.25 | Federally-Regulated Commercial & Industrial Equipment | 07/19/2019 |  | 09/23/2019
Trane U.S. Inc. | AMERICAN STANDARD | TWA073E(3,4,W)0RA* | TWE073E(3,4,W)R3A* | HRCU-A-CB, Split System: Heat | Heat Pump | 460 | 3 |  | False |  |  | True | Single-Speed | 77000 | 6875 | 11.2 | 10.8 | 13.3 |  | 64000 | 5683 | 3.3 | 3.3 | 38000 | 4949 | 2.25 | Federally-Regulated Commercial & Industrial Equipment | 07/19/2019 |  | 09/23/2019
Trane U.S. Inc. | AMERICAN STANDARD | TWA073E(3,4,W)0RA* | TWE073E(3,4,W)R3A* | HRCU-A-CB, Split System: Heat | Heat Pump | 230 | 3 |  | False |  |  | True | Single-Speed | 77000 | 6875 | 11.2 | 10.8 | 13.3 |  | 64000 | 5683 | 3.3 | 3.3 | 38000 | 4949 | 2.25 | Federally-Regulated Commercial & Industrial Equipment | 07/19/2019 |  | 09/23/2019
Trane U.S. Inc. | AMERICAN STANDARD | TWA073E(3,4,W)0RA* | TWE073E(3,4,W)R3A* | HRCU-A-CB, Split System: Heat | Heat Pump | 208 | 3 |  | False |  |  | True | Single-Speed | 77000 | 6875 | 11.2 | 10.8 | 13.3 |  | 64000 | 5683 | 3.3 | 3.3 | 38000 | 4949 | 2.25 | Federally-Regulated Commercial & Industrial Equipment | 07/19/2019 |  | 09/23/2019
Trane U.S. Inc. | AMERICAN STANDARD | TWA090E(3,4,W)**A* | TWE090E(3,W)00A* | HRCU-A-CB, Split System: Heat | Heat Pump | 575 | 3 |  | False |  |  | True | Single-Speed | 93000 | 8303 | 11.2 | 10.8 | 12.2 |  | 82000 | 7282 | 3.3 | 3.3 | 51500 | 6708 | 2.25 | Federally-Regulated Commercial & Industrial Equipment | 07/19/2019 |  | 09/23/2019
Trane U.S. Inc. | AMERICAN STANDARD | TWA090E(3,4,W)**A* | TWE090E(3,W)00A* | HRCU-A-CB, Split System: Heat | Heat Pump | 460 | 3 |  | False |  |  | True | Single-Speed | 93000 | 8303 | 11.2 | 10.8 | 12.2 |  | 82000 | 7282 | 3.3 | 3.3 | 51500 | 6708 | 2.25 | Federally-Regulated Commercial & Industrial Equipment | 07/19/2019 |  | 09/23/2019
Trane U.S. Inc. | AMERICAN STANDARD | TWA090E(3,4,W)**A* | TWE090E(3,W)00A* | HRCU-A-CB, Split System: Heat | Heat Pump | 230 | 3 |  | False |  |  | True | Single-Speed | 93000 | 8303 | 11.2 | 10.8 | 12.2 |  | 82000 | 7282 | 3.3 | 3.3 | 51500 | 6708 | 2.25 | Federally-Regulated Commercial & Industrial Equipment | 07/19/2019 |  | 09/23/2019
Trane U.S. Inc. | AMERICAN STANDARD | TWA090E(3,4,W)**A* | TWE090E(3,W)00A* | HRCU-A-CB, Split System: Heat | Heat Pump | 208 | 3 |  | False |  |  | True | Single-Speed | 93000 | 8303 | 11.2 | 10.8 | 12.2 |  | 82000 | 7282 | 3.3 | 3.3 | 51500 | 6708 | 2.25 | Federally-Regulated Commercial & Industrial Equipment | 07/19/2019 |  | 09/23/2019
Trane U.S. Inc. | AMERICAN STANDARD | TWA073E(3,4,W)**A* | TWE073E(3,W)00A* | HRCU-A-CB, Split System: Heat | Heat Pump | 575 | 3 |  | False |  |  | True | Single-Speed | 77000 | 6875 | 11.2 | 10.8 | 12.2 |  | 64000 | 5683 | 3.3 | 3.3 | 38000 | 4949 | 2.25 | Federally-Regulated Commercial & Industrial Equipment | 07/19/2019 |  | 09/23/2019
Trane U.S. Inc. | AMERICAN STANDARD | TWA073E(3,4,W)**A* | TWE073E(3,W)00A* | HRCU-A-CB, Split System: Heat | Heat Pump | 460 | 3 |  | False |  |  | True | Single-Speed | 77000 | 6875 | 11.2 | 10.8 | 12.2 |  | 64000 | 5683 | 3.3 | 3.3 | 38000 | 4949 | 2.25 | Federally-Regulated Commercial & Industrial Equipment | 07/19/2019 |  | 09/23/2019
Trane U.S. Inc. | AMERICAN STANDARD | TWA073E(3,4,W)**A* | TWE073E(3,W)00A* | HRCU-A-CB, Split System: Heat | Heat Pump | 230 | 3 |  | False |  |  | True | Single-Speed | 77000 | 6875 | 11.2 | 10.8 | 12.2 |  | 64000 | 5683 | 3.3 | 3.3 | 38000 | 4949 | 2.25 | Federally-Regulated Commercial & Industrial Equipment | 07/19/2019 |  | 09/23/2019
Trane U.S. Inc. | AMERICAN STANDARD | TWA073E(3,4,W)**A* | TWE073E(3,W)00A* | HRCU-A-CB, Split System: Heat | Heat Pump | 208 | 3 |  | False |  |  | True | Single-Speed | 77000 | 6875 | 11.2 | 10.8 | 12.2 |  | 64000 | 5683 | 3.3 | 3.3 | 38000 | 4949 | 2.25 | Federally-Regulated Commercial & Industrial Equipment | 07/19/2019 |  | 09/23/2019
Trane U.S. Inc. | AMERICAN STANDARD | TWA120D(3,4,W)**B* | TWE120D(3,W)00A* | HRCU-A-CB, Split System: Heat | Heat Pump | 575 | 3 |  | False |  |  | True | Single-Speed | 123000 | 10884 | 11.3 | 10.8 | 12.4 |  | 120000 | 10657 | 3.3 | 3.3 | 76000 | 9899 | 2.25 | Federally-Regulated Commercial & Industrial Equipment | 07/19/2019 |  | 09/23/2019
Trane U.S. Inc. | AMERICAN STANDARD | TWA120D(3,4,W)**B* | TWE120D(3,W)00A* | HRCU-A-CB, Split System: Heat | Heat Pump | 460 | 3 |  | False |  |  | True | Single-Speed | 123000 | 10884 | 11.3 | 10.8 | 12.4 |  | 120000 | 10657 | 3.3 | 3.3 | 76000 | 9899 | 2.25 | Federally-Regulated Commercial & Industrial Equipment | 07/19/2019 |  | 09/23/2019
Trane U.S. Inc. | AMERICAN STANDARD | TWA120D(3,4,W)**B* | TWE120D(3,W)00A* | HRCU-A-CB, Split System: Heat | Heat Pump | 230 | 3 |  | False |  |  | True | Single-Speed | 123000 | 10884 | 11.3 | 10.8 | 12.4 |  | 120000 | 10657 | 3.3 | 3.3 | 76000 | 9899 | 2.25 | Federally-Regulated Commercial & Industrial Equipment | 07/19/2019 |  | 09/23/2019
Trane U.S. Inc. | AMERICAN STANDARD | TWA120D(3,4,W)**B* | TWE120D(3,W)00A* | HRCU-A-CB, Split System: Heat | Heat Pump | 208 | 3 |  | False |  |  | True | Single-Speed | 123000 | 10884 | 11.3 | 10.8 | 12.4 |  | 120000 | 10657 | 3.3 | 3.3 | 76000 | 9899 | 2.25 | Federally-Regulated Commercial & Industrial Equipment | 07/19/2019 |  | 09/23/2019
Trane U.S. Inc. | AMERICAN STANDARD | TWA120D(3,4)**B* | TWE120D100A* | HRCU-A-CB, Split System: Heat | Heat Pump | 460 | 3 |  | False |  |  | True | Single-Speed | 123000 | 10884 | 11.3 | 10.8 | 12.4 |  | 120000 | 10657 | 3.3 | 3.3 | 76000 | 9899 | 2.25 | Federally-Regulated Commercial & Industrial Equipment | 07/19/2019 |  | 09/23/2019
Trane U.S. Inc. | AMERICAN STANDARD | TWA120D(3,4)**B* | TWE120D100A* | HRCU-A-CB, Split System: Heat | Heat Pump | 230 | 3 |  | False |  |  | True | Single-Speed | 123000 | 10884 | 11.3 | 10.8 | 12.4 |  | 120000 | 10657 | 3.3 | 3.3 | 76000 | 9899 | 2.25 | Federally-Regulated Commercial & Industrial Equipment | 07/19/2019 |  | 09/23/2019
Trane U.S. Inc. | AMERICAN STANDARD | TWA120D(3,4)**B* | TWE120D100A* | HRCU-A-CB, Split System: Heat | Heat Pump | 208 | 3 |  | False |  |  | True | Single-Speed | 123000 | 10884 | 11.3 | 10.8 | 12.4 |  | 120000 | 10657 | 3.3 | 3.3 | 76000 | 9899 | 2.25 | Federally-Regulated Commercial & Industrial Equipment | 07/19/2019 |  | 09/23/2019
Trane U.S. Inc. | AMERICAN STANDARD | TWA240E(3,4)0RA* | TWE240E(3,4)R3B* | HRCU-A-CB, Split System: Heat | Heat Pump | 460 | 3 |  | False |  |  | True | Single-Speed | 248000 | 24800 | 10 | 9.3 | 11.7 |  | 238000 | 21797 | 3.2 | 3.2 | 154000 | 22016 | 2.05 | Federally-Regulated Commercial & Industrial Equipment | 07/19/2019 |  | 09/23/2019
Trane U.S. Inc. | AMERICAN STANDARD | TWA240E(3,4)0RA* | TWE240E(3,4)R3B* | HRCU-A-CB, Split System: Heat | Heat Pump | 230 | 3 |  | False |  |  | True | Single-Speed | 248000 | 24800 | 10 | 9.3 | 11.7 |  | 238000 | 21797 | 3.2 | 3.2 | 154000 | 22016 | 2.05 | Federally-Regulated Commercial & Industrial Equipment | 07/19/2019 |  | 09/23/2019
Trane U.S. Inc. | AMERICAN STANDARD | TWA240E(3,4)0RA* | TWE240E(3,4)R3B* | HRCU-A-CB, Split System: Heat | Heat Pump | 208 | 3 |  | False |  |  | True | Single-Speed | 248000 | 24800 | 10 | 9.3 | 11.7 |  | 238000 | 21797 | 3.2 | 3.2 | 154000 | 22016 | 2.05 | Federally-Regulated Commercial & Industrial Equipment | 07/19/2019 |  | 09/23/2019
Trane U.S. Inc. | AMERICAN STANDARD | TWA180E(3,4)0RA* | TWE180E(3,4)R3A* | HRCU-A-CB, Split System: Heat | Heat Pump | 460 | 3 |  | False |  |  | True | Single-Speed | 180000 | 16981 | 10.6 | 10.4 | 12.3 |  | 174000 | 15935 | 3.2 | 3.2 | 109000 | 13889 | 2.3 | Federally-Regulated Commercial & Industrial Equipment | 07/19/2019 |  | 09/23/2019
Trane U.S. Inc. | AMERICAN STANDARD | TWA180E(3,4)0RA* | TWE180E(3,4)R3A* | HRCU-A-CB, Split System: Heat | Heat Pump | 230 | 3 |  | False |  |  | True | Single-Speed | 180000 | 16981 | 10.6 | 10.4 | 12.3 |  | 174000 | 15935 | 3.2 | 3.2 | 109000 | 13889 | 2.3 | Federally-Regulated Commercial & Industrial Equipment | 07/19/2019 |  | 09/23/2019
Trane U.S. Inc. | AMERICAN STANDARD | TWA180E(3,4)0RA* | TWE180E(3,4)R3A* | HRCU-A-CB, Split System: Heat | Heat Pump | 208 | 3 |  | False |  |  | True | Single-Speed | 180000 | 16981 | 10.6 | 10.4 | 12.3 |  | 174000 | 15935 | 3.2 | 3.2 | 109000 | 13889 | 2.3 | Federally-Regulated Commercial & Industrial Equipment | 07/19/2019 |  | 09/23/2019
Trane U.S. Inc. | AMERICAN STANDARD | TWA180E(3,4)**A* | TWE180E300A* | HRCU-A-CB, Split System: Heat | Heat Pump | 460 | 3 |  | False |  |  | True | Single-Speed | 188000 | 17407 | 10.8 | 10.4 | 11.6 |  | 178000 | 16302 | 3.2 | 3.2 | 117000 | 16726 | 2.05 | Federally-Regulated Commercial & Industrial Equipment | 07/19/2019 |  | 09/23/2019
Trane U.S. Inc. | AMERICAN STANDARD | TWA180E(3,4)**A* | TWE180E300A* | HRCU-A-CB, Split System: Heat | Heat Pump | 230 | 3 |  | False |  |  | True | Single-Speed | 188000 | 17407 | 10.8 | 10.4 | 11.6 |  | 178000 | 16302 | 3.2 | 3.2 | 117000 | 16726 | 2.05 | Federally-Regulated Commercial & Industrial Equipment | 07/19/2019 |  | 09/23/2019
Trane U.S. Inc. | AMERICAN STANDARD | TWA180E(3,4)**A* | TWE180E300A* | HRCU-A-CB, Split System: Heat | Heat Pump | 208 | 3 |  | False |  |  | True | Single-Speed | 188000 | 17407 | 10.8 | 10.4 | 11.6 |  | 178000 | 16302 | 3.2 | 3.2 | 117000 | 16726 | 2.05 | Federally-Regulated Commercial & Industrial Equipment | 07/19/2019 |  | 09/23/2019
Trane U.S. Inc. | AMERICAN STANDARD | TWA240EW0RA* | TWE240EWR3B* | HRCU-A-CB, Split System: Heat | Heat Pump | 575 | 3 |  | False |  |  | True | Single-Speed | 248000 | 24800 | 10 | 9.3 | 11.7 |  | 238000 | 21797 | 3.2 | 3.2 | 154000 | 22016 | 2.05 | Federally-Regulated Commercial & Industrial Equipment | 07/19/2019 |  | 09/23/2019
Trane U.S. Inc. | AMERICAN STANDARD | TWA240EW**A* | TWE240EW00B* | HRCU-A-CB, Split System: Heat | Heat Pump | 575 | 3 |  | False |  |  | False | Single-Speed | 248000 | 24800 | 10 | 9.3 | 10.6 |  | 238000 | 21797 | 3.2 | 3.2 | 154000 | 22566 | 2 | Federally-Regulated Commercial & Industrial Equipment | 07/19/2019 |  | 09/23/2019
Trane U.S. Inc. | AMERICAN STANDARD | TWA180EW0RA* | TWE180EWR3A* | HRCU-A-CB, Split System: Heat | Heat Pump | 575 | 3 |  | False |  |  | True | Single-Speed | 180000 | 16981 | 10.6 | 10.4 | 12.3 |  | 174000 | 15935 | 3.2 | 3.2 | 109000 | 13889 | 2.3 | Federally-Regulated Commercial & Industrial Equipment | 07/19/2019 |  | 09/23/2019
Trane U.S. Inc. | AMERICAN STANDARD | TWA180EW**A* | TWE180EW00A* | HRCU-A-CB, Split System: Heat | Heat Pump | 575 | 3 |  | False |  |  | True | Single-Speed | 188000 | 17407 | 10.8 | 10.4 | 11.6 |  | 178000 | 16302 | 3.2 | 3.2 | 117000 | 16726 | 2.05 | Federally-Regulated Commercial & Industrial Equipment | 07/19/2019 |  | 09/23/2019
Trane U.S. Inc. | AMERICAN STANDARD | TWA090DW**A* | TWE090DW00A* | HRCU-A-CB, Split System: Heat | Heat Pump | 575 | 3 |  | False |  |  | True | Single-Speed | 86000 | 7610 | 11.3 | 10.8 | 12.2 |  | 79000 | 7016 | 3.3 | 3.3 | 50500 | 6577 | 2.25 | Federally-Regulated Commercial & Industrial Equipment | 07/19/2019 |  | 09/23/2019
Trane U.S. Inc. | AMERICAN STANDARD | TWA090D4**A* | TWE090D300A* | HRCU-A-CB, Split System: Heat | Heat Pump | 460 | 3 |  | False |  |  | True | Single-Speed | 90000 | 8181 | 11 | 10.8 |  |  | 82000 | 7282 | 3.3 | 3.3 | 49000 | 6243 | 2.3 | Federally-Regulated Commercial & Industrial Equipment | 01/28/2019 |  | 09/23/2019
Trane U.S. Inc. | AMERICAN STANDARD | TWA090D4**A* | TWE090D100A* | HRCU-A-CB, Split System: Heat | Heat Pump | 460 | 3 |  | False |  |  | True | Single-Speed | 86000 | 7610 | 11.3 | 10.8 | 12.4 |  | 79000 | 7016 | 3.3 | 3.3 | 50500 | 6577 | 2.25 | Federally-Regulated Commercial & Industrial Equipment | 07/19/2019 |  | 09/23/2019
Trane U.S. Inc. | AMERICAN STANDARD | TWA090D3**A* | TWE090D300A* | HRCU-A-CB, Split System: Heat | Heat Pump | 230 | 3 |  | False |  |  | True | Single-Speed | 86000 | 7610 | 11.3 | 10.8 | 12.4 |  | 79000 | 7016 | 3.3 | 3.3 | 50500 | 6577 | 2.25 | Federally-Regulated Commercial & Industrial Equipment | 07/19/2019 |  | 09/23/2019
Trane U.S. Inc. | AMERICAN STANDARD | TWA090D3**A* | TWE090D300A* | HRCU-A-CB, Split System: Heat | Heat Pump | 208 | 3 |  | False |  |  | True | Single-Speed | 86000 | 7610 | 11.3 | 10.8 | 12.4 |  | 79000 | 7016 | 3.3 | 3.3 | 50500 | 6577 | 2.25 | Federally-Regulated Commercial & Industrial Equipment | 07/19/2019 |  | 09/23/2019
Trane U.S. Inc. | AMERICAN STANDARD | TWA090D3**A* | TWE090D100A* | HRCU-A-CB, Split System: Heat | Heat Pump | 230 | 3 |  | False |  |  | True | Single-Speed | 86000 | 7610 | 11.3 | 10.8 | 12.4 |  | 79000 | 7016 | 3.3 | 3.3 | 50000 | 6512 | 2.25 | Federally-Regulated Commercial & Industrial Equipment | 07/19/2019 |  | 09/23/2019
Trane U.S. Inc. | AMERICAN STANDARD | TWA090D3**A* | TWE090D100A* | HRCU-A-CB, Split System: Heat | Heat Pump | 208 | 3 |  | False |  |  | True | Single-Speed | 86000 | 7610 | 11.3 | 10.8 | 12.4 |  | 79000 | 7016 | 3.3 | 3.3 | 50000 | 6512 | 2.25 | Federally-Regulated Commercial & Industrial Equipment | 07/19/2019 |  | 09/23/2019
Trane U.S. Inc. | AMERICAN STANDARD | TWA073D4**A* | TWE090D300A* | HRCU-A-CB, Split System: Heat | Heat Pump | 460 | 3 |  | False |  |  | True | Single-Speed | 80000 | 7079 | 11.3 | 10.8 | 12.4 |  | 72000 | 6394 | 3.3 | 3.3 | 46000 | 5991 | 2.25 | Federally-Regulated Commercial & Industrial Equipment | 07/19/2019 |  | 09/23/2019
Trane U.S. Inc. | AMERICAN STANDARD | TWA073DW**A* | TWE090DW00A* | HRCU-A-CB, Split System: Heat | Heat Pump | 575 | 3 |  | False |  |  | True | Single-Speed | 80000 | 7079 | 11.3 | 10.8 | 12.4 |  | 72000 | 6394 | 3.3 | 3.3 | 46000 | 5991 | 2.25 | Federally-Regulated Commercial & Industrial Equipment | 07/19/2019 |  | 09/23/2019
Trane U.S. Inc. | AMERICAN STANDARD | TWA073D4**A* | TWE090D100A* | HRCU-A-CB, Split System: Heat | Heat Pump | 460 | 3 |  | False |  |  | True | Single-Speed | 80000 | 7079 | 11.3 | 10.8 | 12.4 |  | 72000 | 6394 | 3.3 | 3.3 | 46000 | 5991 | 2.25 | Federally-Regulated Commercial & Industrial Equipment | 07/19/2019 |  | 09/23/2019
Trane U.S. Inc. | AMERICAN STANDARD | TWA073D3**A* | TWE090D300A* | HRCU-A-CB, Split System: Heat | Heat Pump | 230 | 3 |  | False |  |  | True | Single-Speed | 80000 | 7079 | 11.3 | 10.8 | 12.4 |  | 72000 | 6394 | 3.3 | 3.3 | 46000 | 5991 | 2.25 | Federally-Regulated Commercial & Industrial Equipment | 07/19/2019 |  | 09/23/2019
Trane U.S. Inc. | AMERICAN STANDARD | TWA073D3**A* | TWE090D300A* | HRCU-A-CB, Split System: Heat | Heat Pump | 208 | 3 |  | False |  |  | True | Single-Speed | 80000 | 7079 | 11.3 | 10.8 | 12.4 |  | 72000 | 6394 | 3.3 | 3.3 | 46000 | 5991 | 2.25 | Federally-Regulated Commercial & Industrial Equipment | 07/19/2019 |  | 09/23/2019
Trane U.S. Inc. | AMERICAN STANDARD | TWA073D3**A* | TWE090D100A* | HRCU-A-CB, Split System: Heat | Heat Pump | 230 | 3 |  | False |  |  | True | Single-Speed | 80000 | 7079 | 11.3 | 10.8 | 12.4 |  | 72000 | 6394 | 3.3 | 3.3 | 46000 | 5991 | 2.25 | Federally-Regulated Commercial & Industrial Equipment | 07/19/2019 |  | 09/23/2019
Trane U.S. Inc. | AMERICAN STANDARD | TWA073D3**A* | TWE090D100A* | HRCU-A-CB, Split System: Heat | Heat Pump | 208 | 3 |  | False |  |  | True | Single-Speed | 80000 | 7079 | 11.3 | 10.8 | 12.4 |  | 72000 | 6394 | 3.3 | 3.3 | 46000 | 5991 | 2.25 | Federally-Regulated Commercial & Industrial Equipment | 07/19/2019 |  | 09/23/2019
Trane U.S. Inc. | AMERICAN STANDARD | TWA1204(3,4,W)DA*00A* | TWE120E(3,W)0*A* | HRCU-A-CB, Split System: Heat | Heat Pump | 575 | 3 |  | False |  |  | True | Single-Speed | 118000 | 10535 | 11.2 | 10.8 | 12.2 |  | 112000 | 9946 | 3.3 | 3.3 | 71000 | 9248 | 2.25 | Federally-Regulated Commercial & Industrial Equipment | 07/19/2019 |  | 09/23/2019
Trane U.S. Inc. | AMERICAN STANDARD | TWA1204(3,4,W)DA*00A* | TWE120E(3,W)0*A* | HRCU-A-CB, Split System: Heat | Heat Pump | 460 | 3 |  | False |  |  | True | Single-Speed | 118000 | 10535 | 11.2 | 10.8 | 12.2 |  | 112000 | 9946 | 3.3 | 3.3 | 71000 | 9248 | 2.25 | Federally-Regulated Commercial & Industrial Equipment | 07/19/2019 |  | 09/23/2019
Trane U.S. Inc. | AMERICAN STANDARD | TWA1204(3,4,W)DA*00A* | TWE120E(3,W)0*A* | HRCU-A-CB, Split System: Heat | Heat Pump | 230 | 3 |  | False |  |  | True | Single-Speed | 118000 | 10535 | 11.2 | 10.8 | 12.2 |  | 112000 | 9946 | 3.3 | 3.3 | 71000 | 9248 | 2.25 | Federally-Regulated Commercial & Industrial Equipment | 07/19/2019 |  | 09/23/2019
Trane U.S. Inc. | AMERICAN STANDARD | TWA1204(3,4,W)DA*00A* | TWE120E(3,W)0*A* | HRCU-A-CB, Split System: Heat | Heat Pump | 208 | 3 |  | False |  |  | True | Single-Speed | 118000 | 10535 | 11.2 | 10.8 | 12.2 |  | 112000 | 9946 | 3.3 | 3.3 | 71000 | 9248 | 2.25 | Federally-Regulated Commercial & Industrial Equipment | 07/19/2019 |  | 09/23/2019
Lennox Industries Inc. | T-CLASS | (2)TPA060H4N*Y | TAA120S4D-1Y | HRCU-A-CB, Split System: Heat | Both Heat Pump and Electric Re | 230 | 3 |  | False |  |  | True | Single-Speed | 115000 | 9913 | 11.6 | 11 | 12.5 |  | 113000 | 10035 | 3.3 | 3.3 | 73000 | 9508 | 2.25 | Federally-Regulated Commercial & Industrial Equipment | 05/31/2019 |  | 09/23/2019
Lennox Industries Inc. | T-CLASS | (2)TPA060H4N*Y | TAA120S4D-1Y | HRCU-A-CB, Split System: Heat | Both Heat Pump and Electric Re | 208 | 3 |  | False |  |  | True | Single-Speed | 115000 | 9913 | 11.6 | 11 | 12.5 |  | 113000 | 10035 | 3.3 | 3.3 | 73000 | 9508 | 2.25 | Federally-Regulated Commercial & Industrial Equipment | 05/31/2019 |  | 09/23/2019
Lennox Industries Inc. | T-CLASS | TPA090S4S*1* | TAA090S4D*1* | HRCU-A-CB, Split System: Heat | Heat Pump | 575 | 3 |  | False |  |  | True | Single-Speed | 89000 | 8090 | 11 | 10.8 | 12 |  | 88000 | 7815 | 3.3 | 3.3 | 50000 | 6512 | 2.25 | Federally-Regulated Commercial & Industrial Equipment | 05/31/2019 |  | 09/23/2019
Lennox Industries Inc. | T-CLASS | TPA090S4S*1* | TAA090S4D*1* | HRCU-A-CB, Split System: Heat | Heat Pump | 460 | 3 |  | False |  |  | True | Single-Speed | 89000 | 8090 | 11 | 10.8 | 12 |  | 88000 | 7815 | 3.3 | 3.3 | 50000 | 6512 | 2.25 | Federally-Regulated Commercial & Industrial Equipment | 05/31/2019 |  | 09/23/2019
Lennox Industries Inc. | T-CLASS | TPA090S4S*1* | TAA090S4D*1* | HRCU-A-CB, Split System: Heat | Heat Pump | 230 | 3 |  | False |  |  | True | Single-Speed | 89000 | 8090 | 11 | 10.8 | 12 |  | 88000 | 7815 | 3.3 | 3.3 | 50000 | 6512 | 2.25 | Federally-Regulated Commercial & Industrial Equipment | 05/31/2019 |  | 09/23/2019
Lennox Industries Inc. | T-CLASS | TPA090S4S*1* | TAA090S4D*1* | HRCU-A-CB, Split System: Heat | Heat Pump | 208 | 3 |  | False |  |  | True | Single-Speed | 89000 | 8090 | 11 | 10.8 | 12 |  | 88000 | 7815 | 3.3 | 3.3 | 50000 | 6512 | 2.25 | Federally-Regulated Commercial & Industrial Equipment | 05/31/2019 |  | 09/23/2019
Lennox Industries Inc. | Z-SERIES | ZHA092S4M**Y,G,J |  | HSP-A, Single-Package Heat Pum | Heat Pump | 575 | 3 | False |  |  |  | False | Single-Speed | 87000 | 7909 | 11 | 10.8 | 12.5 |  | 89000 | 7904 | 3.3 | 3.3 | 53000 | 6903 | 2.25 | Federally-Regulated Commercial & Industrial Equipment | 05/31/2019 |  | 09/23/2019
Lennox Industries Inc. | Z-SERIES | ZHA092S4M**Y,G,J |  | HSP-A, Single-Package Heat Pum | Heat Pump | 460 | 3 | False |  |  |  | False | Single-Speed | 87000 | 7909 | 11 | 10.8 | 12.5 |  | 89000 | 7904 | 3.3 | 3.3 | 53000 | 6903 | 2.25 | Federally-Regulated Commercial & Industrial Equipment | 05/31/2019 |  | 09/23/2019
Lennox Industries Inc. | Z-SERIES | ZHA092S4M**Y,G,J |  | HSP-A, Single-Package Heat Pum | Heat Pump | 230 | 3 | False |  |  |  | False | Single-Speed | 87000 | 7909 | 11 | 10.8 | 12.5 |  | 89000 | 7904 | 3.3 | 3.3 | 53000 | 6903 | 2.25 | Federally-Regulated Commercial & Industrial Equipment | 05/31/2019 |  | 09/23/2019
Lennox Industries Inc. | Z-SERIES | ZHA092S4M**Y,G,J |  | HSP-A, Single-Package Heat Pum | Heat Pump | 208 | 3 | False |  |  |  | False | Single-Speed | 87000 | 7909 | 11 | 10.8 | 12.5 |  | 89000 | 7904 | 3.3 | 3.3 | 53000 | 6903 | 2.25 | Federally-Regulated Commercial & Industrial Equipment | 05/31/2019 |  | 09/23/2019
Lennox Industries Inc. | Z-SERIES | ZHA120S4M**Y,G,J |  | HSP-A, Single-Package Heat Pum | Heat Pump | 575 | 3 | False |  |  |  | False | Single-Speed | 118000 | 10727 | 11 | 10.8 | 12.5 |  | 116000 | 10302 | 3.3 | 3.3 | 70000 | 9117 | 2.25 | Federally-Regulated Commercial & Industrial Equipment | 05/31/2019 |  | 09/23/2019
Lennox Industries Inc. | Z-SERIES | ZHA120S4M**Y,G,J |  | HSP-A, Single-Package Heat Pum | Heat Pump | 460 | 3 | False |  |  |  | False | Single-Speed | 118000 | 10727 | 11 | 10.8 | 12.5 |  | 116000 | 10302 | 3.3 | 3.3 | 70000 | 9117 | 2.25 | Federally-Regulated Commercial & Industrial Equipment | 05/31/2019 |  | 09/23/2019
Lennox Industries Inc. | Z-SERIES | ZHA120S4M**Y,G,J |  | HSP-A, Single-Package Heat Pum | Heat Pump | 230 | 3 | False |  |  |  | False | Single-Speed | 118000 | 10727 | 11 | 10.8 | 12.5 |  | 116000 | 10302 | 3.3 | 3.3 | 70000 | 9117 | 2.25 | Federally-Regulated Commercial & Industrial Equipment | 05/31/2019 |  | 09/23/2019
Lennox Industries Inc. | Z-SERIES | ZHA120S4M**Y,G,J |  | HSP-A, Single-Package Heat Pum | Heat Pump | 208 | 3 | False |  |  |  | False | Single-Speed | 118000 | 10727 | 11 | 10.8 | 12.5 |  | 116000 | 10302 | 3.3 | 3.3 | 70000 | 9117 | 2.25 | Federally-Regulated Commercial & Industrial Equipment | 05/31/2019 |  | 09/23/2019
Lennox Industries Inc. | Z-SERIES | ZHA102S4B**Y,G,J |  | HSP-A, Single-Package Heat Pum | Heat Pump | 575 | 3 | False |  |  |  | False | Single-Speed | 100000 | 9090 | 11 | 10.8 | 12.2 |  | 100000 | 8881 | 3.3 | 3.3 | 55000 | 7164 | 2.25 | Federally-Regulated Commercial & Industrial Equipment | 05/31/2019 |  | 09/23/2019
Lennox Industries Inc. | Z-SERIES | ZHA102S4B**Y,G,J |  | HSP-A, Single-Package Heat Pum | Heat Pump | 460 | 3 | False |  |  |  | False | Single-Speed | 100000 | 9090 | 11 | 10.8 | 12.2 |  | 100000 | 8881 | 3.3 | 3.3 | 55000 | 7164 | 2.25 | Federally-Regulated Commercial & Industrial Equipment | 05/31/2019 |  | 09/23/2019
Lennox Industries Inc. | Z-SERIES | ZHA102S4B**Y,G,J |  | HSP-A, Single-Package Heat Pum | Heat Pump | 230 | 3 | False |  |  |  | False | Single-Speed | 100000 | 9090 | 11 | 10.8 | 12.2 |  | 100000 | 8881 | 3.3 | 3.3 | 55000 | 7164 | 2.25 | Federally-Regulated Commercial & Industrial Equipment | 05/31/2019 |  | 09/23/2019
Lennox Industries Inc. | Z-SERIES | ZHA102S4B**Y,G,J |  | HSP-A, Single-Package Heat Pum | Heat Pump | 208 | 3 | False |  |  |  | False | Single-Speed | 100000 | 9090 | 11 | 10.8 | 12.2 |  | 100000 | 8881 | 3.3 | 3.3 | 55000 | 7164 | 2.25 | Federally-Regulated Commercial & Industrial Equipment | 05/31/2019 |  | 09/23/2019
Lennox Industries Inc. | Z-SERIES | ZHB072S4B**Y,G,J |  | HSP-A, Single-Package Heat Pum | Heat Pump | 575 | 3 | False |  |  |  | True | Single-Speed | 69000 | 6272 | 11 | 10.8 | 12.2 |  | 70000 | 6216 | 3.3 | 3.3 | 40000 | 5210 | 2.25 | Federally-Regulated Commercial & Industrial Equipment | 05/31/2019 |  | 09/23/2019
Lennox Industries Inc. | Z-SERIES | ZHB072S4B**Y,G,J |  | HSP-A, Single-Package Heat Pum | Heat Pump | 460 | 3 | False |  |  |  | True | Single-Speed | 69000 | 6272 | 11 | 10.8 | 12.2 |  | 70000 | 6216 | 3.3 | 3.3 | 40000 | 5210 | 2.25 | Federally-Regulated Commercial & Industrial Equipment | 05/31/2019 |  | 09/23/2019
Lennox Industries Inc. | Z-SERIES | ZHB072S4B**Y,G,J |  | HSP-A, Single-Package Heat Pum | Heat Pump | 230 | 3 | False |  |  |  | True | Single-Speed | 69000 | 6272 | 11 | 10.8 | 12.2 |  | 70000 | 6216 | 3.3 | 3.3 | 40000 | 5210 | 2.25 | Federally-Regulated Commercial & Industrial Equipment | 05/31/2019 |  | 09/23/2019
Lennox Industries Inc. | Z-SERIES | ZHB072S4B**Y,G,J |  | HSP-A, Single-Package Heat Pum | Heat Pump | 208 | 3 | False |  |  |  | True | Single-Speed | 69000 | 6272 | 11 | 10.8 | 12.2 |  | 70000 | 6216 | 3.3 | 3.3 | 40000 | 5210 | 2.25 | Federally-Regulated Commercial & Industrial Equipment | 05/31/2019 |  | 09/23/2019
Lennox Industries Inc. | Z-SERIES | ZHA092S4B**Y,G,J |  | HSP-A, Single-Package Heat Pum | Heat Pump | 575 | 3 | False |  |  |  | False | Single-Speed | 87000 | 7909 | 11 | 10.8 | 12.2 |  | 89000 | 7904 | 3.3 | 3.3 | 53000 | 6903 | 2.25 | Federally-Regulated Commercial & Industrial Equipment | 05/31/2019 |  | 09/23/2019
Lennox Industries Inc. | Z-SERIES | ZHA092S4B**Y,G,J |  | HSP-A, Single-Package Heat Pum | Heat Pump | 460 | 3 | False |  |  |  | False | Single-Speed | 87000 | 7909 | 11 | 10.8 | 12.2 |  | 89000 | 7904 | 3.3 | 3.3 | 53000 | 6903 | 2.25 | Federally-Regulated Commercial & Industrial Equipment | 05/31/2019 |  | 09/23/2019
Lennox Industries Inc. | Z-SERIES | ZHA092S4B**Y,G,J |  | HSP-A, Single-Package Heat Pum | Heat Pump | 230 | 3 | False |  |  |  | False | Single-Speed | 87000 | 7909 | 11 | 10.8 | 12.2 |  | 89000 | 7904 | 3.3 | 3.3 | 53000 | 6903 | 2.25 | Federally-Regulated Commercial & Industrial Equipment | 05/31/2019 |  | 09/23/2019
Lennox Industries Inc. | Z-SERIES | ZHA092S4B**Y,G,J |  | HSP-A, Single-Package Heat Pum | Heat Pump | 208 | 3 | False |  |  |  | False | Single-Speed | 87000 | 7909 | 11 | 10.8 | 12.2 |  | 89000 | 7904 | 3.3 | 3.3 | 53000 | 6903 | 2.25 | Federally-Regulated Commercial & Industrial Equipment | 05/31/2019 |  | 09/23/2019
Lennox Industries Inc. | Z-SERIES | ZHA102S4M**Y,G,J |  | HSP-A, Single-Package Heat Pum | Heat Pump | 575 | 3 | False |  |  |  | False | Single-Speed | 100000 | 9090 | 11 | 10.8 | 12.5 |  | 100000 | 8881 | 3.3 | 3.3 | 55000 | 7164 | 2.25 | Federally-Regulated Commercial & Industrial Equipment | 05/31/2019 |  | 09/23/2019
Lennox Industries Inc. | Z-SERIES | ZHA102S4M**Y,G,J |  | HSP-A, Single-Package Heat Pum | Heat Pump | 460 | 3 | False |  |  |  | False | Single-Speed | 100000 | 9090 | 11 | 10.8 | 12.5 |  | 100000 | 8881 | 3.3 | 3.3 | 55000 | 7164 | 2.25 | Federally-Regulated Commercial & Industrial Equipment | 05/31/2019 |  | 09/23/2019
Lennox Industries Inc. | Z-SERIES | ZHA102S4M**Y,G,J |  | HSP-A, Single-Package Heat Pum | Heat Pump | 230 | 3 | False |  |  |  | False | Single-Speed | 100000 | 9090 | 11 | 10.8 | 12.5 |  | 100000 | 8881 | 3.3 | 3.3 | 55000 | 7164 | 2.25 | Federally-Regulated Commercial & Industrial Equipment | 05/31/2019 |  | 09/23/2019
Lennox Industries Inc. | Z-SERIES | ZHA102S4M**Y,G,J |  | HSP-A, Single-Package Heat Pum | Heat Pump | 208 | 3 | False |  |  |  | False | Single-Speed | 100000 | 9090 | 11 | 10.8 | 12.5 |  | 100000 | 8881 | 3.3 | 3.3 | 55000 | 7164 | 2.25 | Federally-Regulated Commercial & Industrial Equipment | 05/31/2019 |  | 09/23/2019
York International | Coleman | XA-06[C,E]**(B,D)(2,4,5)******** |  | HSP-A, Single-Package Heat Pum | Both Heat Pump and Electric Re | 575 | 3 | False |  |  |  | True | Single-Speed | 78000 | 6500 | 12 | 11 | 12.2 |  | 75000 | 6464 | 3.4 | 3.3 | 43000 | 5600 | 2.25 | Federally-Regulated Commercial & Industrial Equipment | 06/03/2019 |  | 09/23/2019
York International | Coleman | XA-06[C,E]**(B,D)(2,4,5)******** |  | HSP-A, Single-Package Heat Pum | Both Heat Pump and Electric Re | 460 | 3 | False |  |  |  | True | Single-Speed | 78000 | 6500 | 12 | 11 | 12.2 |  | 75000 | 6464 | 3.4 | 3.3 | 43000 | 5600 | 2.25 | Federally-Regulated Commercial & Industrial Equipment | 06/03/2019 |  | 09/23/2019
York International | Coleman | XA-06[C,E]**(B,D)(2,4,5)******** |  | HSP-A, Single-Package Heat Pum | Both Heat Pump and Electric Re | 230 | 3 | False |  |  |  | True | Single-Speed | 78000 | 6500 | 12 | 11 | 12.2 |  | 75000 | 6464 | 3.4 | 3.3 | 43000 | 5600 | 2.25 | Federally-Regulated Commercial & Industrial Equipment | 06/03/2019 |  | 09/23/2019
York International | Coleman | XA-06[C,E]**(B,D)(2,4,5)******** |  | HSP-A, Single-Package Heat Pum | Both Heat Pump and Electric Re | 208 | 3 | False |  |  |  | True | Single-Speed | 78000 | 6500 | 12 | 11 | 12.2 |  | 75000 | 6464 | 3.4 | 3.3 | 43000 | 5600 | 2.25 | Federally-Regulated Commercial & Industrial Equipment | 06/03/2019 |  | 09/23/2019
York International | Coleman | PH-15C00A*(2,4,5)***** | NS-15C00*(5,6)****** | HRCU-A-CB, Split System: Heat | Heat Pump | 575 | 3 |  | False |  |  | True | Single-Speed | 180000 | 16981 | 10.6 | 10.4 | 13.3 |  | 168000 | 15386 | 3.2 | 3.2 | 104000 | 13252 | 2.3 | Federally-Regulated Commercial & Industrial Equipment | 06/03/2019 |  | 09/23/2019
York International | Coleman | PH-15C00A*(2,4,5)***** | NS-15C00*(5,6)****** | HRCU-A-CB, Split System: Heat | Heat Pump | 460 | 3 |  | False |  |  | True | Single-Speed | 180000 | 16981 | 10.6 | 10.4 | 13.3 |  | 168000 | 15386 | 3.2 | 3.2 | 104000 | 13252 | 2.3 | Federally-Regulated Commercial & Industrial Equipment | 06/03/2019 |  | 09/23/2019
York International | Coleman | PH-15C00A*(2,4,5)***** | NS-15C00*(5,6)****** | HRCU-A-CB, Split System: Heat | Heat Pump | 230 | 3 |  | False |  |  | True | Single-Speed | 180000 | 16981 | 10.6 | 10.4 | 13.3 |  | 168000 | 15386 | 3.2 | 3.2 | 104000 | 13252 | 2.3 | Federally-Regulated Commercial & Industrial Equipment | 06/03/2019 |  | 09/23/2019
York International | Coleman | PH-15C00A*(2,4,5)***** | NS-15C00*(5,6)****** | HRCU-A-CB, Split System: Heat | Heat Pump | 208 | 3 |  | False |  |  | True | Single-Speed | 180000 | 16981 | 10.6 | 10.4 | 13.3 |  | 168000 | 15386 | 3.2 | 3.2 | 104000 | 13252 | 2.3 | Federally-Regulated Commercial & Industrial Equipment | 06/03/2019 |  | 09/23/2019
York International | Coleman | XXE09A(2,4,5)*1********* |  | HSP-A, Single-Package Heat Pum | Heat Pump | 575 | 3 | False |  |  |  | True | Single-Speed | 102000 | 8644 | 11.8 | 10.8 | 13.1 |  | 94000 | 8223 | 3.35 | 3.3 | 57000 | 7424 | 2.25 | Federally-Regulated Commercial & Industrial Equipment | 06/03/2019 |  | 09/23/2019
York International | Coleman | XXE09A(2,4,5)*1********* |  | HSP-A, Single-Package Heat Pum | Heat Pump | 460 | 3 | False |  |  |  | True | Single-Speed | 102000 | 8644 | 11.8 | 10.8 | 13.1 |  | 94000 | 8223 | 3.35 | 3.3 | 57000 | 7424 | 2.25 | Federally-Regulated Commercial & Industrial Equipment | 06/03/2019 |  | 09/23/2019
York International | Coleman | XXE09A(2,4,5)*1********* |  | HSP-A, Single-Package Heat Pum | Heat Pump | 230 | 3 | False |  |  |  | True | Single-Speed | 102000 | 8644 | 11.8 | 10.8 | 13.1 |  | 94000 | 8223 | 3.35 | 3.3 | 57000 | 7424 | 2.25 | Federally-Regulated Commercial & Industrial Equipment | 06/03/2019 |  | 09/23/2019
York International | Coleman | XXE09A(2,4,5)*1********* |  | HSP-A, Single-Package Heat Pum | Heat Pump | 208 | 3 | False |  |  |  | True | Single-Speed | 102000 | 8644 | 11.8 | 10.8 | 13.1 |  | 94000 | 8223 | 3.35 | 3.3 | 57000 | 7424 | 2.25 | Federally-Regulated Commercial & Industrial Equipment | 06/03/2019 |  | 09/23/2019
York International | Coleman | XXEA7A(2,4,5)*1********* |  | HSP-A, Single-Package Heat Pum | Heat Pump | 575 | 3 | False |  |  |  | True | Single-Speed | 66000 | 6000 | 11 | 10.8 | 12.7 |  | 65000 | 5442 | 3.5 | 3.3 | 35000 | 4459 | 2.3 | Federally-Regulated Commercial & Industrial Equipment | 06/03/2019 |  | 09/23/2019
York International | Coleman | XXEA7A(2,4,5)*1********* |  | HSP-A, Single-Package Heat Pum | Heat Pump | 460 | 3 | False |  |  |  | True | Single-Speed | 66000 | 6000 | 11 | 10.8 | 12.7 |  | 65000 | 5442 | 3.5 | 3.3 | 35000 | 4459 | 2.3 | Federally-Regulated Commercial & Industrial Equipment | 06/03/2019 |  | 09/23/2019
York International | Coleman | XXEA7A(2,4,5)*1********* |  | HSP-A, Single-Package Heat Pum | Heat Pump | 230 | 3 | False |  |  |  | True | Single-Speed | 66000 | 6000 | 11 | 10.8 | 12.7 |  | 65000 | 5442 | 3.5 | 3.3 | 35000 | 4459 | 2.3 | Federally-Regulated Commercial & Industrial Equipment | 06/03/2019 |  | 09/23/2019
York International | Coleman | XXEA7A(2,4,5)*1********* |  | HSP-A, Single-Package Heat Pum | Heat Pump | 208 | 3 | False |  |  |  | True | Single-Speed | 66000 | 6000 | 11 | 10.8 | 12.7 |  | 65000 | 5442 | 3.5 | 3.3 | 35000 | 4459 | 2.3 | Federally-Regulated Commercial & Industrial Equipment | 06/03/2019 |  | 09/23/2019
York International | Coleman | XA-10[C,E]**(P,R,S,U,V,X)(2,4,5)******** |  | HSP-A, Single-Package Heat Pum | Both Heat Pump and Electric Re | 575 | 3 | False |  |  |  | True | Single-Speed | 114000 | 10363 | 11 | 11 | 13.5 |  | 106000 | 9137 | 3.4 | 3.3 | 59000 | 7685 | 2.25 | Federally-Regulated Commercial & Industrial Equipment | 06/03/2019 |  | 09/23/2019
York International | Coleman | XA-10[C,E]**(P,R,S,U,V,X)(2,4,5)******** |  | HSP-A, Single-Package Heat Pum | Both Heat Pump and Electric Re | 460 | 3 | False |  |  |  | True | Single-Speed | 114000 | 10363 | 11 | 11 | 13.5 |  | 106000 | 9137 | 3.4 | 3.3 | 59000 | 7685 | 2.25 | Federally-Regulated Commercial & Industrial Equipment | 06/03/2019 |  | 09/23/2019
York International | Coleman | XA-10[C,E]**(P,R,S,U,V,X)(2,4,5)******** |  | HSP-A, Single-Package Heat Pum | Both Heat Pump and Electric Re | 230 | 3 | False |  |  |  | True | Single-Speed | 114000 | 10363 | 11 | 11 | 13.5 |  | 106000 | 9137 | 3.4 | 3.3 | 59000 | 7685 | 2.25 | Federally-Regulated Commercial & Industrial Equipment | 06/03/2019 |  | 09/23/2019
York International | Coleman | XA-10[C,E]**(P,R,S,U,V,X)(2,4,5)******** |  | HSP-A, Single-Package Heat Pum | Both Heat Pump and Electric Re | 208 | 3 | False |  |  |  | True | Single-Speed | 114000 | 10363 | 11 | 11 | 13.5 |  | 106000 | 9137 | 3.4 | 3.3 | 59000 | 7685 | 2.25 | Federally-Regulated Commercial & Industrial Equipment | 06/03/2019 |  | 09/23/2019
York International | Coleman | XXE12A(2,4,5)*3********* |  | HSP-A, Single-Package Heat Pum | Heat Pump | 575 | 3 | False |  |  |  | True | Single-Speed | 116000 | 10545 | 11 | 10.8 | 13.4 |  | 108000 | 9591 | 3.3 | 3.3 | 62000 | 8075 | 2.25 | Federally-Regulated Commercial & Industrial Equipment | 06/03/2019 |  | 09/23/2019
York International | Coleman | XXE12A(2,4,5)*3********* |  | HSP-A, Single-Package Heat Pum | Heat Pump | 460 | 3 | False |  |  |  | True | Single-Speed | 116000 | 10545 | 11 | 10.8 | 13.4 |  | 108000 | 9591 | 3.3 | 3.3 | 62000 | 8075 | 2.25 | Federally-Regulated Commercial & Industrial Equipment | 06/03/2019 |  | 09/23/2019
York International | Coleman | XXE12A(2,4,5)*3********* |  | HSP-A, Single-Package Heat Pum | Heat Pump | 230 | 3 | False |  |  |  | True | Single-Speed | 116000 | 10545 | 11 | 10.8 | 13.4 |  | 108000 | 9591 | 3.3 | 3.3 | 62000 | 8075 | 2.25 | Federally-Regulated Commercial & Industrial Equipment | 06/03/2019 |  | 09/23/2019
York International | Coleman | XXE12A(2,4,5)*3********* |  | HSP-A, Single-Package Heat Pum | Heat Pump | 208 | 3 | False |  |  |  | True | Single-Speed | 116000 | 10545 | 11 | 10.8 | 13.4 |  | 108000 | 9591 | 3.3 | 3.3 | 62000 | 8075 | 2.25 | Federally-Regulated Commercial & Industrial Equipment | 06/03/2019 |  | 09/23/2019
York International | Coleman | PH-07C00A*(2,4,5)***** | NS-07C00*(5,6)****** | HRCU-A-CB, Split System: Heat | Heat Pump | 575 | 3 |  | False |  |  | True | Single-Speed | 89000 | 8090 | 11 | 10.8 | 12.4 |  | 82000 | 7282 | 3.3 | 3.3 | 49000 | 6243 | 2.3 | Federally-Regulated Commercial & Industrial Equipment | 06/03/2019 |  | 09/23/2019
York International | Coleman | PH-07C00A*(2,4,5)***** | NS-07C00*(5,6)****** | HRCU-A-CB, Split System: Heat | Heat Pump | 460 | 3 |  | False |  |  | True | Single-Speed | 89000 | 8090 | 11 | 10.8 | 12.4 |  | 82000 | 7282 | 3.3 | 3.3 | 49000 | 6243 | 2.3 | Federally-Regulated Commercial & Industrial Equipment | 06/03/2019 |  | 09/23/2019
York International | Coleman | PH-07C00A*(2,4,5)***** | NS-07C00*(5,6)****** | HRCU-A-CB, Split System: Heat | Heat Pump | 230 | 3 |  | False |  |  | True | Single-Speed | 89000 | 8090 | 11 | 10.8 | 12.4 |  | 82000 | 7282 | 3.3 | 3.3 | 49000 | 6243 | 2.3 | Federally-Regulated Commercial & Industrial Equipment | 06/03/2019 |  | 09/23/2019
York International | Coleman | PH-07C00A*(2,4,5)***** | NS-07C00*(5,6)****** | HRCU-A-CB, Split System: Heat | Heat Pump | 208 | 3 |  | False |  |  | True | Single-Speed | 89000 | 8090 | 11 | 10.8 | 12.4 |  | 82000 | 7282 | 3.3 | 3.3 | 49000 | 6243 | 2.3 | Federally-Regulated Commercial & Industrial Equipment | 06/03/2019 |  | 09/23/2019
York International | Coleman | XA-15C00(B,D)(2,4,5)******** |  | HSP-A, Single-Package Heat Pum | Heat Pump | 575 | 3 | False |  |  |  | True | Single-Speed | 176000 | 16603 | 10.6 | 10.4 | 11.8 |  | 162000 | 14653 | 3.24 | 3.2 | 99000 | 14153 | 2.05 | Federally-Regulated Commercial & Industrial Equipment | 08/06/2019 |  | 09/23/2019
York International | Coleman | XA-15C00(B,D)(2,4,5)******** |  | HSP-A, Single-Package Heat Pum | Heat Pump | 460 | 3 | False |  |  |  | True | Single-Speed | 176000 | 16603 | 10.6 | 10.4 | 11.8 |  | 162000 | 14653 | 3.24 | 3.2 | 99000 | 14153 | 2.05 | Federally-Regulated Commercial & Industrial Equipment | 08/06/2019 |  | 09/23/2019
York International | Coleman | XA-15C00(B,D)(2,4,5)******** |  | HSP-A, Single-Package Heat Pum | Heat Pump | 230 | 3 | False |  |  |  | True | Single-Speed | 176000 | 16603 | 10.6 | 10.4 | 11.8 |  | 162000 | 14653 | 3.24 | 3.2 | 99000 | 14153 | 2.05 | Federally-Regulated Commercial & Industrial Equipment | 08/06/2019 |  | 09/23/2019
York International | Coleman | XA-15C00(B,D)(2,4,5)******** |  | HSP-A, Single-Package Heat Pum | Heat Pump | 208 | 3 | False |  |  |  | True | Single-Speed | 176000 | 16603 | 10.6 | 10.4 | 11.8 |  | 162000 | 14653 | 3.24 | 3.2 | 99000 | 14153 | 2.05 | Federally-Regulated Commercial & Industrial Equipment | 08/06/2019 |  | 09/23/2019
York International | Coleman | PJ-15C00A*(T,W,X)***** | NJ-15C00*(X,S)****** | HRCU-A-CB, Split System: Heat | Heat Pump | 575 | 3 |  | False |  |  | True | Single-Speed | 174000 | 16415 | 10.6 | 10.4 | 11.6 |  | 160000 | 13791 | 3.4 | 3.2 | 100000 | 13025 | 2.25 | Federally-Regulated Commercial & Industrial Equipment | 06/03/2019 |  | 09/23/2019
York International | Coleman | PJ-15C00A*(T,W,X)***** | NJ-15C00*(X,S)****** | HRCU-A-CB, Split System: Heat | Heat Pump | 460 | 3 |  | False |  |  | True | Single-Speed | 174000 | 16415 | 10.6 | 10.4 | 11.6 |  | 160000 | 13791 | 3.4 | 3.2 | 100000 | 13025 | 2.25 | Federally-Regulated Commercial & Industrial Equipment | 06/03/2019 |  | 09/23/2019
York International | Coleman | PJ-15C00A*(T,W,X)***** | NJ-15C00*(X,S)****** | HRCU-A-CB, Split System: Heat | Heat Pump | 230 | 3 |  | False |  |  | True | Single-Speed | 174000 | 16415 | 10.6 | 10.4 | 11.6 |  | 160000 | 13791 | 3.4 | 3.2 | 100000 | 13025 | 2.25 | Federally-Regulated Commercial & Industrial Equipment | 06/03/2019 |  | 09/23/2019
York International | Coleman | PJ-15C00A*(T,W,X)***** | NJ-15C00*(X,S)****** | HRCU-A-CB, Split System: Heat | Heat Pump | 208 | 3 |  | False |  |  | True | Single-Speed | 174000 | 16415 | 10.6 | 10.4 | 11.6 |  | 160000 | 13791 | 3.4 | 3.2 | 100000 | 13025 | 2.25 | Federally-Regulated Commercial & Industrial Equipment | 06/03/2019 |  | 09/23/2019
York International | Coleman | XA-07[C,E]**(P,R,S,U,V,X)(2,4,5)******** |  | HSP-A, Single-Package Heat Pum | Both Heat Pump and Electric Re | 575 | 3 | False |  |  |  | True | Single-Speed | 90000 | 7894 | 11.4 | 11 | 12.6 |  | 88000 | 7585 | 3.4 | 3.3 | 51000 | 6643 | 2.25 | Federally-Regulated Commercial & Industrial Equipment | 06/03/2019 |  | 09/23/2019
York International | Coleman | XA-07[C,E]**(P,R,S,U,V,X)(2,4,5)******** |  | HSP-A, Single-Package Heat Pum | Both Heat Pump and Electric Re | 460 | 3 | False |  |  |  | True | Single-Speed | 90000 | 7894 | 11.4 | 11 | 12.6 |  | 88000 | 7585 | 3.4 | 3.3 | 51000 | 6643 | 2.25 | Federally-Regulated Commercial & Industrial Equipment | 06/03/2019 |  | 09/23/2019
York International | Coleman | XA-07[C,E]**(P,R,S,U,V,X)(2,4,5)******** |  | HSP-A, Single-Package Heat Pum | Both Heat Pump and Electric Re | 230 | 3 | False |  |  |  | True | Single-Speed | 90000 | 7894 | 11.4 | 11 | 12.6 |  | 88000 | 7585 | 3.4 | 3.3 | 51000 | 6643 | 2.25 | Federally-Regulated Commercial & Industrial Equipment | 06/03/2019 |  | 09/23/2019
York International | Coleman | XA-07[C,E]**(P,R,S,U,V,X)(2,4,5)******** |  | HSP-A, Single-Package Heat Pum | Both Heat Pump and Electric Re | 208 | 3 | False |  |  |  | True | Single-Speed | 90000 | 7894 | 11.4 | 11 | 12.6 |  | 88000 | 7585 | 3.4 | 3.3 | 51000 | 6643 | 2.25 | Federally-Regulated Commercial & Industrial Equipment | 06/03/2019 |  | 09/23/2019
York International | Coleman | PJ-20C00A*(2,4,5)***** | NW-20C00*(5,6)****** | HRCU-A-CB, Split System: Heat | Heat Pump | 575 | 3 |  | False |  |  | True | Single-Speed | 230000 | 21698 | 10.6 | 10.4 | 13.3 |  | 220000 | 19538 | 3.3 | 3.2 | 130000 | 17318 | 2.2 | Federally-Regulated Commercial & Industrial Equipment | 08/06/2019 |  | 09/23/2019
York International | Coleman | PJ-20C00A*(2,4,5)***** | NW-20C00*(5,6)****** | HRCU-A-CB, Split System: Heat | Heat Pump | 460 | 3 |  | False |  |  | True | Single-Speed | 230000 | 21698 | 10.6 | 10.4 | 13.3 |  | 220000 | 19538 | 3.3 | 3.2 | 130000 | 17318 | 2.2 | Federally-Regulated Commercial & Industrial Equipment | 08/06/2019 |  | 09/23/2019
York International | Coleman | PJ-20C00A*(2,4,5)***** | NW-20C00*(5,6)****** | HRCU-A-CB, Split System: Heat | Heat Pump | 230 | 3 |  | False |  |  | True | Single-Speed | 230000 | 21698 | 10.6 | 10.4 | 13.3 |  | 220000 | 19538 | 3.3 | 3.2 | 130000 | 17318 | 2.2 | Federally-Regulated Commercial & Industrial Equipment | 08/06/2019 |  | 09/23/2019
York International | Coleman | PJ-20C00A*(2,4,5)***** | NW-20C00*(5,6)****** | HRCU-A-CB, Split System: Heat | Heat Pump | 208 | 3 |  | False |  |  | True | Single-Speed | 230000 | 21698 | 10.6 | 10.4 | 13.3 |  | 220000 | 19538 | 3.3 | 3.2 | 130000 | 17318 | 2.2 | Federally-Regulated Commercial & Industrial Equipment | 08/06/2019 |  | 09/23/2019
York International | Coleman | XYE08A(2,4,5)*1******* |  | HSP-A, Single-Package Heat Pum | Heat Pump | 575 | 3 | False |  |  |  | True | Single-Speed | 88000 | 7272 | 12.1 | 10.8 | 14 |  | 84000 | 7033 | 3.5 | 3.3 | 48000 | 5861 | 2.4 | Federally-Regulated Commercial & Industrial Equipment | 06/03/2019 |  | 09/23/2019
York International | Coleman | XYE08A(2,4,5)*1******* |  | HSP-A, Single-Package Heat Pum | Heat Pump | 460 | 3 | False |  |  |  | True | Single-Speed | 88000 | 7272 | 12.1 | 10.8 | 14 |  | 84000 | 7033 | 3.5 | 3.3 | 48000 | 5861 | 2.4 | Federally-Regulated Commercial & Industrial Equipment | 06/03/2019 |  | 09/23/2019
York International | Coleman | XYE08A(2,4,5)*1******* |  | HSP-A, Single-Package Heat Pum | Heat Pump | 230 | 3 | False |  |  |  | True | Single-Speed | 88000 | 7272 | 12.1 | 10.8 | 14 |  | 84000 | 7033 | 3.5 | 3.3 | 48000 | 5861 | 2.4 | Federally-Regulated Commercial & Industrial Equipment | 06/03/2019 |  | 09/23/2019
York International | Coleman | XYE08A(2,4,5)*1******* |  | HSP-A, Single-Package Heat Pum | Heat Pump | 208 | 3 | False |  |  |  | True | Single-Speed | 88000 | 7272 | 12.1 | 10.8 | 14 |  | 84000 | 7033 | 3.5 | 3.3 | 48000 | 5861 | 2.4 | Federally-Regulated Commercial & Industrial Equipment | 06/03/2019 |  | 09/23/2019
York International | Coleman | XA-08[C,E]**(P,R,S,U,V,X)(2,4,5)******** |  | HSP-A, Single-Package Heat Pum | Both Heat Pump and Electric Re | 575 | 3 | False |  |  |  | True | Single-Speed | 100000 | 8928 | 11.2 | 11 | 13.5 |  | 94000 | 8102 | 3.4 | 3.3 | 54000 | 7033 | 2.25 | Federally-Regulated Commercial & Industrial Equipment | 06/03/2019 |  | 09/23/2019
York International | Coleman | XA-08[C,E]**(P,R,S,U,V,X)(2,4,5)******** |  | HSP-A, Single-Package Heat Pum | Both Heat Pump and Electric Re | 460 | 3 | False |  |  |  | True | Single-Speed | 100000 | 8928 | 11.2 | 11 | 13.5 |  | 94000 | 8102 | 3.4 | 3.3 | 54000 | 7033 | 2.25 | Federally-Regulated Commercial & Industrial Equipment | 06/03/2019 |  | 09/23/2019
York International | Coleman | XA-08[C,E]**(P,R,S,U,V,X)(2,4,5)******** |  | HSP-A, Single-Package Heat Pum | Both Heat Pump and Electric Re | 230 | 3 | False |  |  |  | True | Single-Speed | 100000 | 8928 | 11.2 | 11 | 13.5 |  | 94000 | 8102 | 3.4 | 3.3 | 54000 | 7033 | 2.25 | Federally-Regulated Commercial & Industrial Equipment | 06/03/2019 |  | 09/23/2019
York International | Coleman | XA-08[C,E]**(P,R,S,U,V,X)(2,4,5)******** |  | HSP-A, Single-Package Heat Pum | Both Heat Pump and Electric Re | 208 | 3 | False |  |  |  | True | Single-Speed | 100000 | 8928 | 11.2 | 11 | 13.5 |  | 94000 | 8102 | 3.4 | 3.3 | 54000 | 7033 | 2.25 | Federally-Regulated Commercial & Industrial Equipment | 06/03/2019 |  | 09/23/2019
York International | Coleman | XXEA7A(2,4,5)*3********* |  | HSP-A, Single-Package Heat Pum | Heat Pump | 575 | 3 | False |  |  |  | True | Single-Speed | 66000 | 6000 | 11 | 10.8 | 14.8 |  | 65000 | 5442 | 3.5 | 3.3 | 35000 | 4459 | 2.3 | Federally-Regulated Commercial & Industrial Equipment | 06/03/2019 |  | 09/23/2019
York International | Coleman | XXEA7A(2,4,5)*3********* |  | HSP-A, Single-Package Heat Pum | Heat Pump | 460 | 3 | False |  |  |  | True | Single-Speed | 66000 | 6000 | 11 | 10.8 | 14.8 |  | 65000 | 5442 | 3.5 | 3.3 | 35000 | 4459 | 2.3 | Federally-Regulated Commercial & Industrial Equipment | 06/03/2019 |  | 09/23/2019
York International | Coleman | XXEA7A(2,4,5)*3********* |  | HSP-A, Single-Package Heat Pum | Heat Pump | 230 | 3 | False |  |  |  | True | Single-Speed | 66000 | 6000 | 11 | 10.8 | 14.8 |  | 65000 | 5442 | 3.5 | 3.3 | 35000 | 4459 | 2.3 | Federally-Regulated Commercial & Industrial Equipment | 06/03/2019 |  | 09/23/2019
York International | Coleman | XXEA7A(2,4,5)*3********* |  | HSP-A, Single-Package Heat Pum | Heat Pump | 208 | 3 | False |  |  |  | True | Single-Speed | 66000 | 6000 | 11 | 10.8 | 14.8 |  | 65000 | 5442 | 3.5 | 3.3 | 35000 | 4459 | 2.3 | Federally-Regulated Commercial & Industrial Equipment | 06/03/2019 |  | 09/23/2019
York International | Coleman | XA-07[C,E]**(B,D)(2,4,5)******** |  | HSP-A, Single-Package Heat Pum | Both Heat Pump and Electric Re | 575 | 3 | False |  |  |  | True | Single-Speed | 90000 | 7894 | 11.4 | 11 | 12.2 |  | 88000 | 7585 | 3.4 | 3.3 | 51000 | 6643 | 2.25 | Federally-Regulated Commercial & Industrial Equipment | 06/03/2019 |  | 09/23/2019
York International | Coleman | XA-07[C,E]**(B,D)(2,4,5)******** |  | HSP-A, Single-Package Heat Pum | Both Heat Pump and Electric Re | 460 | 3 | False |  |  |  | True | Single-Speed | 90000 | 7894 | 11.4 | 11 | 12.2 |  | 88000 | 7585 | 3.4 | 3.3 | 51000 | 6643 | 2.25 | Federally-Regulated Commercial & Industrial Equipment | 06/03/2019 |  | 09/23/2019
York International | Coleman | XA-07[C,E]**(B,D)(2,4,5)******** |  | HSP-A, Single-Package Heat Pum | Both Heat Pump and Electric Re | 230 | 3 | False |  |  |  | True | Single-Speed | 90000 | 7894 | 11.4 | 11 | 12.2 |  | 88000 | 7585 | 3.4 | 3.3 | 51000 | 6643 | 2.25 | Federally-Regulated Commercial & Industrial Equipment | 06/03/2019 |  | 09/23/2019
York International | Coleman | XA-07[C,E]**(B,D)(2,4,5)******** |  | HSP-A, Single-Package Heat Pum | Both Heat Pump and Electric Re | 208 | 3 | False |  |  |  | True | Single-Speed | 90000 | 7894 | 11.4 | 11 | 12.2 |  | 88000 | 7585 | 3.4 | 3.3 | 51000 | 6643 | 2.25 | Federally-Regulated Commercial & Industrial Equipment | 06/03/2019 |  | 09/23/2019
York International | Coleman | XA-06[C,E]**(P,R,S,U,V,X)(2,4,5)******** |  | HSP-A, Single-Package Heat Pum | Both Heat Pump and Electric Re | 575 | 3 | False |  |  |  | True | Single-Speed | 78000 | 6500 | 12 | 11 | 13.2 |  | 75000 | 6464 | 3.4 | 3.3 | 43000 | 5600 | 2.25 | Federally-Regulated Commercial & Industrial Equipment | 06/03/2019 |  | 09/23/2019
York International | Coleman | XA-06[C,E]**(P,R,S,U,V,X)(2,4,5)******** |  | HSP-A, Single-Package Heat Pum | Both Heat Pump and Electric Re | 460 | 3 | False |  |  |  | True | Single-Speed | 78000 | 6500 | 12 | 11 | 13.2 |  | 75000 | 6464 | 3.4 | 3.3 | 43000 | 5600 | 2.25 | Federally-Regulated Commercial & Industrial Equipment | 06/03/2019 |  | 09/23/2019
York International | Coleman | XA-06[C,E]**(P,R,S,U,V,X)(2,4,5)******** |  | HSP-A, Single-Package Heat Pum | Both Heat Pump and Electric Re | 230 | 3 | False |  |  |  | True | Single-Speed | 78000 | 6500 | 12 | 11 | 13.2 |  | 75000 | 6464 | 3.4 | 3.3 | 43000 | 5600 | 2.25 | Federally-Regulated Commercial & Industrial Equipment | 06/03/2019 |  | 09/23/2019
York International | Coleman | XA-06[C,E]**(P,R,S,U,V,X)(2,4,5)******** |  | HSP-A, Single-Package Heat Pum | Both Heat Pump and Electric Re | 208 | 3 | False |  |  |  | True | Single-Speed | 78000 | 6500 | 12 | 11 | 13.2 |  | 75000 | 6464 | 3.4 | 3.3 | 43000 | 5600 | 2.25 | Federally-Regulated Commercial & Industrial Equipment | 06/03/2019 |  | 09/23/2019
York International | Coleman | XXE08A(2,4,5)*3********* |  | HSP-A, Single-Package Heat Pum | Heat Pump | 575 | 3 | False |  |  |  | True | Single-Speed | 90000 | 7826 | 11.5 | 10.8 | 15.1 |  | 84000 | 7033 | 3.5 | 3.3 | 49000 | 6382 | 2.25 | Federally-Regulated Commercial & Industrial Equipment | 06/03/2019 |  | 09/23/2019
York International | Coleman | XXE08A(2,4,5)*3********* |  | HSP-A, Single-Package Heat Pum | Heat Pump | 460 | 3 | False |  |  |  | True | Single-Speed | 90000 | 7826 | 11.5 | 10.8 | 15.1 |  | 84000 | 7033 | 3.5 | 3.3 | 49000 | 6382 | 2.25 | Federally-Regulated Commercial & Industrial Equipment | 06/03/2019 |  | 09/23/2019
York International | Coleman | XXE08A(2,4,5)*3********* |  | HSP-A, Single-Package Heat Pum | Heat Pump | 230 | 3 | False |  |  |  | True | Single-Speed | 90000 | 7826 | 11.5 | 10.8 | 15.1 |  | 84000 | 7033 | 3.5 | 3.3 | 49000 | 6382 | 2.25 | Federally-Regulated Commercial & Industrial Equipment | 06/03/2019 |  | 09/23/2019
York International | Coleman | XXE08A(2,4,5)*3********* |  | HSP-A, Single-Package Heat Pum | Heat Pump | 208 | 3 | False |  |  |  | True | Single-Speed | 90000 | 7826 | 11.5 | 10.8 | 15.1 |  | 84000 | 7033 | 3.5 | 3.3 | 49000 | 6382 | 2.25 | Federally-Regulated Commercial & Industrial Equipment | 06/03/2019 |  | 09/23/2019
York International | Coleman | XA-12[C,E]**(P,R,S,U,V,X)(2,4,5)*******2 |  | HSP-A, Single-Package Heat Pum | Both Heat Pump and Electric Re | 575 | 3 | False |  |  |  | True | Single-Speed | 146000 | 13773 | 10.6 | 10.6 | 13.5 |  | 135000 | 12364 | 3.2 | 3.2 | 90000 | 12866 | 2.05 | Federally-Regulated Commercial & Industrial Equipment | 06/03/2019 |  | 09/23/2019
York International | Coleman | XA-12[C,E]**(P,R,S,U,V,X)(2,4,5)*******2 |  | HSP-A, Single-Package Heat Pum | Both Heat Pump and Electric Re | 460 | 3 | False |  |  |  | True | Single-Speed | 146000 | 13773 | 10.6 | 10.6 | 13.5 |  | 135000 | 12364 | 3.2 | 3.2 | 90000 | 12866 | 2.05 | Federally-Regulated Commercial & Industrial Equipment | 06/03/2019 |  | 09/23/2019
York International | Coleman | XA-12[C,E]**(P,R,S,U,V,X)(2,4,5)*******2 |  | HSP-A, Single-Package Heat Pum | Both Heat Pump and Electric Re | 230 | 3 | False |  |  |  | True | Single-Speed | 146000 | 13773 | 10.6 | 10.6 | 13.5 |  | 135000 | 12364 | 3.2 | 3.2 | 90000 | 12866 | 2.05 | Federally-Regulated Commercial & Industrial Equipment | 06/03/2019 |  | 09/23/2019
York International | Coleman | XA-12[C,E]**(P,R,S,U,V,X)(2,4,5)*******2 |  | HSP-A, Single-Package Heat Pum | Both Heat Pump and Electric Re | 208 | 3 | False |  |  |  | True | Single-Speed | 146000 | 13773 | 10.6 | 10.6 | 13.5 |  | 135000 | 12364 | 3.2 | 3.2 | 90000 | 12866 | 2.05 | Federally-Regulated Commercial & Industrial Equipment | 06/03/2019 |  | 09/23/2019
York International | Coleman | XYE07A(2,4,5)*1******* |  | HSP-A, Single-Package Heat Pum | Heat Pump | 575 | 3 | False |  |  |  | True | Single-Speed | 71000 | 5916 | 12 | 10.8 | 13.2 |  | 69000 | 5947 | 3.4 | 3.3 | 39000 | 4762 | 2.4 | Federally-Regulated Commercial & Industrial Equipment | 06/03/2019 |  | 09/23/2019
York International | Coleman | XYE07A(2,4,5)*1******* |  | HSP-A, Single-Package Heat Pum | Heat Pump | 460 | 3 | False |  |  |  | True | Single-Speed | 71000 | 5916 | 12 | 10.8 | 13.2 |  | 69000 | 5947 | 3.4 | 3.3 | 39000 | 4762 | 2.4 | Federally-Regulated Commercial & Industrial Equipment | 06/03/2019 |  | 09/23/2019
York International | Coleman | XYE07A(2,4,5)*1******* |  | HSP-A, Single-Package Heat Pum | Heat Pump | 230 | 3 | False |  |  |  | True | Single-Speed | 71000 | 5916 | 12 | 10.8 | 13.2 |  | 69000 | 5947 | 3.4 | 3.3 | 39000 | 4762 | 2.4 | Federally-Regulated Commercial & Industrial Equipment | 06/03/2019 |  | 09/23/2019
York International | Coleman | XYE07A(2,4,5)*1******* |  | HSP-A, Single-Package Heat Pum | Heat Pump | 208 | 3 | False |  |  |  | True | Single-Speed | 71000 | 5916 | 12 | 10.8 | 13.2 |  | 69000 | 5947 | 3.4 | 3.3 | 39000 | 4762 | 2.4 | Federally-Regulated Commercial & Industrial Equipment | 06/03/2019 |  | 09/23/2019
York International | Coleman | PH-15C00A*(T,W,X)***** | NH-15C00*(X,S)****** | HRCU-A-CB, Split System: Heat | Heat Pump | 575 | 3 |  | False |  |  | True | Single-Speed | 180000 | 16981 | 10.6 | 10.4 | 12 |  | 168000 | 15386 | 3.2 | 3.2 | 104000 | 13252 | 2.3 | Federally-Regulated Commercial & Industrial Equipment | 06/03/2019 |  | 09/23/2019
York International | Coleman | PH-15C00A*(T,W,X)***** | NH-15C00*(X,S)****** | HRCU-A-CB, Split System: Heat | Heat Pump | 460 | 3 |  | False |  |  | True | Single-Speed | 180000 | 16981 | 10.6 | 10.4 | 12 |  | 168000 | 15386 | 3.2 | 3.2 | 104000 | 13252 | 2.3 | Federally-Regulated Commercial & Industrial Equipment | 06/03/2019 |  | 09/23/2019
York International | Coleman | PH-15C00A*(T,W,X)***** | NH-15C00*(X,S)****** | HRCU-A-CB, Split System: Heat | Heat Pump | 230 | 3 |  | False |  |  | True | Single-Speed | 180000 | 16981 | 10.6 | 10.4 | 12 |  | 168000 | 15386 | 3.2 | 3.2 | 104000 | 13252 | 2.3 | Federally-Regulated Commercial & Industrial Equipment | 06/03/2019 |  | 09/23/2019
York International | Coleman | PH-15C00A*(T,W,X)***** | NH-15C00*(X,S)****** | HRCU-A-CB, Split System: Heat | Heat Pump | 208 | 3 |  | False |  |  | True | Single-Speed | 180000 | 16981 | 10.6 | 10.4 | 12 |  | 168000 | 15386 | 3.2 | 3.2 | 104000 | 13252 | 2.3 | Federally-Regulated Commercial & Industrial Equipment | 06/03/2019 |  | 09/23/2019
York International | Coleman | XYE08A(2,4,5)*3******* |  | HSP-A, Single-Package Heat Pum | Heat Pump | 575 | 3 | False |  |  |  | True | Single-Speed | 88000 | 7272 | 12.1 | 10.8 | 16 |  | 84000 | 7033 | 3.5 | 3.3 | 48000 | 5861 | 2.4 | Federally-Regulated Commercial & Industrial Equipment | 08/06/2019 |  | 09/23/2019
York International | Coleman | XYE08A(2,4,5)*3******* |  | HSP-A, Single-Package Heat Pum | Heat Pump | 460 | 3 | False |  |  |  | True | Single-Speed | 88000 | 7272 | 12.1 | 10.8 | 16 |  | 84000 | 7033 | 3.5 | 3.3 | 48000 | 5861 | 2.4 | Federally-Regulated Commercial & Industrial Equipment | 08/06/2019 |  | 09/23/2019
York International | Coleman | XYE08A(2,4,5)*3******* |  | HSP-A, Single-Package Heat Pum | Heat Pump | 230 | 3 | False |  |  |  | True | Single-Speed | 88000 | 7272 | 12.1 | 10.8 | 16 |  | 84000 | 7033 | 3.5 | 3.3 | 48000 | 5861 | 2.4 | Federally-Regulated Commercial & Industrial Equipment | 08/06/2019 |  | 09/23/2019
York International | Coleman | XYE08A(2,4,5)*3******* |  | HSP-A, Single-Package Heat Pum | Heat Pump | 208 | 3 | False |  |  |  | True | Single-Speed | 88000 | 7272 | 12.1 | 10.8 | 16 |  | 84000 | 7033 | 3.5 | 3.3 | 48000 | 5861 | 2.4 | Federally-Regulated Commercial & Industrial Equipment | 08/06/2019 |  | 09/23/2019
York International | Coleman | XA-08[C,E]**(B,D)(2,4,5)******** |  | HSP-A, Single-Package Heat Pum | Both Heat Pump and Electric Re | 575 | 3 | False |  |  |  | True | Single-Speed | 100000 | 8928 | 11.2 | 11 | 12.4 |  | 94000 | 8102 | 3.4 | 3.3 | 54000 | 7033 | 2.25 | Federally-Regulated Commercial & Industrial Equipment | 06/03/2019 |  | 09/23/2019
York International | Coleman | XA-08[C,E]**(B,D)(2,4,5)******** |  | HSP-A, Single-Package Heat Pum | Both Heat Pump and Electric Re | 460 | 3 | False |  |  |  | True | Single-Speed | 100000 | 8928 | 11.2 | 11 | 12.4 |  | 94000 | 8102 | 3.4 | 3.3 | 54000 | 7033 | 2.25 | Federally-Regulated Commercial & Industrial Equipment | 06/03/2019 |  | 09/23/2019
York International | Coleman | XA-08[C,E]**(B,D)(2,4,5)******** |  | HSP-A, Single-Package Heat Pum | Both Heat Pump and Electric Re | 230 | 3 | False |  |  |  | True | Single-Speed | 100000 | 8928 | 11.2 | 11 | 12.4 |  | 94000 | 8102 | 3.4 | 3.3 | 54000 | 7033 | 2.25 | Federally-Regulated Commercial & Industrial Equipment | 06/03/2019 |  | 09/23/2019
York International | Coleman | XA-08[C,E]**(B,D)(2,4,5)******** |  | HSP-A, Single-Package Heat Pum | Both Heat Pump and Electric Re | 208 | 3 | False |  |  |  | True | Single-Speed | 100000 | 8928 | 11.2 | 11 | 12.4 |  | 94000 | 8102 | 3.4 | 3.3 | 54000 | 7033 | 2.25 | Federally-Regulated Commercial & Industrial Equipment | 06/03/2019 |  | 09/23/2019
York International | Coleman | XXE09A(2,4,5)*3********* |  | HSP-A, Single-Package Heat Pum | Heat Pump | 575 | 3 | False |  |  |  | True | Single-Speed | 102000 | 8644 | 11.8 | 10.8 | 14.4 |  | 94000 | 8223 | 3.35 | 3.3 | 57000 | 7424 | 2.25 | Federally-Regulated Commercial & Industrial Equipment | 06/03/2019 |  | 09/23/2019
York International | Coleman | XXE09A(2,4,5)*3********* |  | HSP-A, Single-Package Heat Pum | Heat Pump | 460 | 3 | False |  |  |  | True | Single-Speed | 102000 | 8644 | 11.8 | 10.8 | 14.4 |  | 94000 | 8223 | 3.35 | 3.3 | 57000 | 7424 | 2.25 | Federally-Regulated Commercial & Industrial Equipment | 06/03/2019 |  | 09/23/2019
York International | Coleman | XXE09A(2,4,5)*3********* |  | HSP-A, Single-Package Heat Pum | Heat Pump | 230 | 3 | False |  |  |  | True | Single-Speed | 102000 | 8644 | 11.8 | 10.8 | 14.4 |  | 94000 | 8223 | 3.35 | 3.3 | 57000 | 7424 | 2.25 | Federally-Regulated Commercial & Industrial Equipment | 06/03/2019 |  | 09/23/2019
York International | Coleman | XXE09A(2,4,5)*3********* |  | HSP-A, Single-Package Heat Pum | Heat Pump | 208 | 3 | False |  |  |  | True | Single-Speed | 102000 | 8644 | 11.8 | 10.8 | 14.4 |  | 94000 | 8223 | 3.35 | 3.3 | 57000 | 7424 | 2.25 | Federally-Regulated Commercial & Industrial Equipment | 06/03/2019 |  | 09/23/2019
York International | Coleman | PH-10C00A*(2,4,5)**** | NS-10C00*(5,6)****** | HRCU-A-CB, Split System: Heat | Heat Pump | 575 | 3 |  | False |  |  | True | Single-Speed | 120000 | 11111 | 10.8 | 10.8 | 13.5 |  | 109000 | 9680 | 3.3 | 3.3 | 63000 | 8206 | 2.25 | Federally-Regulated Commercial & Industrial Equipment | 06/03/2019 |  | 09/23/2019
York International | Coleman | PH-10C00A*(2,4,5)**** | NS-10C00*(5,6)****** | HRCU-A-CB, Split System: Heat | Heat Pump | 460 | 3 |  | False |  |  | True | Single-Speed | 120000 | 11111 | 10.8 | 10.8 | 13.5 |  | 109000 | 9680 | 3.3 | 3.3 | 63000 | 8206 | 2.25 | Federally-Regulated Commercial & Industrial Equipment | 06/03/2019 |  | 09/23/2019
York International | Coleman | PH-10C00A*(2,4,5)**** | NS-10C00*(5,6)****** | HRCU-A-CB, Split System: Heat | Heat Pump | 230 | 3 |  | False |  |  | True | Single-Speed | 120000 | 11111 | 10.8 | 10.8 | 13.5 |  | 109000 | 9680 | 3.3 | 3.3 | 63000 | 8206 | 2.25 | Federally-Regulated Commercial & Industrial Equipment | 06/03/2019 |  | 09/23/2019
York International | Coleman | PH-10C00A*(2,4,5)**** | NS-10C00*(5,6)****** | HRCU-A-CB, Split System: Heat | Heat Pump | 208 | 3 |  | False |  |  | True | Single-Speed | 120000 | 11111 | 10.8 | 10.8 | 13.5 |  | 109000 | 9680 | 3.3 | 3.3 | 63000 | 8206 | 2.25 | Federally-Regulated Commercial & Industrial Equipment | 06/03/2019 |  | 09/23/2019
York International | Coleman | XYE09A(2,4,5)*3******* |  | HSP-A, Single-Package Heat Pum | Heat Pump | 575 | 3 | False |  |  |  | True | Single-Speed | 98000 | 8166 | 12 | 10.8 | 15.8 |  | 96000 | 8275 | 3.4 | 3.3 | 54000 | 7002 | 2.26 | Federally-Regulated Commercial & Industrial Equipment | 06/03/2019 |  | 09/23/2019
York International | Coleman | XYE09A(2,4,5)*3******* |  | HSP-A, Single-Package Heat Pum | Heat Pump | 460 | 3 | False |  |  |  | True | Single-Speed | 98000 | 8166 | 12 | 10.8 | 15.8 |  | 96000 | 8275 | 3.4 | 3.3 | 54000 | 7002 | 2.26 | Federally-Regulated Commercial & Industrial Equipment | 06/03/2019 |  | 09/23/2019
York International | Coleman | XYE09A(2,4,5)*3******* |  | HSP-A, Single-Package Heat Pum | Heat Pump | 230 | 3 | False |  |  |  | True | Single-Speed | 98000 | 8166 | 12 | 10.8 | 15.8 |  | 96000 | 8275 | 3.4 | 3.3 | 54000 | 7002 | 2.26 | Federally-Regulated Commercial & Industrial Equipment | 06/03/2019 |  | 09/23/2019
York International | Coleman | XYE09A(2,4,5)*3******* |  | HSP-A, Single-Package Heat Pum | Heat Pump | 208 | 3 | False |  |  |  | True | Single-Speed | 98000 | 8166 | 12 | 10.8 | 15.8 |  | 96000 | 8275 | 3.4 | 3.3 | 54000 | 7002 | 2.26 | Federally-Regulated Commercial & Industrial Equipment | 06/03/2019 |  | 09/23/2019
York International | Coleman | XA-15C00(P,R,S,U,V,X)(2,4,5)******** |  | HSP-A, Single-Package Heat Pum | Heat Pump | 575 | 3 | False |  |  |  | True | Single-Speed | 176000 | 16603 | 10.6 | 10.4 | 13.2 |  | 162000 | 14653 | 3.24 | 3.2 | 99000 | 14153 | 2.05 | Federally-Regulated Commercial & Industrial Equipment | 08/06/2019 |  | 09/23/2019
York International | Coleman | XA-15C00(P,R,S,U,V,X)(2,4,5)******** |  | HSP-A, Single-Package Heat Pum | Heat Pump | 460 | 3 | False |  |  |  | True | Single-Speed | 176000 | 16603 | 10.6 | 10.4 | 13.2 |  | 162000 | 14653 | 3.24 | 3.2 | 99000 | 14153 | 2.05 | Federally-Regulated Commercial & Industrial Equipment | 08/06/2019 |  | 09/23/2019
York International | Coleman | XA-15C00(P,R,S,U,V,X)(2,4,5)******** |  | HSP-A, Single-Package Heat Pum | Heat Pump | 230 | 3 | False |  |  |  | True | Single-Speed | 176000 | 16603 | 10.6 | 10.4 | 13.2 |  | 162000 | 14653 | 3.24 | 3.2 | 99000 | 14153 | 2.05 | Federally-Regulated Commercial & Industrial Equipment | 08/06/2019 |  | 09/23/2019
York International | Coleman | XA-15C00(P,R,S,U,V,X)(2,4,5)******** |  | HSP-A, Single-Package Heat Pum | Heat Pump | 208 | 3 | False |  |  |  | True | Single-Speed | 176000 | 16603 | 10.6 | 10.4 | 13.2 |  | 162000 | 14653 | 3.24 | 3.2 | 99000 | 14153 | 2.05 | Federally-Regulated Commercial & Industrial Equipment | 08/06/2019 |  | 09/23/2019
York International | Coleman | PJ-20C00A*(T,W,X)***** | NJ-20C00*(X,S)****** | HRCU-A-CB, Split System: Heat | Heat Pump | 575 | 3 |  | False |  |  | True | Single-Speed | 230000 | 21698 | 10.6 | 10.4 | 11.7 |  | 220000 | 19538 | 3.3 | 3.2 | 124000 | 16518 | 2.2 | Federally-Regulated Commercial & Industrial Equipment | 08/06/2019 |  | 09/23/2019
York International | Coleman | PJ-20C00A*(T,W,X)***** | NJ-20C00*(X,S)****** | HRCU-A-CB, Split System: Heat | Heat Pump | 460 | 3 |  | False |  |  | True | Single-Speed | 230000 | 21698 | 10.6 | 10.4 | 11.7 |  | 220000 | 19538 | 3.3 | 3.2 | 124000 | 16518 | 2.2 | Federally-Regulated Commercial & Industrial Equipment | 08/06/2019 |  | 09/23/2019
York International | Coleman | PJ-20C00A*(T,W,X)***** | NJ-20C00*(X,S)****** | HRCU-A-CB, Split System: Heat | Heat Pump | 230 | 3 |  | False |  |  | True | Single-Speed | 230000 | 21698 | 10.6 | 10.4 | 11.7 |  | 220000 | 19538 | 3.3 | 3.2 | 124000 | 16518 | 2.2 | Federally-Regulated Commercial & Industrial Equipment | 08/06/2019 |  | 09/23/2019
York International | Coleman | PJ-20C00A*(T,W,X)***** | NJ-20C00*(X,S)****** | HRCU-A-CB, Split System: Heat | Heat Pump | 208 | 3 |  | False |  |  | True | Single-Speed | 230000 | 21698 | 10.6 | 10.4 | 11.7 |  | 220000 | 19538 | 3.3 | 3.2 | 124000 | 16518 | 2.2 | Federally-Regulated Commercial & Industrial Equipment | 08/06/2019 |  | 09/23/2019
York International | Coleman | XA-20C00(P,R,S,U,V,X)(2,4,5)******** |  | HSP-A, Single-Package Heat Pum | Heat Pump | 575 | 3 | False |  |  |  | True | Single-Speed | 240000 | 25263 | 9.5 | 9.3 | 12 |  | 240000 | 21980 | 3.2 | 3.2 | 136000 | 19443 | 2.05 | Federally-Regulated Commercial & Industrial Equipment | 06/03/2019 |  | 09/23/2019
York International | Coleman | XA-20C00(P,R,S,U,V,X)(2,4,5)******** |  | HSP-A, Single-Package Heat Pum | Heat Pump | 460 | 3 | False |  |  |  | True | Single-Speed | 240000 | 25263 | 9.5 | 9.3 | 12 |  | 240000 | 21980 | 3.2 | 3.2 | 136000 | 19443 | 2.05 | Federally-Regulated Commercial & Industrial Equipment | 06/03/2019 |  | 09/23/2019
York International | Coleman | XA-20C00(P,R,S,U,V,X)(2,4,5)******** |  | HSP-A, Single-Package Heat Pum | Heat Pump | 230 | 3 | False |  |  |  | True | Single-Speed | 240000 | 25263 | 9.5 | 9.3 | 12 |  | 240000 | 21980 | 3.2 | 3.2 | 136000 | 19443 | 2.05 | Federally-Regulated Commercial & Industrial Equipment | 06/03/2019 |  | 09/23/2019
York International | Coleman | XA-20C00(P,R,S,U,V,X)(2,4,5)******** |  | HSP-A, Single-Package Heat Pum | Heat Pump | 208 | 3 | False |  |  |  | True | Single-Speed | 240000 | 25263 | 9.5 | 9.3 | 12 |  | 240000 | 21980 | 3.2 | 3.2 | 136000 | 19443 | 2.05 | Federally-Regulated Commercial & Industrial Equipment | 06/03/2019 |  | 09/23/2019
York International | Coleman | PJ-15C00A*(2,4,5)***** | NW-15C00*(5,6)****** | HRCU-A-CB, Split System: Heat | Heat Pump | 575 | 3 |  | False |  |  | True | Single-Speed | 174000 | 16415 | 10.6 | 10.4 | 14 |  | 160000 | 13791 | 3.4 | 3.2 | 100000 | 13025 | 2.25 | Federally-Regulated Commercial & Industrial Equipment | 06/03/2019 |  | 09/23/2019
York International | Coleman | PJ-15C00A*(2,4,5)***** | NW-15C00*(5,6)****** | HRCU-A-CB, Split System: Heat | Heat Pump | 460 | 3 |  | False |  |  | True | Single-Speed | 174000 | 16415 | 10.6 | 10.4 | 14 |  | 160000 | 13791 | 3.4 | 3.2 | 100000 | 13025 | 2.25 | Federally-Regulated Commercial & Industrial Equipment | 06/03/2019 |  | 09/23/2019
York International | Coleman | PJ-15C00A*(2,4,5)***** | NW-15C00*(5,6)****** | HRCU-A-CB, Split System: Heat | Heat Pump | 230 | 3 |  | False |  |  | True | Single-Speed | 174000 | 16415 | 10.6 | 10.4 | 14 |  | 160000 | 13791 | 3.4 | 3.2 | 100000 | 13025 | 2.25 | Federally-Regulated Commercial & Industrial Equipment | 06/03/2019 |  | 09/23/2019
York International | Coleman | PJ-15C00A*(2,4,5)***** | NW-15C00*(5,6)****** | HRCU-A-CB, Split System: Heat | Heat Pump | 208 | 3 |  | False |  |  | True | Single-Speed | 174000 | 16415 | 10.6 | 10.4 | 14 |  | 160000 | 13791 | 3.4 | 3.2 | 100000 | 13025 | 2.25 | Federally-Regulated Commercial & Industrial Equipment | 06/03/2019 |  | 09/23/2019
York International | Coleman | XYE09A(2,4,5)*1******* |  | HSP-A, Single-Package Heat Pum | Heat Pump | 575 | 3 | False |  |  |  | True | Single-Speed | 98000 | 8166 | 12 | 10.8 | 13.8 |  | 96000 | 8275 | 3.4 | 3.3 | 54000 | 7002 | 2.26 | Federally-Regulated Commercial & Industrial Equipment | 06/03/2019 |  | 09/23/2019
York International | Coleman | XYE09A(2,4,5)*1******* |  | HSP-A, Single-Package Heat Pum | Heat Pump | 460 | 3 | False |  |  |  | True | Single-Speed | 98000 | 8166 | 12 | 10.8 | 13.8 |  | 96000 | 8275 | 3.4 | 3.3 | 54000 | 7002 | 2.26 | Federally-Regulated Commercial & Industrial Equipment | 06/03/2019 |  | 09/23/2019
York International | Coleman | XYE09A(2,4,5)*1******* |  | HSP-A, Single-Package Heat Pum | Heat Pump | 230 | 3 | False |  |  |  | True | Single-Speed | 98000 | 8166 | 12 | 10.8 | 13.8 |  | 96000 | 8275 | 3.4 | 3.3 | 54000 | 7002 | 2.26 | Federally-Regulated Commercial & Industrial Equipment | 06/03/2019 |  | 09/23/2019
York International | Coleman | XYE09A(2,4,5)*1******* |  | HSP-A, Single-Package Heat Pum | Heat Pump | 208 | 3 | False |  |  |  | True | Single-Speed | 98000 | 8166 | 12 | 10.8 | 13.8 |  | 96000 | 8275 | 3.4 | 3.3 | 54000 | 7002 | 2.26 | Federally-Regulated Commercial & Industrial Equipment | 06/03/2019 |  | 09/23/2019
York International | Coleman | XXE08A(2,4,5)*1********* |  | HSP-A, Single-Package Heat Pum | Heat Pump | 575 | 3 | False |  |  |  | True | Single-Speed | 90000 | 7826 | 11.5 | 10.8 | 13.3 |  | 84000 | 7033 | 3.5 | 3.3 | 49000 | 6382 | 2.25 | Federally-Regulated Commercial & Industrial Equipment | 05/01/2019 |  | 09/23/2019
York International | Coleman | XXE08A(2,4,5)*1********* |  | HSP-A, Single-Package Heat Pum | Heat Pump | 460 | 3 | False |  |  |  | True | Single-Speed | 90000 | 7826 | 11.5 | 10.8 | 13.3 |  | 84000 | 7033 | 3.5 | 3.3 | 49000 | 6382 | 2.25 | Federally-Regulated Commercial & Industrial Equipment | 05/01/2019 |  | 09/23/2019
York International | Coleman | XXE08A(2,4,5)*1********* |  | HSP-A, Single-Package Heat Pum | Heat Pump | 230 | 3 | False |  |  |  | True | Single-Speed | 90000 | 7826 | 11.5 | 10.8 | 13.3 |  | 84000 | 7033 | 3.5 | 3.3 | 49000 | 6382 | 2.25 | Federally-Regulated Commercial & Industrial Equipment | 05/01/2019 |  | 09/23/2019
York International | Coleman | XXE08A(2,4,5)*1********* |  | HSP-A, Single-Package Heat Pum | Heat Pump | 208 | 3 | False |  |  |  | True | Single-Speed | 90000 | 7826 | 11.5 | 10.8 | 13.3 |  | 84000 | 7033 | 3.5 | 3.3 | 49000 | 6382 | 2.25 | Federally-Regulated Commercial & Industrial Equipment | 05/01/2019 |  | 09/23/2019
Nordyne, LLC | Mammoth | T6BQ090-C | B6TM090-C | HRCU-A-CB, Split System: Heat | Heat Pump | 230 | 3 |  | False |  |  | True | Dual-Speed | 90000 | 8181 | 11 | 10.8 | 12.7 |  | 86000 | 7637 | 3.3 | 3.3 | 54000 | 6594 | 2.4 | Federally-Regulated Commercial & Industrial Equipment | 05/31/2019 |  | 09/23/2019
Nordyne, LLC | Mammoth | T6BQ090-C | B6TM090-C | HRCU-A-CB, Split System: Heat | Heat Pump | 208 | 3 |  | False |  |  | True | Dual-Speed | 90000 | 8181 | 11 | 10.8 | 12.7 |  | 86000 | 7637 | 3.3 | 3.3 | 54000 | 6594 | 2.4 | Federally-Regulated Commercial & Industrial Equipment | 05/31/2019 |  | 09/23/2019
Nordyne, LLC | Mammoth | T6BQ120-C | B6TM120-C | HRCU-A-CB, Split System: Heat | Heat Pump | 230 | 3 |  | False |  |  | True | Dual-Speed | 116000 | 10545 | 11 | 10.8 | 12.7 |  | 110000 | 9769 | 3.3 | 3.3 | 70000 | 8548 | 2.4 | Federally-Regulated Commercial & Industrial Equipment | 05/31/2019 |  | 09/23/2019
Nordyne, LLC | Mammoth | T6BQ120-C | B6TM120-C | HRCU-A-CB, Split System: Heat | Heat Pump | 208 | 3 |  | False |  |  | True | Dual-Speed | 116000 | 10545 | 11 | 10.8 | 12.7 |  | 110000 | 9769 | 3.3 | 3.3 | 70000 | 8548 | 2.4 | Federally-Regulated Commercial & Industrial Equipment | 05/31/2019 |  | 09/23/2019
Nordyne, LLC | Reznor | T6BQ090-C | B6TM090-C | HRCU-A-CB, Split System: Heat | Heat Pump | 230 | 3 |  | False |  |  | True | Dual-Speed | 90000 | 8181 | 11 | 10.8 | 12.7 |  | 86000 | 7637 | 3.3 | 3.3 | 54000 | 6594 | 2.4 | Federally-Regulated Commercial & Industrial Equipment | 05/31/2019 |  | 09/23/2019
Nordyne, LLC | Reznor | T6BQ090-C | B6TM090-C | HRCU-A-CB, Split System: Heat | Heat Pump | 208 | 3 |  | False |  |  | True | Dual-Speed | 90000 | 8181 | 11 | 10.8 | 12.7 |  | 86000 | 7637 | 3.3 | 3.3 | 54000 | 6594 | 2.4 | Federally-Regulated Commercial & Industrial Equipment | 05/31/2019 |  | 09/23/2019
Nordyne, LLC | Reznor | T6BQ120-C | B6TM120-C | HRCU-A-CB, Split System: Heat | Heat Pump | 230 | 3 |  | False |  |  | True | Dual-Speed | 116000 | 10545 | 11 | 10.8 | 12.7 |  | 110000 | 9769 | 3.3 | 3.3 | 70000 | 8548 | 2.4 | Federally-Regulated Commercial & Industrial Equipment | 05/31/2019 |  | 09/23/2019
Nordyne, LLC | Reznor | T6BQ120-C | B6TM120-C | HRCU-A-CB, Split System: Heat | Heat Pump | 208 | 3 |  | False |  |  | True | Dual-Speed | 116000 | 10545 | 11 | 10.8 | 12.7 |  | 110000 | 9769 | 3.3 | 3.3 | 70000 | 8548 | 2.4 | Federally-Regulated Commercial & Industrial Equipment | 05/31/2019 |  | 09/23/2019
Rheem Sales Company, Inc. | Rheem | RHPDZT102AC*****B |  | HSP-A, Single-Package Heat Pum | Both Heat Pump and Electric Re | 230 | 3 | False |  |  |  | True | Dual-Speed | 97000 | 8818 | 11 | 11 | 14.1 |  | 97000 | 8361 | 3.4 | 3.3 | 58000 | 7554 | 2.25 | Federally-Regulated Commercial & Industrial Equipment | 07/19/2019 |  | 09/23/2019
Rheem Sales Company, Inc. | Rheem | RHPDZT102AC*****B |  | HSP-A, Single-Package Heat Pum | Both Heat Pump and Electric Re | 208 | 3 | False |  |  |  | True | Dual-Speed | 97000 | 8818 | 11 | 11 | 14.1 |  | 97000 | 8361 | 3.4 | 3.3 | 58000 | 7554 | 2.25 | Federally-Regulated Commercial & Industrial Equipment | 07/19/2019 |  | 09/23/2019
Rheem Sales Company, Inc. | Rheem | RPWL-090C | RHGM-090Z | HRCU-A-CB, Split System: Heat | Heat Pump | 230 | 3 |  | False |  |  | False | Single-Speed | 86000 | 7818 | 11 | 10.8 | 12.6 |  | 90000 | 7992 | 3.3 | 3.3 | 55000 | 7326 | 2.2 | Federally-Regulated Commercial & Industrial Equipment | 05/31/2019 |  | 09/23/2019
Rheem Sales Company, Inc. | Rheem | RPWL-090C | RHGM-090Z | HRCU-A-CB, Split System: Heat | Heat Pump | 208 | 3 |  | False |  |  | False | Single-Speed | 86000 | 7818 | 11 | 10.8 | 12.6 |  | 90000 | 7992 | 3.3 | 3.3 | 55000 | 7326 | 2.2 | Federally-Regulated Commercial & Industrial Equipment | 05/31/2019 |  | 09/23/2019
Rheem Sales Company, Inc. | Rheem | RHPDZS090AC*****B |  | HSP-A, Single-Package Heat Pum | Both Heat Pump and Electric Re | 230 | 3 | False |  |  |  | True | Dual-Speed | 86000 | 7818 | 11 | 11 | 12.2 |  | 84000 | 7460 | 3.3 | 3.3 | 48000 | 6252 | 2.25 | Federally-Regulated Commercial & Industrial Equipment | 05/31/2019 |  | 09/23/2019
Rheem Sales Company, Inc. | Rheem | RHPDZS090AC*****B |  | HSP-A, Single-Package Heat Pum | Both Heat Pump and Electric Re | 208 | 3 | False |  |  |  | True | Dual-Speed | 86000 | 7818 | 11 | 11 | 12.2 |  | 84000 | 7460 | 3.3 | 3.3 | 48000 | 6252 | 2.25 | Federally-Regulated Commercial & Industrial Equipment | 05/31/2019 |  | 09/23/2019
Rheem Sales Company, Inc. | Rheem | RHPDZS102AC*****B |  | HSP-A, Single-Package Heat Pum | Both Heat Pump and Electric Re | 230 | 3 | False |  |  |  | True | Dual-Speed | 97000 | 8818 | 11 | 11 | 12.2 |  | 97000 | 8614 | 3.3 | 3.3 | 58000 | 7554 | 2.25 | Federally-Regulated Commercial & Industrial Equipment | 07/19/2019 |  | 09/23/2019
Rheem Sales Company, Inc. | Rheem | RHPDZS102AC*****B |  | HSP-A, Single-Package Heat Pum | Both Heat Pump and Electric Re | 208 | 3 | False |  |  |  | True | Dual-Speed | 97000 | 8818 | 11 | 11 | 12.2 |  | 97000 | 8614 | 3.3 | 3.3 | 58000 | 7554 | 2.25 | Federally-Regulated Commercial & Industrial Equipment | 07/19/2019 |  | 09/23/2019
Rheem Sales Company, Inc. | Rheem | RHPDZS120AC*****B |  | HSP-A, Single-Package Heat Pum | Both Heat Pump and Electric Re | 230 | 3 | False |  |  |  | True | Dual-Speed | 114000 | 10363 | 11 | 11 | 12.2 |  | 112000 | 9946 | 3.3 | 3.3 | 68000 | 8857 | 2.25 | Federally-Regulated Commercial & Industrial Equipment | 05/31/2019 |  | 09/23/2019
Rheem Sales Company, Inc. | Rheem | RHPDZS120AC*****B |  | HSP-A, Single-Package Heat Pum | Both Heat Pump and Electric Re | 208 | 3 | False |  |  |  | True | Dual-Speed | 114000 | 10363 | 11 | 11 | 12.2 |  | 112000 | 9946 | 3.3 | 3.3 | 68000 | 8857 | 2.25 | Federally-Regulated Commercial & Industrial Equipment | 05/31/2019 |  | 09/23/2019
Rheem Sales Company, Inc. | Ruud | RHPDZS102AC*****B |  | HSP-A, Single-Package Heat Pum | Both Heat Pump and Electric Re | 230 | 3 | False |  |  |  | True | Dual-Speed | 97000 | 8818 | 11 | 11 | 12.2 |  | 97000 | 8614 | 3.3 | 3.3 | 58000 | 7554 | 2.25 | Federally-Regulated Commercial & Industrial Equipment | 07/19/2019 |  | 09/23/2019
Rheem Sales Company, Inc. | Ruud | RHPDZS102AC*****B |  | HSP-A, Single-Package Heat Pum | Both Heat Pump and Electric Re | 208 | 3 | False |  |  |  | True | Dual-Speed | 97000 | 8818 | 11 | 11 | 12.2 |  | 97000 | 8614 | 3.3 | 3.3 | 58000 | 7554 | 2.25 | Federally-Regulated Commercial & Industrial Equipment | 07/19/2019 |  | 09/23/2019
Rheem Sales Company, Inc. | Ruud | RPWL-090C | RHGM-090Z | HRCU-A-CB, Split System: Heat | Heat Pump | 230 | 3 |  | False |  |  | False | Single-Speed | 86000 | 7818 | 11 | 10.8 | 12.6 |  | 90000 | 7992 | 3.3 | 3.3 | 55000 | 7326 | 2.2 | Federally-Regulated Commercial & Industrial Equipment | 05/31/2019 |  | 09/23/2019
Rheem Sales Company, Inc. | Ruud | RPWL-090C | RHGM-090Z | HRCU-A-CB, Split System: Heat | Heat Pump | 208 | 3 |  | False |  |  | False | Single-Speed | 86000 | 7818 | 11 | 10.8 | 12.6 |  | 90000 | 7992 | 3.3 | 3.3 | 55000 | 7326 | 2.2 | Federally-Regulated Commercial & Industrial Equipment | 05/31/2019 |  | 09/23/2019
Rheem Sales Company, Inc. | Ruud | RHPDZS090AC*****B |  | HSP-A, Single-Package Heat Pum | Both Heat Pump and Electric Re | 230 | 3 | False |  |  |  | True | Dual-Speed | 86000 | 7818 | 11 | 11 | 12.2 |  | 84000 | 7460 | 3.3 | 3.3 | 48000 | 6252 | 2.25 | Federally-Regulated Commercial & Industrial Equipment | 05/31/2019 |  | 09/23/2019
Rheem Sales Company, Inc. | Ruud | RHPDZS090AC*****B |  | HSP-A, Single-Package Heat Pum | Both Heat Pump and Electric Re | 208 | 3 | False |  |  |  | True | Dual-Speed | 86000 | 7818 | 11 | 11 | 12.2 |  | 84000 | 7460 | 3.3 | 3.3 | 48000 | 6252 | 2.25 | Federally-Regulated Commercial & Industrial Equipment | 05/31/2019 |  | 09/23/2019
Rheem Sales Company, Inc. | Ruud | RHPDZS120AC*****B |  | HSP-A, Single-Package Heat Pum | Both Heat Pump and Electric Re | 230 | 3 | False |  |  |  | True | Dual-Speed | 114000 | 10363 | 11 | 11 | 12.2 |  | 112000 | 9946 | 3.3 | 3.3 | 68000 | 8857 | 2.25 | Federally-Regulated Commercial & Industrial Equipment | 05/31/2019 |  | 09/23/2019
Rheem Sales Company, Inc. | Ruud | RHPDZS120AC*****B |  | HSP-A, Single-Package Heat Pum | Both Heat Pump and Electric Re | 208 | 3 | False |  |  |  | True | Dual-Speed | 114000 | 10363 | 11 | 11 | 12.2 |  | 112000 | 9946 | 3.3 | 3.3 | 68000 | 8857 | 2.25 | Federally-Regulated Commercial & Industrial Equipment | 05/31/2019 |  | 09/23/2019
Rheem Sales Company, Inc. | Ruud | RHPDZT102AC*****B |  | HSP-A, Single-Package Heat Pum | Both Heat Pump and Electric Re | 230 | 3 | False |  |  |  | True | Dual-Speed | 97000 | 8818 | 11 | 11 | 14.1 |  | 97000 | 8361 | 3.4 | 3.3 | 58000 | 7554 | 2.25 | Federally-Regulated Commercial & Industrial Equipment | 07/19/2019 |  | 09/23/2019
Rheem Sales Company, Inc. | Ruud | RHPDZT102AC*****B |  | HSP-A, Single-Package Heat Pum | Both Heat Pump and Electric Re | 208 | 3 | False |  |  |  | True | Dual-Speed | 97000 | 8818 | 11 | 11 | 14.1 |  | 97000 | 8361 | 3.4 | 3.3 | 58000 | 7554 | 2.25 | Federally-Regulated Commercial & Industrial Equipment | 07/19/2019 |  | 09/23/2019
York International | Luxaire | XA-12[C,E]**(P,R,S,U,V,X)(2,4,5)*******2 |  | HSP-A, Single-Package Heat Pum | Both Heat Pump and Electric Re | 575 | 3 | False |  |  |  | True | Single-Speed | 146000 | 13773 | 10.6 | 10.6 | 13.5 |  | 135000 | 12364 | 3.2 | 3.2 | 90000 | 12866 | 2.05 | Federally-Regulated Commercial & Industrial Equipment | 06/03/2019 |  | 09/23/2019
York International | Luxaire | XA-12[C,E]**(P,R,S,U,V,X)(2,4,5)*******2 |  | HSP-A, Single-Package Heat Pum | Both Heat Pump and Electric Re | 460 | 3 | False |  |  |  | True | Single-Speed | 146000 | 13773 | 10.6 | 10.6 | 13.5 |  | 135000 | 12364 | 3.2 | 3.2 | 90000 | 12866 | 2.05 | Federally-Regulated Commercial & Industrial Equipment | 06/03/2019 |  | 09/23/2019
York International | Luxaire | XA-12[C,E]**(P,R,S,U,V,X)(2,4,5)*******2 |  | HSP-A, Single-Package Heat Pum | Both Heat Pump and Electric Re | 230 | 3 | False |  |  |  | True | Single-Speed | 146000 | 13773 | 10.6 | 10.6 | 13.5 |  | 135000 | 12364 | 3.2 | 3.2 | 90000 | 12866 | 2.05 | Federally-Regulated Commercial & Industrial Equipment | 06/03/2019 |  | 09/23/2019
York International | Luxaire | XA-12[C,E]**(P,R,S,U,V,X)(2,4,5)*******2 |  | HSP-A, Single-Package Heat Pum | Both Heat Pump and Electric Re | 208 | 3 | False |  |  |  | True | Single-Speed | 146000 | 13773 | 10.6 | 10.6 | 13.5 |  | 135000 | 12364 | 3.2 | 3.2 | 90000 | 12866 | 2.05 | Federally-Regulated Commercial & Industrial Equipment | 06/03/2019 |  | 09/23/2019
York International | Luxaire | PH-07C00A*(2,4,5)***** | NS-07C00*(5,6)****** | HRCU-A-CB, Split System: Heat | Heat Pump | 575 | 3 |  | False |  |  | True | Single-Speed | 89000 | 8090 | 11 | 10.8 | 12.4 |  | 82000 | 7282 | 3.3 | 3.3 | 49000 | 6243 | 2.3 | Federally-Regulated Commercial & Industrial Equipment | 06/03/2019 |  | 09/23/2019
York International | Luxaire | PH-07C00A*(2,4,5)***** | NS-07C00*(5,6)****** | HRCU-A-CB, Split System: Heat | Heat Pump | 460 | 3 |  | False |  |  | True | Single-Speed | 89000 | 8090 | 11 | 10.8 | 12.4 |  | 82000 | 7282 | 3.3 | 3.3 | 49000 | 6243 | 2.3 | Federally-Regulated Commercial & Industrial Equipment | 06/03/2019 |  | 09/23/2019
York International | Luxaire | PH-07C00A*(2,4,5)***** | NS-07C00*(5,6)****** | HRCU-A-CB, Split System: Heat | Heat Pump | 230 | 3 |  | False |  |  | True | Single-Speed | 89000 | 8090 | 11 | 10.8 | 12.4 |  | 82000 | 7282 | 3.3 | 3.3 | 49000 | 6243 | 2.3 | Federally-Regulated Commercial & Industrial Equipment | 06/03/2019 |  | 09/23/2019
York International | Luxaire | PH-07C00A*(2,4,5)***** | NS-07C00*(5,6)****** | HRCU-A-CB, Split System: Heat | Heat Pump | 208 | 3 |  | False |  |  | True | Single-Speed | 89000 | 8090 | 11 | 10.8 | 12.4 |  | 82000 | 7282 | 3.3 | 3.3 | 49000 | 6243 | 2.3 | Federally-Regulated Commercial & Industrial Equipment | 06/03/2019 |  | 09/23/2019
York International | Luxaire | XXE12A(2,4,5)*3********* |  | HSP-A, Single-Package Heat Pum | Heat Pump | 575 | 3 | False |  |  |  | True | Single-Speed | 116000 | 10545 | 11 | 10.8 | 13.4 |  | 108000 | 9591 | 3.3 | 3.3 | 62000 | 8075 | 2.25 | Federally-Regulated Commercial & Industrial Equipment | 06/03/2019 |  | 09/23/2019
York International | Luxaire | XXE12A(2,4,5)*3********* |  | HSP-A, Single-Package Heat Pum | Heat Pump | 460 | 3 | False |  |  |  | True | Single-Speed | 116000 | 10545 | 11 | 10.8 | 13.4 |  | 108000 | 9591 | 3.3 | 3.3 | 62000 | 8075 | 2.25 | Federally-Regulated Commercial & Industrial Equipment | 06/03/2019 |  | 09/23/2019
York International | Luxaire | XXE12A(2,4,5)*3********* |  | HSP-A, Single-Package Heat Pum | Heat Pump | 230 | 3 | False |  |  |  | True | Single-Speed | 116000 | 10545 | 11 | 10.8 | 13.4 |  | 108000 | 9591 | 3.3 | 3.3 | 62000 | 8075 | 2.25 | Federally-Regulated Commercial & Industrial Equipment | 06/03/2019 |  | 09/23/2019
York International | Luxaire | XXE12A(2,4,5)*3********* |  | HSP-A, Single-Package Heat Pum | Heat Pump | 208 | 3 | False |  |  |  | True | Single-Speed | 116000 | 10545 | 11 | 10.8 | 13.4 |  | 108000 | 9591 | 3.3 | 3.3 | 62000 | 8075 | 2.25 | Federally-Regulated Commercial & Industrial Equipment | 06/03/2019 |  | 09/23/2019
York International | Luxaire | XXE09A(2,4,5)*3********* |  | HSP-A, Single-Package Heat Pum | Heat Pump | 575 | 3 | False |  |  |  | True | Single-Speed | 102000 | 8644 | 11.8 | 10.8 | 14.4 |  | 94000 | 8223 | 3.35 | 3.3 | 57000 | 7424 | 2.25 | Federally-Regulated Commercial & Industrial Equipment | 06/03/2019 |  | 09/23/2019
York International | Luxaire | XXE09A(2,4,5)*3********* |  | HSP-A, Single-Package Heat Pum | Heat Pump | 460 | 3 | False |  |  |  | True | Single-Speed | 102000 | 8644 | 11.8 | 10.8 | 14.4 |  | 94000 | 8223 | 3.35 | 3.3 | 57000 | 7424 | 2.25 | Federally-Regulated Commercial & Industrial Equipment | 06/03/2019 |  | 09/23/2019
York International | Luxaire | XXE09A(2,4,5)*3********* |  | HSP-A, Single-Package Heat Pum | Heat Pump | 230 | 3 | False |  |  |  | True | Single-Speed | 102000 | 8644 | 11.8 | 10.8 | 14.4 |  | 94000 | 8223 | 3.35 | 3.3 | 57000 | 7424 | 2.25 | Federally-Regulated Commercial & Industrial Equipment | 06/03/2019 |  | 09/23/2019
York International | Luxaire | XXE09A(2,4,5)*3********* |  | HSP-A, Single-Package Heat Pum | Heat Pump | 208 | 3 | False |  |  |  | True | Single-Speed | 102000 | 8644 | 11.8 | 10.8 | 14.4 |  | 94000 | 8223 | 3.35 | 3.3 | 57000 | 7424 | 2.25 | Federally-Regulated Commercial & Industrial Equipment | 06/03/2019 |  | 09/23/2019
York International | Luxaire | XYE09A(2,4,5)*1******* |  | HSP-A, Single-Package Heat Pum | Heat Pump | 575 | 3 | False |  |  |  | True | Single-Speed | 98000 | 8166 | 12 | 10.8 | 13.8 |  | 96000 | 8275 | 3.4 | 3.3 | 54000 | 7002 | 2.26 | Federally-Regulated Commercial & Industrial Equipment | 06/03/2019 |  | 09/23/2019
York International | Luxaire | XYE09A(2,4,5)*1******* |  | HSP-A, Single-Package Heat Pum | Heat Pump | 460 | 3 | False |  |  |  | True | Single-Speed | 98000 | 8166 | 12 | 10.8 | 13.8 |  | 96000 | 8275 | 3.4 | 3.3 | 54000 | 7002 | 2.26 | Federally-Regulated Commercial & Industrial Equipment | 06/03/2019 |  | 09/23/2019
York International | Luxaire | XYE09A(2,4,5)*1******* |  | HSP-A, Single-Package Heat Pum | Heat Pump | 230 | 3 | False |  |  |  | True | Single-Speed | 98000 | 8166 | 12 | 10.8 | 13.8 |  | 96000 | 8275 | 3.4 | 3.3 | 54000 | 7002 | 2.26 | Federally-Regulated Commercial & Industrial Equipment | 06/03/2019 |  | 09/23/2019
York International | Luxaire | XYE09A(2,4,5)*1******* |  | HSP-A, Single-Package Heat Pum | Heat Pump | 208 | 3 | False |  |  |  | True | Single-Speed | 98000 | 8166 | 12 | 10.8 | 13.8 |  | 96000 | 8275 | 3.4 | 3.3 | 54000 | 7002 | 2.26 | Federally-Regulated Commercial & Industrial Equipment | 06/03/2019 |  | 09/23/2019
York International | Luxaire | XA-07[C,E]**(P,R,S,U,V,X)(2,4,5)******** |  | HSP-A, Single-Package Heat Pum | Both Heat Pump and Electric Re | 575 | 3 | False |  |  |  | True | Single-Speed | 90000 | 7894 | 11.4 | 11 | 12.6 |  | 88000 | 7585 | 3.4 | 3.3 | 51000 | 6643 | 2.25 | Federally-Regulated Commercial & Industrial Equipment | 06/03/2019 |  | 09/23/2019
York International | Luxaire | XA-07[C,E]**(P,R,S,U,V,X)(2,4,5)******** |  | HSP-A, Single-Package Heat Pum | Both Heat Pump and Electric Re | 460 | 3 | False |  |  |  | True | Single-Speed | 90000 | 7894 | 11.4 | 11 | 12.6 |  | 88000 | 7585 | 3.4 | 3.3 | 51000 | 6643 | 2.25 | Federally-Regulated Commercial & Industrial Equipment | 06/03/2019 |  | 09/23/2019
York International | Luxaire | XA-07[C,E]**(P,R,S,U,V,X)(2,4,5)******** |  | HSP-A, Single-Package Heat Pum | Both Heat Pump and Electric Re | 230 | 3 | False |  |  |  | True | Single-Speed | 90000 | 7894 | 11.4 | 11 | 12.6 |  | 88000 | 7585 | 3.4 | 3.3 | 51000 | 6643 | 2.25 | Federally-Regulated Commercial & Industrial Equipment | 06/03/2019 |  | 09/23/2019
York International | Luxaire | XA-07[C,E]**(P,R,S,U,V,X)(2,4,5)******** |  | HSP-A, Single-Package Heat Pum | Both Heat Pump and Electric Re | 208 | 3 | False |  |  |  | True | Single-Speed | 90000 | 7894 | 11.4 | 11 | 12.6 |  | 88000 | 7585 | 3.4 | 3.3 | 51000 | 6643 | 2.25 | Federally-Regulated Commercial & Industrial Equipment | 06/03/2019 |  | 09/23/2019
York International | Luxaire | XA-06[C,E]**(P,R,S,U,V,X)(2,4,5)******** |  | HSP-A, Single-Package Heat Pum | Both Heat Pump and Electric Re | 575 | 3 | False |  |  |  | True | Single-Speed | 78000 | 6500 | 12 | 11 | 13.2 |  | 75000 | 6464 | 3.4 | 3.3 | 43000 | 5600 | 2.25 | Federally-Regulated Commercial & Industrial Equipment | 06/03/2019 |  | 09/23/2019
York International | Luxaire | XA-06[C,E]**(P,R,S,U,V,X)(2,4,5)******** |  | HSP-A, Single-Package Heat Pum | Both Heat Pump and Electric Re | 460 | 3 | False |  |  |  | True | Single-Speed | 78000 | 6500 | 12 | 11 | 13.2 |  | 75000 | 6464 | 3.4 | 3.3 | 43000 | 5600 | 2.25 | Federally-Regulated Commercial & Industrial Equipment | 06/03/2019 |  | 09/23/2019
York International | Luxaire | XA-06[C,E]**(P,R,S,U,V,X)(2,4,5)******** |  | HSP-A, Single-Package Heat Pum | Both Heat Pump and Electric Re | 230 | 3 | False |  |  |  | True | Single-Speed | 78000 | 6500 | 12 | 11 | 13.2 |  | 75000 | 6464 | 3.4 | 3.3 | 43000 | 5600 | 2.25 | Federally-Regulated Commercial & Industrial Equipment | 06/03/2019 |  | 09/23/2019
York International | Luxaire | XA-06[C,E]**(P,R,S,U,V,X)(2,4,5)******** |  | HSP-A, Single-Package Heat Pum | Both Heat Pump and Electric Re | 208 | 3 | False |  |  |  | True | Single-Speed | 78000 | 6500 | 12 | 11 | 13.2 |  | 75000 | 6464 | 3.4 | 3.3 | 43000 | 5600 | 2.25 | Federally-Regulated Commercial & Industrial Equipment | 06/03/2019 |  | 09/23/2019
York International | Luxaire | XA-08[C,E]**(P,R,S,U,V,X)(2,4,5)******** |  | HSP-A, Single-Package Heat Pum | Both Heat Pump and Electric Re | 575 | 3 | False |  |  |  | True | Single-Speed | 100000 | 8928 | 11.2 | 11 | 13.5 |  | 94000 | 8102 | 3.4 | 3.3 | 54000 | 7033 | 2.25 | Federally-Regulated Commercial & Industrial Equipment | 06/03/2019 |  | 09/23/2019
York International | Luxaire | XA-08[C,E]**(P,R,S,U,V,X)(2,4,5)******** |  | HSP-A, Single-Package Heat Pum | Both Heat Pump and Electric Re | 460 | 3 | False |  |  |  | True | Single-Speed | 100000 | 8928 | 11.2 | 11 | 13.5 |  | 94000 | 8102 | 3.4 | 3.3 | 54000 | 7033 | 2.25 | Federally-Regulated Commercial & Industrial Equipment | 06/03/2019 |  | 09/23/2019
York International | Luxaire | XA-08[C,E]**(P,R,S,U,V,X)(2,4,5)******** |  | HSP-A, Single-Package Heat Pum | Both Heat Pump and Electric Re | 230 | 3 | False |  |  |  | True | Single-Speed | 100000 | 8928 | 11.2 | 11 | 13.5 |  | 94000 | 8102 | 3.4 | 3.3 | 54000 | 7033 | 2.25 | Federally-Regulated Commercial & Industrial Equipment | 06/03/2019 |  | 09/23/2019
York International | Luxaire | XA-08[C,E]**(P,R,S,U,V,X)(2,4,5)******** |  | HSP-A, Single-Package Heat Pum | Both Heat Pump and Electric Re | 208 | 3 | False |  |  |  | True | Single-Speed | 100000 | 8928 | 11.2 | 11 | 13.5 |  | 94000 | 8102 | 3.4 | 3.3 | 54000 | 7033 | 2.25 | Federally-Regulated Commercial & Industrial Equipment | 06/03/2019 |  | 09/23/2019
York International | Luxaire | XXE08A(2,4,5)*3********* |  | HSP-A, Single-Package Heat Pum | Heat Pump | 575 | 3 | False |  |  |  | True | Single-Speed | 90000 | 7826 | 11.5 | 10.8 | 15.1 |  | 84000 | 7033 | 3.5 | 3.3 | 49000 | 6382 | 2.25 | Federally-Regulated Commercial & Industrial Equipment | 06/03/2019 |  | 09/23/2019
York International | Luxaire | XXE08A(2,4,5)*3********* |  | HSP-A, Single-Package Heat Pum | Heat Pump | 460 | 3 | False |  |  |  | True | Single-Speed | 90000 | 7826 | 11.5 | 10.8 | 15.1 |  | 84000 | 7033 | 3.5 | 3.3 | 49000 | 6382 | 2.25 | Federally-Regulated Commercial & Industrial Equipment | 06/03/2019 |  | 09/23/2019
York International | Luxaire | XXE08A(2,4,5)*3********* |  | HSP-A, Single-Package Heat Pum | Heat Pump | 230 | 3 | False |  |  |  | True | Single-Speed | 90000 | 7826 | 11.5 | 10.8 | 15.1 |  | 84000 | 7033 | 3.5 | 3.3 | 49000 | 6382 | 2.25 | Federally-Regulated Commercial & Industrial Equipment | 06/03/2019 |  | 09/23/2019
York International | Luxaire | XXE08A(2,4,5)*3********* |  | HSP-A, Single-Package Heat Pum | Heat Pump | 208 | 3 | False |  |  |  | True | Single-Speed | 90000 | 7826 | 11.5 | 10.8 | 15.1 |  | 84000 | 7033 | 3.5 | 3.3 | 49000 | 6382 | 2.25 | Federally-Regulated Commercial & Industrial Equipment | 06/03/2019 |  | 09/23/2019
York International | Luxaire | XYE08A(2,4,5)*3******* |  | HSP-A, Single-Package Heat Pum | Heat Pump | 575 | 3 | False |  |  |  | True | Single-Speed | 88000 | 7272 | 12.1 | 10.8 | 16 |  | 84000 | 7033 | 3.5 | 3.3 | 48000 | 5861 | 2.4 | Federally-Regulated Commercial & Industrial Equipment | 08/06/2019 |  | 09/23/2019
York International | Luxaire | XYE08A(2,4,5)*3******* |  | HSP-A, Single-Package Heat Pum | Heat Pump | 460 | 3 | False |  |  |  | True | Single-Speed | 88000 | 7272 | 12.1 | 10.8 | 16 |  | 84000 | 7033 | 3.5 | 3.3 | 48000 | 5861 | 2.4 | Federally-Regulated Commercial & Industrial Equipment | 08/06/2019 |  | 09/23/2019
York International | Luxaire | XYE08A(2,4,5)*3******* |  | HSP-A, Single-Package Heat Pum | Heat Pump | 230 | 3 | False |  |  |  | True | Single-Speed | 88000 | 7272 | 12.1 | 10.8 | 16 |  | 84000 | 7033 | 3.5 | 3.3 | 48000 | 5861 | 2.4 | Federally-Regulated Commercial & Industrial Equipment | 08/06/2019 |  | 09/23/2019
York International | Luxaire | XYE08A(2,4,5)*3******* |  | HSP-A, Single-Package Heat Pum | Heat Pump | 208 | 3 | False |  |  |  | True | Single-Speed | 88000 | 7272 | 12.1 | 10.8 | 16 |  | 84000 | 7033 | 3.5 | 3.3 | 48000 | 5861 | 2.4 | Federally-Regulated Commercial & Industrial Equipment | 08/06/2019 |  | 09/23/2019
York International | Luxaire | XYE07A(2,4,5)*1******* |  | HSP-A, Single-Package Heat Pum | Heat Pump | 575 | 3 | False |  |  |  | True | Single-Speed | 71000 | 5916 | 12 | 10.8 | 13.2 |  | 69000 | 5947 | 3.4 | 3.3 | 39000 | 4762 | 2.4 | Federally-Regulated Commercial & Industrial Equipment | 06/03/2019 |  | 09/23/2019
York International | Luxaire | XYE07A(2,4,5)*1******* |  | HSP-A, Single-Package Heat Pum | Heat Pump | 460 | 3 | False |  |  |  | True | Single-Speed | 71000 | 5916 | 12 | 10.8 | 13.2 |  | 69000 | 5947 | 3.4 | 3.3 | 39000 | 4762 | 2.4 | Federally-Regulated Commercial & Industrial Equipment | 06/03/2019 |  | 09/23/2019
York International | Luxaire | XYE07A(2,4,5)*1******* |  | HSP-A, Single-Package Heat Pum | Heat Pump | 230 | 3 | False |  |  |  | True | Single-Speed | 71000 | 5916 | 12 | 10.8 | 13.2 |  | 69000 | 5947 | 3.4 | 3.3 | 39000 | 4762 | 2.4 | Federally-Regulated Commercial & Industrial Equipment | 06/03/2019 |  | 09/23/2019
York International | Luxaire | XYE07A(2,4,5)*1******* |  | HSP-A, Single-Package Heat Pum | Heat Pump | 208 | 3 | False |  |  |  | True | Single-Speed | 71000 | 5916 | 12 | 10.8 | 13.2 |  | 69000 | 5947 | 3.4 | 3.3 | 39000 | 4762 | 2.4 | Federally-Regulated Commercial & Industrial Equipment | 06/03/2019 |  | 09/23/2019
York International | Luxaire | XXE08A(2,4,5)*1********* |  | HSP-A, Single-Package Heat Pum | Heat Pump | 575 | 3 | False |  |  |  | True | Single-Speed | 90000 | 7826 | 11.5 | 10.8 | 13.3 |  | 84000 | 7033 | 3.5 | 3.3 | 49000 | 6382 | 2.25 | Federally-Regulated Commercial & Industrial Equipment | 06/03/2019 |  | 09/23/2019
York International | Luxaire | XXE08A(2,4,5)*1********* |  | HSP-A, Single-Package Heat Pum | Heat Pump | 460 | 3 | False |  |  |  | True | Single-Speed | 90000 | 7826 | 11.5 | 10.8 | 13.3 |  | 84000 | 7033 | 3.5 | 3.3 | 49000 | 6382 | 2.25 | Federally-Regulated Commercial & Industrial Equipment | 06/03/2019 |  | 09/23/2019
York International | Luxaire | XXE08A(2,4,5)*1********* |  | HSP-A, Single-Package Heat Pum | Heat Pump | 230 | 3 | False |  |  |  | True | Single-Speed | 90000 | 7826 | 11.5 | 10.8 | 13.3 |  | 84000 | 7033 | 3.5 | 3.3 | 49000 | 6382 | 2.25 | Federally-Regulated Commercial & Industrial Equipment | 06/03/2019 |  | 09/23/2019
York International | Luxaire | XXE08A(2,4,5)*1********* |  | HSP-A, Single-Package Heat Pum | Heat Pump | 208 | 3 | False |  |  |  | True | Single-Speed | 90000 | 7826 | 11.5 | 10.8 | 13.3 |  | 84000 | 7033 | 3.5 | 3.3 | 49000 | 6382 | 2.25 | Federally-Regulated Commercial & Industrial Equipment | 06/03/2019 |  | 09/23/2019
York International | Luxaire | XA-20C00(P,R,S,U,V,X)(2,4,5)******** |  | HSP-A, Single-Package Heat Pum | Heat Pump | 575 | 3 | False |  |  |  | True | Single-Speed | 240000 | 25263 | 9.5 | 9.3 | 12 |  | 240000 | 21980 | 3.2 | 3.2 | 136000 | 19443 | 2.05 | Federally-Regulated Commercial & Industrial Equipment | 06/03/2019 |  | 09/23/2019
York International | Luxaire | XA-20C00(P,R,S,U,V,X)(2,4,5)******** |  | HSP-A, Single-Package Heat Pum | Heat Pump | 460 | 3 | False |  |  |  | True | Single-Speed | 240000 | 25263 | 9.5 | 9.3 | 12 |  | 240000 | 21980 | 3.2 | 3.2 | 136000 | 19443 | 2.05 | Federally-Regulated Commercial & Industrial Equipment | 06/03/2019 |  | 09/23/2019
York International | Luxaire | XA-20C00(P,R,S,U,V,X)(2,4,5)******** |  | HSP-A, Single-Package Heat Pum | Heat Pump | 230 | 3 | False |  |  |  | True | Single-Speed | 240000 | 25263 | 9.5 | 9.3 | 12 |  | 240000 | 21980 | 3.2 | 3.2 | 136000 | 19443 | 2.05 | Federally-Regulated Commercial & Industrial Equipment | 06/03/2019 |  | 09/23/2019
York International | Luxaire | XA-20C00(P,R,S,U,V,X)(2,4,5)******** |  | HSP-A, Single-Package Heat Pum | Heat Pump | 208 | 3 | False |  |  |  | True | Single-Speed | 240000 | 25263 | 9.5 | 9.3 | 12 |  | 240000 | 21980 | 3.2 | 3.2 | 136000 | 19443 | 2.05 | Federally-Regulated Commercial & Industrial Equipment | 06/03/2019 |  | 09/23/2019
York International | Luxaire | PJ-15C00A*(2,4,5)***** | NW-15C00*(5,6)****** | HRCU-A-CB, Split System: Heat | Heat Pump | 575 | 3 |  | False |  |  | True | Single-Speed | 174000 | 16415 | 10.6 | 10.4 | 14 |  | 160000 | 13791 | 3.4 | 3.2 | 100000 | 13025 | 2.25 | Federally-Regulated Commercial & Industrial Equipment | 06/03/2019 |  | 09/23/2019
York International | Luxaire | PJ-15C00A*(2,4,5)***** | NW-15C00*(5,6)****** | HRCU-A-CB, Split System: Heat | Heat Pump | 460 | 3 |  | False |  |  | True | Single-Speed | 174000 | 16415 | 10.6 | 10.4 | 14 |  | 160000 | 13791 | 3.4 | 3.2 | 100000 | 13025 | 2.25 | Federally-Regulated Commercial & Industrial Equipment | 06/03/2019 |  | 09/23/2019
York International | Luxaire | PJ-15C00A*(2,4,5)***** | NW-15C00*(5,6)****** | HRCU-A-CB, Split System: Heat | Heat Pump | 230 | 3 |  | False |  |  | True | Single-Speed | 174000 | 16415 | 10.6 | 10.4 | 14 |  | 160000 | 13791 | 3.4 | 3.2 | 100000 | 13025 | 2.25 | Federally-Regulated Commercial & Industrial Equipment | 06/03/2019 |  | 09/23/2019
York International | Luxaire | PJ-15C00A*(2,4,5)***** | NW-15C00*(5,6)****** | HRCU-A-CB, Split System: Heat | Heat Pump | 208 | 3 |  | False |  |  | True | Single-Speed | 174000 | 16415 | 10.6 | 10.4 | 14 |  | 160000 | 13791 | 3.4 | 3.2 | 100000 | 13025 | 2.25 | Federally-Regulated Commercial & Industrial Equipment | 06/03/2019 |  | 09/23/2019
York International | Luxaire | XXEA7A(2,4,5)*1********* |  | HSP-A, Single-Package Heat Pum | Heat Pump | 575 | 3 | False |  |  |  | True | Single-Speed | 66000 | 6000 | 11 | 10.8 | 12.7 |  | 65000 | 5442 | 3.5 | 3.3 | 35000 | 4459 | 2.3 | Federally-Regulated Commercial & Industrial Equipment | 06/03/2019 |  | 09/23/2019
York International | Luxaire | XXEA7A(2,4,5)*1********* |  | HSP-A, Single-Package Heat Pum | Heat Pump | 460 | 3 | False |  |  |  | True | Single-Speed | 66000 | 6000 | 11 | 10.8 | 12.7 |  | 65000 | 5442 | 3.5 | 3.3 | 35000 | 4459 | 2.3 | Federally-Regulated Commercial & Industrial Equipment | 06/03/2019 |  | 09/23/2019
York International | Luxaire | XXEA7A(2,4,5)*1********* |  | HSP-A, Single-Package Heat Pum | Heat Pump | 230 | 3 | False |  |  |  | True | Single-Speed | 66000 | 6000 | 11 | 10.8 | 12.7 |  | 65000 | 5442 | 3.5 | 3.3 | 35000 | 4459 | 2.3 | Federally-Regulated Commercial & Industrial Equipment | 06/03/2019 |  | 09/23/2019
York International | Luxaire | XXEA7A(2,4,5)*1********* |  | HSP-A, Single-Package Heat Pum | Heat Pump | 208 | 3 | False |  |  |  | True | Single-Speed | 66000 | 6000 | 11 | 10.8 | 12.7 |  | 65000 | 5442 | 3.5 | 3.3 | 35000 | 4459 | 2.3 | Federally-Regulated Commercial & Industrial Equipment | 06/03/2019 |  | 09/23/2019
York International | Luxaire | XYE09A(2,4,5)*3******* |  | HSP-A, Single-Package Heat Pum | Heat Pump | 575 | 3 | False |  |  |  | True | Single-Speed | 98000 | 8166 | 12 | 10.8 | 15.8 |  | 96000 | 8275 | 3.4 | 3.3 | 54000 | 7002 | 2.26 | Federally-Regulated Commercial & Industrial Equipment | 06/03/2019 |  | 09/23/2019
York International | Luxaire | XYE09A(2,4,5)*3******* |  | HSP-A, Single-Package Heat Pum | Heat Pump | 460 | 3 | False |  |  |  | True | Single-Speed | 98000 | 8166 | 12 | 10.8 | 15.8 |  | 96000 | 8275 | 3.4 | 3.3 | 54000 | 7002 | 2.26 | Federally-Regulated Commercial & Industrial Equipment | 06/03/2019 |  | 09/23/2019
York International | Luxaire | XYE09A(2,4,5)*3******* |  | HSP-A, Single-Package Heat Pum | Heat Pump | 230 | 3 | False |  |  |  | True | Single-Speed | 98000 | 8166 | 12 | 10.8 | 15.8 |  | 96000 | 8275 | 3.4 | 3.3 | 54000 | 7002 | 2.26 | Federally-Regulated Commercial & Industrial Equipment | 06/03/2019 |  | 09/23/2019
York International | Luxaire | XYE09A(2,4,5)*3******* |  | HSP-A, Single-Package Heat Pum | Heat Pump | 208 | 3 | False |  |  |  | True | Single-Speed | 98000 | 8166 | 12 | 10.8 | 15.8 |  | 96000 | 8275 | 3.4 | 3.3 | 54000 | 7002 | 2.26 | Federally-Regulated Commercial & Industrial Equipment | 06/03/2019 |  | 09/23/2019
York International | Luxaire | PJ-15C00A*(T,W,X)***** | NJ-15C00*(X,S)****** | HRCU-A-CB, Split System: Heat | Heat Pump | 575 | 3 |  | False |  |  | True | Single-Speed | 174000 | 16415 | 10.6 | 10.4 | 11.6 |  | 160000 | 13791 | 3.4 | 3.2 | 100000 | 13025 | 2.25 | Federally-Regulated Commercial & Industrial Equipment | 06/03/2019 |  | 09/23/2019
York International | Luxaire | PJ-15C00A*(T,W,X)***** | NJ-15C00*(X,S)****** | HRCU-A-CB, Split System: Heat | Heat Pump | 460 | 3 |  | False |  |  | True | Single-Speed | 174000 | 16415 | 10.6 | 10.4 | 11.6 |  | 160000 | 13791 | 3.4 | 3.2 | 100000 | 13025 | 2.25 | Federally-Regulated Commercial & Industrial Equipment | 06/03/2019 |  | 09/23/2019
York International | Luxaire | PJ-15C00A*(T,W,X)***** | NJ-15C00*(X,S)****** | HRCU-A-CB, Split System: Heat | Heat Pump | 230 | 3 |  | False |  |  | True | Single-Speed | 174000 | 16415 | 10.6 | 10.4 | 11.6 |  | 160000 | 13791 | 3.4 | 3.2 | 100000 | 13025 | 2.25 | Federally-Regulated Commercial & Industrial Equipment | 06/03/2019 |  | 09/23/2019
York International | Luxaire | PJ-15C00A*(T,W,X)***** | NJ-15C00*(X,S)****** | HRCU-A-CB, Split System: Heat | Heat Pump | 208 | 3 |  | False |  |  | True | Single-Speed | 174000 | 16415 | 10.6 | 10.4 | 11.6 |  | 160000 | 13791 | 3.4 | 3.2 | 100000 | 13025 | 2.25 | Federally-Regulated Commercial & Industrial Equipment | 06/03/2019 |  | 09/23/2019
York International | Luxaire | XA-07[C,E]**(B,D)(2,4,5)******** |  | HSP-A, Single-Package Heat Pum | Both Heat Pump and Electric Re | 575 | 3 | False |  |  |  | True | Single-Speed | 90000 | 7894 | 11.4 | 11 | 12.2 |  | 88000 | 7585 | 3.4 | 3.3 | 51000 | 6643 | 2.25 | Federally-Regulated Commercial & Industrial Equipment | 06/03/2019 |  | 09/23/2019
York International | Luxaire | XA-07[C,E]**(B,D)(2,4,5)******** |  | HSP-A, Single-Package Heat Pum | Both Heat Pump and Electric Re | 460 | 3 | False |  |  |  | True | Single-Speed | 90000 | 7894 | 11.4 | 11 | 12.2 |  | 88000 | 7585 | 3.4 | 3.3 | 51000 | 6643 | 2.25 | Federally-Regulated Commercial & Industrial Equipment | 06/03/2019 |  | 09/23/2019
York International | Luxaire | XA-07[C,E]**(B,D)(2,4,5)******** |  | HSP-A, Single-Package Heat Pum | Both Heat Pump and Electric Re | 230 | 3 | False |  |  |  | True | Single-Speed | 90000 | 7894 | 11.4 | 11 | 12.2 |  | 88000 | 7585 | 3.4 | 3.3 | 51000 | 6643 | 2.25 | Federally-Regulated Commercial & Industrial Equipment | 06/03/2019 |  | 09/23/2019
York International | Luxaire | XA-07[C,E]**(B,D)(2,4,5)******** |  | HSP-A, Single-Package Heat Pum | Both Heat Pump and Electric Re | 208 | 3 | False |  |  |  | True | Single-Speed | 90000 | 7894 | 11.4 | 11 | 12.2 |  | 88000 | 7585 | 3.4 | 3.3 | 51000 | 6643 | 2.25 | Federally-Regulated Commercial & Industrial Equipment | 06/03/2019 |  | 09/23/2019
York International | Luxaire | PH-10C00A*(2,4,5)**** | NS-10C00*(5,6)****** | HRCU-A-CB, Split System: Heat | Heat Pump | 575 | 3 |  | False |  |  | True | Single-Speed | 120000 | 11111 | 10.8 | 10.8 | 13.5 |  | 109000 | 9680 | 3.3 | 3.3 | 63000 | 8206 | 2.25 | Federally-Regulated Commercial & Industrial Equipment | 06/03/2019 |  | 09/23/2019
York International | Luxaire | PH-10C00A*(2,4,5)**** | NS-10C00*(5,6)****** | HRCU-A-CB, Split System: Heat | Heat Pump | 460 | 3 |  | False |  |  | True | Single-Speed | 120000 | 11111 | 10.8 | 10.8 | 13.5 |  | 109000 | 9680 | 3.3 | 3.3 | 63000 | 8206 | 2.25 | Federally-Regulated Commercial & Industrial Equipment | 06/03/2019 |  | 09/23/2019
York International | Luxaire | PH-10C00A*(2,4,5)**** | NS-10C00*(5,6)****** | HRCU-A-CB, Split System: Heat | Heat Pump | 230 | 3 |  | False |  |  | True | Single-Speed | 120000 | 11111 | 10.8 | 10.8 | 13.5 |  | 109000 | 9680 | 3.3 | 3.3 | 63000 | 8206 | 2.25 | Federally-Regulated Commercial & Industrial Equipment | 06/03/2019 |  | 09/23/2019
York International | Luxaire | PH-10C00A*(2,4,5)**** | NS-10C00*(5,6)****** | HRCU-A-CB, Split System: Heat | Heat Pump | 208 | 3 |  | False |  |  | True | Single-Speed | 120000 | 11111 | 10.8 | 10.8 | 13.5 |  | 109000 | 9680 | 3.3 | 3.3 | 63000 | 8206 | 2.25 | Federally-Regulated Commercial & Industrial Equipment | 06/03/2019 |  | 09/23/2019
York International | Luxaire | PJ-20C00A*(T,W,X)***** | NJ-20C00*(X,S)****** | HRCU-A-CB, Split System: Heat | Heat Pump | 575 | 3 |  | False |  |  | True | Single-Speed | 230000 | 21698 | 10.6 | 10.4 | 11.7 |  | 220000 | 19538 | 3.3 | 3.2 | 124000 | 16518 | 2.2 | Federally-Regulated Commercial & Industrial Equipment | 08/06/2019 |  | 09/23/2019
York International | Luxaire | PJ-20C00A*(T,W,X)***** | NJ-20C00*(X,S)****** | HRCU-A-CB, Split System: Heat | Heat Pump | 460 | 3 |  | False |  |  | True | Single-Speed | 230000 | 21698 | 10.6 | 10.4 | 11.7 |  | 220000 | 19538 | 3.3 | 3.2 | 124000 | 16518 | 2.2 | Federally-Regulated Commercial & Industrial Equipment | 08/06/2019 |  | 09/23/2019
York International | Luxaire | PJ-20C00A*(T,W,X)***** | NJ-20C00*(X,S)****** | HRCU-A-CB, Split System: Heat | Heat Pump | 230 | 3 |  | False |  |  | True | Single-Speed | 230000 | 21698 | 10.6 | 10.4 | 11.7 |  | 220000 | 19538 | 3.3 | 3.2 | 124000 | 16518 | 2.2 | Federally-Regulated Commercial & Industrial Equipment | 08/06/2019 |  | 09/23/2019
York International | Luxaire | PJ-20C00A*(T,W,X)***** | NJ-20C00*(X,S)****** | HRCU-A-CB, Split System: Heat | Heat Pump | 208 | 3 |  | False |  |  | True | Single-Speed | 230000 | 21698 | 10.6 | 10.4 | 11.7 |  | 220000 | 19538 | 3.3 | 3.2 | 124000 | 16518 | 2.2 | Federally-Regulated Commercial & Industrial Equipment | 08/06/2019 |  | 09/23/2019
York International | Luxaire | XA-06[C,E]**(B,D)(2,4,5)******** |  | HSP-A, Single-Package Heat Pum | Both Heat Pump and Electric Re | 575 | 3 | False |  |  |  | True | Single-Speed | 78000 | 6500 | 12 | 11 | 12.2 |  | 75000 | 6464 | 3.4 | 3.3 | 43000 | 5600 | 2.25 | Federally-Regulated Commercial & Industrial Equipment | 06/03/2019 |  | 09/23/2019
York International | Luxaire | XA-06[C,E]**(B,D)(2,4,5)******** |  | HSP-A, Single-Package Heat Pum | Both Heat Pump and Electric Re | 460 | 3 | False |  |  |  | True | Single-Speed | 78000 | 6500 | 12 | 11 | 12.2 |  | 75000 | 6464 | 3.4 | 3.3 | 43000 | 5600 | 2.25 | Federally-Regulated Commercial & Industrial Equipment | 06/03/2019 |  | 09/23/2019
York International | Luxaire | XA-06[C,E]**(B,D)(2,4,5)******** |  | HSP-A, Single-Package Heat Pum | Both Heat Pump and Electric Re | 230 | 3 | False |  |  |  | True | Single-Speed | 78000 | 6500 | 12 | 11 | 12.2 |  | 75000 | 6464 | 3.4 | 3.3 | 43000 | 5600 | 2.25 | Federally-Regulated Commercial & Industrial Equipment | 06/03/2019 |  | 09/23/2019
York International | Luxaire | XA-06[C,E]**(B,D)(2,4,5)******** |  | HSP-A, Single-Package Heat Pum | Both Heat Pump and Electric Re | 208 | 3 | False |  |  |  | True | Single-Speed | 78000 | 6500 | 12 | 11 | 12.2 |  | 75000 | 6464 | 3.4 | 3.3 | 43000 | 5600 | 2.25 | Federally-Regulated Commercial & Industrial Equipment | 06/03/2019 |  | 09/23/2019
York International | Luxaire | XA-15C00(B,D)(2,4,5)******** |  | HSP-A, Single-Package Heat Pum | Heat Pump | 575 | 3 | False |  |  |  | True | Single-Speed | 176000 | 16603 | 10.6 | 10.4 | 11.8 |  | 162000 | 14653 | 3.24 | 3.2 | 99000 | 14153 | 2.05 | Federally-Regulated Commercial & Industrial Equipment | 08/06/2019 |  | 09/23/2019
York International | Luxaire | XA-15C00(B,D)(2,4,5)******** |  | HSP-A, Single-Package Heat Pum | Heat Pump | 460 | 3 | False |  |  |  | True | Single-Speed | 176000 | 16603 | 10.6 | 10.4 | 11.8 |  | 162000 | 14653 | 3.24 | 3.2 | 99000 | 14153 | 2.05 | Federally-Regulated Commercial & Industrial Equipment | 08/06/2019 |  | 09/23/2019
York International | Luxaire | XA-15C00(B,D)(2,4,5)******** |  | HSP-A, Single-Package Heat Pum | Heat Pump | 230 | 3 | False |  |  |  | True | Single-Speed | 176000 | 16603 | 10.6 | 10.4 | 11.8 |  | 162000 | 14653 | 3.24 | 3.2 | 99000 | 14153 | 2.05 | Federally-Regulated Commercial & Industrial Equipment | 08/06/2019 |  | 09/23/2019
York International | Luxaire | XA-15C00(B,D)(2,4,5)******** |  | HSP-A, Single-Package Heat Pum | Heat Pump | 208 | 3 | False |  |  |  | True | Single-Speed | 176000 | 16603 | 10.6 | 10.4 | 11.8 |  | 162000 | 14653 | 3.24 | 3.2 | 99000 | 14153 | 2.05 | Federally-Regulated Commercial & Industrial Equipment | 08/06/2019 |  | 09/23/2019
York International | Luxaire | XA-10[C,E]**(P,R,S,U,V,X)(2,4,5)******** |  | HSP-A, Single-Package Heat Pum | Both Heat Pump and Electric Re | 575 | 3 | False |  |  |  | True | Single-Speed | 114000 | 10363 | 11 | 11 | 13.5 |  | 106000 | 9137 | 3.4 | 3.3 | 59000 | 7685 | 2.25 | Federally-Regulated Commercial & Industrial Equipment | 06/03/2019 |  | 09/23/2019
York International | Luxaire | XA-10[C,E]**(P,R,S,U,V,X)(2,4,5)******** |  | HSP-A, Single-Package Heat Pum | Both Heat Pump and Electric Re | 460 | 3 | False |  |  |  | True | Single-Speed | 114000 | 10363 | 11 | 11 | 13.5 |  | 106000 | 9137 | 3.4 | 3.3 | 59000 | 7685 | 2.25 | Federally-Regulated Commercial & Industrial Equipment | 06/03/2019 |  | 09/23/2019
York International | Luxaire | XA-10[C,E]**(P,R,S,U,V,X)(2,4,5)******** |  | HSP-A, Single-Package Heat Pum | Both Heat Pump and Electric Re | 230 | 3 | False |  |  |  | True | Single-Speed | 114000 | 10363 | 11 | 11 | 13.5 |  | 106000 | 9137 | 3.4 | 3.3 | 59000 | 7685 | 2.25 | Federally-Regulated Commercial & Industrial Equipment | 06/03/2019 |  | 09/23/2019
York International | Luxaire | XA-10[C,E]**(P,R,S,U,V,X)(2,4,5)******** |  | HSP-A, Single-Package Heat Pum | Both Heat Pump and Electric Re | 208 | 3 | False |  |  |  | True | Single-Speed | 114000 | 10363 | 11 | 11 | 13.5 |  | 106000 | 9137 | 3.4 | 3.3 | 59000 | 7685 | 2.25 | Federally-Regulated Commercial & Industrial Equipment | 06/03/2019 |  | 09/23/2019
York International | Luxaire | XXE09A(2,4,5)*1********* |  | HSP-A, Single-Package Heat Pum | Heat Pump | 575 | 3 | False |  |  |  | True | Single-Speed | 102000 | 8644 | 11.8 | 10.8 | 13.1 |  | 94000 | 8223 | 3.35 | 3.3 | 57000 | 7424 | 2.25 | Federally-Regulated Commercial & Industrial Equipment | 06/03/2019 |  | 09/23/2019
York International | Luxaire | XXE09A(2,4,5)*1********* |  | HSP-A, Single-Package Heat Pum | Heat Pump | 460 | 3 | False |  |  |  | True | Single-Speed | 102000 | 8644 | 11.8 | 10.8 | 13.1 |  | 94000 | 8223 | 3.35 | 3.3 | 57000 | 7424 | 2.25 | Federally-Regulated Commercial & Industrial Equipment | 06/03/2019 |  | 09/23/2019
York International | Luxaire | XXE09A(2,4,5)*1********* |  | HSP-A, Single-Package Heat Pum | Heat Pump | 230 | 3 | False |  |  |  | True | Single-Speed | 102000 | 8644 | 11.8 | 10.8 | 13.1 |  | 94000 | 8223 | 3.35 | 3.3 | 57000 | 7424 | 2.25 | Federally-Regulated Commercial & Industrial Equipment | 06/03/2019 |  | 09/23/2019
York International | Luxaire | XXE09A(2,4,5)*1********* |  | HSP-A, Single-Package Heat Pum | Heat Pump | 208 | 3 | False |  |  |  | True | Single-Speed | 102000 | 8644 | 11.8 | 10.8 | 13.1 |  | 94000 | 8223 | 3.35 | 3.3 | 57000 | 7424 | 2.25 | Federally-Regulated Commercial & Industrial Equipment | 06/03/2019 |  | 09/23/2019
York International | Luxaire | XXEA7A(2,4,5)*3********* |  | HSP-A, Single-Package Heat Pum | Heat Pump | 575 | 3 | False |  |  |  | True | Single-Speed | 66000 | 6000 | 11 | 10.8 | 14.8 |  | 65000 | 5442 | 3.5 | 3.3 | 35000 | 4459 | 2.3 | Federally-Regulated Commercial & Industrial Equipment | 06/03/2019 |  | 09/23/2019
York International | Luxaire | XXEA7A(2,4,5)*3********* |  | HSP-A, Single-Package Heat Pum | Heat Pump | 460 | 3 | False |  |  |  | True | Single-Speed | 66000 | 6000 | 11 | 10.8 | 14.8 |  | 65000 | 5442 | 3.5 | 3.3 | 35000 | 4459 | 2.3 | Federally-Regulated Commercial & Industrial Equipment | 06/03/2019 |  | 09/23/2019
York International | Luxaire | XXEA7A(2,4,5)*3********* |  | HSP-A, Single-Package Heat Pum | Heat Pump | 230 | 3 | False |  |  |  | True | Single-Speed | 66000 | 6000 | 11 | 10.8 | 14.8 |  | 65000 | 5442 | 3.5 | 3.3 | 35000 | 4459 | 2.3 | Federally-Regulated Commercial & Industrial Equipment | 06/03/2019 |  | 09/23/2019
York International | Luxaire | XXEA7A(2,4,5)*3********* |  | HSP-A, Single-Package Heat Pum | Heat Pump | 208 | 3 | False |  |  |  | True | Single-Speed | 66000 | 6000 | 11 | 10.8 | 14.8 |  | 65000 | 5442 | 3.5 | 3.3 | 35000 | 4459 | 2.3 | Federally-Regulated Commercial & Industrial Equipment | 06/03/2019 |  | 09/23/2019
York International | Luxaire | PJ-20C00A*(2,4,5)***** | NW-20C00*(5,6)****** | HRCU-A-CB, Split System: Heat | Heat Pump | 575 | 3 |  | False |  |  | True | Single-Speed | 230000 | 21698 | 10.6 | 10.4 | 13.3 |  | 220000 | 19538 | 3.3 | 3.2 | 130000 | 17318 | 2.2 | Federally-Regulated Commercial & Industrial Equipment | 08/06/2019 |  | 09/23/2019
York International | Luxaire | PJ-20C00A*(2,4,5)***** | NW-20C00*(5,6)****** | HRCU-A-CB, Split System: Heat | Heat Pump | 460 | 3 |  | False |  |  | True | Single-Speed | 230000 | 21698 | 10.6 | 10.4 | 13.3 |  | 220000 | 19538 | 3.3 | 3.2 | 130000 | 17318 | 2.2 | Federally-Regulated Commercial & Industrial Equipment | 08/06/2019 |  | 09/23/2019
York International | Luxaire | PJ-20C00A*(2,4,5)***** | NW-20C00*(5,6)****** | HRCU-A-CB, Split System: Heat | Heat Pump | 230 | 3 |  | False |  |  | True | Single-Speed | 230000 | 21698 | 10.6 | 10.4 | 13.3 |  | 220000 | 19538 | 3.3 | 3.2 | 130000 | 17318 | 2.2 | Federally-Regulated Commercial & Industrial Equipment | 08/06/2019 |  | 09/23/2019
York International | Luxaire | PJ-20C00A*(2,4,5)***** | NW-20C00*(5,6)****** | HRCU-A-CB, Split System: Heat | Heat Pump | 208 | 3 |  | False |  |  | True | Single-Speed | 230000 | 21698 | 10.6 | 10.4 | 13.3 |  | 220000 | 19538 | 3.3 | 3.2 | 130000 | 17318 | 2.2 | Federally-Regulated Commercial & Industrial Equipment | 08/06/2019 |  | 09/23/2019
York International | Luxaire | XA-15C00(P,R,S,U,V,X)(2,4,5)******** |  | HSP-A, Single-Package Heat Pum | Heat Pump | 575 | 3 | False |  |  |  | True | Single-Speed | 176000 | 16603 | 10.6 | 10.4 | 13.2 |  | 162000 | 14653 | 3.24 | 3.2 | 99000 | 14153 | 2.05 | Federally-Regulated Commercial & Industrial Equipment | 08/06/2019 |  | 09/23/2019
York International | Luxaire | XA-15C00(P,R,S,U,V,X)(2,4,5)******** |  | HSP-A, Single-Package Heat Pum | Heat Pump | 460 | 3 | False |  |  |  | True | Single-Speed | 176000 | 16603 | 10.6 | 10.4 | 13.2 |  | 162000 | 14653 | 3.24 | 3.2 | 99000 | 14153 | 2.05 | Federally-Regulated Commercial & Industrial Equipment | 08/06/2019 |  | 09/23/2019
York International | Luxaire | XA-15C00(P,R,S,U,V,X)(2,4,5)******** |  | HSP-A, Single-Package Heat Pum | Heat Pump | 230 | 3 | False |  |  |  | True | Single-Speed | 176000 | 16603 | 10.6 | 10.4 | 13.2 |  | 162000 | 14653 | 3.24 | 3.2 | 99000 | 14153 | 2.05 | Federally-Regulated Commercial & Industrial Equipment | 08/06/2019 |  | 09/23/2019
York International | Luxaire | XA-15C00(P,R,S,U,V,X)(2,4,5)******** |  | HSP-A, Single-Package Heat Pum | Heat Pump | 208 | 3 | False |  |  |  | True | Single-Speed | 176000 | 16603 | 10.6 | 10.4 | 13.2 |  | 162000 | 14653 | 3.24 | 3.2 | 99000 | 14153 | 2.05 | Federally-Regulated Commercial & Industrial Equipment | 08/06/2019 |  | 09/23/2019
York International | Luxaire | XYE08A(2,4,5)*1******* |  | HSP-A, Single-Package Heat Pum | Heat Pump | 575 | 3 | False |  |  |  | True | Single-Speed | 88000 | 7272 | 12.1 | 10.8 | 14 |  | 84000 | 7033 | 3.5 | 3.3 | 48000 | 5861 | 2.4 | Federally-Regulated Commercial & Industrial Equipment | 06/03/2019 |  | 09/23/2019
York International | Luxaire | XYE08A(2,4,5)*1******* |  | HSP-A, Single-Package Heat Pum | Heat Pump | 460 | 3 | False |  |  |  | True | Single-Speed | 88000 | 7272 | 12.1 | 10.8 | 14 |  | 84000 | 7033 | 3.5 | 3.3 | 48000 | 5861 | 2.4 | Federally-Regulated Commercial & Industrial Equipment | 06/03/2019 |  | 09/23/2019
York International | Luxaire | XYE08A(2,4,5)*1******* |  | HSP-A, Single-Package Heat Pum | Heat Pump | 230 | 3 | False |  |  |  | True | Single-Speed | 88000 | 7272 | 12.1 | 10.8 | 14 |  | 84000 | 7033 | 3.5 | 3.3 | 48000 | 5861 | 2.4 | Federally-Regulated Commercial & Industrial Equipment | 06/03/2019 |  | 09/23/2019
York International | Luxaire | XYE08A(2,4,5)*1******* |  | HSP-A, Single-Package Heat Pum | Heat Pump | 208 | 3 | False |  |  |  | True | Single-Speed | 88000 | 7272 | 12.1 | 10.8 | 14 |  | 84000 | 7033 | 3.5 | 3.3 | 48000 | 5861 | 2.4 | Federally-Regulated Commercial & Industrial Equipment | 06/03/2019 |  | 09/23/2019
York International | Luxaire | PH-15C00A*(2,4,5)***** | NS-15C00*(5,6)****** | HRCU-A-CB, Split System: Heat | Heat Pump | 575 | 3 |  | False |  |  | True | Single-Speed | 180000 | 16981 | 10.6 | 10.4 | 13.3 |  | 168000 | 15386 | 3.2 | 3.2 | 104000 | 13252 | 2.3 | Federally-Regulated Commercial & Industrial Equipment | 06/03/2019 |  | 09/23/2019
York International | Luxaire | PH-15C00A*(2,4,5)***** | NS-15C00*(5,6)****** | HRCU-A-CB, Split System: Heat | Heat Pump | 460 | 3 |  | False |  |  | True | Single-Speed | 180000 | 16981 | 10.6 | 10.4 | 13.3 |  | 168000 | 15386 | 3.2 | 3.2 | 104000 | 13252 | 2.3 | Federally-Regulated Commercial & Industrial Equipment | 06/03/2019 |  | 09/23/2019
York International | Luxaire | PH-15C00A*(2,4,5)***** | NS-15C00*(5,6)****** | HRCU-A-CB, Split System: Heat | Heat Pump | 230 | 3 |  | False |  |  | True | Single-Speed | 180000 | 16981 | 10.6 | 10.4 | 13.3 |  | 168000 | 15386 | 3.2 | 3.2 | 104000 | 13252 | 2.3 | Federally-Regulated Commercial & Industrial Equipment | 06/03/2019 |  | 09/23/2019
York International | Luxaire | PH-15C00A*(2,4,5)***** | NS-15C00*(5,6)****** | HRCU-A-CB, Split System: Heat | Heat Pump | 208 | 3 |  | False |  |  | True | Single-Speed | 180000 | 16981 | 10.6 | 10.4 | 13.3 |  | 168000 | 15386 | 3.2 | 3.2 | 104000 | 13252 | 2.3 | Federally-Regulated Commercial & Industrial Equipment | 06/03/2019 |  | 09/23/2019
York International | Luxaire | XA-08[C,E]**(B,D)(2,4,5)******** |  | HSP-A, Single-Package Heat Pum | Both Heat Pump and Electric Re | 575 | 3 | False |  |  |  | True | Single-Speed | 100000 | 8928 | 11.2 | 11 | 12.4 |  | 94000 | 8102 | 3.4 | 3.3 | 54000 | 7033 | 2.25 | Federally-Regulated Commercial & Industrial Equipment | 06/03/2019 |  | 09/23/2019
York International | Luxaire | XA-08[C,E]**(B,D)(2,4,5)******** |  | HSP-A, Single-Package Heat Pum | Both Heat Pump and Electric Re | 460 | 3 | False |  |  |  | True | Single-Speed | 100000 | 8928 | 11.2 | 11 | 12.4 |  | 94000 | 8102 | 3.4 | 3.3 | 54000 | 7033 | 2.25 | Federally-Regulated Commercial & Industrial Equipment | 06/03/2019 |  | 09/23/2019
York International | Luxaire | XA-08[C,E]**(B,D)(2,4,5)******** |  | HSP-A, Single-Package Heat Pum | Both Heat Pump and Electric Re | 230 | 3 | False |  |  |  | True | Single-Speed | 100000 | 8928 | 11.2 | 11 | 12.4 |  | 94000 | 8102 | 3.4 | 3.3 | 54000 | 7033 | 2.25 | Federally-Regulated Commercial & Industrial Equipment | 06/03/2019 |  | 09/23/2019
York International | Luxaire | XA-08[C,E]**(B,D)(2,4,5)******** |  | HSP-A, Single-Package Heat Pum | Both Heat Pump and Electric Re | 208 | 3 | False |  |  |  | True | Single-Speed | 100000 | 8928 | 11.2 | 11 | 12.4 |  | 94000 | 8102 | 3.4 | 3.3 | 54000 | 7033 | 2.25 | Federally-Regulated Commercial & Industrial Equipment | 06/03/2019 |  | 09/23/2019
York International | Luxaire | PH-15C00A*(T,W,X)***** | NH-15C00*(X,S)****** | HRCU-A-CB, Split System: Heat | Heat Pump | 575 | 3 |  | False |  |  | True | Single-Speed | 180000 | 16981 | 10.6 | 10.4 | 12 |  | 168000 | 15386 | 3.2 | 3.2 | 104000 | 13252 | 2.3 | Federally-Regulated Commercial & Industrial Equipment | 06/03/2019 |  | 09/23/2019
York International | Luxaire | PH-15C00A*(T,W,X)***** | NH-15C00*(X,S)****** | HRCU-A-CB, Split System: Heat | Heat Pump | 460 | 3 |  | False |  |  | True | Single-Speed | 180000 | 16981 | 10.6 | 10.4 | 12 |  | 168000 | 15386 | 3.2 | 3.2 | 104000 | 13252 | 2.3 | Federally-Regulated Commercial & Industrial Equipment | 06/03/2019 |  | 09/23/2019
York International | Luxaire | PH-15C00A*(T,W,X)***** | NH-15C00*(X,S)****** | HRCU-A-CB, Split System: Heat | Heat Pump | 230 | 3 |  | False |  |  | True | Single-Speed | 180000 | 16981 | 10.6 | 10.4 | 12 |  | 168000 | 15386 | 3.2 | 3.2 | 104000 | 13252 | 2.3 | Federally-Regulated Commercial & Industrial Equipment | 06/03/2019 |  | 09/23/2019
York International | Luxaire | PH-15C00A*(T,W,X)***** | NH-15C00*(X,S)****** | HRCU-A-CB, Split System: Heat | Heat Pump | 208 | 3 |  | False |  |  | True | Single-Speed | 180000 | 16981 | 10.6 | 10.4 | 12 |  | 168000 | 15386 | 3.2 | 3.2 | 104000 | 13252 | 2.3 | Federally-Regulated Commercial & Industrial Equipment | 06/03/2019 |  | 09/23/2019
York International | SUNLINE MAGNUM | XP180C00(B,D)(2,4,5)******** |  | HSP-A, Single-Package Heat Pum | Heat Pump | 575 | 3 | False |  |  |  | True | Single-Speed | 176000 | 16603 | 10.6 | 10.4 | 11.8 |  | 162000 | 14653 | 3.24 | 3.2 | 99000 | 14153 | 2.05 | Federally-Regulated Commercial & Industrial Equipment | 08/06/2019 |  | 09/23/2019
York International | SUNLINE MAGNUM | XP180C00(B,D)(2,4,5)******** |  | HSP-A, Single-Package Heat Pum | Heat Pump | 460 | 3 | False |  |  |  | True | Single-Speed | 176000 | 16603 | 10.6 | 10.4 | 11.8 |  | 162000 | 14653 | 3.24 | 3.2 | 99000 | 14153 | 2.05 | Federally-Regulated Commercial & Industrial Equipment | 08/06/2019 |  | 09/23/2019
York International | SUNLINE MAGNUM | XP180C00(B,D)(2,4,5)******** |  | HSP-A, Single-Package Heat Pum | Heat Pump | 230 | 3 | False |  |  |  | True | Single-Speed | 176000 | 16603 | 10.6 | 10.4 | 11.8 |  | 162000 | 14653 | 3.24 | 3.2 | 99000 | 14153 | 2.05 | Federally-Regulated Commercial & Industrial Equipment | 08/06/2019 |  | 09/23/2019
York International | SUNLINE MAGNUM | XP180C00(B,D)(2,4,5)******** |  | HSP-A, Single-Package Heat Pum | Heat Pump | 208 | 3 | False |  |  |  | True | Single-Speed | 176000 | 16603 | 10.6 | 10.4 | 11.8 |  | 162000 | 14653 | 3.24 | 3.2 | 99000 | 14153 | 2.05 | Federally-Regulated Commercial & Industrial Equipment | 08/06/2019 |  | 09/23/2019
York International | SUNLINE MAGNUM | XP240C00(P,R,S,U,V,X)(2,4,5)******** |  | HSP-A, Single-Package Heat Pum | Heat Pump | 575 | 3 | False |  |  |  | True | Single-Speed | 240000 | 25263 | 9.5 | 9.3 | 12 |  | 240000 | 21980 | 3.2 | 3.2 | 136000 | 19443 | 2.05 | Federally-Regulated Commercial & Industrial Equipment | 06/03/2019 |  | 09/23/2019
York International | SUNLINE MAGNUM | XP240C00(P,R,S,U,V,X)(2,4,5)******** |  | HSP-A, Single-Package Heat Pum | Heat Pump | 460 | 3 | False |  |  |  | True | Single-Speed | 240000 | 25263 | 9.5 | 9.3 | 12 |  | 240000 | 21980 | 3.2 | 3.2 | 136000 | 19443 | 2.05 | Federally-Regulated Commercial & Industrial Equipment | 06/03/2019 |  | 09/23/2019
York International | SUNLINE MAGNUM | XP240C00(P,R,S,U,V,X)(2,4,5)******** |  | HSP-A, Single-Package Heat Pum | Heat Pump | 230 | 3 | False |  |  |  | True | Single-Speed | 240000 | 25263 | 9.5 | 9.3 | 12 |  | 240000 | 21980 | 3.2 | 3.2 | 136000 | 19443 | 2.05 | Federally-Regulated Commercial & Industrial Equipment | 06/03/2019 |  | 09/23/2019
York International | SUNLINE MAGNUM | XP240C00(P,R,S,U,V,X)(2,4,5)******** |  | HSP-A, Single-Package Heat Pum | Heat Pump | 208 | 3 | False |  |  |  | True | Single-Speed | 240000 | 25263 | 9.5 | 9.3 | 12 |  | 240000 | 21980 | 3.2 | 3.2 | 136000 | 19443 | 2.05 | Federally-Regulated Commercial & Industrial Equipment | 06/03/2019 |  | 09/23/2019
York International | SUNLINE MAGNUM | XP180C00(P,R,S,U,V,X)(2,4,5)******** |  | HSP-A, Single-Package Heat Pum | Heat Pump | 575 | 3 | False |  |  |  | True | Single-Speed | 176000 | 16603 | 10.6 | 10.4 | 13.2 |  | 162000 | 14653 | 3.24 | 3.2 | 99000 | 14153 | 2.05 | Federally-Regulated Commercial & Industrial Equipment | 08/06/2019 |  | 09/23/2019
York International | SUNLINE MAGNUM | XP180C00(P,R,S,U,V,X)(2,4,5)******** |  | HSP-A, Single-Package Heat Pum | Heat Pump | 460 | 3 | False |  |  |  | True | Single-Speed | 176000 | 16603 | 10.6 | 10.4 | 13.2 |  | 162000 | 14653 | 3.24 | 3.2 | 99000 | 14153 | 2.05 | Federally-Regulated Commercial & Industrial Equipment | 08/06/2019 |  | 09/23/2019
York International | SUNLINE MAGNUM | XP180C00(P,R,S,U,V,X)(2,4,5)******** |  | HSP-A, Single-Package Heat Pum | Heat Pump | 230 | 3 | False |  |  |  | True | Single-Speed | 176000 | 16603 | 10.6 | 10.4 | 13.2 |  | 162000 | 14653 | 3.24 | 3.2 | 99000 | 14153 | 2.05 | Federally-Regulated Commercial & Industrial Equipment | 08/06/2019 |  | 09/23/2019
York International | SUNLINE MAGNUM | XP180C00(P,R,S,U,V,X)(2,4,5)******** |  | HSP-A, Single-Package Heat Pum | Heat Pump | 208 | 3 | False |  |  |  | True | Single-Speed | 176000 | 16603 | 10.6 | 10.4 | 13.2 |  | 162000 | 14653 | 3.24 | 3.2 | 99000 | 14153 | 2.05 | Federally-Regulated Commercial & Industrial Equipment | 08/06/2019 |  | 09/23/2019
York International | York | XYE09A(2,4,5)*3******* |  | HSP-A, Single-Package Heat Pum | Heat Pump | 575 | 3 | False |  |  |  | True | Single-Speed | 98000 | 8166 | 12 | 10.8 | 15.8 |  | 96000 | 8275 | 3.4 | 3.3 | 54000 | 7002 | 2.26 | Federally-Regulated Commercial & Industrial Equipment | 06/03/2019 |  | 09/23/2019
York International | York | XYE09A(2,4,5)*3******* |  | HSP-A, Single-Package Heat Pum | Heat Pump | 460 | 3 | False |  |  |  | True | Single-Speed | 98000 | 8166 | 12 | 10.8 | 15.8 |  | 96000 | 8275 | 3.4 | 3.3 | 54000 | 7002 | 2.26 | Federally-Regulated Commercial & Industrial Equipment | 06/03/2019 |  | 09/23/2019
York International | York | XYE09A(2,4,5)*3******* |  | HSP-A, Single-Package Heat Pum | Heat Pump | 230 | 3 | False |  |  |  | True | Single-Speed | 98000 | 8166 | 12 | 10.8 | 15.8 |  | 96000 | 8275 | 3.4 | 3.3 | 54000 | 7002 | 2.26 | Federally-Regulated Commercial & Industrial Equipment | 06/03/2019 |  | 09/23/2019
York International | York | XYE09A(2,4,5)*3******* |  | HSP-A, Single-Package Heat Pum | Heat Pump | 208 | 3 | False |  |  |  | True | Single-Speed | 98000 | 8166 | 12 | 10.8 | 15.8 |  | 96000 | 8275 | 3.4 | 3.3 | 54000 | 7002 | 2.26 | Federally-Regulated Commercial & Industrial Equipment | 06/03/2019 |  | 09/23/2019
York International | York | PC180C00A*(2,4,5)***** | NL180C00*(5,6)****** | HRCU-A-CB, Split System: Heat | Heat Pump | 575 | 3 |  | False |  |  | True | Single-Speed | 180000 | 16981 | 10.6 | 10.4 | 13.3 |  | 168000 | 15386 | 3.2 | 3.2 | 104000 | 13252 | 2.3 | Federally-Regulated Commercial & Industrial Equipment | 06/03/2019 |  | 09/23/2019
York International | York | PC180C00A*(2,4,5)***** | NL180C00*(5,6)****** | HRCU-A-CB, Split System: Heat | Heat Pump | 460 | 3 |  | False |  |  | True | Single-Speed | 180000 | 16981 | 10.6 | 10.4 | 13.3 |  | 168000 | 15386 | 3.2 | 3.2 | 104000 | 13252 | 2.3 | Federally-Regulated Commercial & Industrial Equipment | 06/03/2019 |  | 09/23/2019
York International | York | PC180C00A*(2,4,5)***** | NL180C00*(5,6)****** | HRCU-A-CB, Split System: Heat | Heat Pump | 230 | 3 |  | False |  |  | True | Single-Speed | 180000 | 16981 | 10.6 | 10.4 | 13.3 |  | 168000 | 15386 | 3.2 | 3.2 | 104000 | 13252 | 2.3 | Federally-Regulated Commercial & Industrial Equipment | 06/03/2019 |  | 09/23/2019
York International | York | PC180C00A*(2,4,5)***** | NL180C00*(5,6)****** | HRCU-A-CB, Split System: Heat | Heat Pump | 208 | 3 |  | False |  |  | True | Single-Speed | 180000 | 16981 | 10.6 | 10.4 | 13.3 |  | 168000 | 15386 | 3.2 | 3.2 | 104000 | 13252 | 2.3 | Federally-Regulated Commercial & Industrial Equipment | 06/03/2019 |  | 09/23/2019
York International | York | PD180C00*(2,4,5)***** | ND180C00*(2,4,5,6)**** | HRCU-A-CB, Split System: Heat | Heat Pump | 575 | 3 |  | False |  |  | True | Single-Speed | 174000 | 16415 | 10.6 | 10.4 | 11.6 |  | 160000 | 13791 | 3.4 | 3.2 | 100000 | 13025 | 2.25 | Federally-Regulated Commercial & Industrial Equipment | 06/03/2019 |  | 09/23/2019
York International | York | PD180C00*(2,4,5)***** | ND180C00*(2,4,5,6)**** | HRCU-A-CB, Split System: Heat | Heat Pump | 460 | 3 |  | False |  |  | True | Single-Speed | 174000 | 16415 | 10.6 | 10.4 | 11.6 |  | 160000 | 13791 | 3.4 | 3.2 | 100000 | 13025 | 2.25 | Federally-Regulated Commercial & Industrial Equipment | 06/03/2019 |  | 09/23/2019
York International | York | PD180C00*(2,4,5)***** | ND180C00*(2,4,5,6)**** | HRCU-A-CB, Split System: Heat | Heat Pump | 230 | 3 |  | False |  |  | True | Single-Speed | 174000 | 16415 | 10.6 | 10.4 | 11.6 |  | 160000 | 13791 | 3.4 | 3.2 | 100000 | 13025 | 2.25 | Federally-Regulated Commercial & Industrial Equipment | 06/03/2019 |  | 09/23/2019
York International | York | PD180C00*(2,4,5)***** | ND180C00*(2,4,5,6)**** | HRCU-A-CB, Split System: Heat | Heat Pump | 208 | 3 |  | False |  |  | True | Single-Speed | 174000 | 16415 | 10.6 | 10.4 | 11.6 |  | 160000 | 13791 | 3.4 | 3.2 | 100000 | 13025 | 2.25 | Federally-Regulated Commercial & Industrial Equipment | 06/03/2019 |  | 09/23/2019
York International | York | XP150[C,E]**(P,R,S,U,V,X)(2,4,5)*******2 |  | HSP-A, Single-Package Heat Pum | Both Heat Pump and Electric Re | 575 | 3 | False |  |  |  | True | Single-Speed | 144000 | 13584 | 10.6 | 10.6 | 13.5 |  | 135000 | 12364 | 3.2 | 3.2 | 90000 | 12866 | 2.05 | Federally-Regulated Commercial & Industrial Equipment | 06/03/2019 |  | 09/23/2019
York International | York | XP150[C,E]**(P,R,S,U,V,X)(2,4,5)*******2 |  | HSP-A, Single-Package Heat Pum | Both Heat Pump and Electric Re | 460 | 3 | False |  |  |  | True | Single-Speed | 144000 | 13584 | 10.6 | 10.6 | 13.5 |  | 135000 | 12364 | 3.2 | 3.2 | 90000 | 12866 | 2.05 | Federally-Regulated Commercial & Industrial Equipment | 06/03/2019 |  | 09/23/2019
York International | York | XP150[C,E]**(P,R,S,U,V,X)(2,4,5)*******2 |  | HSP-A, Single-Package Heat Pum | Both Heat Pump and Electric Re | 230 | 3 | False |  |  |  | True | Single-Speed | 144000 | 13584 | 10.6 | 10.6 | 13.5 |  | 135000 | 12364 | 3.2 | 3.2 | 90000 | 12866 | 2.05 | Federally-Regulated Commercial & Industrial Equipment | 06/03/2019 |  | 09/23/2019
York International | York | XP150[C,E]**(P,R,S,U,V,X)(2,4,5)*******2 |  | HSP-A, Single-Package Heat Pum | Both Heat Pump and Electric Re | 208 | 3 | False |  |  |  | True | Single-Speed | 144000 | 13584 | 10.6 | 10.6 | 13.5 |  | 135000 | 12364 | 3.2 | 3.2 | 90000 | 12866 | 2.05 | Federally-Regulated Commercial & Industrial Equipment | 06/03/2019 |  | 09/23/2019
York International | York | PD240C00A*(2,4,5)***** | NM240C00*(5,6)****** | HRCU-A-CB, Split System: Heat | Heat Pump | 575 | 3 |  | False |  |  | True | Single-Speed | 230000 | 21698 | 10.6 | 10.4 | 13.3 |  | 220000 | 19538 | 3.3 | 3.2 | 130000 | 17318 | 2.2 | Federally-Regulated Commercial & Industrial Equipment | 08/06/2019 |  | 09/23/2019
York International | York | PD240C00A*(2,4,5)***** | NM240C00*(5,6)****** | HRCU-A-CB, Split System: Heat | Heat Pump | 460 | 3 |  | False |  |  | True | Single-Speed | 230000 | 21698 | 10.6 | 10.4 | 13.3 |  | 220000 | 19538 | 3.3 | 3.2 | 130000 | 17318 | 2.2 | Federally-Regulated Commercial & Industrial Equipment | 08/06/2019 |  | 09/23/2019
York International | York | PD240C00A*(2,4,5)***** | NM240C00*(5,6)****** | HRCU-A-CB, Split System: Heat | Heat Pump | 230 | 3 |  | False |  |  | True | Single-Speed | 230000 | 21698 | 10.6 | 10.4 | 13.3 |  | 220000 | 19538 | 3.3 | 3.2 | 130000 | 17318 | 2.2 | Federally-Regulated Commercial & Industrial Equipment | 08/06/2019 |  | 09/23/2019
York International | York | PD240C00A*(2,4,5)***** | NM240C00*(5,6)****** | HRCU-A-CB, Split System: Heat | Heat Pump | 208 | 3 |  | False |  |  | True | Single-Speed | 230000 | 21698 | 10.6 | 10.4 | 13.3 |  | 220000 | 19538 | 3.3 | 3.2 | 130000 | 17318 | 2.2 | Federally-Regulated Commercial & Industrial Equipment | 08/06/2019 |  | 09/23/2019
York International | York | PD240C00*(2,4,5)***** | NM240C00*(2,4,5,6)**** | HRCU-A-CB, Split System: Heat | Heat Pump | 575 | 3 |  | False |  |  | True | Single-Speed | 230000 | 21698 | 10.6 | 10.4 | 13.3 |  | 220000 | 19538 | 3.3 | 3.2 | 130000 | 17318 | 2.2 | Federally-Regulated Commercial & Industrial Equipment | 06/03/2019 |  | 09/23/2019
York International | York | PD240C00*(2,4,5)***** | NM240C00*(2,4,5,6)**** | HRCU-A-CB, Split System: Heat | Heat Pump | 460 | 3 |  | False |  |  | True | Single-Speed | 230000 | 21698 | 10.6 | 10.4 | 13.3 |  | 220000 | 19538 | 3.3 | 3.2 | 130000 | 17318 | 2.2 | Federally-Regulated Commercial & Industrial Equipment | 06/03/2019 |  | 09/23/2019
York International | York | PD240C00*(2,4,5)***** | NM240C00*(2,4,5,6)**** | HRCU-A-CB, Split System: Heat | Heat Pump | 230 | 3 |  | False |  |  | True | Single-Speed | 230000 | 21698 | 10.6 | 10.4 | 13.3 |  | 220000 | 19538 | 3.3 | 3.2 | 130000 | 17318 | 2.2 | Federally-Regulated Commercial & Industrial Equipment | 06/03/2019 |  | 09/23/2019
York International | York | PD240C00*(2,4,5)***** | NM240C00*(2,4,5,6)**** | HRCU-A-CB, Split System: Heat | Heat Pump | 208 | 3 |  | False |  |  | True | Single-Speed | 230000 | 21698 | 10.6 | 10.4 | 13.3 |  | 220000 | 19538 | 3.3 | 3.2 | 130000 | 17318 | 2.2 | Federally-Regulated Commercial & Industrial Equipment | 06/03/2019 |  | 09/23/2019
York International | York | XXE12A(2,4,5)*3********* |  | HSP-A, Single-Package Heat Pum | Heat Pump | 575 | 3 | False |  |  |  | True | Single-Speed | 116000 | 10545 | 11 | 10.8 | 13.4 |  | 108000 | 9591 | 3.3 | 3.3 | 62000 | 8075 | 2.25 | Federally-Regulated Commercial & Industrial Equipment | 06/03/2019 |  | 09/23/2019
York International | York | XXE12A(2,4,5)*3********* |  | HSP-A, Single-Package Heat Pum | Heat Pump | 460 | 3 | False |  |  |  | True | Single-Speed | 116000 | 10545 | 11 | 10.8 | 13.4 |  | 108000 | 9591 | 3.3 | 3.3 | 62000 | 8075 | 2.25 | Federally-Regulated Commercial & Industrial Equipment | 06/03/2019 |  | 09/23/2019
York International | York | XXE12A(2,4,5)*3********* |  | HSP-A, Single-Package Heat Pum | Heat Pump | 230 | 3 | False |  |  |  | True | Single-Speed | 116000 | 10545 | 11 | 10.8 | 13.4 |  | 108000 | 9591 | 3.3 | 3.3 | 62000 | 8075 | 2.25 | Federally-Regulated Commercial & Industrial Equipment | 06/03/2019 |  | 09/23/2019
York International | York | XXE12A(2,4,5)*3********* |  | HSP-A, Single-Package Heat Pum | Heat Pump | 208 | 3 | False |  |  |  | True | Single-Speed | 116000 | 10545 | 11 | 10.8 | 13.4 |  | 108000 | 9591 | 3.3 | 3.3 | 62000 | 8075 | 2.25 | Federally-Regulated Commercial & Industrial Equipment | 06/03/2019 |  | 09/23/2019
York International | York | PC120C00*(2,4,5)***5 | NC120C00*(2,4,5,6)**** | HRCU-A-CB, Split System: Heat | Heat Pump | 575 | 3 |  | False |  |  | True | Single-Speed | 116000 | 10450 | 11.1 | 10.8 | 12.3 |  | 104000 | 9236 | 3.3 | 3.3 | 63000 | 8027 | 2.3 | Federally-Regulated Commercial & Industrial Equipment | 06/03/2019 |  | 09/23/2019
York International | York | PC120C00*(2,4,5)***5 | NC120C00*(2,4,5,6)**** | HRCU-A-CB, Split System: Heat | Heat Pump | 460 | 3 |  | False |  |  | True | Single-Speed | 116000 | 10450 | 11.1 | 10.8 | 12.3 |  | 104000 | 9236 | 3.3 | 3.3 | 63000 | 8027 | 2.3 | Federally-Regulated Commercial & Industrial Equipment | 06/03/2019 |  | 09/23/2019
York International | York | PC120C00*(2,4,5)***5 | NC120C00*(2,4,5,6)**** | HRCU-A-CB, Split System: Heat | Heat Pump | 230 | 3 |  | False |  |  | True | Single-Speed | 116000 | 10450 | 11.1 | 10.8 | 12.3 |  | 104000 | 9236 | 3.3 | 3.3 | 63000 | 8027 | 2.3 | Federally-Regulated Commercial & Industrial Equipment | 06/03/2019 |  | 09/23/2019
York International | York | PC120C00*(2,4,5)***5 | NC120C00*(2,4,5,6)**** | HRCU-A-CB, Split System: Heat | Heat Pump | 208 | 3 |  | False |  |  | True | Single-Speed | 116000 | 10450 | 11.1 | 10.8 | 12.3 |  | 104000 | 9236 | 3.3 | 3.3 | 63000 | 8027 | 2.3 | Federally-Regulated Commercial & Industrial Equipment | 06/03/2019 |  | 09/23/2019
York International | York | PC090C00*(2,4,5)***** | NL090C00*(2,4,5,6)**** | HRCU-A-CB, Split System: Heat | Heat Pump | 575 | 3 |  | False |  |  | True | Single-Speed | 89000 | 8090 | 11 | 10.8 | 12.4 |  | 82000 | 7068 | 3.4 | 3.3 | 49000 | 6243 | 2.3 | Federally-Regulated Commercial & Industrial Equipment | 06/03/2019 |  | 09/23/2019
York International | York | PC090C00*(2,4,5)***** | NL090C00*(2,4,5,6)**** | HRCU-A-CB, Split System: Heat | Heat Pump | 460 | 3 |  | False |  |  | True | Single-Speed | 89000 | 8090 | 11 | 10.8 | 12.4 |  | 82000 | 7068 | 3.4 | 3.3 | 49000 | 6243 | 2.3 | Federally-Regulated Commercial & Industrial Equipment | 06/03/2019 |  | 09/23/2019
York International | York | PC090C00*(2,4,5)***** | NL090C00*(2,4,5,6)**** | HRCU-A-CB, Split System: Heat | Heat Pump | 230 | 3 |  | False |  |  | True | Single-Speed | 89000 | 8090 | 11 | 10.8 | 12.4 |  | 82000 | 7068 | 3.4 | 3.3 | 49000 | 6243 | 2.3 | Federally-Regulated Commercial & Industrial Equipment | 06/03/2019 |  | 09/23/2019
York International | York | PC090C00*(2,4,5)***** | NL090C00*(2,4,5,6)**** | HRCU-A-CB, Split System: Heat | Heat Pump | 208 | 3 |  | False |  |  | True | Single-Speed | 89000 | 8090 | 11 | 10.8 | 12.4 |  | 82000 | 7068 | 3.4 | 3.3 | 49000 | 6243 | 2.3 | Federally-Regulated Commercial & Industrial Equipment | 06/03/2019 |  | 09/23/2019
York International | York | XXEA7A(2,4,5)*3********* |  | HSP-A, Single-Package Heat Pum | Heat Pump | 575 | 3 | False |  |  |  | True | Single-Speed | 66000 | 6000 | 11 | 10.8 | 14.8 |  | 65000 | 5442 | 3.5 | 3.3 | 35000 | 4459 | 2.3 | Federally-Regulated Commercial & Industrial Equipment | 04/16/2019 |  | 09/23/2019
York International | York | XXEA7A(2,4,5)*3********* |  | HSP-A, Single-Package Heat Pum | Heat Pump | 460 | 3 | False |  |  |  | True | Single-Speed | 66000 | 6000 | 11 | 10.8 | 14.8 |  | 65000 | 5442 | 3.5 | 3.3 | 35000 | 4459 | 2.3 | Federally-Regulated Commercial & Industrial Equipment | 04/16/2019 |  | 09/23/2019
York International | York | XXEA7A(2,4,5)*3********* |  | HSP-A, Single-Package Heat Pum | Heat Pump | 230 | 3 | False |  |  |  | True | Single-Speed | 66000 | 6000 | 11 | 10.8 | 14.8 |  | 65000 | 5442 | 3.5 | 3.3 | 35000 | 4459 | 2.3 | Federally-Regulated Commercial & Industrial Equipment | 04/16/2019 |  | 09/23/2019
York International | York | XXEA7A(2,4,5)*3********* |  | HSP-A, Single-Package Heat Pum | Heat Pump | 208 | 3 | False |  |  |  | True | Single-Speed | 66000 | 6000 | 11 | 10.8 | 14.8 |  | 65000 | 5442 | 3.5 | 3.3 | 35000 | 4459 | 2.3 | Federally-Regulated Commercial & Industrial Equipment | 04/16/2019 |  | 09/23/2019
York International | York | PC090C00A*(2,4,5)***** | NL090C00*(5,6)****** | HRCU-A-CB, Split System: Heat | Heat Pump | 575 | 3 |  | False |  |  | True | Single-Speed | 89000 | 8090 | 11 | 10.8 | 12.4 |  | 82000 | 7282 | 3.3 | 3.3 | 49000 | 6243 | 2.3 | Federally-Regulated Commercial & Industrial Equipment | 06/03/2019 |  | 09/23/2019
York International | York | PC090C00A*(2,4,5)***** | NL090C00*(5,6)****** | HRCU-A-CB, Split System: Heat | Heat Pump | 460 | 3 |  | False |  |  | True | Single-Speed | 89000 | 8090 | 11 | 10.8 | 12.4 |  | 82000 | 7282 | 3.3 | 3.3 | 49000 | 6243 | 2.3 | Federally-Regulated Commercial & Industrial Equipment | 06/03/2019 |  | 09/23/2019
York International | York | PC090C00A*(2,4,5)***** | NL090C00*(5,6)****** | HRCU-A-CB, Split System: Heat | Heat Pump | 230 | 3 |  | False |  |  | True | Single-Speed | 89000 | 8090 | 11 | 10.8 | 12.4 |  | 82000 | 7282 | 3.3 | 3.3 | 49000 | 6243 | 2.3 | Federally-Regulated Commercial & Industrial Equipment | 06/03/2019 |  | 09/23/2019
York International | York | PC090C00A*(2,4,5)***** | NL090C00*(5,6)****** | HRCU-A-CB, Split System: Heat | Heat Pump | 208 | 3 |  | False |  |  | True | Single-Speed | 89000 | 8090 | 11 | 10.8 | 12.4 |  | 82000 | 7282 | 3.3 | 3.3 | 49000 | 6243 | 2.3 | Federally-Regulated Commercial & Industrial Equipment | 06/03/2019 |  | 09/23/2019
York International | York | XYE08A(2,4,5)*1******* |  | HSP-A, Single-Package Heat Pum | Heat Pump | 575 | 3 | False |  |  |  | True | Single-Speed | 88000 | 7272 | 12.1 | 10.8 | 14 |  | 84000 | 7033 | 3.5 | 3.3 | 48000 | 5861 | 2.4 | Federally-Regulated Commercial & Industrial Equipment | 06/03/2019 |  | 09/23/2019
York International | York | XYE08A(2,4,5)*1******* |  | HSP-A, Single-Package Heat Pum | Heat Pump | 460 | 3 | False |  |  |  | True | Single-Speed | 88000 | 7272 | 12.1 | 10.8 | 14 |  | 84000 | 7033 | 3.5 | 3.3 | 48000 | 5861 | 2.4 | Federally-Regulated Commercial & Industrial Equipment | 06/03/2019 |  | 09/23/2019
York International | York | XYE08A(2,4,5)*1******* |  | HSP-A, Single-Package Heat Pum | Heat Pump | 230 | 3 | False |  |  |  | True | Single-Speed | 88000 | 7272 | 12.1 | 10.8 | 14 |  | 84000 | 7033 | 3.5 | 3.3 | 48000 | 5861 | 2.4 | Federally-Regulated Commercial & Industrial Equipment | 06/03/2019 |  | 09/23/2019
York International | York | XYE08A(2,4,5)*1******* |  | HSP-A, Single-Package Heat Pum | Heat Pump | 208 | 3 | False |  |  |  | True | Single-Speed | 88000 | 7272 | 12.1 | 10.8 | 14 |  | 84000 | 7033 | 3.5 | 3.3 | 48000 | 5861 | 2.4 | Federally-Regulated Commercial & Industrial Equipment | 06/03/2019 |  | 09/23/2019
York International | York | PD180C00*(2,4,5)***** | NM180C00*(2,4,5,6)**** | HRCU-A-CB, Split System: Heat | Heat Pump | 575 | 3 |  | False |  |  | True | Single-Speed | 174000 | 16415 | 10.6 | 10.4 | 14 |  | 160000 | 13791 | 3.4 | 3.2 | 100000 | 13025 | 2.25 | Federally-Regulated Commercial & Industrial Equipment | 06/03/2019 |  | 09/23/2019
York International | York | PD180C00*(2,4,5)***** | NM180C00*(2,4,5,6)**** | HRCU-A-CB, Split System: Heat | Heat Pump | 460 | 3 |  | False |  |  | True | Single-Speed | 174000 | 16415 | 10.6 | 10.4 | 14 |  | 160000 | 13791 | 3.4 | 3.2 | 100000 | 13025 | 2.25 | Federally-Regulated Commercial & Industrial Equipment | 06/03/2019 |  | 09/23/2019
York International | York | PD180C00*(2,4,5)***** | NM180C00*(2,4,5,6)**** | HRCU-A-CB, Split System: Heat | Heat Pump | 230 | 3 |  | False |  |  | True | Single-Speed | 174000 | 16415 | 10.6 | 10.4 | 14 |  | 160000 | 13791 | 3.4 | 3.2 | 100000 | 13025 | 2.25 | Federally-Regulated Commercial & Industrial Equipment | 06/03/2019 |  | 09/23/2019
York International | York | PD180C00*(2,4,5)***** | NM180C00*(2,4,5,6)**** | HRCU-A-CB, Split System: Heat | Heat Pump | 208 | 3 |  | False |  |  | True | Single-Speed | 174000 | 16415 | 10.6 | 10.4 | 14 |  | 160000 | 13791 | 3.4 | 3.2 | 100000 | 13025 | 2.25 | Federally-Regulated Commercial & Industrial Equipment | 06/03/2019 |  | 09/23/2019
York International | York | PC120C00A*(2,4,5)**** | NL120C00*(5,6)****** | HRCU-A-CB, Split System: Heat | Heat Pump | 575 | 3 |  | False |  |  | True | Single-Speed | 120000 | 11111 | 10.8 | 10.8 | 13.5 |  | 109000 | 9680 | 3.3 | 3.3 | 63000 | 8206 | 2.25 | Federally-Regulated Commercial & Industrial Equipment | 06/03/2019 |  | 09/23/2019
York International | York | PC120C00A*(2,4,5)**** | NL120C00*(5,6)****** | HRCU-A-CB, Split System: Heat | Heat Pump | 460 | 3 |  | False |  |  | True | Single-Speed | 120000 | 11111 | 10.8 | 10.8 | 13.5 |  | 109000 | 9680 | 3.3 | 3.3 | 63000 | 8206 | 2.25 | Federally-Regulated Commercial & Industrial Equipment | 06/03/2019 |  | 09/23/2019
York International | York | PC120C00A*(2,4,5)**** | NL120C00*(5,6)****** | HRCU-A-CB, Split System: Heat | Heat Pump | 230 | 3 |  | False |  |  | True | Single-Speed | 120000 | 11111 | 10.8 | 10.8 | 13.5 |  | 109000 | 9680 | 3.3 | 3.3 | 63000 | 8206 | 2.25 | Federally-Regulated Commercial & Industrial Equipment | 06/03/2019 |  | 09/23/2019
York International | York | PC120C00A*(2,4,5)**** | NL120C00*(5,6)****** | HRCU-A-CB, Split System: Heat | Heat Pump | 208 | 3 |  | False |  |  | True | Single-Speed | 120000 | 11111 | 10.8 | 10.8 | 13.5 |  | 109000 | 9680 | 3.3 | 3.3 | 63000 | 8206 | 2.25 | Federally-Regulated Commercial & Industrial Equipment | 06/03/2019 |  | 09/23/2019
York International | York | XXE08A(2,4,5)*1********* |  | HSP-A, Single-Package Heat Pum | Heat Pump | 575 | 3 | False |  |  |  | True | Single-Speed | 90000 | 7826 | 11.5 | 10.8 | 13.3 |  | 84000 | 7033 | 3.5 | 3.3 | 49000 | 6382 | 2.25 | Federally-Regulated Commercial & Industrial Equipment | 05/01/2019 |  | 09/23/2019
York International | York | XXE08A(2,4,5)*1********* |  | HSP-A, Single-Package Heat Pum | Heat Pump | 460 | 3 | False |  |  |  | True | Single-Speed | 90000 | 7826 | 11.5 | 10.8 | 13.3 |  | 84000 | 7033 | 3.5 | 3.3 | 49000 | 6382 | 2.25 | Federally-Regulated Commercial & Industrial Equipment | 05/01/2019 |  | 09/23/2019
York International | York | XXE08A(2,4,5)*1********* |  | HSP-A, Single-Package Heat Pum | Heat Pump | 230 | 3 | False |  |  |  | True | Single-Speed | 90000 | 7826 | 11.5 | 10.8 | 13.3 |  | 84000 | 7033 | 3.5 | 3.3 | 49000 | 6382 | 2.25 | Federally-Regulated Commercial & Industrial Equipment | 05/01/2019 |  | 09/23/2019
York International | York | XXE08A(2,4,5)*1********* |  | HSP-A, Single-Package Heat Pum | Heat Pump | 208 | 3 | False |  |  |  | True | Single-Speed | 90000 | 7826 | 11.5 | 10.8 | 13.3 |  | 84000 | 7033 | 3.5 | 3.3 | 49000 | 6382 | 2.25 | Federally-Regulated Commercial & Industrial Equipment | 06/03/2019 |  | 09/23/2019
York International | York | XYEA7A(2,4,5)*3********* |  | HSP-A, Single-Package Heat Pum | Heat Pump | 575 | 3 | False |  |  |  | True | Dual-Speed | 70000 | 5833 | 12 | 10.8 | 14.8 |  | 67000 | 5775 | 3.4 | 3.3 | 38000 | 4640 | 2.4 | Federally-Regulated Commercial & Industrial Equipment | 06/03/2019 |  | 09/23/2019
York International | York | XYEA7A(2,4,5)*3********* |  | HSP-A, Single-Package Heat Pum | Heat Pump | 460 | 3 | False |  |  |  | True | Dual-Speed | 70000 | 5833 | 12 | 10.8 | 14.8 |  | 67000 | 5775 | 3.4 | 3.3 | 38000 | 4640 | 2.4 | Federally-Regulated Commercial & Industrial Equipment | 06/03/2019 |  | 09/23/2019
York International | York | XYEA7A(2,4,5)*3********* |  | HSP-A, Single-Package Heat Pum | Heat Pump | 230 | 3 | False |  |  |  | True | Dual-Speed | 70000 | 5833 | 12 | 10.8 | 14.8 |  | 67000 | 5775 | 3.4 | 3.3 | 38000 | 4640 | 2.4 | Federally-Regulated Commercial & Industrial Equipment | 06/03/2019 |  | 09/23/2019
York International | York | XYEA7A(2,4,5)*3********* |  | HSP-A, Single-Package Heat Pum | Heat Pump | 208 | 3 | False |  |  |  | True | Dual-Speed | 70000 | 5833 | 12 | 10.8 | 14.8 |  | 67000 | 5775 | 3.4 | 3.3 | 38000 | 4640 | 2.4 | Federally-Regulated Commercial & Industrial Equipment | 06/03/2019 |  | 09/23/2019
York International | York | XYE07A(2,4,5)*1******* |  | HSP-A, Single-Package Heat Pum | Heat Pump | 575 | 3 | False |  |  |  | True | Single-Speed | 71000 | 5916 | 12 | 10.8 | 13.2 |  | 69000 | 5947 | 3.4 | 3.3 | 39000 | 4762 | 2.4 | Federally-Regulated Commercial & Industrial Equipment | 06/03/2019 |  | 09/23/2019
York International | York | XYE07A(2,4,5)*1******* |  | HSP-A, Single-Package Heat Pum | Heat Pump | 460 | 3 | False |  |  |  | True | Single-Speed | 71000 | 5916 | 12 | 10.8 | 13.2 |  | 69000 | 5947 | 3.4 | 3.3 | 39000 | 4762 | 2.4 | Federally-Regulated Commercial & Industrial Equipment | 06/03/2019 |  | 09/23/2019
York International | York | XYE07A(2,4,5)*1******* |  | HSP-A, Single-Package Heat Pum | Heat Pump | 230 | 3 | False |  |  |  | True | Single-Speed | 71000 | 5916 | 12 | 10.8 | 13.2 |  | 69000 | 5947 | 3.4 | 3.3 | 39000 | 4762 | 2.4 | Federally-Regulated Commercial & Industrial Equipment | 06/03/2019 |  | 09/23/2019
York International | York | XYE07A(2,4,5)*1******* |  | HSP-A, Single-Package Heat Pum | Heat Pump | 208 | 3 | False |  |  |  | True | Single-Speed | 71000 | 5916 | 12 | 10.8 | 13.2 |  | 69000 | 5947 | 3.4 | 3.3 | 39000 | 4762 | 2.4 | Federally-Regulated Commercial & Industrial Equipment | 06/03/2019 |  | 09/23/2019
York International | York | PC180C00*(2,4,5)***** | NC180C00*(2,4,5,6)**** | HRCU-A-CB, Split System: Heat | Heat Pump | 575 | 3 |  | False |  |  | True | Single-Speed | 180000 | 16981 | 10.6 | 10.4 | 12 |  | 168000 | 15386 | 3.2 | 3.2 | 104000 | 13252 | 2.3 | Federally-Regulated Commercial & Industrial Equipment | 06/03/2019 |  | 09/23/2019
York International | York | PC180C00*(2,4,5)***** | NC180C00*(2,4,5,6)**** | HRCU-A-CB, Split System: Heat | Heat Pump | 460 | 3 |  | False |  |  | True | Single-Speed | 180000 | 16981 | 10.6 | 10.4 | 12 |  | 168000 | 15386 | 3.2 | 3.2 | 104000 | 13252 | 2.3 | Federally-Regulated Commercial & Industrial Equipment | 06/03/2019 |  | 09/23/2019
York International | York | PC180C00*(2,4,5)***** | NC180C00*(2,4,5,6)**** | HRCU-A-CB, Split System: Heat | Heat Pump | 230 | 3 |  | False |  |  | True | Single-Speed | 180000 | 16981 | 10.6 | 10.4 | 12 |  | 168000 | 15386 | 3.2 | 3.2 | 104000 | 13252 | 2.3 | Federally-Regulated Commercial & Industrial Equipment | 06/03/2019 |  | 09/23/2019
York International | York | PC180C00*(2,4,5)***** | NC180C00*(2,4,5,6)**** | HRCU-A-CB, Split System: Heat | Heat Pump | 208 | 3 |  | False |  |  | True | Single-Speed | 180000 | 16981 | 10.6 | 10.4 | 12 |  | 168000 | 15386 | 3.2 | 3.2 | 104000 | 13252 | 2.3 | Federally-Regulated Commercial & Industrial Equipment | 06/03/2019 |  | 09/23/2019
York International | York | XXE08A(2,4,5)*3********* |  | HSP-A, Single-Package Heat Pum | Heat Pump | 575 | 3 | False |  |  |  | True | Single-Speed | 90000 | 7826 | 11.5 | 10.8 | 15.1 |  | 84000 | 7033 | 3.5 | 3.3 | 49000 | 6382 | 2.25 | Federally-Regulated Commercial & Industrial Equipment | 06/03/2019 |  | 09/23/2019
York International | York | XXE08A(2,4,5)*3********* |  | HSP-A, Single-Package Heat Pum | Heat Pump | 460 | 3 | False |  |  |  | True | Single-Speed | 90000 | 7826 | 11.5 | 10.8 | 15.1 |  | 84000 | 7033 | 3.5 | 3.3 | 49000 | 6382 | 2.25 | Federally-Regulated Commercial & Industrial Equipment | 06/03/2019 |  | 09/23/2019
York International | York | XXE08A(2,4,5)*3********* |  | HSP-A, Single-Package Heat Pum | Heat Pump | 230 | 3 | False |  |  |  | True | Single-Speed | 90000 | 7826 | 11.5 | 10.8 | 15.1 |  | 84000 | 7033 | 3.5 | 3.3 | 49000 | 6382 | 2.25 | Federally-Regulated Commercial & Industrial Equipment | 06/03/2019 |  | 09/23/2019
York International | York | XXE08A(2,4,5)*3********* |  | HSP-A, Single-Package Heat Pum | Heat Pump | 208 | 3 | False |  |  |  | True | Single-Speed | 90000 | 7826 | 11.5 | 10.8 | 15.1 |  | 84000 | 7033 | 3.5 | 3.3 | 49000 | 6382 | 2.25 | Federally-Regulated Commercial & Industrial Equipment | 06/03/2019 |  | 09/23/2019
York International | York | PC120C00*(2,4,5)**** | NL120C00*(2,4,5,6)**** | HRCU-A-CB, Split System: Heat | Heat Pump | 575 | 3 |  | False |  |  | True | Single-Speed | 120000 | 11111 | 10.8 | 10.8 | 13.5 |  | 109000 | 9680 | 3.3 | 3.3 | 63000 | 8206 | 2.25 | Federally-Regulated Commercial & Industrial Equipment | 06/03/2019 |  | 09/23/2019
York International | York | PC120C00*(2,4,5)**** | NL120C00*(2,4,5,6)**** | HRCU-A-CB, Split System: Heat | Heat Pump | 460 | 3 |  | False |  |  | True | Single-Speed | 120000 | 11111 | 10.8 | 10.8 | 13.5 |  | 109000 | 9680 | 3.3 | 3.3 | 63000 | 8206 | 2.25 | Federally-Regulated Commercial & Industrial Equipment | 06/03/2019 |  | 09/23/2019
York International | York | PC120C00*(2,4,5)**** | NL120C00*(2,4,5,6)**** | HRCU-A-CB, Split System: Heat | Heat Pump | 230 | 3 |  | False |  |  | True | Single-Speed | 120000 | 11111 | 10.8 | 10.8 | 13.5 |  | 109000 | 9680 | 3.3 | 3.3 | 63000 | 8206 | 2.25 | Federally-Regulated Commercial & Industrial Equipment | 06/03/2019 |  | 09/23/2019
York International | York | PC120C00*(2,4,5)**** | NL120C00*(2,4,5,6)**** | HRCU-A-CB, Split System: Heat | Heat Pump | 208 | 3 |  | False |  |  | True | Single-Speed | 120000 | 11111 | 10.8 | 10.8 | 13.5 |  | 109000 | 9680 | 3.3 | 3.3 | 63000 | 8206 | 2.25 | Federally-Regulated Commercial & Industrial Equipment | 06/03/2019 |  | 09/23/2019
York International | York | XXEA7A(2,4,5)*1********* |  | HSP-A, Single-Package Heat Pum | Heat Pump | 575 | 3 | False |  |  |  | True | Single-Speed | 66000 | 6000 | 11 | 10.8 | 12.7 |  | 65000 | 5442 | 3.5 | 3.3 | 35000 | 4459 | 2.3 | Federally-Regulated Commercial & Industrial Equipment | 06/03/2019 |  | 09/23/2019
York International | York | XXEA7A(2,4,5)*1********* |  | HSP-A, Single-Package Heat Pum | Heat Pump | 460 | 3 | False |  |  |  | True | Single-Speed | 66000 | 6000 | 11 | 10.8 | 12.7 |  | 65000 | 5442 | 3.5 | 3.3 | 35000 | 4459 | 2.3 | Federally-Regulated Commercial & Industrial Equipment | 06/03/2019 |  | 09/23/2019
York International | York | XXEA7A(2,4,5)*1********* |  | HSP-A, Single-Package Heat Pum | Heat Pump | 230 | 3 | False |  |  |  | True | Single-Speed | 66000 | 6000 | 11 | 10.8 | 12.7 |  | 65000 | 5442 | 3.5 | 3.3 | 35000 | 4459 | 2.3 | Federally-Regulated Commercial & Industrial Equipment | 06/03/2019 |  | 09/23/2019
York International | York | XXEA7A(2,4,5)*1********* |  | HSP-A, Single-Package Heat Pum | Heat Pump | 208 | 3 | False |  |  |  | True | Single-Speed | 66000 | 6000 | 11 | 10.8 | 12.7 |  | 65000 | 5442 | 3.5 | 3.3 | 35000 | 4459 | 2.3 | Federally-Regulated Commercial & Industrial Equipment | 06/03/2019 |  | 09/23/2019
York International | York | XYE08A(2,4,5)*3******* |  | HSP-A, Single-Package Heat Pum | Heat Pump | 575 | 3 | False |  |  |  | True | Single-Speed | 88000 | 7272 | 12.1 | 10.8 | 16 |  | 84000 | 7033 | 3.5 | 3.3 | 48000 | 5861 | 2.4 | Federally-Regulated Commercial & Industrial Equipment | 08/06/2019 |  | 09/23/2019
York International | York | XYE08A(2,4,5)*3******* |  | HSP-A, Single-Package Heat Pum | Heat Pump | 460 | 3 | False |  |  |  | True | Single-Speed | 88000 | 7272 | 12.1 | 10.8 | 16 |  | 84000 | 7033 | 3.5 | 3.3 | 48000 | 5861 | 2.4 | Federally-Regulated Commercial & Industrial Equipment | 08/06/2019 |  | 09/23/2019
York International | York | XYE08A(2,4,5)*3******* |  | HSP-A, Single-Package Heat Pum | Heat Pump | 230 | 3 | False |  |  |  | True | Single-Speed | 88000 | 7272 | 12.1 | 10.8 | 16 |  | 84000 | 7033 | 3.5 | 3.3 | 48000 | 5861 | 2.4 | Federally-Regulated Commercial & Industrial Equipment | 08/06/2019 |  | 09/23/2019
York International | York | XYE08A(2,4,5)*3******* |  | HSP-A, Single-Package Heat Pum | Heat Pump | 208 | 3 | False |  |  |  | True | Single-Speed | 88000 | 7272 | 12.1 | 10.8 | 16 |  | 84000 | 7033 | 3.5 | 3.3 | 48000 | 5861 | 2.4 | Federally-Regulated Commercial & Industrial Equipment | 08/06/2019 |  | 09/23/2019
York International | York | XXE09A(2,4,5)*3********* |  | HSP-A, Single-Package Heat Pum | Heat Pump | 575 | 3 | False |  |  |  | True | Single-Speed | 102000 | 8644 | 11.8 | 10.8 | 14.4 |  | 94000 | 8223 | 3.35 | 3.3 | 57000 | 7424 | 2.25 | Federally-Regulated Commercial & Industrial Equipment | 06/03/2019 |  | 09/23/2019
York International | York | XXE09A(2,4,5)*3********* |  | HSP-A, Single-Package Heat Pum | Heat Pump | 460 | 3 | False |  |  |  | True | Single-Speed | 102000 | 8644 | 11.8 | 10.8 | 14.4 |  | 94000 | 8223 | 3.35 | 3.3 | 57000 | 7424 | 2.25 | Federally-Regulated Commercial & Industrial Equipment | 06/03/2019 |  | 09/23/2019
York International | York | XXE09A(2,4,5)*3********* |  | HSP-A, Single-Package Heat Pum | Heat Pump | 230 | 3 | False |  |  |  | True | Single-Speed | 102000 | 8644 | 11.8 | 10.8 | 14.4 |  | 94000 | 8223 | 3.35 | 3.3 | 57000 | 7424 | 2.25 | Federally-Regulated Commercial & Industrial Equipment | 06/03/2019 |  | 09/23/2019
York International | York | XXE09A(2,4,5)*3********* |  | HSP-A, Single-Package Heat Pum | Heat Pump | 208 | 3 | False |  |  |  | True | Single-Speed | 102000 | 8644 | 11.8 | 10.8 | 14.4 |  | 94000 | 8223 | 3.35 | 3.3 | 57000 | 7424 | 2.25 | Federally-Regulated Commercial & Industrial Equipment | 06/03/2019 |  | 09/23/2019
York International | York | PC120C00*(2,4,5)***5 | NL120C00*(2,4,5,6)**** | HRCU-A-CB, Split System: Heat | Heat Pump | 575 | 3 |  | False |  |  | True | Single-Speed | 116000 | 10450 | 11.1 | 10.8 | 14.2 |  | 104000 | 9236 | 3.3 | 3.3 | 63000 | 8027 | 2.3 | Federally-Regulated Commercial & Industrial Equipment | 06/03/2019 |  | 09/23/2019
York International | York | PC120C00*(2,4,5)***5 | NL120C00*(2,4,5,6)**** | HRCU-A-CB, Split System: Heat | Heat Pump | 460 | 3 |  | False |  |  | True | Single-Speed | 116000 | 10450 | 11.1 | 10.8 | 14.2 |  | 104000 | 9236 | 3.3 | 3.3 | 63000 | 8027 | 2.3 | Federally-Regulated Commercial & Industrial Equipment | 06/03/2019 |  | 09/23/2019
York International | York | PC120C00*(2,4,5)***5 | NL120C00*(2,4,5,6)**** | HRCU-A-CB, Split System: Heat | Heat Pump | 230 | 3 |  | False |  |  | True | Single-Speed | 116000 | 10450 | 11.1 | 10.8 | 14.2 |  | 104000 | 9236 | 3.3 | 3.3 | 63000 | 8027 | 2.3 | Federally-Regulated Commercial & Industrial Equipment | 06/03/2019 |  | 09/23/2019
York International | York | PC120C00*(2,4,5)***5 | NL120C00*(2,4,5,6)**** | HRCU-A-CB, Split System: Heat | Heat Pump | 208 | 3 |  | False |  |  | True | Single-Speed | 116000 | 10450 | 11.1 | 10.8 | 14.2 |  | 104000 | 9236 | 3.3 | 3.3 | 63000 | 8027 | 2.3 | Federally-Regulated Commercial & Industrial Equipment | 06/03/2019 |  | 09/23/2019
York International | York | XYE09A(2,4,5)*1******* |  | HSP-A, Single-Package Heat Pum | Heat Pump | 575 | 3 | False |  |  |  | True | Single-Speed | 98000 | 8166 | 12 | 10.8 | 13.8 |  | 96000 | 8275 | 3.4 | 3.3 | 54000 | 7002 | 2.26 | Federally-Regulated Commercial & Industrial Equipment | 06/03/2019 |  | 09/23/2019
York International | York | XYE09A(2,4,5)*1******* |  | HSP-A, Single-Package Heat Pum | Heat Pump | 460 | 3 | False |  |  |  | True | Single-Speed | 98000 | 8166 | 12 | 10.8 | 13.8 |  | 96000 | 8275 | 3.4 | 3.3 | 54000 | 7002 | 2.26 | Federally-Regulated Commercial & Industrial Equipment | 06/03/2019 |  | 09/23/2019
York International | York | XYE09A(2,4,5)*1******* |  | HSP-A, Single-Package Heat Pum | Heat Pump | 230 | 3 | False |  |  |  | True | Single-Speed | 98000 | 8166 | 12 | 10.8 | 13.8 |  | 96000 | 8275 | 3.4 | 3.3 | 54000 | 7002 | 2.26 | Federally-Regulated Commercial & Industrial Equipment | 06/03/2019 |  | 09/23/2019
York International | York | XYE09A(2,4,5)*1******* |  | HSP-A, Single-Package Heat Pum | Heat Pump | 208 | 3 | False |  |  |  | True | Single-Speed | 98000 | 8166 | 12 | 10.8 | 13.8 |  | 96000 | 8275 | 3.4 | 3.3 | 54000 | 7002 | 2.26 | Federally-Regulated Commercial & Industrial Equipment | 06/03/2019 |  | 09/23/2019
York International | York | PD180C00A*(2,4,5)***** | NM180C00*(5,6)****** | HRCU-A-CB, Split System: Heat | Heat Pump | 575 | 3 |  | False |  |  | True | Single-Speed | 174000 | 16415 | 10.6 | 10.4 | 14 |  | 160000 | 13791 | 3.4 | 3.2 | 100000 | 13025 | 2.25 | Federally-Regulated Commercial & Industrial Equipment | 06/03/2019 |  | 09/23/2019
York International | York | PD180C00A*(2,4,5)***** | NM180C00*(5,6)****** | HRCU-A-CB, Split System: Heat | Heat Pump | 460 | 3 |  | False |  |  | True | Single-Speed | 174000 | 16415 | 10.6 | 10.4 | 14 |  | 160000 | 13791 | 3.4 | 3.2 | 100000 | 13025 | 2.25 | Federally-Regulated Commercial & Industrial Equipment | 06/03/2019 |  | 09/23/2019
York International | York | PD180C00A*(2,4,5)***** | NM180C00*(5,6)****** | HRCU-A-CB, Split System: Heat | Heat Pump | 230 | 3 |  | False |  |  | True | Single-Speed | 174000 | 16415 | 10.6 | 10.4 | 14 |  | 160000 | 13791 | 3.4 | 3.2 | 100000 | 13025 | 2.25 | Federally-Regulated Commercial & Industrial Equipment | 06/03/2019 |  | 09/23/2019
York International | York | PD180C00A*(2,4,5)***** | NM180C00*(5,6)****** | HRCU-A-CB, Split System: Heat | Heat Pump | 208 | 3 |  | False |  |  | True | Single-Speed | 174000 | 16415 | 10.6 | 10.4 | 14 |  | 160000 | 13791 | 3.4 | 3.2 | 100000 | 13025 | 2.25 | Federally-Regulated Commercial & Industrial Equipment | 06/03/2019 |  | 09/23/2019
York International | York | XXE09A(2,4,5)*1********* |  | HSP-A, Single-Package Heat Pum | Heat Pump | 575 | 3 | False |  |  |  | True | Single-Speed | 102000 | 8644 | 11.8 | 10.8 | 13.1 |  | 94000 | 8223 | 3.35 | 3.3 | 57000 | 7424 | 2.25 | Federally-Regulated Commercial & Industrial Equipment | 06/03/2019 |  | 09/23/2019
York International | York | XXE09A(2,4,5)*1********* |  | HSP-A, Single-Package Heat Pum | Heat Pump | 460 | 3 | False |  |  |  | True | Single-Speed | 102000 | 8644 | 11.8 | 10.8 | 13.1 |  | 94000 | 8223 | 3.35 | 3.3 | 57000 | 7424 | 2.25 | Federally-Regulated Commercial & Industrial Equipment | 06/03/2019 |  | 09/23/2019
York International | York | XXE09A(2,4,5)*1********* |  | HSP-A, Single-Package Heat Pum | Heat Pump | 230 | 3 | False |  |  |  | True | Single-Speed | 102000 | 8644 | 11.8 | 10.8 | 13.1 |  | 94000 | 8223 | 3.35 | 3.3 | 57000 | 7424 | 2.25 | Federally-Regulated Commercial & Industrial Equipment | 06/03/2019 |  | 09/23/2019
York International | York | XXE09A(2,4,5)*1********* |  | HSP-A, Single-Package Heat Pum | Heat Pump | 208 | 3 | False |  |  |  | True | Single-Speed | 102000 | 8644 | 11.8 | 10.8 | 13.1 |  | 94000 | 8223 | 3.35 | 3.3 | 57000 | 7424 | 2.25 | Federally-Regulated Commercial & Industrial Equipment | 06/03/2019 |  | 09/23/2019
York International | York | XYEA7A(2,4,5)*1********* |  | HSP-A, Single-Package Heat Pum | Heat Pump | 575 | 3 | False |  |  |  | True | Dual-Speed | 70000 | 5833 | 12 | 10.8 | 14.1 |  | 67000 | 5775 | 3.4 | 3.3 | 38000 | 4640 | 2.4 | Federally-Regulated Commercial & Industrial Equipment | 06/03/2019 |  | 09/23/2019
York International | York | XYEA7A(2,4,5)*1********* |  | HSP-A, Single-Package Heat Pum | Heat Pump | 460 | 3 | False |  |  |  | True | Dual-Speed | 70000 | 5833 | 12 | 10.8 | 14.1 |  | 67000 | 5775 | 3.4 | 3.3 | 38000 | 4640 | 2.4 | Federally-Regulated Commercial & Industrial Equipment | 06/03/2019 |  | 09/23/2019
York International | York | XYEA7A(2,4,5)*1********* |  | HSP-A, Single-Package Heat Pum | Heat Pump | 230 | 3 | False |  |  |  | True | Dual-Speed | 70000 | 5833 | 12 | 10.8 | 14.1 |  | 67000 | 5775 | 3.4 | 3.3 | 38000 | 4640 | 2.4 | Federally-Regulated Commercial & Industrial Equipment | 06/03/2019 |  | 09/23/2019
York International | York | XYEA7A(2,4,5)*1********* |  | HSP-A, Single-Package Heat Pum | Heat Pump | 208 | 3 | False |  |  |  | True | Dual-Speed | 70000 | 5833 | 12 | 10.8 | 14.1 |  | 67000 | 5775 | 3.4 | 3.3 | 38000 | 4640 | 2.4 | Federally-Regulated Commercial & Industrial Equipment | 06/03/2019 |  | 09/23/2019
York International | York | PC180C00*(2,4,5)***** | NL180C00*(2,4,5,6)**** | HRCU-A-CB, Split System: Heat | Heat Pump | 575 | 3 |  | False |  |  | True | Single-Speed | 180000 | 16981 | 10.6 | 10.4 | 13.3 |  | 168000 | 15386 | 3.2 | 3.2 | 104000 | 13252 | 2.3 | Federally-Regulated Commercial & Industrial Equipment | 06/03/2019 |  | 09/23/2019
York International | York | PC180C00*(2,4,5)***** | NL180C00*(2,4,5,6)**** | HRCU-A-CB, Split System: Heat | Heat Pump | 460 | 3 |  | False |  |  | True | Single-Speed | 180000 | 16981 | 10.6 | 10.4 | 13.3 |  | 168000 | 15386 | 3.2 | 3.2 | 104000 | 13252 | 2.3 | Federally-Regulated Commercial & Industrial Equipment | 06/03/2019 |  | 09/23/2019
York International | York | PC180C00*(2,4,5)***** | NL180C00*(2,4,5,6)**** | HRCU-A-CB, Split System: Heat | Heat Pump | 230 | 3 |  | False |  |  | True | Single-Speed | 180000 | 16981 | 10.6 | 10.4 | 13.3 |  | 168000 | 15386 | 3.2 | 3.2 | 104000 | 13252 | 2.3 | Federally-Regulated Commercial & Industrial Equipment | 06/03/2019 |  | 09/23/2019
York International | York | PC180C00*(2,4,5)***** | NL180C00*(2,4,5,6)**** | HRCU-A-CB, Split System: Heat | Heat Pump | 208 | 3 |  | False |  |  | True | Single-Speed | 180000 | 16981 | 10.6 | 10.4 | 13.3 |  | 168000 | 15386 | 3.2 | 3.2 | 104000 | 13252 | 2.3 | Federally-Regulated Commercial & Industrial Equipment | 06/03/2019 |  | 09/23/2019
Trane U.S. Inc. | AMERICAN STANDARD | TWA2404WDA*00A* | TWE2404WB*A***00 | HRCU-A-CB, Split System: Heat | Heat Pump | 575 | 3 |  | False |  |  | True | Single-Speed | 248000 | 24800 | 10 | 9.3 | 10.6 |  | 238000 | 21797 | 3.2 | 3.2 | 148000 | 21158 | 2.05 | Federally-Regulated Commercial & Industrial Equipment | 05/31/2019 |  | 09/23/2019
Trane U.S. Inc. | AMERICAN STANDARD | WS(D,H)150E(3,4,W)R(G,N,P,R)****0 |  | HSP-A, Single-Package Heat Pum | Both Heat Pump and Electric Re | 575 | 3 | False |  |  |  | False | Single-Speed | 146000 | 13773 | 10.6 | 10.6 | 12 |  | 136000 | 12455 | 3.2 | 3.2 | 75000 | 10466 | 2.1 | Federally-Regulated Commercial & Industrial Equipment | 05/31/2019 |  | 09/23/2019
Trane U.S. Inc. | AMERICAN STANDARD | WS(D,H)150E(3,4,W)R(G,N,P,R)****0 |  | HSP-A, Single-Package Heat Pum | Both Heat Pump and Electric Re | 460 | 3 | False |  |  |  | False | Single-Speed | 146000 | 13773 | 10.6 | 10.6 | 12 |  | 136000 | 12455 | 3.2 | 3.2 | 75000 | 10466 | 2.1 | Federally-Regulated Commercial & Industrial Equipment | 05/31/2019 |  | 09/23/2019
Trane U.S. Inc. | AMERICAN STANDARD | WS(D,H)150E(3,4,W)R(G,N,P,R)****0 |  | HSP-A, Single-Package Heat Pum | Both Heat Pump and Electric Re | 230 | 3 | False |  |  |  | False | Single-Speed | 146000 | 13773 | 10.6 | 10.6 | 12 |  | 136000 | 12455 | 3.2 | 3.2 | 75000 | 10466 | 2.1 | Federally-Regulated Commercial & Industrial Equipment | 05/31/2019 |  | 09/23/2019
Trane U.S. Inc. | AMERICAN STANDARD | WS(D,H)150E(3,4,W)R(G,N,P,R)****0 |  | HSP-A, Single-Package Heat Pum | Both Heat Pump and Electric Re | 208 | 3 | False |  |  |  | False | Single-Speed | 146000 | 13773 | 10.6 | 10.6 | 12 |  | 136000 | 12455 | 3.2 | 3.2 | 75000 | 10466 | 2.1 | Federally-Regulated Commercial & Industrial Equipment | 05/31/2019 |  | 09/23/2019
Trane U.S. Inc. | AMERICAN STANDARD | WHC102H(3,4)*(C,G,K,N)A***7 |  | HSP-A, Single-Package Heat Pum | Both Heat Pump and Electric Re | 460 | 3 | False |  |  |  | True | Multiple-Speed | 104000 | 8666 | 12 | 11 | 16 |  | 93000 | 7508 | 3.63 | 3.3 | 57000 | 7424 | 2.25 | Federally-Regulated Commercial & Industrial Equipment | 07/19/2019 |  | 09/23/2019
Trane U.S. Inc. | AMERICAN STANDARD | WHC102H(3,4)*(C,G,K,N)A***7 |  | HSP-A, Single-Package Heat Pum | Both Heat Pump and Electric Re | 230 | 3 | False |  |  |  | True | Multiple-Speed | 104000 | 8666 | 12 | 11 | 16 |  | 93000 | 7508 | 3.63 | 3.3 | 57000 | 7424 | 2.25 | Federally-Regulated Commercial & Industrial Equipment | 07/19/2019 |  | 09/23/2019
Trane U.S. Inc. | AMERICAN STANDARD | WHC102H(3,4)*(C,G,K,N)A***7 |  | HSP-A, Single-Package Heat Pum | Both Heat Pump and Electric Re | 208 | 3 | False |  |  |  | True | Multiple-Speed | 104000 | 8666 | 12 | 11 | 16 |  | 93000 | 7508 | 3.63 | 3.3 | 57000 | 7424 | 2.25 | Federally-Regulated Commercial & Industrial Equipment | 07/19/2019 |  | 09/23/2019
Trane U.S. Inc. | AMERICAN STANDARD | TWA1204(3,4,W)AA*00A* | TWE1204(3,W)A*A***00 | HRCU-A-CB, Split System: Heat | Heat Pump | 575 | 3 |  | False |  |  | True | Single-Speed | 123000 | 10884 | 11.3 | 10.8 | 12.4 |  | 120000 | 10657 | 3.3 | 3.3 | 76000 | 9899 | 2.25 | Federally-Regulated Commercial & Industrial Equipment | 05/31/2019 |  | 09/23/2019
Trane U.S. Inc. | AMERICAN STANDARD | TWA1204(3,4,W)AA*00A* | TWE1204(3,W)A*A***00 | HRCU-A-CB, Split System: Heat | Heat Pump | 460 | 3 |  | False |  |  | True | Single-Speed | 123000 | 10884 | 11.3 | 10.8 | 12.4 |  | 120000 | 10657 | 3.3 | 3.3 | 76000 | 9899 | 2.25 | Federally-Regulated Commercial & Industrial Equipment | 05/31/2019 |  | 09/23/2019
Trane U.S. Inc. | AMERICAN STANDARD | TWA1204(3,4,W)AA*00A* | TWE1204(3,W)A*A***00 | HRCU-A-CB, Split System: Heat | Heat Pump | 230 | 3 |  | False |  |  | True | Single-Speed | 123000 | 10884 | 11.3 | 10.8 | 12.4 |  | 120000 | 10657 | 3.3 | 3.3 | 76000 | 9899 | 2.25 | Federally-Regulated Commercial & Industrial Equipment | 05/31/2019 |  | 09/23/2019
Trane U.S. Inc. | AMERICAN STANDARD | TWA1204(3,4,W)AA*00A* | TWE1204(3,W)A*A***00 | HRCU-A-CB, Split System: Heat | Heat Pump | 208 | 3 |  | False |  |  | True | Single-Speed | 123000 | 10884 | 11.3 | 10.8 | 12.4 |  | 120000 | 10657 | 3.3 | 3.3 | 76000 | 9899 | 2.25 | Federally-Regulated Commercial & Industrial Equipment | 05/31/2019 |  | 09/23/2019
Trane U.S. Inc. | AMERICAN STANDARD | WS(D,H)150E(3,4,W)R(G,N,P,R)****6 |  | HSP-A, Single-Package Heat Pum | Both Heat Pump and Electric Re | 575 | 3 | False |  |  |  | False | Single-Speed | 146000 | 13773 | 10.6 | 10.6 | 13.5 |  | 136000 | 12455 | 3.2 | 3.2 | 75000 | 10466 | 2.1 | Federally-Regulated Commercial & Industrial Equipment | 05/31/2019 |  | 09/23/2019
Trane U.S. Inc. | AMERICAN STANDARD | WS(D,H)150E(3,4,W)R(G,N,P,R)****6 |  | HSP-A, Single-Package Heat Pum | Both Heat Pump and Electric Re | 460 | 3 | False |  |  |  | False | Single-Speed | 146000 | 13773 | 10.6 | 10.6 | 13.5 |  | 136000 | 12455 | 3.2 | 3.2 | 75000 | 10466 | 2.1 | Federally-Regulated Commercial & Industrial Equipment | 05/31/2019 |  | 09/23/2019
Trane U.S. Inc. | AMERICAN STANDARD | WS(D,H)150E(3,4,W)R(G,N,P,R)****6 |  | HSP-A, Single-Package Heat Pum | Both Heat Pump and Electric Re | 230 | 3 | False |  |  |  | False | Single-Speed | 146000 | 13773 | 10.6 | 10.6 | 13.5 |  | 136000 | 12455 | 3.2 | 3.2 | 75000 | 10466 | 2.1 | Federally-Regulated Commercial & Industrial Equipment | 05/31/2019 |  | 09/23/2019
Trane U.S. Inc. | AMERICAN STANDARD | WS(D,H)150E(3,4,W)R(G,N,P,R)****6 |  | HSP-A, Single-Package Heat Pum | Both Heat Pump and Electric Re | 208 | 3 | False |  |  |  | False | Single-Speed | 146000 | 13773 | 10.6 | 10.6 | 13.5 |  | 136000 | 12455 | 3.2 | 3.2 | 75000 | 10466 | 2.1 | Federally-Regulated Commercial & Industrial Equipment | 05/31/2019 |  | 09/23/2019
Trane U.S. Inc. | AMERICAN STANDARD | DHC074H(3,4)*(L,M,H,X,Y,Z)A***6 |  | HSP-A, Single-Package Heat Pum | Both Heat Pump and Electric Re | 460 | 3 | False |  |  |  | True | Multiple-Speed | 78000 | 6446 | 12.1 | 11 | 16.5 |  | 75000 | 6280 | 3.5 | 3.3 | 40000 | 5210 | 2.25 | Federally-Regulated Commercial & Industrial Equipment | 07/19/2019 |  | 09/23/2019
Trane U.S. Inc. | AMERICAN STANDARD | DHC074H(3,4)*(L,M,H,X,Y,Z)A***6 |  | HSP-A, Single-Package Heat Pum | Both Heat Pump and Electric Re | 230 | 3 | False |  |  |  | True | Multiple-Speed | 78000 | 6446 | 12.1 | 11 | 16.5 |  | 75000 | 6280 | 3.5 | 3.3 | 40000 | 5210 | 2.25 | Federally-Regulated Commercial & Industrial Equipment | 07/19/2019 |  | 09/23/2019
Trane U.S. Inc. | AMERICAN STANDARD | DHC074H(3,4)*(L,M,H,X,Y,Z)A***6 |  | HSP-A, Single-Package Heat Pum | Both Heat Pump and Electric Re | 208 | 3 | False |  |  |  | True | Multiple-Speed | 78000 | 6446 | 12.1 | 11 | 16.5 |  | 75000 | 6280 | 3.5 | 3.3 | 40000 | 5210 | 2.25 | Federally-Regulated Commercial & Industrial Equipment | 07/19/2019 |  | 09/23/2019
Trane U.S. Inc. | AMERICAN STANDARD | WHC120H(3,4)*(G,K,N,P)A |  | HSP-A, Single-Package Heat Pum | Both Heat Pump and Electric Re | 460 | 3 | False |  |  |  | True | Multiple-Speed | 121000 | 10521 | 11.5 | 11 | 15.5 |  | 118000 | 9526 | 3.63 | 3.3 | 61000 | 7945 | 2.25 | Federally-Regulated Commercial & Industrial Equipment | 07/19/2019 |  | 09/23/2019
Trane U.S. Inc. | AMERICAN STANDARD | WHC120H(3,4)*(G,K,N,P)A |  | HSP-A, Single-Package Heat Pum | Both Heat Pump and Electric Re | 230 | 3 | False |  |  |  | True | Multiple-Speed | 121000 | 10521 | 11.5 | 11 | 15.5 |  | 118000 | 9526 | 3.63 | 3.3 | 61000 | 7945 | 2.25 | Federally-Regulated Commercial & Industrial Equipment | 07/19/2019 |  | 09/23/2019
Trane U.S. Inc. | AMERICAN STANDARD | WHC120H(3,4)*(G,K,N,P)A |  | HSP-A, Single-Package Heat Pum | Both Heat Pump and Electric Re | 208 | 3 | False |  |  |  | True | Multiple-Speed | 121000 | 10521 | 11.5 | 11 | 15.5 |  | 118000 | 9526 | 3.63 | 3.3 | 61000 | 7945 | 2.25 | Federally-Regulated Commercial & Industrial Equipment | 07/19/2019 |  | 09/23/2019
Trane U.S. Inc. | AMERICAN STANDARD | WS(D,H)180E(3,4,W)R0****7 |  | HSP-A, Single-Package Heat Pum | Heat Pump | 575 | 3 | False |  |  |  | False | Single-Speed | 170000 | 16037 | 10.6 | 10.4 | 13.5 |  | 170000 | 15569 | 3.2 | 3.2 | 90000 | 12560 | 2.1 | Federally-Regulated Commercial & Industrial Equipment | 05/31/2019 |  | 09/23/2019
Trane U.S. Inc. | AMERICAN STANDARD | WS(D,H)180E(3,4,W)R0****7 |  | HSP-A, Single-Package Heat Pum | Heat Pump | 460 | 3 | False |  |  |  | False | Single-Speed | 170000 | 16037 | 10.6 | 10.4 | 13.5 |  | 170000 | 15569 | 3.2 | 3.2 | 90000 | 12560 | 2.1 | Federally-Regulated Commercial & Industrial Equipment | 05/31/2019 |  | 09/23/2019
Trane U.S. Inc. | AMERICAN STANDARD | WS(D,H)180E(3,4,W)R0****7 |  | HSP-A, Single-Package Heat Pum | Heat Pump | 230 | 3 | False |  |  |  | False | Single-Speed | 170000 | 16037 | 10.6 | 10.4 | 13.5 |  | 170000 | 15569 | 3.2 | 3.2 | 90000 | 12560 | 2.1 | Federally-Regulated Commercial & Industrial Equipment | 05/31/2019 |  | 09/23/2019
Trane U.S. Inc. | AMERICAN STANDARD | WS(D,H)180E(3,4,W)R0****7 |  | HSP-A, Single-Package Heat Pum | Heat Pump | 208 | 3 | False |  |  |  | False | Single-Speed | 170000 | 16037 | 10.6 | 10.4 | 13.5 |  | 170000 | 15569 | 3.2 | 3.2 | 90000 | 12560 | 2.1 | Federally-Regulated Commercial & Industrial Equipment | 05/31/2019 |  | 09/23/2019
Trane U.S. Inc. | AMERICAN STANDARD | WHC092H(3,4)*(C,G,K,N)A***7 |  | HSP-A, Single-Package Heat Pum | Both Heat Pump and Electric Re | 460 | 3 | False |  |  |  | True | Multiple-Speed | 95000 | 8050 | 11.8 | 11 | 16 |  | 87000 | 7284 | 3.5 | 3.3 | 49000 | 6382 | 2.25 | Federally-Regulated Commercial & Industrial Equipment | 07/19/2019 |  | 09/23/2019
Trane U.S. Inc. | AMERICAN STANDARD | WHC092H(3,4)*(C,G,K,N)A***7 |  | HSP-A, Single-Package Heat Pum | Both Heat Pump and Electric Re | 230 | 3 | False |  |  |  | True | Multiple-Speed | 95000 | 8050 | 11.8 | 11 | 16 |  | 87000 | 7284 | 3.5 | 3.3 | 49000 | 6382 | 2.25 | Federally-Regulated Commercial & Industrial Equipment | 07/19/2019 |  | 09/23/2019
Trane U.S. Inc. | AMERICAN STANDARD | WHC092H(3,4)*(C,G,K,N)A***7 |  | HSP-A, Single-Package Heat Pum | Both Heat Pump and Electric Re | 208 | 3 | False |  |  |  | True | Multiple-Speed | 95000 | 8050 | 11.8 | 11 | 16 |  | 87000 | 7284 | 3.5 | 3.3 | 49000 | 6382 | 2.25 | Federally-Regulated Commercial & Industrial Equipment | 07/19/2019 |  | 09/23/2019
Trane U.S. Inc. | AMERICAN STANDARD | DHC092H(3,4)*(L,M,H,X,Y,Z)A***6 |  | HSP-A, Single-Package Heat Pum | Both Heat Pump and Electric Re | 460 | 3 | False |  |  |  | True | Multiple-Speed | 95000 | 8050 | 11.8 | 11 | 16.5 |  | 87000 | 7284 | 3.5 | 3.3 | 49000 | 6382 | 2.25 | Federally-Regulated Commercial & Industrial Equipment | 07/19/2019 |  | 09/23/2019
Trane U.S. Inc. | AMERICAN STANDARD | DHC092H(3,4)*(L,M,H,X,Y,Z)A***6 |  | HSP-A, Single-Package Heat Pum | Both Heat Pump and Electric Re | 230 | 3 | False |  |  |  | True | Multiple-Speed | 95000 | 8050 | 11.8 | 11 | 16.5 |  | 87000 | 7284 | 3.5 | 3.3 | 49000 | 6382 | 2.25 | Federally-Regulated Commercial & Industrial Equipment | 07/19/2019 |  | 09/23/2019
Trane U.S. Inc. | AMERICAN STANDARD | DHC092H(3,4)*(L,M,H,X,Y,Z)A***6 |  | HSP-A, Single-Package Heat Pum | Both Heat Pump and Electric Re | 208 | 3 | False |  |  |  | True | Multiple-Speed | 95000 | 8050 | 11.8 | 11 | 16.5 |  | 87000 | 7284 | 3.5 | 3.3 | 49000 | 6382 | 2.25 | Federally-Regulated Commercial & Industrial Equipment | 07/19/2019 |  | 09/23/2019
Trane U.S. Inc. | AMERICAN STANDARD | WSC102H(3,4,W)*(G,K,N)A |  | HSP-A, Single-Package Heat Pum | Both Heat Pump and Electric Re | 575 | 3 | False |  |  |  | True | Dual-Speed | 100000 | 9090 | 11 | 11 | 12.2 |  | 92000 | 7930 | 3.4 | 3.3 | 48500 | 6768 | 2.1 | Federally-Regulated Commercial & Industrial Equipment | 07/19/2019 |  | 09/23/2019
Trane U.S. Inc. | AMERICAN STANDARD | WSC102H(3,4,W)*(G,K,N)A |  | HSP-A, Single-Package Heat Pum | Both Heat Pump and Electric Re | 460 | 3 | False |  |  |  | True | Dual-Speed | 100000 | 9090 | 11 | 11 | 12.2 |  | 92000 | 7930 | 3.4 | 3.3 | 48500 | 6768 | 2.1 | Federally-Regulated Commercial & Industrial Equipment | 07/19/2019 |  | 09/23/2019
Trane U.S. Inc. | AMERICAN STANDARD | WSC102H(3,4,W)*(G,K,N)A |  | HSP-A, Single-Package Heat Pum | Both Heat Pump and Electric Re | 230 | 3 | False |  |  |  | True | Dual-Speed | 100000 | 9090 | 11 | 11 | 12.2 |  | 92000 | 7930 | 3.4 | 3.3 | 48500 | 6768 | 2.1 | Federally-Regulated Commercial & Industrial Equipment | 07/19/2019 |  | 09/23/2019
Trane U.S. Inc. | AMERICAN STANDARD | WSC102H(3,4,W)*(G,K,N)A |  | HSP-A, Single-Package Heat Pum | Both Heat Pump and Electric Re | 208 | 3 | False |  |  |  | True | Dual-Speed | 100000 | 9090 | 11 | 11 | 12.2 |  | 92000 | 7930 | 3.4 | 3.3 | 48500 | 6768 | 2.1 | Federally-Regulated Commercial & Industrial Equipment | 07/19/2019 |  | 09/23/2019
Trane U.S. Inc. | AMERICAN STANDARD | WS(D,H)180E(3,4,W)R0****0 |  | HSP-A, Single-Package Heat Pum | Heat Pump | 575 | 3 | False |  |  |  | False | Single-Speed | 170000 | 16037 | 10.6 | 10.4 | 12 |  | 170000 | 15569 | 3.2 | 3.2 | 90000 | 12560 | 2.1 | Federally-Regulated Commercial & Industrial Equipment | 05/31/2019 |  | 09/23/2019
Trane U.S. Inc. | AMERICAN STANDARD | WS(D,H)180E(3,4,W)R0****0 |  | HSP-A, Single-Package Heat Pum | Heat Pump | 460 | 3 | False |  |  |  | False | Single-Speed | 170000 | 16037 | 10.6 | 10.4 | 12 |  | 170000 | 15569 | 3.2 | 3.2 | 90000 | 12560 | 2.1 | Federally-Regulated Commercial & Industrial Equipment | 05/31/2019 |  | 09/23/2019
Trane U.S. Inc. | AMERICAN STANDARD | WS(D,H)180E(3,4,W)R0****0 |  | HSP-A, Single-Package Heat Pum | Heat Pump | 230 | 3 | False |  |  |  | False | Single-Speed | 170000 | 16037 | 10.6 | 10.4 | 12 |  | 170000 | 15569 | 3.2 | 3.2 | 90000 | 12560 | 2.1 | Federally-Regulated Commercial & Industrial Equipment | 05/31/2019 |  | 09/23/2019
Trane U.S. Inc. | AMERICAN STANDARD | WS(D,H)180E(3,4,W)R0****0 |  | HSP-A, Single-Package Heat Pum | Heat Pump | 208 | 3 | False |  |  |  | False | Single-Speed | 170000 | 16037 | 10.6 | 10.4 | 12 |  | 170000 | 15569 | 3.2 | 3.2 | 90000 | 12560 | 2.1 | Federally-Regulated Commercial & Industrial Equipment | 05/31/2019 |  | 09/23/2019
Trane U.S. Inc. | AMERICAN STANDARD | WS(D,H)180E(3,4,W)R(G,N,P,R)****6 |  | HSP-A, Single-Package Heat Pum | Both Heat Pump and Electric Re | 575 | 3 | False |  |  |  | False | Single-Speed | 170000 | 16037 | 10.6 | 10.6 | 13.5 |  | 170000 | 15569 | 3.2 | 3.2 | 90000 | 12560 | 2.1 | Federally-Regulated Commercial & Industrial Equipment | 05/31/2019 |  | 09/23/2019
Trane U.S. Inc. | AMERICAN STANDARD | WS(D,H)180E(3,4,W)R(G,N,P,R)****6 |  | HSP-A, Single-Package Heat Pum | Both Heat Pump and Electric Re | 460 | 3 | False |  |  |  | False | Single-Speed | 170000 | 16037 | 10.6 | 10.6 | 13.5 |  | 170000 | 15569 | 3.2 | 3.2 | 90000 | 12560 | 2.1 | Federally-Regulated Commercial & Industrial Equipment | 05/31/2019 |  | 09/23/2019
Trane U.S. Inc. | AMERICAN STANDARD | WS(D,H)180E(3,4,W)R(G,N,P,R)****6 |  | HSP-A, Single-Package Heat Pum | Both Heat Pump and Electric Re | 230 | 3 | False |  |  |  | False | Single-Speed | 170000 | 16037 | 10.6 | 10.6 | 13.5 |  | 170000 | 15569 | 3.2 | 3.2 | 90000 | 12560 | 2.1 | Federally-Regulated Commercial & Industrial Equipment | 05/31/2019 |  | 09/23/2019
Trane U.S. Inc. | AMERICAN STANDARD | WS(D,H)180E(3,4,W)R(G,N,P,R)****6 |  | HSP-A, Single-Package Heat Pum | Both Heat Pump and Electric Re | 208 | 3 | False |  |  |  | False | Single-Speed | 170000 | 16037 | 10.6 | 10.6 | 13.5 |  | 170000 | 15569 | 3.2 | 3.2 | 90000 | 12560 | 2.1 | Federally-Regulated Commercial & Industrial Equipment | 05/31/2019 |  | 09/23/2019
Trane U.S. Inc. | AMERICAN STANDARD | WSC102H(3,4,W)*(G,K,N)A***7 |  | HSP-A, Single-Package Heat Pum | Both Heat Pump and Electric Re | 575 | 3 | False |  |  |  | True | Dual-Speed | 100000 | 9090 | 11 | 11 | 12.9 |  | 89000 | 7671 | 3.4 | 3.3 | 48500 | 6768 | 2.1 | Federally-Regulated Commercial & Industrial Equipment | 07/19/2019 |  | 09/23/2019
Trane U.S. Inc. | AMERICAN STANDARD | WSC102H(3,4,W)*(G,K,N)A***7 |  | HSP-A, Single-Package Heat Pum | Both Heat Pump and Electric Re | 460 | 3 | False |  |  |  | True | Dual-Speed | 100000 | 9090 | 11 | 11 | 12.9 |  | 89000 | 7671 | 3.4 | 3.3 | 48500 | 6768 | 2.1 | Federally-Regulated Commercial & Industrial Equipment | 07/19/2019 |  | 09/23/2019
Trane U.S. Inc. | AMERICAN STANDARD | WSC102H(3,4,W)*(G,K,N)A***7 |  | HSP-A, Single-Package Heat Pum | Both Heat Pump and Electric Re | 230 | 3 | False |  |  |  | True | Dual-Speed | 100000 | 9090 | 11 | 11 | 12.9 |  | 89000 | 7671 | 3.4 | 3.3 | 48500 | 6768 | 2.1 | Federally-Regulated Commercial & Industrial Equipment | 07/19/2019 |  | 09/23/2019
Trane U.S. Inc. | AMERICAN STANDARD | WSC102H(3,4,W)*(G,K,N)A***7 |  | HSP-A, Single-Package Heat Pum | Both Heat Pump and Electric Re | 208 | 3 | False |  |  |  | True | Dual-Speed | 100000 | 9090 | 11 | 11 | 12.9 |  | 89000 | 7671 | 3.4 | 3.3 | 48500 | 6768 | 2.1 | Federally-Regulated Commercial & Industrial Equipment | 07/19/2019 |  | 09/23/2019
Trane U.S. Inc. | AMERICAN STANDARD | WHC074H(3,4)*(C,G,K,N)A |  | HSP-A, Single-Package Heat Pum | Both Heat Pump and Electric Re | 460 | 3 | False |  |  |  | True | Multiple-Speed | 78000 | 6446 | 12.1 | 11 | 15.5 |  | 75000 | 6280 | 3.5 | 3.3 | 40000 | 5210 | 2.25 | Federally-Regulated Commercial & Industrial Equipment | 07/19/2019 |  | 09/23/2019
Trane U.S. Inc. | AMERICAN STANDARD | WHC074H(3,4)*(C,G,K,N)A |  | HSP-A, Single-Package Heat Pum | Both Heat Pump and Electric Re | 230 | 3 | False |  |  |  | True | Multiple-Speed | 78000 | 6446 | 12.1 | 11 | 15.5 |  | 75000 | 6280 | 3.5 | 3.3 | 40000 | 5210 | 2.25 | Federally-Regulated Commercial & Industrial Equipment | 07/19/2019 |  | 09/23/2019
Trane U.S. Inc. | AMERICAN STANDARD | WHC074H(3,4)*(C,G,K,N)A |  | HSP-A, Single-Package Heat Pum | Both Heat Pump and Electric Re | 208 | 3 | False |  |  |  | True | Multiple-Speed | 78000 | 6446 | 12.1 | 11 | 15.5 |  | 75000 | 6280 | 3.5 | 3.3 | 40000 | 5210 | 2.25 | Federally-Regulated Commercial & Industrial Equipment | 07/19/2019 |  | 09/23/2019
Trane U.S. Inc. | AMERICAN STANDARD | DHC074H(3,4)*(L,M,H,X,Y,Z)A |  | HSP-A, Single-Package Heat Pum | Both Heat Pump and Electric Re | 460 | 3 | False |  |  |  | True | Multiple-Speed | 78000 | 6446 | 12.1 | 11 | 15.5 |  | 75000 | 6280 | 3.5 | 3.3 | 40000 | 5210 | 2.25 | Federally-Regulated Commercial & Industrial Equipment | 07/19/2019 |  | 09/23/2019
Trane U.S. Inc. | AMERICAN STANDARD | DHC074H(3,4)*(L,M,H,X,Y,Z)A |  | HSP-A, Single-Package Heat Pum | Both Heat Pump and Electric Re | 230 | 3 | False |  |  |  | True | Multiple-Speed | 78000 | 6446 | 12.1 | 11 | 15.5 |  | 75000 | 6280 | 3.5 | 3.3 | 40000 | 5210 | 2.25 | Federally-Regulated Commercial & Industrial Equipment | 07/19/2019 |  | 09/23/2019
Trane U.S. Inc. | AMERICAN STANDARD | DHC074H(3,4)*(L,M,H,X,Y,Z)A |  | HSP-A, Single-Package Heat Pum | Both Heat Pump and Electric Re | 208 | 3 | False |  |  |  | True | Multiple-Speed | 78000 | 6446 | 12.1 | 11 | 15.5 |  | 75000 | 6280 | 3.5 | 3.3 | 40000 | 5210 | 2.25 | Federally-Regulated Commercial & Industrial Equipment | 07/19/2019 |  | 09/23/2019
Trane U.S. Inc. | AMERICAN STANDARD | WSC102H(3,4,W)*0A***7 |  | HSP-A, Single-Package Heat Pum | Heat Pump | 575 | 3 | False |  |  |  | True | Dual-Speed | 100000 | 9090 | 11 | 10.8 | 12.9 |  | 89000 | 7671 | 3.4 | 3.3 | 48500 | 6768 | 2.1 | Federally-Regulated Commercial & Industrial Equipment | 07/19/2019 |  | 09/23/2019
Trane U.S. Inc. | AMERICAN STANDARD | WSC102H(3,4,W)*0A***7 |  | HSP-A, Single-Package Heat Pum | Heat Pump | 460 | 3 | False |  |  |  | True | Dual-Speed | 100000 | 9090 | 11 | 10.8 | 12.9 |  | 89000 | 7671 | 3.4 | 3.3 | 48500 | 6768 | 2.1 | Federally-Regulated Commercial & Industrial Equipment | 07/19/2019 |  | 09/23/2019
Trane U.S. Inc. | AMERICAN STANDARD | WSC102H(3,4,W)*0A***7 |  | HSP-A, Single-Package Heat Pum | Heat Pump | 230 | 3 | False |  |  |  | True | Dual-Speed | 100000 | 9090 | 11 | 10.8 | 12.9 |  | 89000 | 7671 | 3.4 | 3.3 | 48500 | 6768 | 2.1 | Federally-Regulated Commercial & Industrial Equipment | 07/19/2019 |  | 09/23/2019
Trane U.S. Inc. | AMERICAN STANDARD | WSC102H(3,4,W)*0A***7 |  | HSP-A, Single-Package Heat Pum | Heat Pump | 208 | 3 | False |  |  |  | True | Dual-Speed | 100000 | 9090 | 11 | 10.8 | 12.9 |  | 89000 | 7671 | 3.4 | 3.3 | 48500 | 6768 | 2.1 | Federally-Regulated Commercial & Industrial Equipment | 07/19/2019 |  | 09/23/2019
Trane U.S. Inc. | AMERICAN STANDARD | WSC072H(3,4,W)*(G,K,N)A |  | HSP-A, Single-Package Heat Pum | Both Heat Pump and Electric Re | 575 | 3 | False |  |  |  | True | Single-Speed | 75000 | 6578 | 11.4 | 11 | 13 |  | 71000 | 5945 | 3.5 | 3.3 | 39000 | 4969 | 2.3 | Federally-Regulated Commercial & Industrial Equipment | 05/31/2019 |  | 09/23/2019
Trane U.S. Inc. | AMERICAN STANDARD | WSC072H(3,4,W)*(G,K,N)A |  | HSP-A, Single-Package Heat Pum | Both Heat Pump and Electric Re | 460 | 3 | False |  |  |  | True | Single-Speed | 75000 | 6578 | 11.4 | 11 | 13 |  | 71000 | 5945 | 3.5 | 3.3 | 39000 | 4969 | 2.3 | Federally-Regulated Commercial & Industrial Equipment | 05/31/2019 |  | 09/23/2019
Trane U.S. Inc. | AMERICAN STANDARD | WSC072H(3,4,W)*(G,K,N)A |  | HSP-A, Single-Package Heat Pum | Both Heat Pump and Electric Re | 230 | 3 | False |  |  |  | True | Single-Speed | 75000 | 6578 | 11.4 | 11 | 13 |  | 71000 | 5945 | 3.5 | 3.3 | 39000 | 4969 | 2.3 | Federally-Regulated Commercial & Industrial Equipment | 05/31/2019 |  | 09/23/2019
Trane U.S. Inc. | AMERICAN STANDARD | WSC072H(3,4,W)*(G,K,N)A |  | HSP-A, Single-Package Heat Pum | Both Heat Pump and Electric Re | 208 | 3 | False |  |  |  | True | Single-Speed | 75000 | 6578 | 11.4 | 11 | 13 |  | 71000 | 5945 | 3.5 | 3.3 | 39000 | 4969 | 2.3 | Federally-Regulated Commercial & Industrial Equipment | 05/31/2019 |  | 09/23/2019
Trane U.S. Inc. | AMERICAN STANDARD | WHC102H(3,4)*0A***6 |  | HSP-A, Single-Package Heat Pum | Heat Pump | 460 | 3 | False |  |  |  | True | Multiple-Speed | 104000 | 8666 | 12 | 10.8 | 16.5 |  | 93000 | 7508 | 3.63 | 3.3 | 57000 | 7424 | 2.25 | Federally-Regulated Commercial & Industrial Equipment | 07/19/2019 |  | 09/23/2019
Trane U.S. Inc. | AMERICAN STANDARD | WHC102H(3,4)*0A***6 |  | HSP-A, Single-Package Heat Pum | Heat Pump | 230 | 3 | False |  |  |  | True | Multiple-Speed | 104000 | 8666 | 12 | 10.8 | 16.5 |  | 93000 | 7508 | 3.63 | 3.3 | 57000 | 7424 | 2.25 | Federally-Regulated Commercial & Industrial Equipment | 07/19/2019 |  | 09/23/2019
Trane U.S. Inc. | AMERICAN STANDARD | WHC102H(3,4)*0A***6 |  | HSP-A, Single-Package Heat Pum | Heat Pump | 208 | 3 | False |  |  |  | True | Multiple-Speed | 104000 | 8666 | 12 | 10.8 | 16.5 |  | 93000 | 7508 | 3.63 | 3.3 | 57000 | 7424 | 2.25 | Federally-Regulated Commercial & Industrial Equipment | 07/19/2019 |  | 09/23/2019
Trane U.S. Inc. | AMERICAN STANDARD | TWA0904(3,4)AA*00A* | TWE09041A*A***00 | HRCU-A-CB, Split System: Heat | Heat Pump | 460 | 3 |  | False |  |  | True | Single-Speed | 86000 | 7610 | 11.3 | 10.8 | 12.4 |  | 79000 | 7016 | 3.3 | 3.3 | 50000 | 6512 | 2.25 | Federally-Regulated Commercial & Industrial Equipment | 05/31/2019 |  | 09/23/2019
Trane U.S. Inc. | AMERICAN STANDARD | TWA0904(3,4)AA*00A* | TWE09041A*A***00 | HRCU-A-CB, Split System: Heat | Heat Pump | 230 | 3 |  | False |  |  | True | Single-Speed | 86000 | 7610 | 11.3 | 10.8 | 12.4 |  | 79000 | 7016 | 3.3 | 3.3 | 50000 | 6512 | 2.25 | Federally-Regulated Commercial & Industrial Equipment | 05/31/2019 |  | 09/23/2019
Trane U.S. Inc. | AMERICAN STANDARD | TWA0904(3,4)AA*00A* | TWE09041A*A***00 | HRCU-A-CB, Split System: Heat | Heat Pump | 208 | 3 |  | False |  |  | True | Single-Speed | 86000 | 7610 | 11.3 | 10.8 | 12.4 |  | 79000 | 7016 | 3.3 | 3.3 | 50000 | 6512 | 2.25 | Federally-Regulated Commercial & Industrial Equipment | 05/31/2019 |  | 09/23/2019
Trane U.S. Inc. | AMERICAN STANDARD | TWA1204(3,4)AA*00A* | TWE12041A*A***00 | HRCU-A-CB, Split System: Heat | Heat Pump | 460 | 3 |  | False |  |  | True | Single-Speed | 123000 | 10884 | 11.3 | 10.8 | 12.4 |  | 120000 | 10657 | 3.3 | 3.3 | 76000 | 9899 | 2.25 | Federally-Regulated Commercial & Industrial Equipment | 05/31/2019 |  | 09/23/2019
Trane U.S. Inc. | AMERICAN STANDARD | TWA1204(3,4)AA*00A* | TWE12041A*A***00 | HRCU-A-CB, Split System: Heat | Heat Pump | 230 | 3 |  | False |  |  | True | Single-Speed | 123000 | 10884 | 11.3 | 10.8 | 12.4 |  | 120000 | 10657 | 3.3 | 3.3 | 76000 | 9899 | 2.25 | Federally-Regulated Commercial & Industrial Equipment | 05/31/2019 |  | 09/23/2019
Trane U.S. Inc. | AMERICAN STANDARD | TWA1204(3,4)AA*00A* | TWE12041A*A***00 | HRCU-A-CB, Split System: Heat | Heat Pump | 208 | 3 |  | False |  |  | True | Single-Speed | 123000 | 10884 | 11.3 | 10.8 | 12.4 |  | 120000 | 10657 | 3.3 | 3.3 | 76000 | 9899 | 2.25 | Federally-Regulated Commercial & Industrial Equipment | 05/31/2019 |  | 09/23/2019
Trane U.S. Inc. | AMERICAN STANDARD | DHC102H(3,4)*(L,M,H,X,Y,Z)A |  | HSP-A, Single-Package Heat Pum | Both Heat Pump and Electric Re | 460 | 3 | False |  |  |  | True | Multiple-Speed | 104000 | 8666 | 12 | 11 | 15.5 |  | 93000 | 7508 | 3.63 | 3.3 | 57000 | 7424 | 2.25 | Federally-Regulated Commercial & Industrial Equipment | 07/19/2019 |  | 09/23/2019
Trane U.S. Inc. | AMERICAN STANDARD | DHC102H(3,4)*(L,M,H,X,Y,Z)A |  | HSP-A, Single-Package Heat Pum | Both Heat Pump and Electric Re | 230 | 3 | False |  |  |  | True | Multiple-Speed | 104000 | 8666 | 12 | 11 | 15.5 |  | 93000 | 7508 | 3.63 | 3.3 | 57000 | 7424 | 2.25 | Federally-Regulated Commercial & Industrial Equipment | 07/19/2019 |  | 09/23/2019
Trane U.S. Inc. | AMERICAN STANDARD | DHC102H(3,4)*(L,M,H,X,Y,Z)A |  | HSP-A, Single-Package Heat Pum | Both Heat Pump and Electric Re | 208 | 3 | False |  |  |  | True | Multiple-Speed | 104000 | 8666 | 12 | 11 | 15.5 |  | 93000 | 7508 | 3.63 | 3.3 | 57000 | 7424 | 2.25 | Federally-Regulated Commercial & Industrial Equipment | 07/19/2019 |  | 09/23/2019
Trane U.S. Inc. | AMERICAN STANDARD | WSC120H(3,4,W)*0A***7 |  | HSP-A, Single-Package Heat Pum | Heat Pump | 575 | 3 | False |  |  |  | True | Dual-Speed | 115000 | 10454 | 11 | 10.8 | 12.9 |  | 106000 | 9137 | 3.4 | 3.3 | 58500 | 7619 | 2.25 | Federally-Regulated Commercial & Industrial Equipment | 07/19/2019 |  | 09/23/2019
Trane U.S. Inc. | AMERICAN STANDARD | WSC120H(3,4,W)*0A***7 |  | HSP-A, Single-Package Heat Pum | Heat Pump | 460 | 3 | False |  |  |  | True | Dual-Speed | 115000 | 10454 | 11 | 10.8 | 12.9 |  | 106000 | 9137 | 3.4 | 3.3 | 58500 | 7619 | 2.25 | Federally-Regulated Commercial & Industrial Equipment | 07/19/2019 |  | 09/23/2019
Trane U.S. Inc. | AMERICAN STANDARD | WSC120H(3,4,W)*0A***7 |  | HSP-A, Single-Package Heat Pum | Heat Pump | 230 | 3 | False |  |  |  | True | Dual-Speed | 115000 | 10454 | 11 | 10.8 | 12.9 |  | 106000 | 9137 | 3.4 | 3.3 | 58500 | 7619 | 2.25 | Federally-Regulated Commercial & Industrial Equipment | 07/19/2019 |  | 09/23/2019
Trane U.S. Inc. | AMERICAN STANDARD | WSC120H(3,4,W)*0A***7 |  | HSP-A, Single-Package Heat Pum | Heat Pump | 208 | 3 | False |  |  |  | True | Dual-Speed | 115000 | 10454 | 11 | 10.8 | 12.9 |  | 106000 | 9137 | 3.4 | 3.3 | 58500 | 7619 | 2.25 | Federally-Regulated Commercial & Industrial Equipment | 07/19/2019 |  | 09/23/2019
Trane U.S. Inc. | AMERICAN STANDARD | WHC120H(3,4)*(G,K,N,P)A***6 |  | HSP-A, Single-Package Heat Pum | Both Heat Pump and Electric Re | 460 | 3 | False |  |  |  | True | Multiple-Speed | 121000 | 10521 | 11.5 | 11 | 16.5 |  | 118000 | 9526 | 3.63 | 3.3 | 61000 | 7945 | 2.25 | Federally-Regulated Commercial & Industrial Equipment | 07/19/2019 |  | 09/23/2019
Trane U.S. Inc. | AMERICAN STANDARD | WHC120H(3,4)*(G,K,N,P)A***6 |  | HSP-A, Single-Package Heat Pum | Both Heat Pump and Electric Re | 230 | 3 | False |  |  |  | True | Multiple-Speed | 121000 | 10521 | 11.5 | 11 | 16.5 |  | 118000 | 9526 | 3.63 | 3.3 | 61000 | 7945 | 2.25 | Federally-Regulated Commercial & Industrial Equipment | 07/19/2019 |  | 09/23/2019
Trane U.S. Inc. | AMERICAN STANDARD | WHC120H(3,4)*(G,K,N,P)A***6 |  | HSP-A, Single-Package Heat Pum | Both Heat Pump and Electric Re | 208 | 3 | False |  |  |  | True | Multiple-Speed | 121000 | 10521 | 11.5 | 11 | 16.5 |  | 118000 | 9526 | 3.63 | 3.3 | 61000 | 7945 | 2.25 | Federally-Regulated Commercial & Industrial Equipment | 07/19/2019 |  | 09/23/2019
Trane U.S. Inc. | AMERICAN STANDARD | WSC102H(3,4,W)*0A |  | HSP-A, Single-Package Heat Pum | Heat Pump | 575 | 3 | False |  |  |  | True | Dual-Speed | 100000 | 9090 | 11 | 10.8 | 12.2 |  | 92000 | 7930 | 3.4 | 3.3 | 48500 | 6768 | 2.1 | Federally-Regulated Commercial & Industrial Equipment | 07/19/2019 |  | 09/23/2019
Trane U.S. Inc. | AMERICAN STANDARD | WSC102H(3,4,W)*0A |  | HSP-A, Single-Package Heat Pum | Heat Pump | 460 | 3 | False |  |  |  | True | Dual-Speed | 100000 | 9090 | 11 | 10.8 | 12.2 |  | 92000 | 7930 | 3.4 | 3.3 | 48500 | 6768 | 2.1 | Federally-Regulated Commercial & Industrial Equipment | 07/19/2019 |  | 09/23/2019
Trane U.S. Inc. | AMERICAN STANDARD | WSC102H(3,4,W)*0A |  | HSP-A, Single-Package Heat Pum | Heat Pump | 230 | 3 | False |  |  |  | True | Dual-Speed | 100000 | 9090 | 11 | 10.8 | 12.2 |  | 92000 | 7930 | 3.4 | 3.3 | 48500 | 6768 | 2.1 | Federally-Regulated Commercial & Industrial Equipment | 07/19/2019 |  | 09/23/2019
Trane U.S. Inc. | AMERICAN STANDARD | WSC102H(3,4,W)*0A |  | HSP-A, Single-Package Heat Pum | Heat Pump | 208 | 3 | False |  |  |  | True | Dual-Speed | 100000 | 9090 | 11 | 10.8 | 12.2 |  | 92000 | 7930 | 3.4 | 3.3 | 48500 | 6768 | 2.1 | Federally-Regulated Commercial & Industrial Equipment | 07/19/2019 |  | 09/23/2019
Trane U.S. Inc. | AMERICAN STANDARD | WHC092H(3,4)*0A***6 |  | HSP-A, Single-Package Heat Pum | Heat Pump | 460 | 3 | False |  |  |  | True | Multiple-Speed | 95000 | 8050 | 11.8 | 10.8 | 16.5 |  | 87000 | 7284 | 3.5 | 3.3 | 49000 | 6382 | 2.25 | Federally-Regulated Commercial & Industrial Equipment | 07/19/2019 |  | 09/23/2019
Trane U.S. Inc. | AMERICAN STANDARD | WHC092H(3,4)*0A***6 |  | HSP-A, Single-Package Heat Pum | Heat Pump | 230 | 3 | False |  |  |  | True | Multiple-Speed | 95000 | 8050 | 11.8 | 10.8 | 16.5 |  | 87000 | 7284 | 3.5 | 3.3 | 49000 | 6382 | 2.25 | Federally-Regulated Commercial & Industrial Equipment | 07/19/2019 |  | 09/23/2019
Trane U.S. Inc. | AMERICAN STANDARD | WHC092H(3,4)*0A***6 |  | HSP-A, Single-Package Heat Pum | Heat Pump | 208 | 3 | False |  |  |  | True | Multiple-Speed | 95000 | 8050 | 11.8 | 10.8 | 16.5 |  | 87000 | 7284 | 3.5 | 3.3 | 49000 | 6382 | 2.25 | Federally-Regulated Commercial & Industrial Equipment | 07/19/2019 |  | 09/23/2019
Trane U.S. Inc. | AMERICAN STANDARD | WSC120H(3,4,W)*(G,K,N,P)A***7 |  | HSP-A, Single-Package Heat Pum | Both Heat Pump and Electric Re | 575 | 3 | False |  |  |  | True | Dual-Speed | 115000 | 10454 | 11 | 11 | 12.9 |  | 106000 | 9137 | 3.4 | 3.3 | 58500 | 7619 | 2.25 | Federally-Regulated Commercial & Industrial Equipment | 07/19/2019 |  | 09/23/2019
Trane U.S. Inc. | AMERICAN STANDARD | WSC120H(3,4,W)*(G,K,N,P)A***7 |  | HSP-A, Single-Package Heat Pum | Both Heat Pump and Electric Re | 460 | 3 | False |  |  |  | True | Dual-Speed | 115000 | 10454 | 11 | 11 | 12.9 |  | 106000 | 9137 | 3.4 | 3.3 | 58500 | 7619 | 2.25 | Federally-Regulated Commercial & Industrial Equipment | 07/19/2019 |  | 09/23/2019
Trane U.S. Inc. | AMERICAN STANDARD | WSC120H(3,4,W)*(G,K,N,P)A***7 |  | HSP-A, Single-Package Heat Pum | Both Heat Pump and Electric Re | 230 | 3 | False |  |  |  | True | Dual-Speed | 115000 | 10454 | 11 | 11 | 12.9 |  | 106000 | 9137 | 3.4 | 3.3 | 58500 | 7619 | 2.25 | Federally-Regulated Commercial & Industrial Equipment | 07/19/2019 |  | 09/23/2019
Trane U.S. Inc. | AMERICAN STANDARD | WSC120H(3,4,W)*(G,K,N,P)A***7 |  | HSP-A, Single-Package Heat Pum | Both Heat Pump and Electric Re | 208 | 3 | False |  |  |  | True | Dual-Speed | 115000 | 10454 | 11 | 11 | 12.9 |  | 106000 | 9137 | 3.4 | 3.3 | 58500 | 7619 | 2.25 | Federally-Regulated Commercial & Industrial Equipment | 07/19/2019 |  | 09/23/2019
Trane U.S. Inc. | AMERICAN STANDARD | WS(D,H)240E(3,4,W)R(G,N,P,R)****6 |  | HSP-A, Single-Package Heat Pum | Both Heat Pump and Electric Re | 575 | 3 | False |  |  |  | False | Single-Speed | 240000 | 24742 | 9.7 | 9.5 | 12 |  | 210000 | 19233 | 3.2 | 3.2 | 120000 | 16747 | 2.1 | Federally-Regulated Commercial & Industrial Equipment | 05/31/2019 |  | 09/23/2019
Trane U.S. Inc. | AMERICAN STANDARD | WS(D,H)240E(3,4,W)R(G,N,P,R)****6 |  | HSP-A, Single-Package Heat Pum | Both Heat Pump and Electric Re | 460 | 3 | False |  |  |  | False | Single-Speed | 240000 | 24742 | 9.7 | 9.5 | 12 |  | 210000 | 19233 | 3.2 | 3.2 | 120000 | 16747 | 2.1 | Federally-Regulated Commercial & Industrial Equipment | 05/31/2019 |  | 09/23/2019
Trane U.S. Inc. | AMERICAN STANDARD | WS(D,H)240E(3,4,W)R(G,N,P,R)****6 |  | HSP-A, Single-Package Heat Pum | Both Heat Pump and Electric Re | 230 | 3 | False |  |  |  | False | Single-Speed | 240000 | 24742 | 9.7 | 9.5 | 12 |  | 210000 | 19233 | 3.2 | 3.2 | 120000 | 16747 | 2.1 | Federally-Regulated Commercial & Industrial Equipment | 05/31/2019 |  | 09/23/2019
Trane U.S. Inc. | AMERICAN STANDARD | WS(D,H)240E(3,4,W)R(G,N,P,R)****6 |  | HSP-A, Single-Package Heat Pum | Both Heat Pump and Electric Re | 208 | 3 | False |  |  |  | False | Single-Speed | 240000 | 24742 | 9.7 | 9.5 | 12 |  | 210000 | 19233 | 3.2 | 3.2 | 120000 | 16747 | 2.1 | Federally-Regulated Commercial & Industrial Equipment | 05/31/2019 |  | 09/23/2019
Trane U.S. Inc. | AMERICAN STANDARD | WS(D,H)150E(3,4,W)R0****0 |  | HSP-A, Single-Package Heat Pum | Heat Pump | 575 | 3 | False |  |  |  | False | Single-Speed | 146000 | 13773 | 10.6 | 10.4 | 12 |  | 136000 | 12455 | 3.2 | 3.2 | 75000 | 10466 | 2.1 | Federally-Regulated Commercial & Industrial Equipment | 05/31/2019 |  | 09/23/2019
Trane U.S. Inc. | AMERICAN STANDARD | WS(D,H)150E(3,4,W)R0****0 |  | HSP-A, Single-Package Heat Pum | Heat Pump | 460 | 3 | False |  |  |  | False | Single-Speed | 146000 | 13773 | 10.6 | 10.4 | 12 |  | 136000 | 12455 | 3.2 | 3.2 | 75000 | 10466 | 2.1 | Federally-Regulated Commercial & Industrial Equipment | 05/31/2019 |  | 09/23/2019
Trane U.S. Inc. | AMERICAN STANDARD | WS(D,H)150E(3,4,W)R0****0 |  | HSP-A, Single-Package Heat Pum | Heat Pump | 230 | 3 | False |  |  |  | False | Single-Speed | 146000 | 13773 | 10.6 | 10.4 | 12 |  | 136000 | 12455 | 3.2 | 3.2 | 75000 | 10466 | 2.1 | Federally-Regulated Commercial & Industrial Equipment | 05/31/2019 |  | 09/23/2019
Trane U.S. Inc. | AMERICAN STANDARD | WS(D,H)150E(3,4,W)R0****0 |  | HSP-A, Single-Package Heat Pum | Heat Pump | 208 | 3 | False |  |  |  | False | Single-Speed | 146000 | 13773 | 10.6 | 10.4 | 12 |  | 136000 | 12455 | 3.2 | 3.2 | 75000 | 10466 | 2.1 | Federally-Regulated Commercial & Industrial Equipment | 05/31/2019 |  | 09/23/2019
Trane U.S. Inc. | AMERICAN STANDARD | DHC120H(3,4)*(L,M,H,X,Y,Z)A |  | HSP-A, Single-Package Heat Pum | Both Heat Pump and Electric Re | 460 | 3 | False |  |  |  | True | Multiple-Speed | 121000 | 10521 | 11.5 | 11 | 15.5 |  | 118000 | 9526 | 3.63 | 3.3 | 61000 | 7945 | 2.25 | Federally-Regulated Commercial & Industrial Equipment | 07/19/2019 |  | 09/23/2019
Trane U.S. Inc. | AMERICAN STANDARD | DHC120H(3,4)*(L,M,H,X,Y,Z)A |  | HSP-A, Single-Package Heat Pum | Both Heat Pump and Electric Re | 230 | 3 | False |  |  |  | True | Multiple-Speed | 121000 | 10521 | 11.5 | 11 | 15.5 |  | 118000 | 9526 | 3.63 | 3.3 | 61000 | 7945 | 2.25 | Federally-Regulated Commercial & Industrial Equipment | 07/19/2019 |  | 09/23/2019
Trane U.S. Inc. | AMERICAN STANDARD | DHC120H(3,4)*(L,M,H,X,Y,Z)A |  | HSP-A, Single-Package Heat Pum | Both Heat Pump and Electric Re | 208 | 3 | False |  |  |  | True | Multiple-Speed | 121000 | 10521 | 11.5 | 11 | 15.5 |  | 118000 | 9526 | 3.63 | 3.3 | 61000 | 7945 | 2.25 | Federally-Regulated Commercial & Industrial Equipment | 07/19/2019 |  | 09/23/2019
Trane U.S. Inc. | AMERICAN STANDARD | TWA0724(3,4)AA*00A* | TWE09041A*A***00 | HRCU-A-CB, Split System: Heat | Heat Pump | 460 | 3 |  | False |  |  | True | Single-Speed | 80000 | 7079 | 11.3 | 10.8 | 12.4 |  | 72000 | 6394 | 3.3 | 3.3 | 46000 | 5991 | 2.25 | Federally-Regulated Commercial & Industrial Equipment | 05/31/2019 |  | 09/23/2019
Trane U.S. Inc. | AMERICAN STANDARD | TWA0724(3,4)AA*00A* | TWE09041A*A***00 | HRCU-A-CB, Split System: Heat | Heat Pump | 230 | 3 |  | False |  |  | True | Single-Speed | 80000 | 7079 | 11.3 | 10.8 | 12.4 |  | 72000 | 6394 | 3.3 | 3.3 | 46000 | 5991 | 2.25 | Federally-Regulated Commercial & Industrial Equipment | 05/31/2019 |  | 09/23/2019
Trane U.S. Inc. | AMERICAN STANDARD | TWA0724(3,4)AA*00A* | TWE09041A*A***00 | HRCU-A-CB, Split System: Heat | Heat Pump | 208 | 3 |  | False |  |  | True | Single-Speed | 80000 | 7079 | 11.3 | 10.8 | 12.4 |  | 72000 | 6394 | 3.3 | 3.3 | 46000 | 5991 | 2.25 | Federally-Regulated Commercial & Industrial Equipment | 05/31/2019 |  | 09/23/2019
Trane U.S. Inc. | AMERICAN STANDARD | WHC074H(3,4)*0A***6 |  | HSP-A, Single-Package Heat Pum | Heat Pump | 460 | 3 | False |  |  |  | True | Multiple-Speed | 78000 | 6446 | 12.1 | 10.8 | 16.5 |  | 75000 | 6280 | 3.5 | 3.3 | 40000 | 5210 | 2.25 | Federally-Regulated Commercial & Industrial Equipment | 07/19/2019 |  | 09/23/2019
Trane U.S. Inc. | AMERICAN STANDARD | WHC074H(3,4)*0A***6 |  | HSP-A, Single-Package Heat Pum | Heat Pump | 230 | 3 | False |  |  |  | True | Multiple-Speed | 78000 | 6446 | 12.1 | 10.8 | 16.5 |  | 75000 | 6280 | 3.5 | 3.3 | 40000 | 5210 | 2.25 | Federally-Regulated Commercial & Industrial Equipment | 07/19/2019 |  | 09/23/2019
Trane U.S. Inc. | AMERICAN STANDARD | WHC074H(3,4)*0A***6 |  | HSP-A, Single-Package Heat Pum | Heat Pump | 208 | 3 | False |  |  |  | True | Multiple-Speed | 78000 | 6446 | 12.1 | 10.8 | 16.5 |  | 75000 | 6280 | 3.5 | 3.3 | 40000 | 5210 | 2.25 | Federally-Regulated Commercial & Industrial Equipment | 07/19/2019 |  | 09/23/2019
Trane U.S. Inc. | AMERICAN STANDARD | DHC102H(3,4)*(L,M,H,X,Y,Z)A***6 |  | HSP-A, Single-Package Heat Pum | Both Heat Pump and Electric Re | 460 | 3 | False |  |  |  | True | Multiple-Speed | 104000 | 8666 | 12 | 11 | 16.5 |  | 93000 | 7508 | 3.63 | 3.3 | 57000 | 7424 | 2.25 | Federally-Regulated Commercial & Industrial Equipment | 07/19/2019 |  | 09/23/2019
Trane U.S. Inc. | AMERICAN STANDARD | DHC102H(3,4)*(L,M,H,X,Y,Z)A***6 |  | HSP-A, Single-Package Heat Pum | Both Heat Pump and Electric Re | 230 | 3 | False |  |  |  | True | Multiple-Speed | 104000 | 8666 | 12 | 11 | 16.5 |  | 93000 | 7508 | 3.63 | 3.3 | 57000 | 7424 | 2.25 | Federally-Regulated Commercial & Industrial Equipment | 07/19/2019 |  | 09/23/2019
Trane U.S. Inc. | AMERICAN STANDARD | DHC102H(3,4)*(L,M,H,X,Y,Z)A***6 |  | HSP-A, Single-Package Heat Pum | Both Heat Pump and Electric Re | 208 | 3 | False |  |  |  | True | Multiple-Speed | 104000 | 8666 | 12 | 11 | 16.5 |  | 93000 | 7508 | 3.63 | 3.3 | 57000 | 7424 | 2.25 | Federally-Regulated Commercial & Industrial Equipment | 07/19/2019 |  | 09/23/2019
Trane U.S. Inc. | AMERICAN STANDARD | WS(D,H)180E(3,4,W)R(G,N,P,R)****7 |  | HSP-A, Single-Package Heat Pum | Both Heat Pump and Electric Re | 575 | 3 | False |  |  |  | False | Single-Speed | 170000 | 16037 | 10.6 | 10.6 | 13.5 |  | 170000 | 15569 | 3.2 | 3.2 | 90000 | 12560 | 2.1 | Federally-Regulated Commercial & Industrial Equipment | 05/31/2019 |  | 09/23/2019
Trane U.S. Inc. | AMERICAN STANDARD | WS(D,H)180E(3,4,W)R(G,N,P,R)****7 |  | HSP-A, Single-Package Heat Pum | Both Heat Pump and Electric Re | 460 | 3 | False |  |  |  | False | Single-Speed | 170000 | 16037 | 10.6 | 10.6 | 13.5 |  | 170000 | 15569 | 3.2 | 3.2 | 90000 | 12560 | 2.1 | Federally-Regulated Commercial & Industrial Equipment | 05/31/2019 |  | 09/23/2019
Trane U.S. Inc. | AMERICAN STANDARD | WS(D,H)180E(3,4,W)R(G,N,P,R)****7 |  | HSP-A, Single-Package Heat Pum | Both Heat Pump and Electric Re | 230 | 3 | False |  |  |  | False | Single-Speed | 170000 | 16037 | 10.6 | 10.6 | 13.5 |  | 170000 | 15569 | 3.2 | 3.2 | 90000 | 12560 | 2.1 | Federally-Regulated Commercial & Industrial Equipment | 05/31/2019 |  | 09/23/2019
Trane U.S. Inc. | AMERICAN STANDARD | WS(D,H)180E(3,4,W)R(G,N,P,R)****7 |  | HSP-A, Single-Package Heat Pum | Both Heat Pump and Electric Re | 208 | 3 | False |  |  |  | False | Single-Speed | 170000 | 16037 | 10.6 | 10.6 | 13.5 |  | 170000 | 15569 | 3.2 | 3.2 | 90000 | 12560 | 2.1 | Federally-Regulated Commercial & Industrial Equipment | 05/31/2019 |  | 09/23/2019
Trane U.S. Inc. | AMERICAN STANDARD | WSC090H(3,4,W)*(G,K,N)A |  | HSP-A, Single-Package Heat Pum | Both Heat Pump and Electric Re | 575 | 3 | False |  |  |  | True | Single-Speed | 90000 | 8108 | 11.1 | 11 | 12.2 |  | 87000 | 7499 | 3.4 | 3.3 | 48000 | 6252 | 2.25 | Federally-Regulated Commercial & Industrial Equipment | 07/19/2019 |  | 09/23/2019
Trane U.S. Inc. | AMERICAN STANDARD | WSC090H(3,4,W)*(G,K,N)A |  | HSP-A, Single-Package Heat Pum | Both Heat Pump and Electric Re | 460 | 3 | False |  |  |  | True | Single-Speed | 90000 | 8108 | 11.1 | 11 | 12.2 |  | 87000 | 7499 | 3.4 | 3.3 | 48000 | 6252 | 2.25 | Federally-Regulated Commercial & Industrial Equipment | 07/19/2019 |  | 09/23/2019
Trane U.S. Inc. | AMERICAN STANDARD | WSC090H(3,4,W)*(G,K,N)A |  | HSP-A, Single-Package Heat Pum | Both Heat Pump and Electric Re | 230 | 3 | False |  |  |  | True | Single-Speed | 90000 | 8108 | 11.1 | 11 | 12.2 |  | 87000 | 7499 | 3.4 | 3.3 | 48000 | 6252 | 2.25 | Federally-Regulated Commercial & Industrial Equipment | 07/19/2019 |  | 09/23/2019
Trane U.S. Inc. | AMERICAN STANDARD | WSC090H(3,4,W)*(G,K,N)A |  | HSP-A, Single-Package Heat Pum | Both Heat Pump and Electric Re | 208 | 3 | False |  |  |  | True | Single-Speed | 90000 | 8108 | 11.1 | 11 | 12.2 |  | 87000 | 7499 | 3.4 | 3.3 | 48000 | 6252 | 2.25 | Federally-Regulated Commercial & Industrial Equipment | 07/19/2019 |  | 09/23/2019
Trane U.S. Inc. | AMERICAN STANDARD | DHC102H(3,4)*(L,M,H,X,Y,Z)A***7 |  | HSP-A, Single-Package Heat Pum | Both Heat Pump and Electric Re | 460 | 3 | False |  |  |  | True | Multiple-Speed | 104000 | 8666 | 12 | 11 | 16 |  | 93000 | 7508 | 3.63 | 3.3 | 57000 | 7424 | 2.25 | Federally-Regulated Commercial & Industrial Equipment | 07/19/2019 |  | 09/23/2019
Trane U.S. Inc. | AMERICAN STANDARD | DHC102H(3,4)*(L,M,H,X,Y,Z)A***7 |  | HSP-A, Single-Package Heat Pum | Both Heat Pump and Electric Re | 230 | 3 | False |  |  |  | True | Multiple-Speed | 104000 | 8666 | 12 | 11 | 16 |  | 93000 | 7508 | 3.63 | 3.3 | 57000 | 7424 | 2.25 | Federally-Regulated Commercial & Industrial Equipment | 07/19/2019 |  | 09/23/2019
Trane U.S. Inc. | AMERICAN STANDARD | DHC102H(3,4)*(L,M,H,X,Y,Z)A***7 |  | HSP-A, Single-Package Heat Pum | Both Heat Pump and Electric Re | 208 | 3 | False |  |  |  | True | Multiple-Speed | 104000 | 8666 | 12 | 11 | 16 |  | 93000 | 7508 | 3.63 | 3.3 | 57000 | 7424 | 2.25 | Federally-Regulated Commercial & Industrial Equipment | 07/19/2019 |  | 09/23/2019
Trane U.S. Inc. | AMERICAN STANDARD | TWA0904(3,4,W)DA*00A* | TWE0904(3,W)B*A***00 | HRCU-A-CB, Split System: Heat | Heat Pump | 575 | 3 |  | False |  |  | True | Single-Speed | 93000 | 8303 | 11.2 | 10.8 | 12.2 |  | 82000 | 7282 | 3.3 | 3.3 | 51500 | 6708 | 2.25 | Federally-Regulated Commercial & Industrial Equipment | 05/31/2019 |  | 09/23/2019
Trane U.S. Inc. | AMERICAN STANDARD | TWA0904(3,4,W)DA*00A* | TWE0904(3,W)B*A***00 | HRCU-A-CB, Split System: Heat | Heat Pump | 460 | 3 |  | False |  |  | True | Single-Speed | 93000 | 8303 | 11.2 | 10.8 | 12.2 |  | 82000 | 7282 | 3.3 | 3.3 | 51500 | 6708 | 2.25 | Federally-Regulated Commercial & Industrial Equipment | 05/31/2019 |  | 09/23/2019
Trane U.S. Inc. | AMERICAN STANDARD | TWA0904(3,4,W)DA*00A* | TWE0904(3,W)B*A***00 | HRCU-A-CB, Split System: Heat | Heat Pump | 230 | 3 |  | False |  |  | True | Single-Speed | 93000 | 8303 | 11.2 | 10.8 | 12.2 |  | 82000 | 7282 | 3.3 | 3.3 | 51500 | 6708 | 2.25 | Federally-Regulated Commercial & Industrial Equipment | 05/31/2019 |  | 09/23/2019
Trane U.S. Inc. | AMERICAN STANDARD | TWA0904(3,4,W)DA*00A* | TWE0904(3,W)B*A***00 | HRCU-A-CB, Split System: Heat | Heat Pump | 208 | 3 |  | False |  |  | True | Single-Speed | 93000 | 8303 | 11.2 | 10.8 | 12.2 |  | 82000 | 7282 | 3.3 | 3.3 | 51500 | 6708 | 2.25 | Federally-Regulated Commercial & Industrial Equipment | 05/31/2019 |  | 09/23/2019
Trane U.S. Inc. | AMERICAN STANDARD | WHC102H(3,4)*(C,G,K,N)A |  | HSP-A, Single-Package Heat Pum | Both Heat Pump and Electric Re | 460 | 3 | False |  |  |  | True | Multiple-Speed | 104000 | 8666 | 12 | 11 | 15.5 |  | 93000 | 7508 | 3.63 | 3.3 | 57000 | 7424 | 2.25 | Federally-Regulated Commercial & Industrial Equipment | 07/19/2019 |  | 09/23/2019
Trane U.S. Inc. | AMERICAN STANDARD | WHC102H(3,4)*(C,G,K,N)A |  | HSP-A, Single-Package Heat Pum | Both Heat Pump and Electric Re | 230 | 3 | False |  |  |  | True | Multiple-Speed | 104000 | 8666 | 12 | 11 | 15.5 |  | 93000 | 7508 | 3.63 | 3.3 | 57000 | 7424 | 2.25 | Federally-Regulated Commercial & Industrial Equipment | 07/19/2019 |  | 09/23/2019
Trane U.S. Inc. | AMERICAN STANDARD | WHC102H(3,4)*(C,G,K,N)A |  | HSP-A, Single-Package Heat Pum | Both Heat Pump and Electric Re | 208 | 3 | False |  |  |  | True | Multiple-Speed | 104000 | 8666 | 12 | 11 | 15.5 |  | 93000 | 7508 | 3.63 | 3.3 | 57000 | 7424 | 2.25 | Federally-Regulated Commercial & Industrial Equipment | 07/19/2019 |  | 09/23/2019
Trane U.S. Inc. | AMERICAN STANDARD | WHC074H(3,4)*0A***7 |  | HSP-A, Single-Package Heat Pum | Heat Pump | 460 | 3 | False |  |  |  | True | Multiple-Speed | 78000 | 6446 | 12.1 | 10.8 | 16 |  | 75000 | 6280 | 3.5 | 3.3 | 40000 | 5210 | 2.25 | Federally-Regulated Commercial & Industrial Equipment | 07/19/2019 |  | 09/23/2019
Trane U.S. Inc. | AMERICAN STANDARD | WHC074H(3,4)*0A***7 |  | HSP-A, Single-Package Heat Pum | Heat Pump | 230 | 3 | False |  |  |  | True | Multiple-Speed | 78000 | 6446 | 12.1 | 10.8 | 16 |  | 75000 | 6280 | 3.5 | 3.3 | 40000 | 5210 | 2.25 | Federally-Regulated Commercial & Industrial Equipment | 07/19/2019 |  | 09/23/2019
Trane U.S. Inc. | AMERICAN STANDARD | WHC074H(3,4)*0A***7 |  | HSP-A, Single-Package Heat Pum | Heat Pump | 208 | 3 | False |  |  |  | True | Multiple-Speed | 78000 | 6446 | 12.1 | 10.8 | 16 |  | 75000 | 6280 | 3.5 | 3.3 | 40000 | 5210 | 2.25 | Federally-Regulated Commercial & Industrial Equipment | 07/19/2019 |  | 09/23/2019
Trane U.S. Inc. | AMERICAN STANDARD | WHC120H(3,4)*(G,K,N,P)A***7 |  | HSP-A, Single-Package Heat Pum | Both Heat Pump and Electric Re | 460 | 3 | False |  |  |  | True | Multiple-Speed | 121000 | 10521 | 11.5 | 11 | 16 |  | 118000 | 9526 | 3.63 | 3.3 | 61000 | 7945 | 2.25 | Federally-Regulated Commercial & Industrial Equipment | 07/19/2019 |  | 09/23/2019
Trane U.S. Inc. | AMERICAN STANDARD | WHC120H(3,4)*(G,K,N,P)A***7 |  | HSP-A, Single-Package Heat Pum | Both Heat Pump and Electric Re | 230 | 3 | False |  |  |  | True | Multiple-Speed | 121000 | 10521 | 11.5 | 11 | 16 |  | 118000 | 9526 | 3.63 | 3.3 | 61000 | 7945 | 2.25 | Federally-Regulated Commercial & Industrial Equipment | 07/19/2019 |  | 09/23/2019
Trane U.S. Inc. | AMERICAN STANDARD | WHC120H(3,4)*(G,K,N,P)A***7 |  | HSP-A, Single-Package Heat Pum | Both Heat Pump and Electric Re | 208 | 3 | False |  |  |  | True | Multiple-Speed | 121000 | 10521 | 11.5 | 11 | 16 |  | 118000 | 9526 | 3.63 | 3.3 | 61000 | 7945 | 2.25 | Federally-Regulated Commercial & Industrial Equipment | 07/19/2019 |  | 09/23/2019
Trane U.S. Inc. | AMERICAN STANDARD | WSC092H(3,4,W)*(G,K,N)A |  | HSP-A, Single-Package Heat Pum | Both Heat Pump and Electric Re | 575 | 3 | False |  |  |  | True | Dual-Speed | 93000 | 8230 | 11.3 | 11 | 12.4 |  | 88000 | 7585 | 3.4 | 3.3 | 48000 | 6252 | 2.25 | Federally-Regulated Commercial & Industrial Equipment | 07/19/2019 |  | 09/23/2019
Trane U.S. Inc. | AMERICAN STANDARD | WSC092H(3,4,W)*(G,K,N)A |  | HSP-A, Single-Package Heat Pum | Both Heat Pump and Electric Re | 460 | 3 | False |  |  |  | True | Dual-Speed | 93000 | 8230 | 11.3 | 11 | 12.4 |  | 88000 | 7585 | 3.4 | 3.3 | 48000 | 6252 | 2.25 | Federally-Regulated Commercial & Industrial Equipment | 07/19/2019 |  | 09/23/2019
Trane U.S. Inc. | AMERICAN STANDARD | WSC092H(3,4,W)*(G,K,N)A |  | HSP-A, Single-Package Heat Pum | Both Heat Pump and Electric Re | 230 | 3 | False |  |  |  | True | Dual-Speed | 93000 | 8230 | 11.3 | 11 | 12.4 |  | 88000 | 7585 | 3.4 | 3.3 | 48000 | 6252 | 2.25 | Federally-Regulated Commercial & Industrial Equipment | 07/19/2019 |  | 09/23/2019
Trane U.S. Inc. | AMERICAN STANDARD | WSC092H(3,4,W)*(G,K,N)A |  | HSP-A, Single-Package Heat Pum | Both Heat Pump and Electric Re | 208 | 3 | False |  |  |  | True | Dual-Speed | 93000 | 8230 | 11.3 | 11 | 12.4 |  | 88000 | 7585 | 3.4 | 3.3 | 48000 | 6252 | 2.25 | Federally-Regulated Commercial & Industrial Equipment | 07/19/2019 |  | 09/23/2019
Trane U.S. Inc. | AMERICAN STANDARD | WS(D,H)180E(3,4,W)R(G,N,P,R)****0 |  | HSP-A, Single-Package Heat Pum | Both Heat Pump and Electric Re | 575 | 3 | False |  |  |  | False | Single-Speed | 170000 | 16037 | 10.6 | 10.6 | 12 |  | 170000 | 15569 | 3.2 | 3.2 | 90000 | 12560 | 2.1 | Federally-Regulated Commercial & Industrial Equipment | 05/31/2019 |  | 09/23/2019
Trane U.S. Inc. | AMERICAN STANDARD | WS(D,H)180E(3,4,W)R(G,N,P,R)****0 |  | HSP-A, Single-Package Heat Pum | Both Heat Pump and Electric Re | 460 | 3 | False |  |  |  | False | Single-Speed | 170000 | 16037 | 10.6 | 10.6 | 12 |  | 170000 | 15569 | 3.2 | 3.2 | 90000 | 12560 | 2.1 | Federally-Regulated Commercial & Industrial Equipment | 05/31/2019 |  | 09/23/2019
Trane U.S. Inc. | AMERICAN STANDARD | WS(D,H)180E(3,4,W)R(G,N,P,R)****0 |  | HSP-A, Single-Package Heat Pum | Both Heat Pump and Electric Re | 230 | 3 | False |  |  |  | False | Single-Speed | 170000 | 16037 | 10.6 | 10.6 | 12 |  | 170000 | 15569 | 3.2 | 3.2 | 90000 | 12560 | 2.1 | Federally-Regulated Commercial & Industrial Equipment | 05/31/2019 |  | 09/23/2019
Trane U.S. Inc. | AMERICAN STANDARD | WS(D,H)180E(3,4,W)R(G,N,P,R)****0 |  | HSP-A, Single-Package Heat Pum | Both Heat Pump and Electric Re | 208 | 3 | False |  |  |  | False | Single-Speed | 170000 | 16037 | 10.6 | 10.6 | 12 |  | 170000 | 15569 | 3.2 | 3.2 | 90000 | 12560 | 2.1 | Federally-Regulated Commercial & Industrial Equipment | 05/31/2019 |  | 09/23/2019
Trane U.S. Inc. | AMERICAN STANDARD | TWA0904(3,4,W)DA*00AR* | TWE0904(3,4,W)B*A***B0 | HRCU-A-CB, Split System: Heat | Heat Pump | 575 | 3 |  | False |  |  | True | Single-Speed | 93000 | 8303 | 11.2 | 10.8 | 13.3 |  | 82000 | 7282 | 3.3 | 3.3 | 51500 | 6708 | 2.25 | Federally-Regulated Commercial & Industrial Equipment | 05/31/2019 |  | 09/23/2019
Trane U.S. Inc. | AMERICAN STANDARD | TWA0904(3,4,W)DA*00AR* | TWE0904(3,4,W)B*A***B0 | HRCU-A-CB, Split System: Heat | Heat Pump | 460 | 3 |  | False |  |  | True | Single-Speed | 93000 | 8303 | 11.2 | 10.8 | 13.3 |  | 82000 | 7282 | 3.3 | 3.3 | 51500 | 6708 | 2.25 | Federally-Regulated Commercial & Industrial Equipment | 05/31/2019 |  | 09/23/2019
Trane U.S. Inc. | AMERICAN STANDARD | TWA0904(3,4,W)DA*00AR* | TWE0904(3,4,W)B*A***B0 | HRCU-A-CB, Split System: Heat | Heat Pump | 230 | 3 |  | False |  |  | True | Single-Speed | 93000 | 8303 | 11.2 | 10.8 | 13.3 |  | 82000 | 7282 | 3.3 | 3.3 | 51500 | 6708 | 2.25 | Federally-Regulated Commercial & Industrial Equipment | 05/31/2019 |  | 09/23/2019
Trane U.S. Inc. | AMERICAN STANDARD | TWA0904(3,4,W)DA*00AR* | TWE0904(3,4,W)B*A***B0 | HRCU-A-CB, Split System: Heat | Heat Pump | 208 | 3 |  | False |  |  | True | Single-Speed | 93000 | 8303 | 11.2 | 10.8 | 13.3 |  | 82000 | 7282 | 3.3 | 3.3 | 51500 | 6708 | 2.25 | Federally-Regulated Commercial & Industrial Equipment | 05/31/2019 |  | 09/23/2019
Trane U.S. Inc. | AMERICAN STANDARD | WSC092H(3,4,W)*(G,K,N)A***6 |  | HSP-A, Single-Package Heat Pum | Both Heat Pump and Electric Re | 575 | 3 | False |  |  |  | True | Dual-Speed | 93000 | 8230 | 11.3 | 11 | 13.4 |  | 87000 | 7499 | 3.4 | 3.3 | 48000 | 6252 | 2.25 | Federally-Regulated Commercial & Industrial Equipment | 07/19/2019 |  | 09/23/2019
Trane U.S. Inc. | AMERICAN STANDARD | WSC092H(3,4,W)*(G,K,N)A***6 |  | HSP-A, Single-Package Heat Pum | Both Heat Pump and Electric Re | 460 | 3 | False |  |  |  | True | Dual-Speed | 93000 | 8230 | 11.3 | 11 | 13.4 |  | 87000 | 7499 | 3.4 | 3.3 | 48000 | 6252 | 2.25 | Federally-Regulated Commercial & Industrial Equipment | 07/19/2019 |  | 09/23/2019
Trane U.S. Inc. | AMERICAN STANDARD | WSC092H(3,4,W)*(G,K,N)A***6 |  | HSP-A, Single-Package Heat Pum | Both Heat Pump and Electric Re | 230 | 3 | False |  |  |  | True | Dual-Speed | 93000 | 8230 | 11.3 | 11 | 13.4 |  | 87000 | 7499 | 3.4 | 3.3 | 48000 | 6252 | 2.25 | Federally-Regulated Commercial & Industrial Equipment | 07/19/2019 |  | 09/23/2019
Trane U.S. Inc. | AMERICAN STANDARD | WSC092H(3,4,W)*(G,K,N)A***6 |  | HSP-A, Single-Package Heat Pum | Both Heat Pump and Electric Re | 208 | 3 | False |  |  |  | True | Dual-Speed | 93000 | 8230 | 11.3 | 11 | 13.4 |  | 87000 | 7499 | 3.4 | 3.3 | 48000 | 6252 | 2.25 | Federally-Regulated Commercial & Industrial Equipment | 07/19/2019 |  | 09/23/2019
Trane U.S. Inc. | AMERICAN STANDARD | TWA0904(3,4)DA*00A* | TWE09041B*A***00 | HRCU-A-CB, Split System: Heat | Heat Pump | 460 | 3 |  | False |  |  | True | Single-Speed | 93000 | 8303 | 11.2 | 10.8 | 12.2 |  | 82000 | 7282 | 3.3 | 3.3 | 51500 | 6708 | 2.25 | Federally-Regulated Commercial & Industrial Equipment | 05/31/2019 |  | 09/23/2019
Trane U.S. Inc. | AMERICAN STANDARD | TWA0904(3,4)DA*00A* | TWE09041B*A***00 | HRCU-A-CB, Split System: Heat | Heat Pump | 230 | 3 |  | False |  |  | True | Single-Speed | 93000 | 8303 | 11.2 | 10.8 | 12.2 |  | 82000 | 7282 | 3.3 | 3.3 | 51500 | 6708 | 2.25 | Federally-Regulated Commercial & Industrial Equipment | 05/31/2019 |  | 09/23/2019
Trane U.S. Inc. | AMERICAN STANDARD | TWA0904(3,4)DA*00A* | TWE09041B*A***00 | HRCU-A-CB, Split System: Heat | Heat Pump | 208 | 3 |  | False |  |  | True | Single-Speed | 93000 | 8303 | 11.2 | 10.8 | 12.2 |  | 82000 | 7282 | 3.3 | 3.3 | 51500 | 6708 | 2.25 | Federally-Regulated Commercial & Industrial Equipment | 05/31/2019 |  | 09/23/2019
Trane U.S. Inc. | AMERICAN STANDARD | WS(D,H)240E(3,4,W)R(G,N,P,R)****0 |  | HSP-A, Single-Package Heat Pum | Both Heat Pump and Electric Re | 575 | 3 | False |  |  |  | False | Single-Speed | 240000 | 24742 | 9.7 | 9.5 | 11.5 |  | 210000 | 19233 | 3.2 | 3.2 | 120000 | 16747 | 2.1 | Federally-Regulated Commercial & Industrial Equipment | 05/31/2019 |  | 09/23/2019
Trane U.S. Inc. | AMERICAN STANDARD | WS(D,H)240E(3,4,W)R(G,N,P,R)****0 |  | HSP-A, Single-Package Heat Pum | Both Heat Pump and Electric Re | 460 | 3 | False |  |  |  | False | Single-Speed | 240000 | 24742 | 9.7 | 9.5 | 11.5 |  | 210000 | 19233 | 3.2 | 3.2 | 120000 | 16747 | 2.1 | Federally-Regulated Commercial & Industrial Equipment | 05/31/2019 |  | 09/23/2019
Trane U.S. Inc. | AMERICAN STANDARD | WS(D,H)240E(3,4,W)R(G,N,P,R)****0 |  | HSP-A, Single-Package Heat Pum | Both Heat Pump and Electric Re | 230 | 3 | False |  |  |  | False | Single-Speed | 240000 | 24742 | 9.7 | 9.5 | 11.5 |  | 210000 | 19233 | 3.2 | 3.2 | 120000 | 16747 | 2.1 | Federally-Regulated Commercial & Industrial Equipment | 05/31/2019 |  | 09/23/2019
Trane U.S. Inc. | AMERICAN STANDARD | WS(D,H)240E(3,4,W)R(G,N,P,R)****0 |  | HSP-A, Single-Package Heat Pum | Both Heat Pump and Electric Re | 208 | 3 | False |  |  |  | False | Single-Speed | 240000 | 24742 | 9.7 | 9.5 | 11.5 |  | 210000 | 19233 | 3.2 | 3.2 | 120000 | 16747 | 2.1 | Federally-Regulated Commercial & Industrial Equipment | 05/31/2019 |  | 09/23/2019
Trane U.S. Inc. | AMERICAN STANDARD | WS(D,H)240E(3,4,W)R0****6 |  | HSP-A, Single-Package Heat Pum | Heat Pump | 575 | 3 | False |  |  |  | False | Single-Speed | 240000 | 24742 | 9.7 | 9.3 | 12 |  | 210000 | 19233 | 3.2 | 3.2 | 120000 | 16747 | 2.1 | Federally-Regulated Commercial & Industrial Equipment | 05/31/2019 |  | 09/23/2019
Trane U.S. Inc. | AMERICAN STANDARD | WS(D,H)240E(3,4,W)R0****6 |  | HSP-A, Single-Package Heat Pum | Heat Pump | 460 | 3 | False |  |  |  | False | Single-Speed | 240000 | 24742 | 9.7 | 9.3 | 12 |  | 210000 | 19233 | 3.2 | 3.2 | 120000 | 16747 | 2.1 | Federally-Regulated Commercial & Industrial Equipment | 05/31/2019 |  | 09/23/2019
Trane U.S. Inc. | AMERICAN STANDARD | WS(D,H)240E(3,4,W)R0****6 |  | HSP-A, Single-Package Heat Pum | Heat Pump | 230 | 3 | False |  |  |  | False | Single-Speed | 240000 | 24742 | 9.7 | 9.3 | 12 |  | 210000 | 19233 | 3.2 | 3.2 | 120000 | 16747 | 2.1 | Federally-Regulated Commercial & Industrial Equipment | 05/31/2019 |  | 09/23/2019
Trane U.S. Inc. | AMERICAN STANDARD | WS(D,H)240E(3,4,W)R0****6 |  | HSP-A, Single-Package Heat Pum | Heat Pump | 208 | 3 | False |  |  |  | False | Single-Speed | 240000 | 24742 | 9.7 | 9.3 | 12 |  | 210000 | 19233 | 3.2 | 3.2 | 120000 | 16747 | 2.1 | Federally-Regulated Commercial & Industrial Equipment | 05/31/2019 |  | 09/23/2019
Trane U.S. Inc. | AMERICAN STANDARD | DHC120H(3,4)*(L,M,H,X,Y,Z)A***6 |  | HSP-A, Single-Package Heat Pum | Both Heat Pump and Electric Re | 460 | 3 | False |  |  |  | True | Multiple-Speed | 121000 | 10521 | 11.5 | 11 | 16.5 |  | 118000 | 9526 | 3.63 | 3.3 | 61000 | 7945 | 2.25 | Federally-Regulated Commercial & Industrial Equipment | 07/19/2019 |  | 09/23/2019
Trane U.S. Inc. | AMERICAN STANDARD | DHC120H(3,4)*(L,M,H,X,Y,Z)A***6 |  | HSP-A, Single-Package Heat Pum | Both Heat Pump and Electric Re | 230 | 3 | False |  |  |  | True | Multiple-Speed | 121000 | 10521 | 11.5 | 11 | 16.5 |  | 118000 | 9526 | 3.63 | 3.3 | 61000 | 7945 | 2.25 | Federally-Regulated Commercial & Industrial Equipment | 07/19/2019 |  | 09/23/2019
Trane U.S. Inc. | AMERICAN STANDARD | DHC120H(3,4)*(L,M,H,X,Y,Z)A***6 |  | HSP-A, Single-Package Heat Pum | Both Heat Pump and Electric Re | 208 | 3 | False |  |  |  | True | Multiple-Speed | 121000 | 10521 | 11.5 | 11 | 16.5 |  | 118000 | 9526 | 3.63 | 3.3 | 61000 | 7945 | 2.25 | Federally-Regulated Commercial & Industrial Equipment | 07/19/2019 |  | 09/23/2019
Trane U.S. Inc. | AMERICAN STANDARD | TWA1804(3,4,W)DA*00A* | TWE1804(3,W)B*A***00 | HRCU-A-CB, Split System: Heat | Heat Pump | 575 | 3 |  | False |  |  | True | Single-Speed | 188000 | 17407 | 10.8 | 10.4 | 11.6 |  | 178000 | 16302 | 3.2 | 3.2 | 117000 | 16726 | 2.05 | Federally-Regulated Commercial & Industrial Equipment | 05/31/2019 |  | 09/23/2019
Trane U.S. Inc. | AMERICAN STANDARD | TWA1804(3,4,W)DA*00A* | TWE1804(3,W)B*A***00 | HRCU-A-CB, Split System: Heat | Heat Pump | 460 | 3 |  | False |  |  | True | Single-Speed | 188000 | 17407 | 10.8 | 10.4 | 11.6 |  | 178000 | 16302 | 3.2 | 3.2 | 117000 | 16726 | 2.05 | Federally-Regulated Commercial & Industrial Equipment | 05/31/2019 |  | 09/23/2019
Trane U.S. Inc. | AMERICAN STANDARD | TWA1804(3,4,W)DA*00A* | TWE1804(3,W)B*A***00 | HRCU-A-CB, Split System: Heat | Heat Pump | 230 | 3 |  | False |  |  | True | Single-Speed | 188000 | 17407 | 10.8 | 10.4 | 11.6 |  | 178000 | 16302 | 3.2 | 3.2 | 117000 | 16726 | 2.05 | Federally-Regulated Commercial & Industrial Equipment | 05/31/2019 |  | 09/23/2019
Trane U.S. Inc. | AMERICAN STANDARD | TWA1804(3,4,W)DA*00A* | TWE1804(3,W)B*A***00 | HRCU-A-CB, Split System: Heat | Heat Pump | 208 | 3 |  | False |  |  | True | Single-Speed | 188000 | 17407 | 10.8 | 10.4 | 11.6 |  | 178000 | 16302 | 3.2 | 3.2 | 117000 | 16726 | 2.05 | Federally-Regulated Commercial & Industrial Equipment | 05/31/2019 |  | 09/23/2019
Trane U.S. Inc. | AMERICAN STANDARD | DHC074H(3,4)*(L,M,H,X,Y,Z)A***7 |  | HSP-A, Single-Package Heat Pum | Both Heat Pump and Electric Re | 460 | 3 | False |  |  |  | True | Multiple-Speed | 78000 | 6446 | 12.1 | 11 | 16 |  | 75000 | 6280 | 3.5 | 3.3 | 40000 | 5210 | 2.25 | Federally-Regulated Commercial & Industrial Equipment | 07/19/2019 |  | 09/23/2019
Trane U.S. Inc. | AMERICAN STANDARD | DHC074H(3,4)*(L,M,H,X,Y,Z)A***7 |  | HSP-A, Single-Package Heat Pum | Both Heat Pump and Electric Re | 230 | 3 | False |  |  |  | True | Multiple-Speed | 78000 | 6446 | 12.1 | 11 | 16 |  | 75000 | 6280 | 3.5 | 3.3 | 40000 | 5210 | 2.25 | Federally-Regulated Commercial & Industrial Equipment | 07/19/2019 |  | 09/23/2019
Trane U.S. Inc. | AMERICAN STANDARD | DHC074H(3,4)*(L,M,H,X,Y,Z)A***7 |  | HSP-A, Single-Package Heat Pum | Both Heat Pump and Electric Re | 208 | 3 | False |  |  |  | True | Multiple-Speed | 78000 | 6446 | 12.1 | 11 | 16 |  | 75000 | 6280 | 3.5 | 3.3 | 40000 | 5210 | 2.25 | Federally-Regulated Commercial & Industrial Equipment | 07/19/2019 |  | 09/23/2019
Trane U.S. Inc. | AMERICAN STANDARD | TWA1204(3,4,W)DA*00AR* | TWE1204(3,4,W)B*A***B0 | HRCU-A-CB, Split System: Heat | Heat Pump | 575 | 3 |  | False |  |  | True | Single-Speed | 118000 | 10535 | 11.2 | 10.8 | 13.3 |  | 112000 | 9946 | 3.3 | 3.3 | 71000 | 9248 | 2.25 | Federally-Regulated Commercial & Industrial Equipment | 05/31/2019 |  | 09/23/2019
Trane U.S. Inc. | AMERICAN STANDARD | TWA1204(3,4,W)DA*00AR* | TWE1204(3,4,W)B*A***B0 | HRCU-A-CB, Split System: Heat | Heat Pump | 460 | 3 |  | False |  |  | True | Single-Speed | 118000 | 10535 | 11.2 | 10.8 | 13.3 |  | 112000 | 9946 | 3.3 | 3.3 | 71000 | 9248 | 2.25 | Federally-Regulated Commercial & Industrial Equipment | 05/31/2019 |  | 09/23/2019
Trane U.S. Inc. | AMERICAN STANDARD | TWA1204(3,4,W)DA*00AR* | TWE1204(3,4,W)B*A***B0 | HRCU-A-CB, Split System: Heat | Heat Pump | 230 | 3 |  | False |  |  | True | Single-Speed | 118000 | 10535 | 11.2 | 10.8 | 13.3 |  | 112000 | 9946 | 3.3 | 3.3 | 71000 | 9248 | 2.25 | Federally-Regulated Commercial & Industrial Equipment | 05/31/2019 |  | 09/23/2019
Trane U.S. Inc. | AMERICAN STANDARD | TWA1204(3,4,W)DA*00AR* | TWE1204(3,4,W)B*A***B0 | HRCU-A-CB, Split System: Heat | Heat Pump | 208 | 3 |  | False |  |  | True | Single-Speed | 118000 | 10535 | 11.2 | 10.8 | 13.3 |  | 112000 | 9946 | 3.3 | 3.3 | 71000 | 9248 | 2.25 | Federally-Regulated Commercial & Industrial Equipment | 05/31/2019 |  | 09/23/2019
Trane U.S. Inc. | AMERICAN STANDARD | WSC102H(3,4,W)*(G,K,N)A***6 |  | HSP-A, Single-Package Heat Pum | Both Heat Pump and Electric Re | 575 | 3 | False |  |  |  | True | Dual-Speed | 100000 | 9090 | 11 | 11 | 13.4 |  | 89000 | 7671 | 3.4 | 3.3 | 48500 | 6768 | 2.1 | Federally-Regulated Commercial & Industrial Equipment | 07/19/2019 |  | 09/23/2019
Trane U.S. Inc. | AMERICAN STANDARD | WSC102H(3,4,W)*(G,K,N)A***6 |  | HSP-A, Single-Package Heat Pum | Both Heat Pump and Electric Re | 460 | 3 | False |  |  |  | True | Dual-Speed | 100000 | 9090 | 11 | 11 | 13.4 |  | 89000 | 7671 | 3.4 | 3.3 | 48500 | 6768 | 2.1 | Federally-Regulated Commercial & Industrial Equipment | 07/19/2019 |  | 09/23/2019
Trane U.S. Inc. | AMERICAN STANDARD | WSC102H(3,4,W)*(G,K,N)A***6 |  | HSP-A, Single-Package Heat Pum | Both Heat Pump and Electric Re | 230 | 3 | False |  |  |  | True | Dual-Speed | 100000 | 9090 | 11 | 11 | 13.4 |  | 89000 | 7671 | 3.4 | 3.3 | 48500 | 6768 | 2.1 | Federally-Regulated Commercial & Industrial Equipment | 07/19/2019 |  | 09/23/2019
Trane U.S. Inc. | AMERICAN STANDARD | WSC102H(3,4,W)*(G,K,N)A***6 |  | HSP-A, Single-Package Heat Pum | Both Heat Pump and Electric Re | 208 | 3 | False |  |  |  | True | Dual-Speed | 100000 | 9090 | 11 | 11 | 13.4 |  | 89000 | 7671 | 3.4 | 3.3 | 48500 | 6768 | 2.1 | Federally-Regulated Commercial & Industrial Equipment | 07/19/2019 |  | 09/23/2019
Trane U.S. Inc. | AMERICAN STANDARD | WSC120H(3,4,W)*0A***6 |  | HSP-A, Single-Package Heat Pum | Heat Pump | 575 | 3 | False |  |  |  | True | Dual-Speed | 115000 | 10454 | 11 | 10.8 | 13.4 |  | 106000 | 9137 | 3.4 | 3.3 | 58500 | 7619 | 2.25 | Federally-Regulated Commercial & Industrial Equipment | 07/19/2019 |  | 09/23/2019
Trane U.S. Inc. | AMERICAN STANDARD | WSC120H(3,4,W)*0A***6 |  | HSP-A, Single-Package Heat Pum | Heat Pump | 460 | 3 | False |  |  |  | True | Dual-Speed | 115000 | 10454 | 11 | 10.8 | 13.4 |  | 106000 | 9137 | 3.4 | 3.3 | 58500 | 7619 | 2.25 | Federally-Regulated Commercial & Industrial Equipment | 07/19/2019 |  | 09/23/2019
Trane U.S. Inc. | AMERICAN STANDARD | WSC120H(3,4,W)*0A***6 |  | HSP-A, Single-Package Heat Pum | Heat Pump | 230 | 3 | False |  |  |  | True | Dual-Speed | 115000 | 10454 | 11 | 10.8 | 13.4 |  | 106000 | 9137 | 3.4 | 3.3 | 58500 | 7619 | 2.25 | Federally-Regulated Commercial & Industrial Equipment | 07/19/2019 |  | 09/23/2019
Trane U.S. Inc. | AMERICAN STANDARD | WSC120H(3,4,W)*0A***6 |  | HSP-A, Single-Package Heat Pum | Heat Pump | 208 | 3 | False |  |  |  | True | Dual-Speed | 115000 | 10454 | 11 | 10.8 | 13.4 |  | 106000 | 9137 | 3.4 | 3.3 | 58500 | 7619 | 2.25 | Federally-Regulated Commercial & Industrial Equipment | 07/19/2019 |  | 09/23/2019
Trane U.S. Inc. | AMERICAN STANDARD | WSC072H(3,4,W)*0A |  | HSP-A, Single-Package Heat Pum | Heat Pump | 575 | 3 | False |  |  |  | True | Single-Speed | 75000 | 6578 | 11.4 | 10.8 | 13 |  | 71000 | 5945 | 3.5 | 3.3 | 39000 | 4969 | 2.3 | Federally-Regulated Commercial & Industrial Equipment | 05/31/2019 |  | 09/23/2019
Trane U.S. Inc. | AMERICAN STANDARD | WSC072H(3,4,W)*0A |  | HSP-A, Single-Package Heat Pum | Heat Pump | 460 | 3 | False |  |  |  | True | Single-Speed | 75000 | 6578 | 11.4 | 10.8 | 13 |  | 71000 | 5945 | 3.5 | 3.3 | 39000 | 4969 | 2.3 | Federally-Regulated Commercial & Industrial Equipment | 05/31/2019 |  | 09/23/2019
Trane U.S. Inc. | AMERICAN STANDARD | WSC072H(3,4,W)*0A |  | HSP-A, Single-Package Heat Pum | Heat Pump | 230 | 3 | False |  |  |  | True | Single-Speed | 75000 | 6578 | 11.4 | 10.8 | 13 |  | 71000 | 5945 | 3.5 | 3.3 | 39000 | 4969 | 2.3 | Federally-Regulated Commercial & Industrial Equipment | 05/31/2019 |  | 09/23/2019
Trane U.S. Inc. | AMERICAN STANDARD | WSC072H(3,4,W)*0A |  | HSP-A, Single-Package Heat Pum | Heat Pump | 208 | 3 | False |  |  |  | True | Single-Speed | 75000 | 6578 | 11.4 | 10.8 | 13 |  | 71000 | 5945 | 3.5 | 3.3 | 39000 | 4969 | 2.3 | Federally-Regulated Commercial & Industrial Equipment | 05/31/2019 |  | 09/23/2019
Trane U.S. Inc. | AMERICAN STANDARD | WS(D,H)150E(3,4,W)R0****6 |  | HSP-A, Single-Package Heat Pum | Heat Pump | 575 | 3 | False |  |  |  | False | Single-Speed | 146000 | 13773 | 10.6 | 10.4 | 13.5 |  | 136000 | 12455 | 3.2 | 3.2 | 75000 | 10466 | 2.1 | Federally-Regulated Commercial & Industrial Equipment | 05/31/2019 |  | 09/23/2019
Trane U.S. Inc. | AMERICAN STANDARD | WS(D,H)150E(3,4,W)R0****6 |  | HSP-A, Single-Package Heat Pum | Heat Pump | 460 | 3 | False |  |  |  | False | Single-Speed | 146000 | 13773 | 10.6 | 10.4 | 13.5 |  | 136000 | 12455 | 3.2 | 3.2 | 75000 | 10466 | 2.1 | Federally-Regulated Commercial & Industrial Equipment | 05/31/2019 |  | 09/23/2019
Trane U.S. Inc. | AMERICAN STANDARD | WS(D,H)150E(3,4,W)R0****6 |  | HSP-A, Single-Package Heat Pum | Heat Pump | 230 | 3 | False |  |  |  | False | Single-Speed | 146000 | 13773 | 10.6 | 10.4 | 13.5 |  | 136000 | 12455 | 3.2 | 3.2 | 75000 | 10466 | 2.1 | Federally-Regulated Commercial & Industrial Equipment | 05/31/2019 |  | 09/23/2019
Trane U.S. Inc. | AMERICAN STANDARD | WS(D,H)150E(3,4,W)R0****6 |  | HSP-A, Single-Package Heat Pum | Heat Pump | 208 | 3 | False |  |  |  | False | Single-Speed | 146000 | 13773 | 10.6 | 10.4 | 13.5 |  | 136000 | 12455 | 3.2 | 3.2 | 75000 | 10466 | 2.1 | Federally-Regulated Commercial & Industrial Equipment | 05/31/2019 |  | 09/23/2019
Trane U.S. Inc. | AMERICAN STANDARD | WSC120H(3,4,W)*(G,K,N,P)A |  | HSP-A, Single-Package Heat Pum | Both Heat Pump and Electric Re | 575 | 3 | False |  |  |  | True | Dual-Speed | 115000 | 10454 | 11 | 11 | 12.2 |  | 106000 | 9137 | 3.4 | 3.3 | 58500 | 7619 | 2.25 | Federally-Regulated Commercial & Industrial Equipment | 07/19/2019 |  | 09/23/2019
Trane U.S. Inc. | AMERICAN STANDARD | WSC120H(3,4,W)*(G,K,N,P)A |  | HSP-A, Single-Package Heat Pum | Both Heat Pump and Electric Re | 460 | 3 | False |  |  |  | True | Dual-Speed | 115000 | 10454 | 11 | 11 | 12.2 |  | 106000 | 9137 | 3.4 | 3.3 | 58500 | 7619 | 2.25 | Federally-Regulated Commercial & Industrial Equipment | 07/19/2019 |  | 09/23/2019
Trane U.S. Inc. | AMERICAN STANDARD | WSC120H(3,4,W)*(G,K,N,P)A |  | HSP-A, Single-Package Heat Pum | Both Heat Pump and Electric Re | 230 | 3 | False |  |  |  | True | Dual-Speed | 115000 | 10454 | 11 | 11 | 12.2 |  | 106000 | 9137 | 3.4 | 3.3 | 58500 | 7619 | 2.25 | Federally-Regulated Commercial & Industrial Equipment | 07/19/2019 |  | 09/23/2019
Trane U.S. Inc. | AMERICAN STANDARD | WSC120H(3,4,W)*(G,K,N,P)A |  | HSP-A, Single-Package Heat Pum | Both Heat Pump and Electric Re | 208 | 3 | False |  |  |  | True | Dual-Speed | 115000 | 10454 | 11 | 11 | 12.2 |  | 106000 | 9137 | 3.4 | 3.3 | 58500 | 7619 | 2.25 | Federally-Regulated Commercial & Industrial Equipment | 07/19/2019 |  | 09/23/2019
Trane U.S. Inc. | AMERICAN STANDARD | WS(D,H)240E(3,4,W)R(G,N,P,R)****7 |  | HSP-A, Single-Package Heat Pum | Both Heat Pump and Electric Re | 575 | 3 | False |  |  |  | False | Single-Speed | 240000 | 24742 | 9.7 | 9.5 | 12 |  | 210000 | 19233 | 3.2 | 3.2 | 120000 | 16747 | 2.1 | Federally-Regulated Commercial & Industrial Equipment | 05/31/2019 |  | 09/23/2019
Trane U.S. Inc. | AMERICAN STANDARD | WS(D,H)240E(3,4,W)R(G,N,P,R)****7 |  | HSP-A, Single-Package Heat Pum | Both Heat Pump and Electric Re | 460 | 3 | False |  |  |  | False | Single-Speed | 240000 | 24742 | 9.7 | 9.5 | 12 |  | 210000 | 19233 | 3.2 | 3.2 | 120000 | 16747 | 2.1 | Federally-Regulated Commercial & Industrial Equipment | 05/31/2019 |  | 09/23/2019
Trane U.S. Inc. | AMERICAN STANDARD | WS(D,H)240E(3,4,W)R(G,N,P,R)****7 |  | HSP-A, Single-Package Heat Pum | Both Heat Pump and Electric Re | 230 | 3 | False |  |  |  | False | Single-Speed | 240000 | 24742 | 9.7 | 9.5 | 12 |  | 210000 | 19233 | 3.2 | 3.2 | 120000 | 16747 | 2.1 | Federally-Regulated Commercial & Industrial Equipment | 05/31/2019 |  | 09/23/2019
Trane U.S. Inc. | AMERICAN STANDARD | WS(D,H)240E(3,4,W)R(G,N,P,R)****7 |  | HSP-A, Single-Package Heat Pum | Both Heat Pump and Electric Re | 208 | 3 | False |  |  |  | False | Single-Speed | 240000 | 24742 | 9.7 | 9.5 | 12 |  | 210000 | 19233 | 3.2 | 3.2 | 120000 | 16747 | 2.1 | Federally-Regulated Commercial & Industrial Equipment | 05/31/2019 |  | 09/23/2019
Trane U.S. Inc. | AMERICAN STANDARD | DHC092H(3,4)*(L,M,H,X,Y,Z)A***7 |  | HSP-A, Single-Package Heat Pum | Both Heat Pump and Electric Re | 460 | 3 | False |  |  |  | True | Multiple-Speed | 95000 | 8050 | 11.8 | 11 | 16 |  | 87000 | 7284 | 3.5 | 3.3 | 49000 | 6382 | 2.25 | Federally-Regulated Commercial & Industrial Equipment | 07/19/2019 |  | 09/23/2019
Trane U.S. Inc. | AMERICAN STANDARD | DHC092H(3,4)*(L,M,H,X,Y,Z)A***7 |  | HSP-A, Single-Package Heat Pum | Both Heat Pump and Electric Re | 230 | 3 | False |  |  |  | True | Multiple-Speed | 95000 | 8050 | 11.8 | 11 | 16 |  | 87000 | 7284 | 3.5 | 3.3 | 49000 | 6382 | 2.25 | Federally-Regulated Commercial & Industrial Equipment | 07/19/2019 |  | 09/23/2019
Trane U.S. Inc. | AMERICAN STANDARD | DHC092H(3,4)*(L,M,H,X,Y,Z)A***7 |  | HSP-A, Single-Package Heat Pum | Both Heat Pump and Electric Re | 208 | 3 | False |  |  |  | True | Multiple-Speed | 95000 | 8050 | 11.8 | 11 | 16 |  | 87000 | 7284 | 3.5 | 3.3 | 49000 | 6382 | 2.25 | Federally-Regulated Commercial & Industrial Equipment | 07/19/2019 |  | 09/23/2019
Trane U.S. Inc. | AMERICAN STANDARD | DHC092H(3,4)*(L,M,H,X,Y,Z)A |  | HSP-A, Single-Package Heat Pum | Both Heat Pump and Electric Re | 460 | 3 | False |  |  |  | True | Multiple-Speed | 95000 | 8050 | 11.8 | 11 | 15.5 |  | 87000 | 7284 | 3.5 | 3.3 | 49000 | 6382 | 2.25 | Federally-Regulated Commercial & Industrial Equipment | 07/19/2019 |  | 09/23/2019
Trane U.S. Inc. | AMERICAN STANDARD | DHC092H(3,4)*(L,M,H,X,Y,Z)A |  | HSP-A, Single-Package Heat Pum | Both Heat Pump and Electric Re | 230 | 3 | False |  |  |  | True | Multiple-Speed | 95000 | 8050 | 11.8 | 11 | 15.5 |  | 87000 | 7284 | 3.5 | 3.3 | 49000 | 6382 | 2.25 | Federally-Regulated Commercial & Industrial Equipment | 07/19/2019 |  | 09/23/2019
Trane U.S. Inc. | AMERICAN STANDARD | DHC092H(3,4)*(L,M,H,X,Y,Z)A |  | HSP-A, Single-Package Heat Pum | Both Heat Pump and Electric Re | 208 | 3 | False |  |  |  | True | Multiple-Speed | 95000 | 8050 | 11.8 | 11 | 15.5 |  | 87000 | 7284 | 3.5 | 3.3 | 49000 | 6382 | 2.25 | Federally-Regulated Commercial & Industrial Equipment | 07/19/2019 |  | 09/23/2019
Trane U.S. Inc. | AMERICAN STANDARD | WSC092H(3,4,W)*0A***7 |  | HSP-A, Single-Package Heat Pum | Heat Pump | 575 | 3 | False |  |  |  | True | Dual-Speed | 93000 | 8230 | 11.3 | 10.8 | 12.9 |  | 87000 | 7499 | 3.4 | 3.3 | 48000 | 6252 | 2.25 | Federally-Regulated Commercial & Industrial Equipment | 07/19/2019 |  | 09/23/2019
Trane U.S. Inc. | AMERICAN STANDARD | WSC092H(3,4,W)*0A***7 |  | HSP-A, Single-Package Heat Pum | Heat Pump | 460 | 3 | False |  |  |  | True | Dual-Speed | 93000 | 8230 | 11.3 | 10.8 | 12.9 |  | 87000 | 7499 | 3.4 | 3.3 | 48000 | 6252 | 2.25 | Federally-Regulated Commercial & Industrial Equipment | 07/19/2019 |  | 09/23/2019
Trane U.S. Inc. | AMERICAN STANDARD | WSC092H(3,4,W)*0A***7 |  | HSP-A, Single-Package Heat Pum | Heat Pump | 230 | 3 | False |  |  |  | True | Dual-Speed | 93000 | 8230 | 11.3 | 10.8 | 12.9 |  | 87000 | 7499 | 3.4 | 3.3 | 48000 | 6252 | 2.25 | Federally-Regulated Commercial & Industrial Equipment | 07/19/2019 |  | 09/23/2019
Trane U.S. Inc. | AMERICAN STANDARD | WSC092H(3,4,W)*0A***7 |  | HSP-A, Single-Package Heat Pum | Heat Pump | 208 | 3 | False |  |  |  | True | Dual-Speed | 93000 | 8230 | 11.3 | 10.8 | 12.9 |  | 87000 | 7499 | 3.4 | 3.3 | 48000 | 6252 | 2.25 | Federally-Regulated Commercial & Industrial Equipment | 07/19/2019 |  | 09/23/2019
Trane U.S. Inc. | AMERICAN STANDARD | TWA2404(3,4)DA*00AR* | TWE2404(3,4)B*A***B0 | HRCU-A-CB, Split System: Heat | Heat Pump | 460 | 3 |  | False |  |  | True | Single-Speed | 248000 | 24800 | 10 | 9.3 | 11.7 |  | 238000 | 21797 | 3.2 | 3.2 | 148000 | 21158 | 2.05 | Federally-Regulated Commercial & Industrial Equipment | 05/31/2019 |  | 09/23/2019
Trane U.S. Inc. | AMERICAN STANDARD | TWA2404(3,4)DA*00AR* | TWE2404(3,4)B*A***B0 | HRCU-A-CB, Split System: Heat | Heat Pump | 230 | 3 |  | False |  |  | True | Single-Speed | 248000 | 24800 | 10 | 9.3 | 11.7 |  | 238000 | 21797 | 3.2 | 3.2 | 148000 | 21158 | 2.05 | Federally-Regulated Commercial & Industrial Equipment | 05/31/2019 |  | 09/23/2019
Trane U.S. Inc. | AMERICAN STANDARD | TWA2404(3,4)DA*00AR* | TWE2404(3,4)B*A***B0 | HRCU-A-CB, Split System: Heat | Heat Pump | 208 | 3 |  | False |  |  | True | Single-Speed | 248000 | 24800 | 10 | 9.3 | 11.7 |  | 238000 | 21797 | 3.2 | 3.2 | 148000 | 21158 | 2.05 | Federally-Regulated Commercial & Industrial Equipment | 05/31/2019 |  | 09/23/2019
Trane U.S. Inc. | AMERICAN STANDARD | TWA1204(3,4)DA*00A* | TWE12041B*A***00 | HRCU-A-CB, Split System: Heat | Heat Pump | 460 | 3 |  | False |  |  | True | Single-Speed | 118000 | 10535 | 11.2 | 10.8 | 12.2 |  | 112000 | 9946 | 3.3 | 3.3 | 71000 | 9248 | 2.25 | Federally-Regulated Commercial & Industrial Equipment | 05/31/2019 |  | 09/23/2019
Trane U.S. Inc. | AMERICAN STANDARD | TWA1204(3,4)DA*00A* | TWE12041B*A***00 | HRCU-A-CB, Split System: Heat | Heat Pump | 230 | 3 |  | False |  |  | True | Single-Speed | 118000 | 10535 | 11.2 | 10.8 | 12.2 |  | 112000 | 9946 | 3.3 | 3.3 | 71000 | 9248 | 2.25 | Federally-Regulated Commercial & Industrial Equipment | 05/31/2019 |  | 09/23/2019
Trane U.S. Inc. | AMERICAN STANDARD | TWA1204(3,4)DA*00A* | TWE12041B*A***00 | HRCU-A-CB, Split System: Heat | Heat Pump | 208 | 3 |  | False |  |  | True | Single-Speed | 118000 | 10535 | 11.2 | 10.8 | 12.2 |  | 112000 | 9946 | 3.3 | 3.3 | 71000 | 9248 | 2.25 | Federally-Regulated Commercial & Industrial Equipment | 05/31/2019 |  | 09/23/2019
Trane U.S. Inc. | AMERICAN STANDARD | WS(D,H)150E(3,4,W)R0****7 |  | HSP-A, Single-Package Heat Pum | Heat Pump | 575 | 3 | False |  |  |  | False | Single-Speed | 146000 | 13773 | 10.6 | 10.4 | 13.5 |  | 136000 | 12455 | 3.2 | 3.2 | 75000 | 10466 | 2.1 | Federally-Regulated Commercial & Industrial Equipment | 05/31/2019 |  | 09/23/2019
Trane U.S. Inc. | AMERICAN STANDARD | WS(D,H)150E(3,4,W)R0****7 |  | HSP-A, Single-Package Heat Pum | Heat Pump | 460 | 3 | False |  |  |  | False | Single-Speed | 146000 | 13773 | 10.6 | 10.4 | 13.5 |  | 136000 | 12455 | 3.2 | 3.2 | 75000 | 10466 | 2.1 | Federally-Regulated Commercial & Industrial Equipment | 05/31/2019 |  | 09/23/2019
Trane U.S. Inc. | AMERICAN STANDARD | WS(D,H)150E(3,4,W)R0****7 |  | HSP-A, Single-Package Heat Pum | Heat Pump | 230 | 3 | False |  |  |  | False | Single-Speed | 146000 | 13773 | 10.6 | 10.4 | 13.5 |  | 136000 | 12455 | 3.2 | 3.2 | 75000 | 10466 | 2.1 | Federally-Regulated Commercial & Industrial Equipment | 05/31/2019 |  | 09/23/2019
Trane U.S. Inc. | AMERICAN STANDARD | WS(D,H)150E(3,4,W)R0****7 |  | HSP-A, Single-Package Heat Pum | Heat Pump | 208 | 3 | False |  |  |  | False | Single-Speed | 146000 | 13773 | 10.6 | 10.4 | 13.5 |  | 136000 | 12455 | 3.2 | 3.2 | 75000 | 10466 | 2.1 | Federally-Regulated Commercial & Industrial Equipment | 05/31/2019 |  | 09/23/2019
Trane U.S. Inc. | AMERICAN STANDARD | WHC102H(3,4)*0A***7 |  | HSP-A, Single-Package Heat Pum | Heat Pump | 460 | 3 | False |  |  |  | True | Multiple-Speed | 104000 | 8666 | 12 | 10.8 | 16 |  | 93000 | 7508 | 3.63 | 3.3 | 57000 | 7424 | 2.25 | Federally-Regulated Commercial & Industrial Equipment | 07/19/2019 |  | 09/23/2019
Trane U.S. Inc. | AMERICAN STANDARD | WHC102H(3,4)*0A***7 |  | HSP-A, Single-Package Heat Pum | Heat Pump | 230 | 3 | False |  |  |  | True | Multiple-Speed | 104000 | 8666 | 12 | 10.8 | 16 |  | 93000 | 7508 | 3.63 | 3.3 | 57000 | 7424 | 2.25 | Federally-Regulated Commercial & Industrial Equipment | 07/19/2019 |  | 09/23/2019
Trane U.S. Inc. | AMERICAN STANDARD | WHC102H(3,4)*0A***7 |  | HSP-A, Single-Package Heat Pum | Heat Pump | 208 | 3 | False |  |  |  | True | Multiple-Speed | 104000 | 8666 | 12 | 10.8 | 16 |  | 93000 | 7508 | 3.63 | 3.3 | 57000 | 7424 | 2.25 | Federally-Regulated Commercial & Industrial Equipment | 07/19/2019 |  | 09/23/2019
Trane U.S. Inc. | AMERICAN STANDARD | WS(D,H)240E(3,4,W)R0****0 |  | HSP-A, Single-Package Heat Pum | Heat Pump | 575 | 3 | False |  |  |  | False | Single-Speed | 240000 | 24742 | 9.7 | 9.3 | 11.5 |  | 210000 | 19233 | 3.2 | 3.2 | 120000 | 16747 | 2.1 | Federally-Regulated Commercial & Industrial Equipment | 05/31/2019 |  | 09/23/2019
Trane U.S. Inc. | AMERICAN STANDARD | WS(D,H)240E(3,4,W)R0****0 |  | HSP-A, Single-Package Heat Pum | Heat Pump | 460 | 3 | False |  |  |  | False | Single-Speed | 240000 | 24742 | 9.7 | 9.3 | 11.5 |  | 210000 | 19233 | 3.2 | 3.2 | 120000 | 16747 | 2.1 | Federally-Regulated Commercial & Industrial Equipment | 05/31/2019 |  | 09/23/2019
Trane U.S. Inc. | AMERICAN STANDARD | WS(D,H)240E(3,4,W)R0****0 |  | HSP-A, Single-Package Heat Pum | Heat Pump | 230 | 3 | False |  |  |  | False | Single-Speed | 240000 | 24742 | 9.7 | 9.3 | 11.5 |  | 210000 | 19233 | 3.2 | 3.2 | 120000 | 16747 | 2.1 | Federally-Regulated Commercial & Industrial Equipment | 05/31/2019 |  | 09/23/2019
Trane U.S. Inc. | AMERICAN STANDARD | WS(D,H)240E(3,4,W)R0****0 |  | HSP-A, Single-Package Heat Pum | Heat Pump | 208 | 3 | False |  |  |  | False | Single-Speed | 240000 | 24742 | 9.7 | 9.3 | 11.5 |  | 210000 | 19233 | 3.2 | 3.2 | 120000 | 16747 | 2.1 | Federally-Regulated Commercial & Industrial Equipment | 05/31/2019 |  | 09/23/2019
Trane U.S. Inc. | AMERICAN STANDARD | WHC074H(3,4)*(C,G,K,N)A***6 |  | HSP-A, Single-Package Heat Pum | Both Heat Pump and Electric Re | 460 | 3 | False |  |  |  | True | Multiple-Speed | 78000 | 6446 | 12.1 | 11 | 16.5 |  | 75000 | 6280 | 3.5 | 3.3 | 40000 | 5210 | 2.25 | Federally-Regulated Commercial & Industrial Equipment | 07/19/2019 |  | 09/23/2019
Trane U.S. Inc. | AMERICAN STANDARD | WHC074H(3,4)*(C,G,K,N)A***6 |  | HSP-A, Single-Package Heat Pum | Both Heat Pump and Electric Re | 230 | 3 | False |  |  |  | True | Multiple-Speed | 78000 | 6446 | 12.1 | 11 | 16.5 |  | 75000 | 6280 | 3.5 | 3.3 | 40000 | 5210 | 2.25 | Federally-Regulated Commercial & Industrial Equipment | 07/19/2019 |  | 09/23/2019
Trane U.S. Inc. | AMERICAN STANDARD | WHC074H(3,4)*(C,G,K,N)A***6 |  | HSP-A, Single-Package Heat Pum | Both Heat Pump and Electric Re | 208 | 3 | False |  |  |  | True | Multiple-Speed | 78000 | 6446 | 12.1 | 11 | 16.5 |  | 75000 | 6280 | 3.5 | 3.3 | 40000 | 5210 | 2.25 | Federally-Regulated Commercial & Industrial Equipment | 07/19/2019 |  | 09/23/2019
Trane U.S. Inc. | AMERICAN STANDARD | WHC074H(3,4)*(C,G,K,N)A***7 |  | HSP-A, Single-Package Heat Pum | Both Heat Pump and Electric Re | 460 | 3 | False |  |  |  | True | Multiple-Speed | 78000 | 6446 | 12.1 | 11 | 16 |  | 75000 | 6280 | 3.5 | 3.3 | 40000 | 5210 | 2.25 | Federally-Regulated Commercial & Industrial Equipment | 07/19/2019 |  | 09/23/2019
Trane U.S. Inc. | AMERICAN STANDARD | WHC074H(3,4)*(C,G,K,N)A***7 |  | HSP-A, Single-Package Heat Pum | Both Heat Pump and Electric Re | 230 | 3 | False |  |  |  | True | Multiple-Speed | 78000 | 6446 | 12.1 | 11 | 16 |  | 75000 | 6280 | 3.5 | 3.3 | 40000 | 5210 | 2.25 | Federally-Regulated Commercial & Industrial Equipment | 07/19/2019 |  | 09/23/2019
Trane U.S. Inc. | AMERICAN STANDARD | WHC074H(3,4)*(C,G,K,N)A***7 |  | HSP-A, Single-Package Heat Pum | Both Heat Pump and Electric Re | 208 | 3 | False |  |  |  | True | Multiple-Speed | 78000 | 6446 | 12.1 | 11 | 16 |  | 75000 | 6280 | 3.5 | 3.3 | 40000 | 5210 | 2.25 | Federally-Regulated Commercial & Industrial Equipment | 07/19/2019 |  | 09/23/2019
Trane U.S. Inc. | AMERICAN STANDARD | DHC120H(3,4)*(L,M,H,X,Y,Z)A***7 |  | HSP-A, Single-Package Heat Pum | Both Heat Pump and Electric Re | 460 | 3 | False |  |  |  | True | Multiple-Speed | 121000 | 10521 | 11.5 | 11 | 16 |  | 118000 | 9526 | 3.63 | 3.3 | 61000 | 7945 | 2.25 | Federally-Regulated Commercial & Industrial Equipment | 07/19/2019 |  | 09/23/2019
Trane U.S. Inc. | AMERICAN STANDARD | DHC120H(3,4)*(L,M,H,X,Y,Z)A***7 |  | HSP-A, Single-Package Heat Pum | Both Heat Pump and Electric Re | 230 | 3 | False |  |  |  | True | Multiple-Speed | 121000 | 10521 | 11.5 | 11 | 16 |  | 118000 | 9526 | 3.63 | 3.3 | 61000 | 7945 | 2.25 | Federally-Regulated Commercial & Industrial Equipment | 07/19/2019 |  | 09/23/2019
Trane U.S. Inc. | AMERICAN STANDARD | DHC120H(3,4)*(L,M,H,X,Y,Z)A***7 |  | HSP-A, Single-Package Heat Pum | Both Heat Pump and Electric Re | 208 | 3 | False |  |  |  | True | Multiple-Speed | 121000 | 10521 | 11.5 | 11 | 16 |  | 118000 | 9526 | 3.63 | 3.3 | 61000 | 7945 | 2.25 | Federally-Regulated Commercial & Industrial Equipment | 07/19/2019 |  | 09/23/2019
Trane U.S. Inc. | AMERICAN STANDARD | WHC120H(3,4)*0A***7 |  | HSP-A, Single-Package Heat Pum | Heat Pump | 460 | 3 | False |  |  |  | True | Multiple-Speed | 121000 | 10521 | 11.5 | 10.8 | 16 |  | 118000 | 9526 | 3.63 | 3.3 | 61000 | 7945 | 2.25 | Federally-Regulated Commercial & Industrial Equipment | 05/31/2019 |  | 09/23/2019
Trane U.S. Inc. | AMERICAN STANDARD | WHC120H(3,4)*0A***7 |  | HSP-A, Single-Package Heat Pum | Heat Pump | 230 | 3 | False |  |  |  | True | Multiple-Speed | 121000 | 10521 | 11.5 | 10.8 | 16 |  | 118000 | 9526 | 3.63 | 3.3 | 61000 | 7945 | 2.25 | Federally-Regulated Commercial & Industrial Equipment | 07/19/2019 |  | 09/23/2019
Trane U.S. Inc. | AMERICAN STANDARD | WHC120H(3,4)*0A***7 |  | HSP-A, Single-Package Heat Pum | Heat Pump | 208 | 3 | False |  |  |  | True | Multiple-Speed | 121000 | 10521 | 11.5 | 10.8 | 16 |  | 118000 | 9526 | 3.63 | 3.3 | 61000 | 7945 | 2.25 | Federally-Regulated Commercial & Industrial Equipment | 07/19/2019 |  | 09/23/2019
Trane U.S. Inc. | AMERICAN STANDARD | TWA0724(3,4,W)DA*00AR* | TWE0724(3,4,W)B*A***B0 | HRCU-A-CB, Split System: Heat | Heat Pump | 575 | 3 |  | False |  |  | True | Single-Speed | 77000 | 6875 | 11.2 | 10.8 | 13.3 |  | 64000 | 5683 | 3.3 | 3.3 | 38000 | 4949 | 2.25 | Federally-Regulated Commercial & Industrial Equipment | 05/31/2019 |  | 09/23/2019
Trane U.S. Inc. | AMERICAN STANDARD | TWA0724(3,4,W)DA*00AR* | TWE0724(3,4,W)B*A***B0 | HRCU-A-CB, Split System: Heat | Heat Pump | 460 | 3 |  | False |  |  | True | Single-Speed | 77000 | 6875 | 11.2 | 10.8 | 13.3 |  | 64000 | 5683 | 3.3 | 3.3 | 38000 | 4949 | 2.25 | Federally-Regulated Commercial & Industrial Equipment | 05/31/2019 |  | 09/23/2019
Trane U.S. Inc. | AMERICAN STANDARD | TWA0724(3,4,W)DA*00AR* | TWE0724(3,4,W)B*A***B0 | HRCU-A-CB, Split System: Heat | Heat Pump | 230 | 3 |  | False |  |  | True | Single-Speed | 77000 | 6875 | 11.2 | 10.8 | 13.3 |  | 64000 | 5683 | 3.3 | 3.3 | 38000 | 4949 | 2.25 | Federally-Regulated Commercial & Industrial Equipment | 05/31/2019 |  | 09/23/2019
Trane U.S. Inc. | AMERICAN STANDARD | TWA0724(3,4,W)DA*00AR* | TWE0724(3,4,W)B*A***B0 | HRCU-A-CB, Split System: Heat | Heat Pump | 208 | 3 |  | False |  |  | True | Single-Speed | 77000 | 6875 | 11.2 | 10.8 | 13.3 |  | 64000 | 5683 | 3.3 | 3.3 | 38000 | 4949 | 2.25 | Federally-Regulated Commercial & Industrial Equipment | 05/31/2019 |  | 09/23/2019
Trane U.S. Inc. | AMERICAN STANDARD | TWA0724(3,4,W)AA*00A* | TWE0904(3,W)A*A***00 | HRCU-A-CB, Split System: Heat | Heat Pump | 575 | 3 |  | False |  |  | True | Single-Speed | 80000 | 7079 | 11.3 | 10.8 | 12.4 |  | 72000 | 6394 | 3.3 | 3.3 | 46000 | 5991 | 2.25 | Federally-Regulated Commercial & Industrial Equipment | 05/31/2019 |  | 09/23/2019
Trane U.S. Inc. | AMERICAN STANDARD | TWA0724(3,4,W)AA*00A* | TWE0904(3,W)A*A***00 | HRCU-A-CB, Split System: Heat | Heat Pump | 460 | 3 |  | False |  |  | True | Single-Speed | 80000 | 7079 | 11.3 | 10.8 | 12.4 |  | 72000 | 6394 | 3.3 | 3.3 | 46000 | 5991 | 2.25 | Federally-Regulated Commercial & Industrial Equipment | 05/31/2019 |  | 09/23/2019
Trane U.S. Inc. | AMERICAN STANDARD | TWA0724(3,4,W)AA*00A* | TWE0904(3,W)A*A***00 | HRCU-A-CB, Split System: Heat | Heat Pump | 230 | 3 |  | False |  |  | True | Single-Speed | 80000 | 7079 | 11.3 | 10.8 | 12.4 |  | 72000 | 6394 | 3.3 | 3.3 | 46000 | 5991 | 2.25 | Federally-Regulated Commercial & Industrial Equipment | 05/31/2019 |  | 09/23/2019
Trane U.S. Inc. | AMERICAN STANDARD | TWA0724(3,4,W)AA*00A* | TWE0904(3,W)A*A***00 | HRCU-A-CB, Split System: Heat | Heat Pump | 208 | 3 |  | False |  |  | True | Single-Speed | 80000 | 7079 | 11.3 | 10.8 | 12.4 |  | 72000 | 6394 | 3.3 | 3.3 | 46000 | 5991 | 2.25 | Federally-Regulated Commercial & Industrial Equipment | 05/31/2019 |  | 09/23/2019
Trane U.S. Inc. | AMERICAN STANDARD | WHC092H(3,4)*(C,G,K,N)A |  | HSP-A, Single-Package Heat Pum | Both Heat Pump and Electric Re | 460 | 3 | False |  |  |  | True | Multiple-Speed | 95000 | 8050 | 11.8 | 11 | 15.5 |  | 87000 | 7284 | 3.5 | 3.3 | 49000 | 6382 | 2.25 | Federally-Regulated Commercial & Industrial Equipment | 07/19/2019 |  | 09/23/2019
Trane U.S. Inc. | AMERICAN STANDARD | WHC092H(3,4)*(C,G,K,N)A |  | HSP-A, Single-Package Heat Pum | Both Heat Pump and Electric Re | 230 | 3 | False |  |  |  | True | Multiple-Speed | 95000 | 8050 | 11.8 | 11 | 15.5 |  | 87000 | 7284 | 3.5 | 3.3 | 49000 | 6382 | 2.25 | Federally-Regulated Commercial & Industrial Equipment | 07/19/2019 |  | 09/23/2019
Trane U.S. Inc. | AMERICAN STANDARD | WHC092H(3,4)*(C,G,K,N)A |  | HSP-A, Single-Package Heat Pum | Both Heat Pump and Electric Re | 208 | 3 | False |  |  |  | True | Multiple-Speed | 95000 | 8050 | 11.8 | 11 | 15.5 |  | 87000 | 7284 | 3.5 | 3.3 | 49000 | 6382 | 2.25 | Federally-Regulated Commercial & Industrial Equipment | 07/19/2019 |  | 09/23/2019
Trane U.S. Inc. | AMERICAN STANDARD | WSC092H(3,4,W)*0A***6 |  | HSP-A, Single-Package Heat Pum | Heat Pump | 575 | 3 | False |  |  |  | True | Dual-Speed | 93000 | 8230 | 11.3 | 10.8 | 13.4 |  | 87000 | 7499 | 3.4 | 3.3 | 48000 | 6252 | 2.25 | Federally-Regulated Commercial & Industrial Equipment | 07/19/2019 |  | 09/23/2019
Trane U.S. Inc. | AMERICAN STANDARD | WSC092H(3,4,W)*0A***6 |  | HSP-A, Single-Package Heat Pum | Heat Pump | 460 | 3 | False |  |  |  | True | Dual-Speed | 93000 | 8230 | 11.3 | 10.8 | 13.4 |  | 87000 | 7499 | 3.4 | 3.3 | 48000 | 6252 | 2.25 | Federally-Regulated Commercial & Industrial Equipment | 07/19/2019 |  | 09/23/2019
Trane U.S. Inc. | AMERICAN STANDARD | WSC092H(3,4,W)*0A***6 |  | HSP-A, Single-Package Heat Pum | Heat Pump | 230 | 3 | False |  |  |  | True | Dual-Speed | 93000 | 8230 | 11.3 | 10.8 | 13.4 |  | 87000 | 7499 | 3.4 | 3.3 | 48000 | 6252 | 2.25 | Federally-Regulated Commercial & Industrial Equipment | 07/19/2019 |  | 09/23/2019
Trane U.S. Inc. | AMERICAN STANDARD | WSC092H(3,4,W)*0A***6 |  | HSP-A, Single-Package Heat Pum | Heat Pump | 208 | 3 | False |  |  |  | True | Dual-Speed | 93000 | 8230 | 11.3 | 10.8 | 13.4 |  | 87000 | 7499 | 3.4 | 3.3 | 48000 | 6252 | 2.25 | Federally-Regulated Commercial & Industrial Equipment | 07/19/2019 |  | 09/23/2019
Trane U.S. Inc. | AMERICAN STANDARD | TWA1804(3,4,W)DA*00AR* | TWE1804(3,4,W)B*A***B0 | HRCU-A-CB, Split System: Heat | Heat Pump | 575 | 3 |  | False |  |  | True | Single-Speed | 188000 | 17407 | 10.8 | 10.4 | 12.7 |  | 178000 | 16302 | 3.2 | 3.2 | 117000 | 16726 | 2.05 | Federally-Regulated Commercial & Industrial Equipment | 05/31/2019 |  | 09/23/2019
Trane U.S. Inc. | AMERICAN STANDARD | TWA1804(3,4,W)DA*00AR* | TWE1804(3,4,W)B*A***B0 | HRCU-A-CB, Split System: Heat | Heat Pump | 460 | 3 |  | False |  |  | True | Single-Speed | 188000 | 17407 | 10.8 | 10.4 | 12.7 |  | 178000 | 16302 | 3.2 | 3.2 | 117000 | 16726 | 2.05 | Federally-Regulated Commercial & Industrial Equipment | 05/31/2019 |  | 09/23/2019
Trane U.S. Inc. | AMERICAN STANDARD | TWA1804(3,4,W)DA*00AR* | TWE1804(3,4,W)B*A***B0 | HRCU-A-CB, Split System: Heat | Heat Pump | 230 | 3 |  | False |  |  | True | Single-Speed | 188000 | 17407 | 10.8 | 10.4 | 12.7 |  | 178000 | 16302 | 3.2 | 3.2 | 117000 | 16726 | 2.05 | Federally-Regulated Commercial & Industrial Equipment | 05/31/2019 |  | 09/23/2019
Trane U.S. Inc. | AMERICAN STANDARD | TWA1804(3,4,W)DA*00AR* | TWE1804(3,4,W)B*A***B0 | HRCU-A-CB, Split System: Heat | Heat Pump | 208 | 3 |  | False |  |  | True | Single-Speed | 188000 | 17407 | 10.8 | 10.4 | 12.7 |  | 178000 | 16302 | 3.2 | 3.2 | 117000 | 16726 | 2.05 | Federally-Regulated Commercial & Industrial Equipment | 05/31/2019 |  | 09/23/2019
Trane U.S. Inc. | AMERICAN STANDARD | WS(D,H)180E(3,4,W)R0****6 |  | HSP-A, Single-Package Heat Pum | Heat Pump | 575 | 3 | False |  |  |  | False | Single-Speed | 170000 | 16037 | 10.6 | 10.4 | 13.5 |  | 170000 | 15569 | 3.2 | 3.2 | 90000 | 12560 | 2.1 | Federally-Regulated Commercial & Industrial Equipment | 05/31/2019 |  | 09/23/2019
Trane U.S. Inc. | AMERICAN STANDARD | WS(D,H)180E(3,4,W)R0****6 |  | HSP-A, Single-Package Heat Pum | Heat Pump | 460 | 3 | False |  |  |  | False | Single-Speed | 170000 | 16037 | 10.6 | 10.4 | 13.5 |  | 170000 | 15569 | 3.2 | 3.2 | 90000 | 12560 | 2.1 | Federally-Regulated Commercial & Industrial Equipment | 05/31/2019 |  | 09/23/2019
Trane U.S. Inc. | AMERICAN STANDARD | WS(D,H)180E(3,4,W)R0****6 |  | HSP-A, Single-Package Heat Pum | Heat Pump | 230 | 3 | False |  |  |  | False | Single-Speed | 170000 | 16037 | 10.6 | 10.4 | 13.5 |  | 170000 | 15569 | 3.2 | 3.2 | 90000 | 12560 | 2.1 | Federally-Regulated Commercial & Industrial Equipment | 05/31/2019 |  | 09/23/2019
Trane U.S. Inc. | AMERICAN STANDARD | WS(D,H)180E(3,4,W)R0****6 |  | HSP-A, Single-Package Heat Pum | Heat Pump | 208 | 3 | False |  |  |  | False | Single-Speed | 170000 | 16037 | 10.6 | 10.4 | 13.5 |  | 170000 | 15569 | 3.2 | 3.2 | 90000 | 12560 | 2.1 | Federally-Regulated Commercial & Industrial Equipment | 05/31/2019 |  | 09/23/2019
Trane U.S. Inc. | AMERICAN STANDARD | WSC120H(3,4,W)*0A |  | HSP-A, Single-Package Heat Pum | Heat Pump | 575 | 3 | False |  |  |  | True | Dual-Speed | 115000 | 10454 | 11 | 10.8 | 12.2 |  | 106000 | 9137 | 3.4 | 3.3 | 58500 | 7619 | 2.25 | Federally-Regulated Commercial & Industrial Equipment | 07/19/2019 |  | 09/23/2019
Trane U.S. Inc. | AMERICAN STANDARD | WSC120H(3,4,W)*0A |  | HSP-A, Single-Package Heat Pum | Heat Pump | 460 | 3 | False |  |  |  | True | Dual-Speed | 115000 | 10454 | 11 | 10.8 | 12.2 |  | 106000 | 9137 | 3.4 | 3.3 | 58500 | 7619 | 2.25 | Federally-Regulated Commercial & Industrial Equipment | 07/19/2019 |  | 09/23/2019
Trane U.S. Inc. | AMERICAN STANDARD | WSC120H(3,4,W)*0A |  | HSP-A, Single-Package Heat Pum | Heat Pump | 230 | 3 | False |  |  |  | True | Dual-Speed | 115000 | 10454 | 11 | 10.8 | 12.2 |  | 106000 | 9137 | 3.4 | 3.3 | 58500 | 7619 | 2.25 | Federally-Regulated Commercial & Industrial Equipment | 07/19/2019 |  | 09/23/2019
Trane U.S. Inc. | AMERICAN STANDARD | WSC120H(3,4,W)*0A |  | HSP-A, Single-Package Heat Pum | Heat Pump | 208 | 3 | False |  |  |  | True | Dual-Speed | 115000 | 10454 | 11 | 10.8 | 12.2 |  | 106000 | 9137 | 3.4 | 3.3 | 58500 | 7619 | 2.25 | Federally-Regulated Commercial & Industrial Equipment | 07/19/2019 |  | 09/23/2019
Trane U.S. Inc. | AMERICAN STANDARD | WSC092H(3,4,W)*(G,K,N)A***7 |  | HSP-A, Single-Package Heat Pum | Both Heat Pump and Electric Re | 575 | 3 | False |  |  |  | True | Dual-Speed | 93000 | 8230 | 11.3 | 11 | 12.9 |  | 87000 | 7499 | 3.4 | 3.3 | 48000 | 6252 | 2.25 | Federally-Regulated Commercial & Industrial Equipment | 07/19/2019 |  | 09/23/2019
Trane U.S. Inc. | AMERICAN STANDARD | WSC092H(3,4,W)*(G,K,N)A***7 |  | HSP-A, Single-Package Heat Pum | Both Heat Pump and Electric Re | 460 | 3 | False |  |  |  | True | Dual-Speed | 93000 | 8230 | 11.3 | 11 | 12.9 |  | 87000 | 7499 | 3.4 | 3.3 | 48000 | 6252 | 2.25 | Federally-Regulated Commercial & Industrial Equipment | 07/19/2019 |  | 09/23/2019
Trane U.S. Inc. | AMERICAN STANDARD | WSC092H(3,4,W)*(G,K,N)A***7 |  | HSP-A, Single-Package Heat Pum | Both Heat Pump and Electric Re | 230 | 3 | False |  |  |  | True | Dual-Speed | 93000 | 8230 | 11.3 | 11 | 12.9 |  | 87000 | 7499 | 3.4 | 3.3 | 48000 | 6252 | 2.25 | Federally-Regulated Commercial & Industrial Equipment | 07/19/2019 |  | 09/23/2019
Trane U.S. Inc. | AMERICAN STANDARD | WSC092H(3,4,W)*(G,K,N)A***7 |  | HSP-A, Single-Package Heat Pum | Both Heat Pump and Electric Re | 208 | 3 | False |  |  |  | True | Dual-Speed | 93000 | 8230 | 11.3 | 11 | 12.9 |  | 87000 | 7499 | 3.4 | 3.3 | 48000 | 6252 | 2.25 | Federally-Regulated Commercial & Industrial Equipment | 07/19/2019 |  | 09/23/2019
Trane U.S. Inc. | AMERICAN STANDARD | WSC120H(3,4,W)*(G,K,N,P)A***6 |  | HSP-A, Single-Package Heat Pum | Both Heat Pump and Electric Re | 575 | 3 | False |  |  |  | True | Dual-Speed | 115000 | 10454 | 11 | 11 | 13.4 |  | 106000 | 9137 | 3.4 | 3.3 | 58500 | 7619 | 2.25 | Federally-Regulated Commercial & Industrial Equipment | 07/19/2019 |  | 09/23/2019
Trane U.S. Inc. | AMERICAN STANDARD | WSC120H(3,4,W)*(G,K,N,P)A***6 |  | HSP-A, Single-Package Heat Pum | Both Heat Pump and Electric Re | 460 | 3 | False |  |  |  | True | Dual-Speed | 115000 | 10454 | 11 | 11 | 13.4 |  | 106000 | 9137 | 3.4 | 3.3 | 58500 | 7619 | 2.25 | Federally-Regulated Commercial & Industrial Equipment | 07/19/2019 |  | 09/23/2019
Trane U.S. Inc. | AMERICAN STANDARD | WSC120H(3,4,W)*(G,K,N,P)A***6 |  | HSP-A, Single-Package Heat Pum | Both Heat Pump and Electric Re | 230 | 3 | False |  |  |  | True | Dual-Speed | 115000 | 10454 | 11 | 11 | 13.4 |  | 106000 | 9137 | 3.4 | 3.3 | 58500 | 7619 | 2.25 | Federally-Regulated Commercial & Industrial Equipment | 07/19/2019 |  | 09/23/2019
Trane U.S. Inc. | AMERICAN STANDARD | WSC120H(3,4,W)*(G,K,N,P)A***6 |  | HSP-A, Single-Package Heat Pum | Both Heat Pump and Electric Re | 208 | 3 | False |  |  |  | True | Dual-Speed | 115000 | 10454 | 11 | 11 | 13.4 |  | 106000 | 9137 | 3.4 | 3.3 | 58500 | 7619 | 2.25 | Federally-Regulated Commercial & Industrial Equipment | 07/19/2019 |  | 09/23/2019
Trane U.S. Inc. | AMERICAN STANDARD | TWA1204(3,4,W)DA*00A* | TWE1204(3,W)B*A***00 | HRCU-A-CB, Split System: Heat | Heat Pump | 575 | 3 |  | False |  |  | True | Single-Speed | 118000 | 10535 | 11.2 | 10.8 | 12.2 |  | 112000 | 9946 | 3.3 | 3.3 | 71000 | 9248 | 2.25 | Federally-Regulated Commercial & Industrial Equipment | 05/31/2019 |  | 09/23/2019
Trane U.S. Inc. | AMERICAN STANDARD | TWA1204(3,4,W)DA*00A* | TWE1204(3,W)B*A***00 | HRCU-A-CB, Split System: Heat | Heat Pump | 460 | 3 |  | False |  |  | True | Single-Speed | 118000 | 10535 | 11.2 | 10.8 | 12.2 |  | 112000 | 9946 | 3.3 | 3.3 | 71000 | 9248 | 2.25 | Federally-Regulated Commercial & Industrial Equipment | 05/31/2019 |  | 09/23/2019
Trane U.S. Inc. | AMERICAN STANDARD | TWA1204(3,4,W)DA*00A* | TWE1204(3,W)B*A***00 | HRCU-A-CB, Split System: Heat | Heat Pump | 230 | 3 |  | False |  |  | True | Single-Speed | 118000 | 10535 | 11.2 | 10.8 | 12.2 |  | 112000 | 9946 | 3.3 | 3.3 | 71000 | 9248 | 2.25 | Federally-Regulated Commercial & Industrial Equipment | 05/31/2019 |  | 09/23/2019
Trane U.S. Inc. | AMERICAN STANDARD | TWA1204(3,4,W)DA*00A* | TWE1204(3,W)B*A***00 | HRCU-A-CB, Split System: Heat | Heat Pump | 208 | 3 |  | False |  |  | True | Single-Speed | 118000 | 10535 | 11.2 | 10.8 | 12.2 |  | 112000 | 9946 | 3.3 | 3.3 | 71000 | 9248 | 2.25 | Federally-Regulated Commercial & Industrial Equipment | 05/31/2019 |  | 09/23/2019
Trane U.S. Inc. | AMERICAN STANDARD | WHC120H(3,4)*0A |  | HSP-A, Single-Package Heat Pum | Heat Pump | 460 | 3 | False |  |  |  | True | Multiple-Speed | 121000 | 10521 | 11.5 | 10.8 | 15.5 |  | 118000 | 9526 | 3.63 | 3.3 | 61000 | 7945 | 2.25 | Federally-Regulated Commercial & Industrial Equipment | 07/19/2019 |  | 09/23/2019
Trane U.S. Inc. | AMERICAN STANDARD | WHC120H(3,4)*0A |  | HSP-A, Single-Package Heat Pum | Heat Pump | 230 | 3 | False |  |  |  | True | Multiple-Speed | 121000 | 10521 | 11.5 | 10.8 | 15.5 |  | 118000 | 9526 | 3.63 | 3.3 | 61000 | 7945 | 2.25 | Federally-Regulated Commercial & Industrial Equipment | 07/19/2019 |  | 09/23/2019
Trane U.S. Inc. | AMERICAN STANDARD | WHC120H(3,4)*0A |  | HSP-A, Single-Package Heat Pum | Heat Pump | 208 | 3 | False |  |  |  | True | Multiple-Speed | 121000 | 10521 | 11.5 | 10.8 | 15.5 |  | 118000 | 9526 | 3.63 | 3.3 | 61000 | 7945 | 2.25 | Federally-Regulated Commercial & Industrial Equipment | 07/19/2019 |  | 09/23/2019
Trane U.S. Inc. | AMERICAN STANDARD | WHC092H(3,4)*0A***7 |  | HSP-A, Single-Package Heat Pum | Heat Pump | 460 | 3 | False |  |  |  | True | Multiple-Speed | 95000 | 8050 | 11.8 | 10.8 | 16 |  | 87000 | 7284 | 3.5 | 3.3 | 49000 | 6382 | 2.25 | Federally-Regulated Commercial & Industrial Equipment | 07/19/2019 |  | 09/23/2019
Trane U.S. Inc. | AMERICAN STANDARD | WHC092H(3,4)*0A***7 |  | HSP-A, Single-Package Heat Pum | Heat Pump | 230 | 3 | False |  |  |  | True | Multiple-Speed | 95000 | 8050 | 11.8 | 10.8 | 16 |  | 87000 | 7284 | 3.5 | 3.3 | 49000 | 6382 | 2.25 | Federally-Regulated Commercial & Industrial Equipment | 07/19/2019 |  | 09/23/2019
Trane U.S. Inc. | AMERICAN STANDARD | WHC092H(3,4)*0A***7 |  | HSP-A, Single-Package Heat Pum | Heat Pump | 208 | 3 | False |  |  |  | True | Multiple-Speed | 95000 | 8050 | 11.8 | 10.8 | 16 |  | 87000 | 7284 | 3.5 | 3.3 | 49000 | 6382 | 2.25 | Federally-Regulated Commercial & Industrial Equipment | 07/19/2019 |  | 09/23/2019
Trane U.S. Inc. | AMERICAN STANDARD | WSC090H(3,4,W)*0A |  | HSP-A, Single-Package Heat Pum | Heat Pump | 575 | 3 | False |  |  |  | True | Single-Speed | 90000 | 8108 | 11.1 | 10.8 | 12.2 |  | 87000 | 7499 | 3.4 | 3.3 | 48000 | 6252 | 2.25 | Federally-Regulated Commercial & Industrial Equipment | 07/19/2019 |  | 09/23/2019
Trane U.S. Inc. | AMERICAN STANDARD | WSC090H(3,4,W)*0A |  | HSP-A, Single-Package Heat Pum | Heat Pump | 460 | 3 | False |  |  |  | True | Single-Speed | 90000 | 8108 | 11.1 | 10.8 | 12.2 |  | 87000 | 7499 | 3.4 | 3.3 | 48000 | 6252 | 2.25 | Federally-Regulated Commercial & Industrial Equipment | 07/19/2019 |  | 09/23/2019
Trane U.S. Inc. | AMERICAN STANDARD | WSC090H(3,4,W)*0A |  | HSP-A, Single-Package Heat Pum | Heat Pump | 230 | 3 | False |  |  |  | True | Single-Speed | 90000 | 8108 | 11.1 | 10.8 | 12.2 |  | 87000 | 7499 | 3.4 | 3.3 | 48000 | 6252 | 2.25 | Federally-Regulated Commercial & Industrial Equipment | 07/19/2019 |  | 09/23/2019
Trane U.S. Inc. | AMERICAN STANDARD | WSC090H(3,4,W)*0A |  | HSP-A, Single-Package Heat Pum | Heat Pump | 208 | 3 | False |  |  |  | True | Single-Speed | 90000 | 8108 | 11.1 | 10.8 | 12.2 |  | 87000 | 7499 | 3.4 | 3.3 | 48000 | 6252 | 2.25 | Federally-Regulated Commercial & Industrial Equipment | 07/19/2019 |  | 09/23/2019
Trane U.S. Inc. | AMERICAN STANDARD | TWA0724(3,4,W)DA*00A* | TWE0724(3,W)B*A***00 | HRCU-A-CB, Split System: Heat | Heat Pump | 575 | 3 |  | False |  |  | True | Single-Speed | 77000 | 6875 | 11.2 | 10.8 | 12.2 |  | 64000 | 5683 | 3.3 | 3.3 | 38000 | 4949 | 2.25 | Federally-Regulated Commercial & Industrial Equipment | 05/31/2019 |  | 09/23/2019
Trane U.S. Inc. | AMERICAN STANDARD | TWA0724(3,4,W)DA*00A* | TWE0724(3,W)B*A***00 | HRCU-A-CB, Split System: Heat | Heat Pump | 460 | 3 |  | False |  |  | True | Single-Speed | 77000 | 6875 | 11.2 | 10.8 | 12.2 |  | 64000 | 5683 | 3.3 | 3.3 | 38000 | 4949 | 2.25 | Federally-Regulated Commercial & Industrial Equipment | 05/31/2019 |  | 09/23/2019
Trane U.S. Inc. | AMERICAN STANDARD | TWA0724(3,4,W)DA*00A* | TWE0724(3,W)B*A***00 | HRCU-A-CB, Split System: Heat | Heat Pump | 230 | 3 |  | False |  |  | True | Single-Speed | 77000 | 6875 | 11.2 | 10.8 | 12.2 |  | 64000 | 5683 | 3.3 | 3.3 | 38000 | 4949 | 2.25 | Federally-Regulated Commercial & Industrial Equipment | 05/31/2019 |  | 09/23/2019
Trane U.S. Inc. | AMERICAN STANDARD | TWA0724(3,4,W)DA*00A* | TWE0724(3,W)B*A***00 | HRCU-A-CB, Split System: Heat | Heat Pump | 208 | 3 |  | False |  |  | True | Single-Speed | 77000 | 6875 | 11.2 | 10.8 | 12.2 |  | 64000 | 5683 | 3.3 | 3.3 | 38000 | 4949 | 2.25 | Federally-Regulated Commercial & Industrial Equipment | 05/31/2019 |  | 09/23/2019
Trane U.S. Inc. | AMERICAN STANDARD | WHC092H(3,4)*0A |  | HSP-A, Single-Package Heat Pum | Heat Pump | 460 | 3 | False |  |  |  | True | Multiple-Speed | 95000 | 8050 | 11.8 | 10.8 | 15.5 |  | 87000 | 7284 | 3.5 | 3.3 | 49000 | 6382 | 2.25 | Federally-Regulated Commercial & Industrial Equipment | 07/19/2019 |  | 09/23/2019
Trane U.S. Inc. | AMERICAN STANDARD | WHC092H(3,4)*0A |  | HSP-A, Single-Package Heat Pum | Heat Pump | 230 | 3 | False |  |  |  | True | Multiple-Speed | 95000 | 8050 | 11.8 | 10.8 | 15.5 |  | 87000 | 7284 | 3.5 | 3.3 | 49000 | 6382 | 2.25 | Federally-Regulated Commercial & Industrial Equipment | 07/19/2019 |  | 09/23/2019
Trane U.S. Inc. | AMERICAN STANDARD | WHC092H(3,4)*0A |  | HSP-A, Single-Package Heat Pum | Heat Pump | 208 | 3 | False |  |  |  | True | Multiple-Speed | 95000 | 8050 | 11.8 | 10.8 | 15.5 |  | 87000 | 7284 | 3.5 | 3.3 | 49000 | 6382 | 2.25 | Federally-Regulated Commercial & Industrial Equipment | 07/19/2019 |  | 09/23/2019
Trane U.S. Inc. | AMERICAN STANDARD | WHC074H(3,4)*0A |  | HSP-A, Single-Package Heat Pum | Heat Pump | 460 | 3 | False |  |  |  | True | Multiple-Speed | 78000 | 6446 | 12.1 | 10.8 | 15.5 |  | 75000 | 6280 | 3.5 | 3.3 | 40000 | 5210 | 2.25 | Federally-Regulated Commercial & Industrial Equipment | 07/19/2019 |  | 09/23/2019
Trane U.S. Inc. | AMERICAN STANDARD | WHC074H(3,4)*0A |  | HSP-A, Single-Package Heat Pum | Heat Pump | 230 | 3 | False |  |  |  | True | Multiple-Speed | 78000 | 6446 | 12.1 | 10.8 | 15.5 |  | 75000 | 6280 | 3.5 | 3.3 | 40000 | 5210 | 2.25 | Federally-Regulated Commercial & Industrial Equipment | 07/19/2019 |  | 09/23/2019
Trane U.S. Inc. | AMERICAN STANDARD | WHC074H(3,4)*0A |  | HSP-A, Single-Package Heat Pum | Heat Pump | 208 | 3 | False |  |  |  | True | Multiple-Speed | 78000 | 6446 | 12.1 | 10.8 | 15.5 |  | 75000 | 6280 | 3.5 | 3.3 | 40000 | 5210 | 2.25 | Federally-Regulated Commercial & Industrial Equipment | 07/19/2019 |  | 09/23/2019
Trane U.S. Inc. | AMERICAN STANDARD | WS(D,H)240E(3,4,W)R0****7 |  | HSP-A, Single-Package Heat Pum | Heat Pump | 575 | 3 | False |  |  |  | False | Single-Speed | 240000 | 24742 | 9.7 | 9.3 | 12 |  | 210000 | 19233 | 3.2 | 3.2 | 120000 | 16747 | 2.1 | Federally-Regulated Commercial & Industrial Equipment | 05/31/2019 |  | 09/23/2019
Trane U.S. Inc. | AMERICAN STANDARD | WS(D,H)240E(3,4,W)R0****7 |  | HSP-A, Single-Package Heat Pum | Heat Pump | 460 | 3 | False |  |  |  | False | Single-Speed | 240000 | 24742 | 9.7 | 9.3 | 12 |  | 210000 | 19233 | 3.2 | 3.2 | 120000 | 16747 | 2.1 | Federally-Regulated Commercial & Industrial Equipment | 05/31/2019 |  | 09/23/2019
Trane U.S. Inc. | AMERICAN STANDARD | WS(D,H)240E(3,4,W)R0****7 |  | HSP-A, Single-Package Heat Pum | Heat Pump | 230 | 3 | False |  |  |  | False | Single-Speed | 240000 | 24742 | 9.7 | 9.3 | 12 |  | 210000 | 19233 | 3.2 | 3.2 | 120000 | 16747 | 2.1 | Federally-Regulated Commercial & Industrial Equipment | 05/31/2019 |  | 09/23/2019
Trane U.S. Inc. | AMERICAN STANDARD | WS(D,H)240E(3,4,W)R0****7 |  | HSP-A, Single-Package Heat Pum | Heat Pump | 208 | 3 | False |  |  |  | False | Single-Speed | 240000 | 24742 | 9.7 | 9.3 | 12 |  | 210000 | 19233 | 3.2 | 3.2 | 120000 | 16747 | 2.1 | Federally-Regulated Commercial & Industrial Equipment | 05/31/2019 |  | 09/23/2019
Trane U.S. Inc. | AMERICAN STANDARD | TWA0904(3,4,W)AA*00A* | TWE0904(3,W)A*A***00 | HRCU-A-CB, Split System: Heat | Heat Pump | 575 | 3 |  | False |  |  | True | Single-Speed | 86000 | 7610 | 11.3 | 10.8 | 12.4 |  | 79000 | 7016 | 3.3 | 3.3 | 50000 | 6512 | 2.25 | Federally-Regulated Commercial & Industrial Equipment | 05/31/2019 |  | 09/23/2019
Trane U.S. Inc. | AMERICAN STANDARD | TWA0904(3,4,W)AA*00A* | TWE0904(3,W)A*A***00 | HRCU-A-CB, Split System: Heat | Heat Pump | 460 | 3 |  | False |  |  | True | Single-Speed | 86000 | 7610 | 11.3 | 10.8 | 12.4 |  | 79000 | 7016 | 3.3 | 3.3 | 50000 | 6512 | 2.25 | Federally-Regulated Commercial & Industrial Equipment | 05/31/2019 |  | 09/23/2019
Trane U.S. Inc. | AMERICAN STANDARD | TWA0904(3,4,W)AA*00A* | TWE0904(3,W)A*A***00 | HRCU-A-CB, Split System: Heat | Heat Pump | 230 | 3 |  | False |  |  | True | Single-Speed | 86000 | 7610 | 11.3 | 10.8 | 12.4 |  | 79000 | 7016 | 3.3 | 3.3 | 50000 | 6512 | 2.25 | Federally-Regulated Commercial & Industrial Equipment | 05/31/2019 |  | 09/23/2019
Trane U.S. Inc. | AMERICAN STANDARD | TWA0904(3,4,W)AA*00A* | TWE0904(3,W)A*A***00 | HRCU-A-CB, Split System: Heat | Heat Pump | 208 | 3 |  | False |  |  | True | Single-Speed | 86000 | 7610 | 11.3 | 10.8 | 12.4 |  | 79000 | 7016 | 3.3 | 3.3 | 50000 | 6512 | 2.25 | Federally-Regulated Commercial & Industrial Equipment | 05/31/2019 |  | 09/23/2019
Trane U.S. Inc. | AMERICAN STANDARD | WHC120H(3,4)*0A***6 |  | HSP-A, Single-Package Heat Pum | Heat Pump | 460 | 3 | False |  |  |  | True | Multiple-Speed | 121000 | 10521 | 11.5 | 10.8 | 16.5 |  | 118000 | 9526 | 3.63 | 3.3 | 61000 | 7945 | 2.25 | Federally-Regulated Commercial & Industrial Equipment | 07/19/2019 |  | 09/23/2019
Trane U.S. Inc. | AMERICAN STANDARD | WHC120H(3,4)*0A***6 |  | HSP-A, Single-Package Heat Pum | Heat Pump | 230 | 3 | False |  |  |  | True | Multiple-Speed | 121000 | 10521 | 11.5 | 10.8 | 16.5 |  | 118000 | 9526 | 3.63 | 3.3 | 61000 | 7945 | 2.25 | Federally-Regulated Commercial & Industrial Equipment | 07/19/2019 |  | 09/23/2019
Trane U.S. Inc. | AMERICAN STANDARD | WHC120H(3,4)*0A***6 |  | HSP-A, Single-Package Heat Pum | Heat Pump | 208 | 3 | False |  |  |  | True | Multiple-Speed | 121000 | 10521 | 11.5 | 10.8 | 16.5 |  | 118000 | 9526 | 3.63 | 3.3 | 61000 | 7945 | 2.25 | Federally-Regulated Commercial & Industrial Equipment | 07/19/2019 |  | 09/23/2019
Trane U.S. Inc. | AMERICAN STANDARD | WHC092H(3,4)*(C,G,K,N)A***6 |  | HSP-A, Single-Package Heat Pum | Both Heat Pump and Electric Re | 460 | 3 | False |  |  |  | True | Multiple-Speed | 95000 | 8050 | 11.8 | 11 | 16.5 |  | 87000 | 7284 | 3.5 | 3.3 | 49000 | 6382 | 2.25 | Federally-Regulated Commercial & Industrial Equipment | 07/19/2019 |  | 09/23/2019
Trane U.S. Inc. | AMERICAN STANDARD | WHC092H(3,4)*(C,G,K,N)A***6 |  | HSP-A, Single-Package Heat Pum | Both Heat Pump and Electric Re | 230 | 3 | False |  |  |  | True | Multiple-Speed | 95000 | 8050 | 11.8 | 11 | 16.5 |  | 87000 | 7284 | 3.5 | 3.3 | 49000 | 6382 | 2.25 | Federally-Regulated Commercial & Industrial Equipment | 07/19/2019 |  | 09/23/2019
Trane U.S. Inc. | AMERICAN STANDARD | WHC092H(3,4)*(C,G,K,N)A***6 |  | HSP-A, Single-Package Heat Pum | Both Heat Pump and Electric Re | 208 | 3 | False |  |  |  | True | Multiple-Speed | 95000 | 8050 | 11.8 | 11 | 16.5 |  | 87000 | 7284 | 3.5 | 3.3 | 49000 | 6382 | 2.25 | Federally-Regulated Commercial & Industrial Equipment | 07/19/2019 |  | 09/23/2019
Trane U.S. Inc. | AMERICAN STANDARD | TWA2404(3,4,W)DA*00AR* | TWE2404(3,4,W)B*A***00 | HRCU-A-CB, Split System: Heat | Heat Pump | 575 | 3 |  | False |  |  | True | Single-Speed | 248000 | 24800 | 10 | 9.3 | 10.6 |  | 238000 | 21797 | 3.2 | 3.2 | 148000 | 21158 | 2.05 | Federally-Regulated Commercial & Industrial Equipment | 05/31/2019 |  | 09/23/2019
Trane U.S. Inc. | AMERICAN STANDARD | TWA2404(3,4,W)DA*00AR* | TWE2404(3,4,W)B*A***00 | HRCU-A-CB, Split System: Heat | Heat Pump | 460 | 3 |  | False |  |  | True | Single-Speed | 248000 | 24800 | 10 | 9.3 | 10.6 |  | 238000 | 21797 | 3.2 | 3.2 | 148000 | 21158 | 2.05 | Federally-Regulated Commercial & Industrial Equipment | 05/31/2019 |  | 09/23/2019
Trane U.S. Inc. | AMERICAN STANDARD | TWA2404(3,4,W)DA*00AR* | TWE2404(3,4,W)B*A***00 | HRCU-A-CB, Split System: Heat | Heat Pump | 230 | 3 |  | False |  |  | True | Single-Speed | 248000 | 24800 | 10 | 9.3 | 10.6 |  | 238000 | 21797 | 3.2 | 3.2 | 148000 | 21158 | 2.05 | Federally-Regulated Commercial & Industrial Equipment | 05/31/2019 |  | 09/23/2019
Trane U.S. Inc. | AMERICAN STANDARD | TWA2404(3,4,W)DA*00AR* | TWE2404(3,4,W)B*A***00 | HRCU-A-CB, Split System: Heat | Heat Pump | 208 | 3 |  | False |  |  | True | Single-Speed | 248000 | 24800 | 10 | 9.3 | 10.6 |  | 238000 | 21797 | 3.2 | 3.2 | 148000 | 21158 | 2.05 | Federally-Regulated Commercial & Industrial Equipment | 05/31/2019 |  | 09/23/2019
Trane U.S. Inc. | AMERICAN STANDARD | WS(D,H)150E(3,4,W)R(G,N,P,R)****7 |  | HSP-A, Single-Package Heat Pum | Both Heat Pump and Electric Re | 575 | 3 | False |  |  |  | False | Single-Speed | 146000 | 13773 | 10.6 | 10.6 | 13.5 |  | 136000 | 12455 | 3.2 | 3.2 | 75000 | 10466 | 2.1 | Federally-Regulated Commercial & Industrial Equipment | 05/31/2019 |  | 09/23/2019
Trane U.S. Inc. | AMERICAN STANDARD | WS(D,H)150E(3,4,W)R(G,N,P,R)****7 |  | HSP-A, Single-Package Heat Pum | Both Heat Pump and Electric Re | 460 | 3 | False |  |  |  | False | Single-Speed | 146000 | 13773 | 10.6 | 10.6 | 13.5 |  | 136000 | 12455 | 3.2 | 3.2 | 75000 | 10466 | 2.1 | Federally-Regulated Commercial & Industrial Equipment | 05/31/2019 |  | 09/23/2019
Trane U.S. Inc. | AMERICAN STANDARD | WS(D,H)150E(3,4,W)R(G,N,P,R)****7 |  | HSP-A, Single-Package Heat Pum | Both Heat Pump and Electric Re | 230 | 3 | False |  |  |  | False | Single-Speed | 146000 | 13773 | 10.6 | 10.6 | 13.5 |  | 136000 | 12455 | 3.2 | 3.2 | 75000 | 10466 | 2.1 | Federally-Regulated Commercial & Industrial Equipment | 05/31/2019 |  | 09/23/2019
Trane U.S. Inc. | AMERICAN STANDARD | WS(D,H)150E(3,4,W)R(G,N,P,R)****7 |  | HSP-A, Single-Package Heat Pum | Both Heat Pump and Electric Re | 208 | 3 | False |  |  |  | False | Single-Speed | 146000 | 13773 | 10.6 | 10.6 | 13.5 |  | 136000 | 12455 | 3.2 | 3.2 | 75000 | 10466 | 2.1 | Federally-Regulated Commercial & Industrial Equipment | 05/31/2019 |  | 09/23/2019
Trane U.S. Inc. | AMERICAN STANDARD | WSC092H(3,4,W)*0A |  | HSP-A, Single-Package Heat Pum | Heat Pump | 575 | 3 | False |  |  |  | True | Dual-Speed | 93000 | 8230 | 11.3 | 10.8 | 12.4 |  | 88000 | 7585 | 3.4 | 3.3 | 48000 | 6252 | 2.25 | Federally-Regulated Commercial & Industrial Equipment | 07/19/2019 |  | 09/23/2019
Trane U.S. Inc. | AMERICAN STANDARD | WSC092H(3,4,W)*0A |  | HSP-A, Single-Package Heat Pum | Heat Pump | 460 | 3 | False |  |  |  | True | Dual-Speed | 93000 | 8230 | 11.3 | 10.8 | 12.4 |  | 88000 | 7585 | 3.4 | 3.3 | 48000 | 6252 | 2.25 | Federally-Regulated Commercial & Industrial Equipment | 07/19/2019 |  | 09/23/2019
Trane U.S. Inc. | AMERICAN STANDARD | WSC092H(3,4,W)*0A |  | HSP-A, Single-Package Heat Pum | Heat Pump | 230 | 3 | False |  |  |  | True | Dual-Speed | 93000 | 8230 | 11.3 | 10.8 | 12.4 |  | 88000 | 7585 | 3.4 | 3.3 | 48000 | 6252 | 2.25 | Federally-Regulated Commercial & Industrial Equipment | 07/19/2019 |  | 09/23/2019
Trane U.S. Inc. | AMERICAN STANDARD | WSC092H(3,4,W)*0A |  | HSP-A, Single-Package Heat Pum | Heat Pump | 208 | 3 | False |  |  |  | True | Dual-Speed | 93000 | 8230 | 11.3 | 10.8 | 12.4 |  | 88000 | 7585 | 3.4 | 3.3 | 48000 | 6252 | 2.25 | Federally-Regulated Commercial & Industrial Equipment | 07/19/2019 |  | 09/23/2019
Trane U.S. Inc. | AMERICAN STANDARD | WSC102H(3,4,W)*0A***6 |  | HSP-A, Single-Package Heat Pum | Heat Pump | 575 | 3 | False |  |  |  | True | Dual-Speed | 100000 | 9090 | 11 | 10.8 | 13.4 |  | 89000 | 7671 | 3.4 | 3.3 | 48500 | 6768 | 2.1 | Federally-Regulated Commercial & Industrial Equipment | 07/19/2019 |  | 09/23/2019
Trane U.S. Inc. | AMERICAN STANDARD | WSC102H(3,4,W)*0A***6 |  | HSP-A, Single-Package Heat Pum | Heat Pump | 460 | 3 | False |  |  |  | True | Dual-Speed | 100000 | 9090 | 11 | 10.8 | 13.4 |  | 89000 | 7671 | 3.4 | 3.3 | 48500 | 6768 | 2.1 | Federally-Regulated Commercial & Industrial Equipment | 07/19/2019 |  | 09/23/2019
Trane U.S. Inc. | AMERICAN STANDARD | WSC102H(3,4,W)*0A***6 |  | HSP-A, Single-Package Heat Pum | Heat Pump | 230 | 3 | False |  |  |  | True | Dual-Speed | 100000 | 9090 | 11 | 10.8 | 13.4 |  | 89000 | 7671 | 3.4 | 3.3 | 48500 | 6768 | 2.1 | Federally-Regulated Commercial & Industrial Equipment | 07/19/2019 |  | 09/23/2019
Trane U.S. Inc. | AMERICAN STANDARD | WSC102H(3,4,W)*0A***6 |  | HSP-A, Single-Package Heat Pum | Heat Pump | 208 | 3 | False |  |  |  | True | Dual-Speed | 100000 | 9090 | 11 | 10.8 | 13.4 |  | 89000 | 7671 | 3.4 | 3.3 | 48500 | 6768 | 2.1 | Federally-Regulated Commercial & Industrial Equipment | 07/19/2019 |  | 09/23/2019
Trane U.S. Inc. | AMERICAN STANDARD | WHC102H(3,4)*0A |  | HSP-A, Single-Package Heat Pum | Heat Pump | 460 | 3 | False |  |  |  | True | Multiple-Speed | 104000 | 8666 | 12 | 10.8 | 15.5 |  | 93000 | 7508 | 3.63 | 3.3 | 57000 | 7424 | 2.25 | Federally-Regulated Commercial & Industrial Equipment | 07/19/2019 |  | 09/23/2019
Trane U.S. Inc. | AMERICAN STANDARD | WHC102H(3,4)*0A |  | HSP-A, Single-Package Heat Pum | Heat Pump | 230 | 3 | False |  |  |  | True | Multiple-Speed | 104000 | 8666 | 12 | 10.8 | 15.5 |  | 93000 | 7508 | 3.63 | 3.3 | 57000 | 7424 | 2.25 | Federally-Regulated Commercial & Industrial Equipment | 07/19/2019 |  | 09/23/2019
Trane U.S. Inc. | AMERICAN STANDARD | WHC102H(3,4)*0A |  | HSP-A, Single-Package Heat Pum | Heat Pump | 208 | 3 | False |  |  |  | True | Multiple-Speed | 104000 | 8666 | 12 | 10.8 | 15.5 |  | 93000 | 7508 | 3.63 | 3.3 | 57000 | 7424 | 2.25 | Federally-Regulated Commercial & Industrial Equipment | 07/19/2019 |  | 09/23/2019
Trane U.S. Inc. | AMERICAN STANDARD | WHC102H(3,4)*(C,G,K,N)A***6 |  | HSP-A, Single-Package Heat Pum | Both Heat Pump and Electric Re | 460 | 3 | False |  |  |  | True | Multiple-Speed | 104000 | 8666 | 12 | 11 | 16.5 |  | 93000 | 7508 | 3.63 | 3.3 | 57000 | 7424 | 2.25 | Federally-Regulated Commercial & Industrial Equipment | 07/19/2019 |  | 09/23/2019
Trane U.S. Inc. | AMERICAN STANDARD | WHC102H(3,4)*(C,G,K,N)A***6 |  | HSP-A, Single-Package Heat Pum | Both Heat Pump and Electric Re | 230 | 3 | False |  |  |  | True | Multiple-Speed | 104000 | 8666 | 12 | 11 | 16.5 |  | 93000 | 7508 | 3.63 | 3.3 | 57000 | 7424 | 2.25 | Federally-Regulated Commercial & Industrial Equipment | 07/19/2019 |  | 09/23/2019
Trane U.S. Inc. | AMERICAN STANDARD | WHC102H(3,4)*(C,G,K,N)A***6 |  | HSP-A, Single-Package Heat Pum | Both Heat Pump and Electric Re | 208 | 3 | False |  |  |  | True | Multiple-Speed | 104000 | 8666 | 12 | 11 | 16.5 |  | 93000 | 7508 | 3.63 | 3.3 | 57000 | 7424 | 2.25 | Federally-Regulated Commercial & Industrial Equipment | 07/19/2019 |  | 09/23/2019
Trane U.S. Inc. | AMERICAN STANDARD | TWA2404WDA*00A* | TWE2404WB*A***00 | HRCU-A-CB, Split System: Heat | Heat Pump | 575 | 3 |  | False |  |  | True | Single-Speed | 248000 | 24800 | 10 | 9.3 | 10.6 |  | 238000 | 21797 | 3.2 | 3.2 | 148000 | 21158 | 2.05 | Federally-Regulated Commercial & Industrial Equipment | 09/23/2019 |  | 09/23/2019
Trane U.S. Inc. | AMERICAN STANDARD | WS(D,H)150E(3,4,W)R(G,N,P,R)****0 |  | HSP-A, Single-Package Heat Pum | Both Heat Pump and Electric Re | 575 | 3 | False |  |  |  | False | Single-Speed | 146000 | 13773 | 10.6 | 10.6 | 12 |  | 136000 | 12455 | 3.2 | 3.2 | 75000 | 10466 | 2.1 | Federally-Regulated Commercial & Industrial Equipment | 09/23/2019 |  | 09/23/2019
Trane U.S. Inc. | AMERICAN STANDARD | WS(D,H)150E(3,4,W)R(G,N,P,R)****0 |  | HSP-A, Single-Package Heat Pum | Both Heat Pump and Electric Re | 460 | 3 | False |  |  |  | False | Single-Speed | 146000 | 13773 | 10.6 | 10.6 | 12 |  | 136000 | 12455 | 3.2 | 3.2 | 75000 | 10466 | 2.1 | Federally-Regulated Commercial & Industrial Equipment | 09/23/2019 |  | 09/23/2019
Trane U.S. Inc. | AMERICAN STANDARD | WS(D,H)150E(3,4,W)R(G,N,P,R)****0 |  | HSP-A, Single-Package Heat Pum | Both Heat Pump and Electric Re | 230 | 3 | False |  |  |  | False | Single-Speed | 146000 | 13773 | 10.6 | 10.6 | 12 |  | 136000 | 12455 | 3.2 | 3.2 | 75000 | 10466 | 2.1 | Federally-Regulated Commercial & Industrial Equipment | 09/23/2019 |  | 09/23/2019
Trane U.S. Inc. | AMERICAN STANDARD | WS(D,H)150E(3,4,W)R(G,N,P,R)****0 |  | HSP-A, Single-Package Heat Pum | Both Heat Pump and Electric Re | 208 | 3 | False |  |  |  | False | Single-Speed | 146000 | 13773 | 10.6 | 10.6 | 12 |  | 136000 | 12455 | 3.2 | 3.2 | 75000 | 10466 | 2.1 | Federally-Regulated Commercial & Industrial Equipment | 09/23/2019 |  | 09/23/2019
Trane U.S. Inc. | AMERICAN STANDARD | WHC102H(3,4)*(C,G,K,N)A***7 |  | HSP-A, Single-Package Heat Pum | Both Heat Pump and Electric Re | 460 | 3 | False |  |  |  | True | Multiple-Speed | 104000 | 8666 | 12 | 11 | 16 |  | 93000 | 7508 | 3.63 | 3.3 | 57000 | 7424 | 2.25 | Federally-Regulated Commercial & Industrial Equipment | 09/23/2019 |  | 09/23/2019
Trane U.S. Inc. | AMERICAN STANDARD | WHC102H(3,4)*(C,G,K,N)A***7 |  | HSP-A, Single-Package Heat Pum | Both Heat Pump and Electric Re | 230 | 3 | False |  |  |  | True | Multiple-Speed | 104000 | 8666 | 12 | 11 | 16 |  | 93000 | 7508 | 3.63 | 3.3 | 57000 | 7424 | 2.25 | Federally-Regulated Commercial & Industrial Equipment | 09/23/2019 |  | 09/23/2019
Trane U.S. Inc. | AMERICAN STANDARD | WHC102H(3,4)*(C,G,K,N)A***7 |  | HSP-A, Single-Package Heat Pum | Both Heat Pump and Electric Re | 208 | 3 | False |  |  |  | True | Multiple-Speed | 104000 | 8666 | 12 | 11 | 16 |  | 93000 | 7508 | 3.63 | 3.3 | 57000 | 7424 | 2.25 | Federally-Regulated Commercial & Industrial Equipment | 09/23/2019 |  | 09/23/2019
Trane U.S. Inc. | AMERICAN STANDARD | TWA1204(3,4,W)AA*00A* | TWE1204(3,W)A*A***00 | HRCU-A-CB, Split System: Heat | Heat Pump | 575 | 3 |  | False |  |  | True | Single-Speed | 123000 | 10884 | 11.3 | 10.8 | 12.4 |  | 120000 | 10657 | 3.3 | 3.3 | 76000 | 9899 | 2.25 | Federally-Regulated Commercial & Industrial Equipment | 09/23/2019 |  | 09/23/2019
Trane U.S. Inc. | AMERICAN STANDARD | TWA1204(3,4,W)AA*00A* | TWE1204(3,W)A*A***00 | HRCU-A-CB, Split System: Heat | Heat Pump | 460 | 3 |  | False |  |  | True | Single-Speed | 123000 | 10884 | 11.3 | 10.8 | 12.4 |  | 120000 | 10657 | 3.3 | 3.3 | 76000 | 9899 | 2.25 | Federally-Regulated Commercial & Industrial Equipment | 09/23/2019 |  | 09/23/2019
Trane U.S. Inc. | AMERICAN STANDARD | TWA1204(3,4,W)AA*00A* | TWE1204(3,W)A*A***00 | HRCU-A-CB, Split System: Heat | Heat Pump | 230 | 3 |  | False |  |  | True | Single-Speed | 123000 | 10884 | 11.3 | 10.8 | 12.4 |  | 120000 | 10657 | 3.3 | 3.3 | 76000 | 9899 | 2.25 | Federally-Regulated Commercial & Industrial Equipment | 09/23/2019 |  | 09/23/2019
Trane U.S. Inc. | AMERICAN STANDARD | TWA1204(3,4,W)AA*00A* | TWE1204(3,W)A*A***00 | HRCU-A-CB, Split System: Heat | Heat Pump | 208 | 3 |  | False |  |  | True | Single-Speed | 123000 | 10884 | 11.3 | 10.8 | 12.4 |  | 120000 | 10657 | 3.3 | 3.3 | 76000 | 9899 | 2.25 | Federally-Regulated Commercial & Industrial Equipment | 09/23/2019 |  | 09/23/2019
Trane U.S. Inc. | AMERICAN STANDARD | WS(D,H)150E(3,4,W)R(G,N,P,R)****6 |  | HSP-A, Single-Package Heat Pum | Both Heat Pump and Electric Re | 575 | 3 | False |  |  |  | False | Single-Speed | 146000 | 13773 | 10.6 | 10.6 | 13.5 |  | 136000 | 12455 | 3.2 | 3.2 | 75000 | 10466 | 2.1 | Federally-Regulated Commercial & Industrial Equipment | 09/23/2019 |  | 09/23/2019
Trane U.S. Inc. | AMERICAN STANDARD | WS(D,H)150E(3,4,W)R(G,N,P,R)****6 |  | HSP-A, Single-Package Heat Pum | Both Heat Pump and Electric Re | 460 | 3 | False |  |  |  | False | Single-Speed | 146000 | 13773 | 10.6 | 10.6 | 13.5 |  | 136000 | 12455 | 3.2 | 3.2 | 75000 | 10466 | 2.1 | Federally-Regulated Commercial & Industrial Equipment | 09/23/2019 |  | 09/23/2019
Trane U.S. Inc. | AMERICAN STANDARD | WS(D,H)150E(3,4,W)R(G,N,P,R)****6 |  | HSP-A, Single-Package Heat Pum | Both Heat Pump and Electric Re | 230 | 3 | False |  |  |  | False | Single-Speed | 146000 | 13773 | 10.6 | 10.6 | 13.5 |  | 136000 | 12455 | 3.2 | 3.2 | 75000 | 10466 | 2.1 | Federally-Regulated Commercial & Industrial Equipment | 09/23/2019 |  | 09/23/2019
Trane U.S. Inc. | AMERICAN STANDARD | WS(D,H)150E(3,4,W)R(G,N,P,R)****6 |  | HSP-A, Single-Package Heat Pum | Both Heat Pump and Electric Re | 208 | 3 | False |  |  |  | False | Single-Speed | 146000 | 13773 | 10.6 | 10.6 | 13.5 |  | 136000 | 12455 | 3.2 | 3.2 | 75000 | 10466 | 2.1 | Federally-Regulated Commercial & Industrial Equipment | 09/23/2019 |  | 09/23/2019
Trane U.S. Inc. | AMERICAN STANDARD | DHC074H(3,4)*(L,M,H,X,Y,Z)A***6 |  | HSP-A, Single-Package Heat Pum | Both Heat Pump and Electric Re | 460 | 3 | False |  |  |  | True | Multiple-Speed | 78000 | 6446 | 12.1 | 11 | 16.5 |  | 75000 | 6280 | 3.5 | 3.3 | 40000 | 5210 | 2.25 | Federally-Regulated Commercial & Industrial Equipment | 09/23/2019 |  | 09/23/2019
Trane U.S. Inc. | AMERICAN STANDARD | DHC074H(3,4)*(L,M,H,X,Y,Z)A***6 |  | HSP-A, Single-Package Heat Pum | Both Heat Pump and Electric Re | 230 | 3 | False |  |  |  | True | Multiple-Speed | 78000 | 6446 | 12.1 | 11 | 16.5 |  | 75000 | 6280 | 3.5 | 3.3 | 40000 | 5210 | 2.25 | Federally-Regulated Commercial & Industrial Equipment | 09/23/2019 |  | 09/23/2019
Trane U.S. Inc. | AMERICAN STANDARD | DHC074H(3,4)*(L,M,H,X,Y,Z)A***6 |  | HSP-A, Single-Package Heat Pum | Both Heat Pump and Electric Re | 208 | 3 | False |  |  |  | True | Multiple-Speed | 78000 | 6446 | 12.1 | 11 | 16.5 |  | 75000 | 6280 | 3.5 | 3.3 | 40000 | 5210 | 2.25 | Federally-Regulated Commercial & Industrial Equipment | 09/23/2019 |  | 09/23/2019
Trane U.S. Inc. | AMERICAN STANDARD | WHC120H(3,4)*(G,K,N,P)A |  | HSP-A, Single-Package Heat Pum | Both Heat Pump and Electric Re | 460 | 3 | False |  |  |  | True | Multiple-Speed | 121000 | 10521 | 11.5 | 11 | 15.5 |  | 118000 | 9526 | 3.63 | 3.3 | 61000 | 7945 | 2.25 | Federally-Regulated Commercial & Industrial Equipment | 09/23/2019 |  | 09/23/2019
Trane U.S. Inc. | AMERICAN STANDARD | WHC120H(3,4)*(G,K,N,P)A |  | HSP-A, Single-Package Heat Pum | Both Heat Pump and Electric Re | 230 | 3 | False |  |  |  | True | Multiple-Speed | 121000 | 10521 | 11.5 | 11 | 15.5 |  | 118000 | 9526 | 3.63 | 3.3 | 61000 | 7945 | 2.25 | Federally-Regulated Commercial & Industrial Equipment | 09/23/2019 |  | 09/23/2019
Trane U.S. Inc. | AMERICAN STANDARD | WHC120H(3,4)*(G,K,N,P)A |  | HSP-A, Single-Package Heat Pum | Both Heat Pump and Electric Re | 208 | 3 | False |  |  |  | True | Multiple-Speed | 121000 | 10521 | 11.5 | 11 | 15.5 |  | 118000 | 9526 | 3.63 | 3.3 | 61000 | 7945 | 2.25 | Federally-Regulated Commercial & Industrial Equipment | 09/23/2019 |  | 09/23/2019
Trane U.S. Inc. | AMERICAN STANDARD | WS(D,H)180E(3,4,W)R0****7 |  | HSP-A, Single-Package Heat Pum | Heat Pump | 575 | 3 | False |  |  |  | False | Single-Speed | 170000 | 16037 | 10.6 | 10.4 | 13.5 |  | 170000 | 15569 | 3.2 | 3.2 | 90000 | 12560 | 2.1 | Federally-Regulated Commercial & Industrial Equipment | 09/23/2019 |  | 09/23/2019
Trane U.S. Inc. | AMERICAN STANDARD | WS(D,H)180E(3,4,W)R0****7 |  | HSP-A, Single-Package Heat Pum | Heat Pump | 460 | 3 | False |  |  |  | False | Single-Speed | 170000 | 16037 | 10.6 | 10.4 | 13.5 |  | 170000 | 15569 | 3.2 | 3.2 | 90000 | 12560 | 2.1 | Federally-Regulated Commercial & Industrial Equipment | 09/23/2019 |  | 09/23/2019
Trane U.S. Inc. | AMERICAN STANDARD | WS(D,H)180E(3,4,W)R0****7 |  | HSP-A, Single-Package Heat Pum | Heat Pump | 230 | 3 | False |  |  |  | False | Single-Speed | 170000 | 16037 | 10.6 | 10.4 | 13.5 |  | 170000 | 15569 | 3.2 | 3.2 | 90000 | 12560 | 2.1 | Federally-Regulated Commercial & Industrial Equipment | 09/23/2019 |  | 09/23/2019
Trane U.S. Inc. | AMERICAN STANDARD | WS(D,H)180E(3,4,W)R0****7 |  | HSP-A, Single-Package Heat Pum | Heat Pump | 208 | 3 | False |  |  |  | False | Single-Speed | 170000 | 16037 | 10.6 | 10.4 | 13.5 |  | 170000 | 15569 | 3.2 | 3.2 | 90000 | 12560 | 2.1 | Federally-Regulated Commercial & Industrial Equipment | 09/23/2019 |  | 09/23/2019
Trane U.S. Inc. | AMERICAN STANDARD | WHC092H(3,4)*(C,G,K,N)A***7 |  | HSP-A, Single-Package Heat Pum | Both Heat Pump and Electric Re | 460 | 3 | False |  |  |  | True | Multiple-Speed | 95000 | 8050 | 11.8 | 11 | 16 |  | 87000 | 7284 | 3.5 | 3.3 | 49000 | 6382 | 2.25 | Federally-Regulated Commercial & Industrial Equipment | 09/23/2019 |  | 09/23/2019
Trane U.S. Inc. | AMERICAN STANDARD | WHC092H(3,4)*(C,G,K,N)A***7 |  | HSP-A, Single-Package Heat Pum | Both Heat Pump and Electric Re | 230 | 3 | False |  |  |  | True | Multiple-Speed | 95000 | 8050 | 11.8 | 11 | 16 |  | 87000 | 7284 | 3.5 | 3.3 | 49000 | 6382 | 2.25 | Federally-Regulated Commercial & Industrial Equipment | 09/23/2019 |  | 09/23/2019
Trane U.S. Inc. | AMERICAN STANDARD | WHC092H(3,4)*(C,G,K,N)A***7 |  | HSP-A, Single-Package Heat Pum | Both Heat Pump and Electric Re | 208 | 3 | False |  |  |  | True | Multiple-Speed | 95000 | 8050 | 11.8 | 11 | 16 |  | 87000 | 7284 | 3.5 | 3.3 | 49000 | 6382 | 2.25 | Federally-Regulated Commercial & Industrial Equipment | 09/23/2019 |  | 09/23/2019
Trane U.S. Inc. | AMERICAN STANDARD | DHC092H(3,4)*(L,M,H,X,Y,Z)A***6 |  | HSP-A, Single-Package Heat Pum | Both Heat Pump and Electric Re | 460 | 3 | False |  |  |  | True | Multiple-Speed | 95000 | 8050 | 11.8 | 11 | 16.5 |  | 87000 | 7284 | 3.5 | 3.3 | 49000 | 6382 | 2.25 | Federally-Regulated Commercial & Industrial Equipment | 09/23/2019 |  | 09/23/2019
Trane U.S. Inc. | AMERICAN STANDARD | DHC092H(3,4)*(L,M,H,X,Y,Z)A***6 |  | HSP-A, Single-Package Heat Pum | Both Heat Pump and Electric Re | 230 | 3 | False |  |  |  | True | Multiple-Speed | 95000 | 8050 | 11.8 | 11 | 16.5 |  | 87000 | 7284 | 3.5 | 3.3 | 49000 | 6382 | 2.25 | Federally-Regulated Commercial & Industrial Equipment | 09/23/2019 |  | 09/23/2019
Trane U.S. Inc. | AMERICAN STANDARD | DHC092H(3,4)*(L,M,H,X,Y,Z)A***6 |  | HSP-A, Single-Package Heat Pum | Both Heat Pump and Electric Re | 208 | 3 | False |  |  |  | True | Multiple-Speed | 95000 | 8050 | 11.8 | 11 | 16.5 |  | 87000 | 7284 | 3.5 | 3.3 | 49000 | 6382 | 2.25 | Federally-Regulated Commercial & Industrial Equipment | 09/23/2019 |  | 09/23/2019
Trane U.S. Inc. | AMERICAN STANDARD | WSC102H(3,4,W)*(G,K,N)A |  | HSP-A, Single-Package Heat Pum | Both Heat Pump and Electric Re | 575 | 3 | False |  |  |  | True | Dual-Speed | 100000 | 9090 | 11 | 11 | 12.2 |  | 92000 | 7930 | 3.4 | 3.3 | 48500 | 6768 | 2.1 | Federally-Regulated Commercial & Industrial Equipment | 09/23/2019 |  | 09/23/2019
Trane U.S. Inc. | AMERICAN STANDARD | WSC102H(3,4,W)*(G,K,N)A |  | HSP-A, Single-Package Heat Pum | Both Heat Pump and Electric Re | 460 | 3 | False |  |  |  | True | Dual-Speed | 100000 | 9090 | 11 | 11 | 12.2 |  | 92000 | 7930 | 3.4 | 3.3 | 48500 | 6768 | 2.1 | Federally-Regulated Commercial & Industrial Equipment | 09/23/2019 |  | 09/23/2019
Trane U.S. Inc. | AMERICAN STANDARD | WSC102H(3,4,W)*(G,K,N)A |  | HSP-A, Single-Package Heat Pum | Both Heat Pump and Electric Re | 230 | 3 | False |  |  |  | True | Dual-Speed | 100000 | 9090 | 11 | 11 | 12.2 |  | 92000 | 7930 | 3.4 | 3.3 | 48500 | 6768 | 2.1 | Federally-Regulated Commercial & Industrial Equipment | 09/23/2019 |  | 09/23/2019
Trane U.S. Inc. | AMERICAN STANDARD | WSC102H(3,4,W)*(G,K,N)A |  | HSP-A, Single-Package Heat Pum | Both Heat Pump and Electric Re | 208 | 3 | False |  |  |  | True | Dual-Speed | 100000 | 9090 | 11 | 11 | 12.2 |  | 92000 | 7930 | 3.4 | 3.3 | 48500 | 6768 | 2.1 | Federally-Regulated Commercial & Industrial Equipment | 09/23/2019 |  | 09/23/2019
Trane U.S. Inc. | AMERICAN STANDARD | WS(D,H)180E(3,4,W)R0****0 |  | HSP-A, Single-Package Heat Pum | Heat Pump | 575 | 3 | False |  |  |  | False | Single-Speed | 170000 | 16037 | 10.6 | 10.4 | 12 |  | 170000 | 15569 | 3.2 | 3.2 | 90000 | 12560 | 2.1 | Federally-Regulated Commercial & Industrial Equipment | 09/23/2019 |  | 09/23/2019
Trane U.S. Inc. | AMERICAN STANDARD | WS(D,H)180E(3,4,W)R0****0 |  | HSP-A, Single-Package Heat Pum | Heat Pump | 460 | 3 | False |  |  |  | False | Single-Speed | 170000 | 16037 | 10.6 | 10.4 | 12 |  | 170000 | 15569 | 3.2 | 3.2 | 90000 | 12560 | 2.1 | Federally-Regulated Commercial & Industrial Equipment | 09/23/2019 |  | 09/23/2019
Trane U.S. Inc. | AMERICAN STANDARD | WS(D,H)180E(3,4,W)R0****0 |  | HSP-A, Single-Package Heat Pum | Heat Pump | 230 | 3 | False |  |  |  | False | Single-Speed | 170000 | 16037 | 10.6 | 10.4 | 12 |  | 170000 | 15569 | 3.2 | 3.2 | 90000 | 12560 | 2.1 | Federally-Regulated Commercial & Industrial Equipment | 09/23/2019 |  | 09/23/2019
Trane U.S. Inc. | AMERICAN STANDARD | WS(D,H)180E(3,4,W)R0****0 |  | HSP-A, Single-Package Heat Pum | Heat Pump | 208 | 3 | False |  |  |  | False | Single-Speed | 170000 | 16037 | 10.6 | 10.4 | 12 |  | 170000 | 15569 | 3.2 | 3.2 | 90000 | 12560 | 2.1 | Federally-Regulated Commercial & Industrial Equipment | 09/23/2019 |  | 09/23/2019
Trane U.S. Inc. | AMERICAN STANDARD | WS(D,H)180E(3,4,W)R(G,N,P,R)****6 |  | HSP-A, Single-Package Heat Pum | Both Heat Pump and Electric Re | 575 | 3 | False |  |  |  | False | Single-Speed | 170000 | 16037 | 10.6 | 10.6 | 13.5 |  | 170000 | 15569 | 3.2 | 3.2 | 90000 | 12560 | 2.1 | Federally-Regulated Commercial & Industrial Equipment | 09/23/2019 |  | 09/23/2019
Trane U.S. Inc. | AMERICAN STANDARD | WS(D,H)180E(3,4,W)R(G,N,P,R)****6 |  | HSP-A, Single-Package Heat Pum | Both Heat Pump and Electric Re | 460 | 3 | False |  |  |  | False | Single-Speed | 170000 | 16037 | 10.6 | 10.6 | 13.5 |  | 170000 | 15569 | 3.2 | 3.2 | 90000 | 12560 | 2.1 | Federally-Regulated Commercial & Industrial Equipment | 09/23/2019 |  | 09/23/2019
Trane U.S. Inc. | AMERICAN STANDARD | WS(D,H)180E(3,4,W)R(G,N,P,R)****6 |  | HSP-A, Single-Package Heat Pum | Both Heat Pump and Electric Re | 230 | 3 | False |  |  |  | False | Single-Speed | 170000 | 16037 | 10.6 | 10.6 | 13.5 |  | 170000 | 15569 | 3.2 | 3.2 | 90000 | 12560 | 2.1 | Federally-Regulated Commercial & Industrial Equipment | 09/23/2019 |  | 09/23/2019
Trane U.S. Inc. | AMERICAN STANDARD | WS(D,H)180E(3,4,W)R(G,N,P,R)****6 |  | HSP-A, Single-Package Heat Pum | Both Heat Pump and Electric Re | 208 | 3 | False |  |  |  | False | Single-Speed | 170000 | 16037 | 10.6 | 10.6 | 13.5 |  | 170000 | 15569 | 3.2 | 3.2 | 90000 | 12560 | 2.1 | Federally-Regulated Commercial & Industrial Equipment | 09/23/2019 |  | 09/23/2019
Trane U.S. Inc. | AMERICAN STANDARD | WSC102H(3,4,W)*(G,K,N)A***7 |  | HSP-A, Single-Package Heat Pum | Both Heat Pump and Electric Re | 575 | 3 | False |  |  |  | True | Dual-Speed | 100000 | 9090 | 11 | 11 | 12.9 |  | 89000 | 7671 | 3.4 | 3.3 | 48500 | 6768 | 2.1 | Federally-Regulated Commercial & Industrial Equipment | 09/23/2019 |  | 09/23/2019
Trane U.S. Inc. | AMERICAN STANDARD | WSC102H(3,4,W)*(G,K,N)A***7 |  | HSP-A, Single-Package Heat Pum | Both Heat Pump and Electric Re | 460 | 3 | False |  |  |  | True | Dual-Speed | 100000 | 9090 | 11 | 11 | 12.9 |  | 89000 | 7671 | 3.4 | 3.3 | 48500 | 6768 | 2.1 | Federally-Regulated Commercial & Industrial Equipment | 09/23/2019 |  | 09/23/2019
Trane U.S. Inc. | AMERICAN STANDARD | WSC102H(3,4,W)*(G,K,N)A***7 |  | HSP-A, Single-Package Heat Pum | Both Heat Pump and Electric Re | 230 | 3 | False |  |  |  | True | Dual-Speed | 100000 | 9090 | 11 | 11 | 12.9 |  | 89000 | 7671 | 3.4 | 3.3 | 48500 | 6768 | 2.1 | Federally-Regulated Commercial & Industrial Equipment | 09/23/2019 |  | 09/23/2019
Trane U.S. Inc. | AMERICAN STANDARD | WSC102H(3,4,W)*(G,K,N)A***7 |  | HSP-A, Single-Package Heat Pum | Both Heat Pump and Electric Re | 208 | 3 | False |  |  |  | True | Dual-Speed | 100000 | 9090 | 11 | 11 | 12.9 |  | 89000 | 7671 | 3.4 | 3.3 | 48500 | 6768 | 2.1 | Federally-Regulated Commercial & Industrial Equipment | 09/23/2019 |  | 09/23/2019
Trane U.S. Inc. | AMERICAN STANDARD | WHC074H(3,4)*(C,G,K,N)A |  | HSP-A, Single-Package Heat Pum | Both Heat Pump and Electric Re | 460 | 3 | False |  |  |  | True | Multiple-Speed | 78000 | 6446 | 12.1 | 11 | 15.5 |  | 75000 | 6280 | 3.5 | 3.3 | 40000 | 5210 | 2.25 | Federally-Regulated Commercial & Industrial Equipment | 09/23/2019 |  | 09/23/2019
Trane U.S. Inc. | AMERICAN STANDARD | WHC074H(3,4)*(C,G,K,N)A |  | HSP-A, Single-Package Heat Pum | Both Heat Pump and Electric Re | 230 | 3 | False |  |  |  | True | Multiple-Speed | 78000 | 6446 | 12.1 | 11 | 15.5 |  | 75000 | 6280 | 3.5 | 3.3 | 40000 | 5210 | 2.25 | Federally-Regulated Commercial & Industrial Equipment | 09/23/2019 |  | 09/23/2019
Trane U.S. Inc. | AMERICAN STANDARD | WHC074H(3,4)*(C,G,K,N)A |  | HSP-A, Single-Package Heat Pum | Both Heat Pump and Electric Re | 208 | 3 | False |  |  |  | True | Multiple-Speed | 78000 | 6446 | 12.1 | 11 | 15.5 |  | 75000 | 6280 | 3.5 | 3.3 | 40000 | 5210 | 2.25 | Federally-Regulated Commercial & Industrial Equipment | 09/23/2019 |  | 09/23/2019
Trane U.S. Inc. | AMERICAN STANDARD | DHC074H(3,4)*(L,M,H,X,Y,Z)A |  | HSP-A, Single-Package Heat Pum | Both Heat Pump and Electric Re | 460 | 3 | False |  |  |  | True | Multiple-Speed | 78000 | 6446 | 12.1 | 11 | 15.5 |  | 75000 | 6280 | 3.5 | 3.3 | 40000 | 5210 | 2.25 | Federally-Regulated Commercial & Industrial Equipment | 09/23/2019 |  | 09/23/2019
Trane U.S. Inc. | AMERICAN STANDARD | DHC074H(3,4)*(L,M,H,X,Y,Z)A |  | HSP-A, Single-Package Heat Pum | Both Heat Pump and Electric Re | 230 | 3 | False |  |  |  | True | Multiple-Speed | 78000 | 6446 | 12.1 | 11 | 15.5 |  | 75000 | 6280 | 3.5 | 3.3 | 40000 | 5210 | 2.25 | Federally-Regulated Commercial & Industrial Equipment | 09/23/2019 |  | 09/23/2019
Trane U.S. Inc. | AMERICAN STANDARD | DHC074H(3,4)*(L,M,H,X,Y,Z)A |  | HSP-A, Single-Package Heat Pum | Both Heat Pump and Electric Re | 208 | 3 | False |  |  |  | True | Multiple-Speed | 78000 | 6446 | 12.1 | 11 | 15.5 |  | 75000 | 6280 | 3.5 | 3.3 | 40000 | 5210 | 2.25 | Federally-Regulated Commercial & Industrial Equipment | 09/23/2019 |  | 09/23/2019
Trane U.S. Inc. | AMERICAN STANDARD | WSC102H(3,4,W)*0A***7 |  | HSP-A, Single-Package Heat Pum | Heat Pump | 575 | 3 | False |  |  |  | True | Dual-Speed | 100000 | 9090 | 11 | 10.8 | 12.9 |  | 89000 | 7671 | 3.4 | 3.3 | 48500 | 6768 | 2.1 | Federally-Regulated Commercial & Industrial Equipment | 09/23/2019 |  | 09/23/2019
Trane U.S. Inc. | AMERICAN STANDARD | WSC102H(3,4,W)*0A***7 |  | HSP-A, Single-Package Heat Pum | Heat Pump | 460 | 3 | False |  |  |  | True | Dual-Speed | 100000 | 9090 | 11 | 10.8 | 12.9 |  | 89000 | 7671 | 3.4 | 3.3 | 48500 | 6768 | 2.1 | Federally-Regulated Commercial & Industrial Equipment | 09/23/2019 |  | 09/23/2019
Trane U.S. Inc. | AMERICAN STANDARD | WSC102H(3,4,W)*0A***7 |  | HSP-A, Single-Package Heat Pum | Heat Pump | 230 | 3 | False |  |  |  | True | Dual-Speed | 100000 | 9090 | 11 | 10.8 | 12.9 |  | 89000 | 7671 | 3.4 | 3.3 | 48500 | 6768 | 2.1 | Federally-Regulated Commercial & Industrial Equipment | 09/23/2019 |  | 09/23/2019
Trane U.S. Inc. | AMERICAN STANDARD | WSC102H(3,4,W)*0A***7 |  | HSP-A, Single-Package Heat Pum | Heat Pump | 208 | 3 | False |  |  |  | True | Dual-Speed | 100000 | 9090 | 11 | 10.8 | 12.9 |  | 89000 | 7671 | 3.4 | 3.3 | 48500 | 6768 | 2.1 | Federally-Regulated Commercial & Industrial Equipment | 09/23/2019 |  | 09/23/2019
Trane U.S. Inc. | AMERICAN STANDARD | WSC072H(3,4,W)*(G,K,N)A |  | HSP-A, Single-Package Heat Pum | Both Heat Pump and Electric Re | 575 | 3 | False |  |  |  | True | Single-Speed | 75000 | 6578 | 11.4 | 11 | 13 |  | 71000 | 5945 | 3.5 | 3.3 | 39000 | 4969 | 2.3 | Federally-Regulated Commercial & Industrial Equipment | 09/23/2019 |  | 09/23/2019
Trane U.S. Inc. | AMERICAN STANDARD | WSC072H(3,4,W)*(G,K,N)A |  | HSP-A, Single-Package Heat Pum | Both Heat Pump and Electric Re | 460 | 3 | False |  |  |  | True | Single-Speed | 75000 | 6578 | 11.4 | 11 | 13 |  | 71000 | 5945 | 3.5 | 3.3 | 39000 | 4969 | 2.3 | Federally-Regulated Commercial & Industrial Equipment | 09/23/2019 |  | 09/23/2019
Trane U.S. Inc. | AMERICAN STANDARD | WSC072H(3,4,W)*(G,K,N)A |  | HSP-A, Single-Package Heat Pum | Both Heat Pump and Electric Re | 230 | 3 | False |  |  |  | True | Single-Speed | 75000 | 6578 | 11.4 | 11 | 13 |  | 71000 | 5945 | 3.5 | 3.3 | 39000 | 4969 | 2.3 | Federally-Regulated Commercial & Industrial Equipment | 09/23/2019 |  | 09/23/2019
Trane U.S. Inc. | AMERICAN STANDARD | WSC072H(3,4,W)*(G,K,N)A |  | HSP-A, Single-Package Heat Pum | Both Heat Pump and Electric Re | 208 | 3 | False |  |  |  | True | Single-Speed | 75000 | 6578 | 11.4 | 11 | 13 |  | 71000 | 5945 | 3.5 | 3.3 | 39000 | 4969 | 2.3 | Federally-Regulated Commercial & Industrial Equipment | 09/23/2019 |  | 09/23/2019
Trane U.S. Inc. | AMERICAN STANDARD | WHC102H(3,4)*0A***6 |  | HSP-A, Single-Package Heat Pum | Heat Pump | 460 | 3 | False |  |  |  | True | Multiple-Speed | 104000 | 8666 | 12 | 10.8 | 16.5 |  | 93000 | 7508 | 3.63 | 3.3 | 57000 | 7424 | 2.25 | Federally-Regulated Commercial & Industrial Equipment | 09/23/2019 |  | 09/23/2019
Trane U.S. Inc. | AMERICAN STANDARD | WHC102H(3,4)*0A***6 |  | HSP-A, Single-Package Heat Pum | Heat Pump | 230 | 3 | False |  |  |  | True | Multiple-Speed | 104000 | 8666 | 12 | 10.8 | 16.5 |  | 93000 | 7508 | 3.63 | 3.3 | 57000 | 7424 | 2.25 | Federally-Regulated Commercial & Industrial Equipment | 09/23/2019 |  | 09/23/2019
Trane U.S. Inc. | AMERICAN STANDARD | WHC102H(3,4)*0A***6 |  | HSP-A, Single-Package Heat Pum | Heat Pump | 208 | 3 | False |  |  |  | True | Multiple-Speed | 104000 | 8666 | 12 | 10.8 | 16.5 |  | 93000 | 7508 | 3.63 | 3.3 | 57000 | 7424 | 2.25 | Federally-Regulated Commercial & Industrial Equipment | 09/23/2019 |  | 09/23/2019
Trane U.S. Inc. | AMERICAN STANDARD | TWA0904(3,4)AA*00A* | TWE09041A*A***00 | HRCU-A-CB, Split System: Heat | Heat Pump | 460 | 3 |  | False |  |  | True | Single-Speed | 86000 | 7610 | 11.3 | 10.8 | 12.4 |  | 79000 | 7016 | 3.3 | 3.3 | 50000 | 6512 | 2.25 | Federally-Regulated Commercial & Industrial Equipment | 09/23/2019 |  | 09/23/2019
Trane U.S. Inc. | AMERICAN STANDARD | TWA0904(3,4)AA*00A* | TWE09041A*A***00 | HRCU-A-CB, Split System: Heat | Heat Pump | 230 | 3 |  | False |  |  | True | Single-Speed | 86000 | 7610 | 11.3 | 10.8 | 12.4 |  | 79000 | 7016 | 3.3 | 3.3 | 50000 | 6512 | 2.25 | Federally-Regulated Commercial & Industrial Equipment | 09/23/2019 |  | 09/23/2019
Trane U.S. Inc. | AMERICAN STANDARD | TWA0904(3,4)AA*00A* | TWE09041A*A***00 | HRCU-A-CB, Split System: Heat | Heat Pump | 208 | 3 |  | False |  |  | True | Single-Speed | 86000 | 7610 | 11.3 | 10.8 | 12.4 |  | 79000 | 7016 | 3.3 | 3.3 | 50000 | 6512 | 2.25 | Federally-Regulated Commercial & Industrial Equipment | 09/23/2019 |  | 09/23/2019
Trane U.S. Inc. | AMERICAN STANDARD | TWA1204(3,4)AA*00A* | TWE12041A*A***00 | HRCU-A-CB, Split System: Heat | Heat Pump | 460 | 3 |  | False |  |  | True | Single-Speed | 123000 | 10884 | 11.3 | 10.8 | 12.4 |  | 120000 | 10657 | 3.3 | 3.3 | 76000 | 9899 | 2.25 | Federally-Regulated Commercial & Industrial Equipment | 09/23/2019 |  | 09/23/2019
Trane U.S. Inc. | AMERICAN STANDARD | TWA1204(3,4)AA*00A* | TWE12041A*A***00 | HRCU-A-CB, Split System: Heat | Heat Pump | 230 | 3 |  | False |  |  | True | Single-Speed | 123000 | 10884 | 11.3 | 10.8 | 12.4 |  | 120000 | 10657 | 3.3 | 3.3 | 76000 | 9899 | 2.25 | Federally-Regulated Commercial & Industrial Equipment | 09/23/2019 |  | 09/23/2019
Trane U.S. Inc. | AMERICAN STANDARD | TWA1204(3,4)AA*00A* | TWE12041A*A***00 | HRCU-A-CB, Split System: Heat | Heat Pump | 208 | 3 |  | False |  |  | True | Single-Speed | 123000 | 10884 | 11.3 | 10.8 | 12.4 |  | 120000 | 10657 | 3.3 | 3.3 | 76000 | 9899 | 2.25 | Federally-Regulated Commercial & Industrial Equipment | 09/23/2019 |  | 09/23/2019
Trane U.S. Inc. | AMERICAN STANDARD | DHC102H(3,4)*(L,M,H,X,Y,Z)A |  | HSP-A, Single-Package Heat Pum | Both Heat Pump and Electric Re | 460 | 3 | False |  |  |  | True | Multiple-Speed | 104000 | 8666 | 12 | 11 | 15.5 |  | 93000 | 7508 | 3.63 | 3.3 | 57000 | 7424 | 2.25 | Federally-Regulated Commercial & Industrial Equipment | 09/23/2019 |  | 09/23/2019
Trane U.S. Inc. | AMERICAN STANDARD | DHC102H(3,4)*(L,M,H,X,Y,Z)A |  | HSP-A, Single-Package Heat Pum | Both Heat Pump and Electric Re | 230 | 3 | False |  |  |  | True | Multiple-Speed | 104000 | 8666 | 12 | 11 | 15.5 |  | 93000 | 7508 | 3.63 | 3.3 | 57000 | 7424 | 2.25 | Federally-Regulated Commercial & Industrial Equipment | 09/23/2019 |  | 09/23/2019
Trane U.S. Inc. | AMERICAN STANDARD | DHC102H(3,4)*(L,M,H,X,Y,Z)A |  | HSP-A, Single-Package Heat Pum | Both Heat Pump and Electric Re | 208 | 3 | False |  |  |  | True | Multiple-Speed | 104000 | 8666 | 12 | 11 | 15.5 |  | 93000 | 7508 | 3.63 | 3.3 | 57000 | 7424 | 2.25 | Federally-Regulated Commercial & Industrial Equipment | 09/23/2019 |  | 09/23/2019
Trane U.S. Inc. | AMERICAN STANDARD | WSC120H(3,4,W)*0A***7 |  | HSP-A, Single-Package Heat Pum | Heat Pump | 575 | 3 | False |  |  |  | True | Dual-Speed | 115000 | 10454 | 11 | 10.8 | 12.9 |  | 106000 | 9137 | 3.4 | 3.3 | 58500 | 7619 | 2.25 | Federally-Regulated Commercial & Industrial Equipment | 09/23/2019 |  | 09/23/2019
Trane U.S. Inc. | AMERICAN STANDARD | WSC120H(3,4,W)*0A***7 |  | HSP-A, Single-Package Heat Pum | Heat Pump | 460 | 3 | False |  |  |  | True | Dual-Speed | 115000 | 10454 | 11 | 10.8 | 12.9 |  | 106000 | 9137 | 3.4 | 3.3 | 58500 | 7619 | 2.25 | Federally-Regulated Commercial & Industrial Equipment | 09/23/2019 |  | 09/23/2019
Trane U.S. Inc. | AMERICAN STANDARD | WSC120H(3,4,W)*0A***7 |  | HSP-A, Single-Package Heat Pum | Heat Pump | 230 | 3 | False |  |  |  | True | Dual-Speed | 115000 | 10454 | 11 | 10.8 | 12.9 |  | 106000 | 9137 | 3.4 | 3.3 | 58500 | 7619 | 2.25 | Federally-Regulated Commercial & Industrial Equipment | 09/23/2019 |  | 09/23/2019
Trane U.S. Inc. | AMERICAN STANDARD | WSC120H(3,4,W)*0A***7 |  | HSP-A, Single-Package Heat Pum | Heat Pump | 208 | 3 | False |  |  |  | True | Dual-Speed | 115000 | 10454 | 11 | 10.8 | 12.9 |  | 106000 | 9137 | 3.4 | 3.3 | 58500 | 7619 | 2.25 | Federally-Regulated Commercial & Industrial Equipment | 09/23/2019 |  | 09/23/2019
Trane U.S. Inc. | AMERICAN STANDARD | WHC120H(3,4)*(G,K,N,P)A***6 |  | HSP-A, Single-Package Heat Pum | Both Heat Pump and Electric Re | 460 | 3 | False |  |  |  | True | Multiple-Speed | 121000 | 10521 | 11.5 | 11 | 16.5 |  | 118000 | 9526 | 3.63 | 3.3 | 61000 | 7945 | 2.25 | Federally-Regulated Commercial & Industrial Equipment | 09/23/2019 |  | 09/23/2019
Trane U.S. Inc. | AMERICAN STANDARD | WHC120H(3,4)*(G,K,N,P)A***6 |  | HSP-A, Single-Package Heat Pum | Both Heat Pump and Electric Re | 230 | 3 | False |  |  |  | True | Multiple-Speed | 121000 | 10521 | 11.5 | 11 | 16.5 |  | 118000 | 9526 | 3.63 | 3.3 | 61000 | 7945 | 2.25 | Federally-Regulated Commercial & Industrial Equipment | 09/23/2019 |  | 09/23/2019
Trane U.S. Inc. | AMERICAN STANDARD | WHC120H(3,4)*(G,K,N,P)A***6 |  | HSP-A, Single-Package Heat Pum | Both Heat Pump and Electric Re | 208 | 3 | False |  |  |  | True | Multiple-Speed | 121000 | 10521 | 11.5 | 11 | 16.5 |  | 118000 | 9526 | 3.63 | 3.3 | 61000 | 7945 | 2.25 | Federally-Regulated Commercial & Industrial Equipment | 09/23/2019 |  | 09/23/2019
Trane U.S. Inc. | AMERICAN STANDARD | WSC102H(3,4,W)*0A |  | HSP-A, Single-Package Heat Pum | Heat Pump | 575 | 3 | False |  |  |  | True | Dual-Speed | 100000 | 9090 | 11 | 10.8 | 12.2 |  | 92000 | 7930 | 3.4 | 3.3 | 48500 | 6768 | 2.1 | Federally-Regulated Commercial & Industrial Equipment | 09/23/2019 |  | 09/23/2019
Trane U.S. Inc. | AMERICAN STANDARD | WSC102H(3,4,W)*0A |  | HSP-A, Single-Package Heat Pum | Heat Pump | 460 | 3 | False |  |  |  | True | Dual-Speed | 100000 | 9090 | 11 | 10.8 | 12.2 |  | 92000 | 7930 | 3.4 | 3.3 | 48500 | 6768 | 2.1 | Federally-Regulated Commercial & Industrial Equipment | 09/23/2019 |  | 09/23/2019
Trane U.S. Inc. | AMERICAN STANDARD | WSC102H(3,4,W)*0A |  | HSP-A, Single-Package Heat Pum | Heat Pump | 230 | 3 | False |  |  |  | True | Dual-Speed | 100000 | 9090 | 11 | 10.8 | 12.2 |  | 92000 | 7930 | 3.4 | 3.3 | 48500 | 6768 | 2.1 | Federally-Regulated Commercial & Industrial Equipment | 09/23/2019 |  | 09/23/2019
Trane U.S. Inc. | AMERICAN STANDARD | WSC102H(3,4,W)*0A |  | HSP-A, Single-Package Heat Pum | Heat Pump | 208 | 3 | False |  |  |  | True | Dual-Speed | 100000 | 9090 | 11 | 10.8 | 12.2 |  | 92000 | 7930 | 3.4 | 3.3 | 48500 | 6768 | 2.1 | Federally-Regulated Commercial & Industrial Equipment | 09/23/2019 |  | 09/23/2019
Trane U.S. Inc. | AMERICAN STANDARD | WHC092H(3,4)*0A***6 |  | HSP-A, Single-Package Heat Pum | Heat Pump | 460 | 3 | False |  |  |  | True | Multiple-Speed | 95000 | 8050 | 11.8 | 10.8 | 16.5 |  | 87000 | 7284 | 3.5 | 3.3 | 49000 | 6382 | 2.25 | Federally-Regulated Commercial & Industrial Equipment | 09/23/2019 |  | 09/23/2019
Trane U.S. Inc. | AMERICAN STANDARD | WHC092H(3,4)*0A***6 |  | HSP-A, Single-Package Heat Pum | Heat Pump | 230 | 3 | False |  |  |  | True | Multiple-Speed | 95000 | 8050 | 11.8 | 10.8 | 16.5 |  | 87000 | 7284 | 3.5 | 3.3 | 49000 | 6382 | 2.25 | Federally-Regulated Commercial & Industrial Equipment | 09/23/2019 |  | 09/23/2019
Trane U.S. Inc. | AMERICAN STANDARD | WHC092H(3,4)*0A***6 |  | HSP-A, Single-Package Heat Pum | Heat Pump | 208 | 3 | False |  |  |  | True | Multiple-Speed | 95000 | 8050 | 11.8 | 10.8 | 16.5 |  | 87000 | 7284 | 3.5 | 3.3 | 49000 | 6382 | 2.25 | Federally-Regulated Commercial & Industrial Equipment | 09/23/2019 |  | 09/23/2019
Trane U.S. Inc. | AMERICAN STANDARD | WSC120H(3,4,W)*(G,K,N,P)A***7 |  | HSP-A, Single-Package Heat Pum | Both Heat Pump and Electric Re | 575 | 3 | False |  |  |  | True | Dual-Speed | 115000 | 10454 | 11 | 11 | 12.9 |  | 106000 | 9137 | 3.4 | 3.3 | 58500 | 7619 | 2.25 | Federally-Regulated Commercial & Industrial Equipment | 09/23/2019 |  | 09/23/2019
Trane U.S. Inc. | AMERICAN STANDARD | WSC120H(3,4,W)*(G,K,N,P)A***7 |  | HSP-A, Single-Package Heat Pum | Both Heat Pump and Electric Re | 460 | 3 | False |  |  |  | True | Dual-Speed | 115000 | 10454 | 11 | 11 | 12.9 |  | 106000 | 9137 | 3.4 | 3.3 | 58500 | 7619 | 2.25 | Federally-Regulated Commercial & Industrial Equipment | 09/23/2019 |  | 09/23/2019
Trane U.S. Inc. | AMERICAN STANDARD | WSC120H(3,4,W)*(G,K,N,P)A***7 |  | HSP-A, Single-Package Heat Pum | Both Heat Pump and Electric Re | 230 | 3 | False |  |  |  | True | Dual-Speed | 115000 | 10454 | 11 | 11 | 12.9 |  | 106000 | 9137 | 3.4 | 3.3 | 58500 | 7619 | 2.25 | Federally-Regulated Commercial & Industrial Equipment | 09/23/2019 |  | 09/23/2019
Trane U.S. Inc. | AMERICAN STANDARD | WSC120H(3,4,W)*(G,K,N,P)A***7 |  | HSP-A, Single-Package Heat Pum | Both Heat Pump and Electric Re | 208 | 3 | False |  |  |  | True | Dual-Speed | 115000 | 10454 | 11 | 11 | 12.9 |  | 106000 | 9137 | 3.4 | 3.3 | 58500 | 7619 | 2.25 | Federally-Regulated Commercial & Industrial Equipment | 09/23/2019 |  | 09/23/2019
Trane U.S. Inc. | AMERICAN STANDARD | WS(D,H)240E(3,4,W)R(G,N,P,R)****6 |  | HSP-A, Single-Package Heat Pum | Both Heat Pump and Electric Re | 575 | 3 | False |  |  |  | False | Single-Speed | 240000 | 24742 | 9.7 | 9.5 | 12 |  | 210000 | 19233 | 3.2 | 3.2 | 120000 | 16747 | 2.1 | Federally-Regulated Commercial & Industrial Equipment | 09/23/2019 |  | 09/23/2019
Trane U.S. Inc. | AMERICAN STANDARD | WS(D,H)240E(3,4,W)R(G,N,P,R)****6 |  | HSP-A, Single-Package Heat Pum | Both Heat Pump and Electric Re | 460 | 3 | False |  |  |  | False | Single-Speed | 240000 | 24742 | 9.7 | 9.5 | 12 |  | 210000 | 19233 | 3.2 | 3.2 | 120000 | 16747 | 2.1 | Federally-Regulated Commercial & Industrial Equipment | 09/23/2019 |  | 09/23/2019
Trane U.S. Inc. | AMERICAN STANDARD | WS(D,H)240E(3,4,W)R(G,N,P,R)****6 |  | HSP-A, Single-Package Heat Pum | Both Heat Pump and Electric Re | 230 | 3 | False |  |  |  | False | Single-Speed | 240000 | 24742 | 9.7 | 9.5 | 12 |  | 210000 | 19233 | 3.2 | 3.2 | 120000 | 16747 | 2.1 | Federally-Regulated Commercial & Industrial Equipment | 09/23/2019 |  | 09/23/2019
Trane U.S. Inc. | AMERICAN STANDARD | WS(D,H)240E(3,4,W)R(G,N,P,R)****6 |  | HSP-A, Single-Package Heat Pum | Both Heat Pump and Electric Re | 208 | 3 | False |  |  |  | False | Single-Speed | 240000 | 24742 | 9.7 | 9.5 | 12 |  | 210000 | 19233 | 3.2 | 3.2 | 120000 | 16747 | 2.1 | Federally-Regulated Commercial & Industrial Equipment | 09/23/2019 |  | 09/23/2019
Trane U.S. Inc. | AMERICAN STANDARD | WS(D,H)150E(3,4,W)R0****0 |  | HSP-A, Single-Package Heat Pum | Heat Pump | 575 | 3 | False |  |  |  | False | Single-Speed | 146000 | 13773 | 10.6 | 10.4 | 12 |  | 136000 | 12455 | 3.2 | 3.2 | 75000 | 10466 | 2.1 | Federally-Regulated Commercial & Industrial Equipment | 09/23/2019 |  | 09/23/2019
Trane U.S. Inc. | AMERICAN STANDARD | WS(D,H)150E(3,4,W)R0****0 |  | HSP-A, Single-Package Heat Pum | Heat Pump | 460 | 3 | False |  |  |  | False | Single-Speed | 146000 | 13773 | 10.6 | 10.4 | 12 |  | 136000 | 12455 | 3.2 | 3.2 | 75000 | 10466 | 2.1 | Federally-Regulated Commercial & Industrial Equipment | 09/23/2019 |  | 09/23/2019
Trane U.S. Inc. | AMERICAN STANDARD | WS(D,H)150E(3,4,W)R0****0 |  | HSP-A, Single-Package Heat Pum | Heat Pump | 230 | 3 | False |  |  |  | False | Single-Speed | 146000 | 13773 | 10.6 | 10.4 | 12 |  | 136000 | 12455 | 3.2 | 3.2 | 75000 | 10466 | 2.1 | Federally-Regulated Commercial & Industrial Equipment | 09/23/2019 |  | 09/23/2019
Trane U.S. Inc. | AMERICAN STANDARD | WS(D,H)150E(3,4,W)R0****0 |  | HSP-A, Single-Package Heat Pum | Heat Pump | 208 | 3 | False |  |  |  | False | Single-Speed | 146000 | 13773 | 10.6 | 10.4 | 12 |  | 136000 | 12455 | 3.2 | 3.2 | 75000 | 10466 | 2.1 | Federally-Regulated Commercial & Industrial Equipment | 09/23/2019 |  | 09/23/2019
Trane U.S. Inc. | AMERICAN STANDARD | DHC120H(3,4)*(L,M,H,X,Y,Z)A |  | HSP-A, Single-Package Heat Pum | Both Heat Pump and Electric Re | 460 | 3 | False |  |  |  | True | Multiple-Speed | 121000 | 10521 | 11.5 | 11 | 15.5 |  | 118000 | 9526 | 3.63 | 3.3 | 61000 | 7945 | 2.25 | Federally-Regulated Commercial & Industrial Equipment | 09/23/2019 |  | 09/23/2019
Trane U.S. Inc. | AMERICAN STANDARD | DHC120H(3,4)*(L,M,H,X,Y,Z)A |  | HSP-A, Single-Package Heat Pum | Both Heat Pump and Electric Re | 230 | 3 | False |  |  |  | True | Multiple-Speed | 121000 | 10521 | 11.5 | 11 | 15.5 |  | 118000 | 9526 | 3.63 | 3.3 | 61000 | 7945 | 2.25 | Federally-Regulated Commercial & Industrial Equipment | 09/23/2019 |  | 09/23/2019
Trane U.S. Inc. | AMERICAN STANDARD | DHC120H(3,4)*(L,M,H,X,Y,Z)A |  | HSP-A, Single-Package Heat Pum | Both Heat Pump and Electric Re | 208 | 3 | False |  |  |  | True | Multiple-Speed | 121000 | 10521 | 11.5 | 11 | 15.5 |  | 118000 | 9526 | 3.63 | 3.3 | 61000 | 7945 | 2.25 | Federally-Regulated Commercial & Industrial Equipment | 09/23/2019 |  | 09/23/2019
Trane U.S. Inc. | AMERICAN STANDARD | TWA0724(3,4)AA*00A* | TWE09041A*A***00 | HRCU-A-CB, Split System: Heat | Heat Pump | 460 | 3 |  | False |  |  | True | Single-Speed | 80000 | 7079 | 11.3 | 10.8 | 12.4 |  | 72000 | 6394 | 3.3 | 3.3 | 46000 | 5991 | 2.25 | Federally-Regulated Commercial & Industrial Equipment | 09/23/2019 |  | 09/23/2019
Trane U.S. Inc. | AMERICAN STANDARD | TWA0724(3,4)AA*00A* | TWE09041A*A***00 | HRCU-A-CB, Split System: Heat | Heat Pump | 230 | 3 |  | False |  |  | True | Single-Speed | 80000 | 7079 | 11.3 | 10.8 | 12.4 |  | 72000 | 6394 | 3.3 | 3.3 | 46000 | 5991 | 2.25 | Federally-Regulated Commercial & Industrial Equipment | 09/23/2019 |  | 09/23/2019
Trane U.S. Inc. | AMERICAN STANDARD | TWA0724(3,4)AA*00A* | TWE09041A*A***00 | HRCU-A-CB, Split System: Heat | Heat Pump | 208 | 3 |  | False |  |  | True | Single-Speed | 80000 | 7079 | 11.3 | 10.8 | 12.4 |  | 72000 | 6394 | 3.3 | 3.3 | 46000 | 5991 | 2.25 | Federally-Regulated Commercial & Industrial Equipment | 09/23/2019 |  | 09/23/2019
Trane U.S. Inc. | AMERICAN STANDARD | WHC074H(3,4)*0A***6 |  | HSP-A, Single-Package Heat Pum | Heat Pump | 460 | 3 | False |  |  |  | True | Multiple-Speed | 78000 | 6446 | 12.1 | 10.8 | 16.5 |  | 75000 | 6280 | 3.5 | 3.3 | 40000 | 5210 | 2.25 | Federally-Regulated Commercial & Industrial Equipment | 09/23/2019 |  | 09/23/2019
Trane U.S. Inc. | AMERICAN STANDARD | WHC074H(3,4)*0A***6 |  | HSP-A, Single-Package Heat Pum | Heat Pump | 230 | 3 | False |  |  |  | True | Multiple-Speed | 78000 | 6446 | 12.1 | 10.8 | 16.5 |  | 75000 | 6280 | 3.5 | 3.3 | 40000 | 5210 | 2.25 | Federally-Regulated Commercial & Industrial Equipment | 09/23/2019 |  | 09/23/2019
Trane U.S. Inc. | AMERICAN STANDARD | WHC074H(3,4)*0A***6 |  | HSP-A, Single-Package Heat Pum | Heat Pump | 208 | 3 | False |  |  |  | True | Multiple-Speed | 78000 | 6446 | 12.1 | 10.8 | 16.5 |  | 75000 | 6280 | 3.5 | 3.3 | 40000 | 5210 | 2.25 | Federally-Regulated Commercial & Industrial Equipment | 09/23/2019 |  | 09/23/2019
Trane U.S. Inc. | AMERICAN STANDARD | DHC102H(3,4)*(L,M,H,X,Y,Z)A***6 |  | HSP-A, Single-Package Heat Pum | Both Heat Pump and Electric Re | 460 | 3 | False |  |  |  | True | Multiple-Speed | 104000 | 8666 | 12 | 11 | 16.5 |  | 93000 | 7508 | 3.63 | 3.3 | 57000 | 7424 | 2.25 | Federally-Regulated Commercial & Industrial Equipment | 09/23/2019 |  | 09/23/2019
Trane U.S. Inc. | AMERICAN STANDARD | DHC102H(3,4)*(L,M,H,X,Y,Z)A***6 |  | HSP-A, Single-Package Heat Pum | Both Heat Pump and Electric Re | 230 | 3 | False |  |  |  | True | Multiple-Speed | 104000 | 8666 | 12 | 11 | 16.5 |  | 93000 | 7508 | 3.63 | 3.3 | 57000 | 7424 | 2.25 | Federally-Regulated Commercial & Industrial Equipment | 09/23/2019 |  | 09/23/2019
Trane U.S. Inc. | AMERICAN STANDARD | DHC102H(3,4)*(L,M,H,X,Y,Z)A***6 |  | HSP-A, Single-Package Heat Pum | Both Heat Pump and Electric Re | 208 | 3 | False |  |  |  | True | Multiple-Speed | 104000 | 8666 | 12 | 11 | 16.5 |  | 93000 | 7508 | 3.63 | 3.3 | 57000 | 7424 | 2.25 | Federally-Regulated Commercial & Industrial Equipment | 09/23/2019 |  | 09/23/2019
Trane U.S. Inc. | AMERICAN STANDARD | WS(D,H)180E(3,4,W)R(G,N,P,R)****7 |  | HSP-A, Single-Package Heat Pum | Both Heat Pump and Electric Re | 575 | 3 | False |  |  |  | False | Single-Speed | 170000 | 16037 | 10.6 | 10.6 | 13.5 |  | 170000 | 15569 | 3.2 | 3.2 | 90000 | 12560 | 2.1 | Federally-Regulated Commercial & Industrial Equipment | 09/23/2019 |  | 09/23/2019
Trane U.S. Inc. | AMERICAN STANDARD | WS(D,H)180E(3,4,W)R(G,N,P,R)****7 |  | HSP-A, Single-Package Heat Pum | Both Heat Pump and Electric Re | 460 | 3 | False |  |  |  | False | Single-Speed | 170000 | 16037 | 10.6 | 10.6 | 13.5 |  | 170000 | 15569 | 3.2 | 3.2 | 90000 | 12560 | 2.1 | Federally-Regulated Commercial & Industrial Equipment | 09/23/2019 |  | 09/23/2019
Trane U.S. Inc. | AMERICAN STANDARD | WS(D,H)180E(3,4,W)R(G,N,P,R)****7 |  | HSP-A, Single-Package Heat Pum | Both Heat Pump and Electric Re | 230 | 3 | False |  |  |  | False | Single-Speed | 170000 | 16037 | 10.6 | 10.6 | 13.5 |  | 170000 | 15569 | 3.2 | 3.2 | 90000 | 12560 | 2.1 | Federally-Regulated Commercial & Industrial Equipment | 09/23/2019 |  | 09/23/2019
Trane U.S. Inc. | AMERICAN STANDARD | WS(D,H)180E(3,4,W)R(G,N,P,R)****7 |  | HSP-A, Single-Package Heat Pum | Both Heat Pump and Electric Re | 208 | 3 | False |  |  |  | False | Single-Speed | 170000 | 16037 | 10.6 | 10.6 | 13.5 |  | 170000 | 15569 | 3.2 | 3.2 | 90000 | 12560 | 2.1 | Federally-Regulated Commercial & Industrial Equipment | 09/23/2019 |  | 09/23/2019
Trane U.S. Inc. | AMERICAN STANDARD | WSC090H(3,4,W)*(G,K,N)A |  | HSP-A, Single-Package Heat Pum | Both Heat Pump and Electric Re | 575 | 3 | False |  |  |  | True | Single-Speed | 90000 | 8108 | 11.1 | 11 | 12.2 |  | 87000 | 7499 | 3.4 | 3.3 | 48000 | 6252 | 2.25 | Federally-Regulated Commercial & Industrial Equipment | 09/23/2019 |  | 09/23/2019
Trane U.S. Inc. | AMERICAN STANDARD | WSC090H(3,4,W)*(G,K,N)A |  | HSP-A, Single-Package Heat Pum | Both Heat Pump and Electric Re | 460 | 3 | False |  |  |  | True | Single-Speed | 90000 | 8108 | 11.1 | 11 | 12.2 |  | 87000 | 7499 | 3.4 | 3.3 | 48000 | 6252 | 2.25 | Federally-Regulated Commercial & Industrial Equipment | 09/23/2019 |  | 09/23/2019
Trane U.S. Inc. | AMERICAN STANDARD | WSC090H(3,4,W)*(G,K,N)A |  | HSP-A, Single-Package Heat Pum | Both Heat Pump and Electric Re | 230 | 3 | False |  |  |  | True | Single-Speed | 90000 | 8108 | 11.1 | 11 | 12.2 |  | 87000 | 7499 | 3.4 | 3.3 | 48000 | 6252 | 2.25 | Federally-Regulated Commercial & Industrial Equipment | 09/23/2019 |  | 09/23/2019
Trane U.S. Inc. | AMERICAN STANDARD | WSC090H(3,4,W)*(G,K,N)A |  | HSP-A, Single-Package Heat Pum | Both Heat Pump and Electric Re | 208 | 3 | False |  |  |  | True | Single-Speed | 90000 | 8108 | 11.1 | 11 | 12.2 |  | 87000 | 7499 | 3.4 | 3.3 | 48000 | 6252 | 2.25 | Federally-Regulated Commercial & Industrial Equipment | 09/23/2019 |  | 09/23/2019
Trane U.S. Inc. | AMERICAN STANDARD | DHC102H(3,4)*(L,M,H,X,Y,Z)A***7 |  | HSP-A, Single-Package Heat Pum | Both Heat Pump and Electric Re | 460 | 3 | False |  |  |  | True | Multiple-Speed | 104000 | 8666 | 12 | 11 | 16 |  | 93000 | 7508 | 3.63 | 3.3 | 57000 | 7424 | 2.25 | Federally-Regulated Commercial & Industrial Equipment | 09/23/2019 |  | 09/23/2019
Trane U.S. Inc. | AMERICAN STANDARD | DHC102H(3,4)*(L,M,H,X,Y,Z)A***7 |  | HSP-A, Single-Package Heat Pum | Both Heat Pump and Electric Re | 230 | 3 | False |  |  |  | True | Multiple-Speed | 104000 | 8666 | 12 | 11 | 16 |  | 93000 | 7508 | 3.63 | 3.3 | 57000 | 7424 | 2.25 | Federally-Regulated Commercial & Industrial Equipment | 09/23/2019 |  | 09/23/2019
Trane U.S. Inc. | AMERICAN STANDARD | DHC102H(3,4)*(L,M,H,X,Y,Z)A***7 |  | HSP-A, Single-Package Heat Pum | Both Heat Pump and Electric Re | 208 | 3 | False |  |  |  | True | Multiple-Speed | 104000 | 8666 | 12 | 11 | 16 |  | 93000 | 7508 | 3.63 | 3.3 | 57000 | 7424 | 2.25 | Federally-Regulated Commercial & Industrial Equipment | 09/23/2019 |  | 09/23/2019
Trane U.S. Inc. | AMERICAN STANDARD | TWA0904(3,4,W)DA*00A* | TWE0904(3,W)B*A***00 | HRCU-A-CB, Split System: Heat | Heat Pump | 575 | 3 |  | False |  |  | True | Single-Speed | 93000 | 8303 | 11.2 | 10.8 | 12.2 |  | 82000 | 7282 | 3.3 | 3.3 | 51500 | 6708 | 2.25 | Federally-Regulated Commercial & Industrial Equipment | 09/23/2019 |  | 09/23/2019
Trane U.S. Inc. | AMERICAN STANDARD | TWA0904(3,4,W)DA*00A* | TWE0904(3,W)B*A***00 | HRCU-A-CB, Split System: Heat | Heat Pump | 460 | 3 |  | False |  |  | True | Single-Speed | 93000 | 8303 | 11.2 | 10.8 | 12.2 |  | 82000 | 7282 | 3.3 | 3.3 | 51500 | 6708 | 2.25 | Federally-Regulated Commercial & Industrial Equipment | 09/23/2019 |  | 09/23/2019
Trane U.S. Inc. | AMERICAN STANDARD | TWA0904(3,4,W)DA*00A* | TWE0904(3,W)B*A***00 | HRCU-A-CB, Split System: Heat | Heat Pump | 230 | 3 |  | False |  |  | True | Single-Speed | 93000 | 8303 | 11.2 | 10.8 | 12.2 |  | 82000 | 7282 | 3.3 | 3.3 | 51500 | 6708 | 2.25 | Federally-Regulated Commercial & Industrial Equipment | 09/23/2019 |  | 09/23/2019
Trane U.S. Inc. | AMERICAN STANDARD | TWA0904(3,4,W)DA*00A* | TWE0904(3,W)B*A***00 | HRCU-A-CB, Split System: Heat | Heat Pump | 208 | 3 |  | False |  |  | True | Single-Speed | 93000 | 8303 | 11.2 | 10.8 | 12.2 |  | 82000 | 7282 | 3.3 | 3.3 | 51500 | 6708 | 2.25 | Federally-Regulated Commercial & Industrial Equipment | 09/23/2019 |  | 09/23/2019
Trane U.S. Inc. | AMERICAN STANDARD | WHC102H(3,4)*(C,G,K,N)A |  | HSP-A, Single-Package Heat Pum | Both Heat Pump and Electric Re | 460 | 3 | False |  |  |  | True | Multiple-Speed | 104000 | 8666 | 12 | 11 | 15.5 |  | 93000 | 7508 | 3.63 | 3.3 | 57000 | 7424 | 2.25 | Federally-Regulated Commercial & Industrial Equipment | 09/23/2019 |  | 09/23/2019
Trane U.S. Inc. | AMERICAN STANDARD | WHC102H(3,4)*(C,G,K,N)A |  | HSP-A, Single-Package Heat Pum | Both Heat Pump and Electric Re | 230 | 3 | False |  |  |  | True | Multiple-Speed | 104000 | 8666 | 12 | 11 | 15.5 |  | 93000 | 7508 | 3.63 | 3.3 | 57000 | 7424 | 2.25 | Federally-Regulated Commercial & Industrial Equipment | 09/23/2019 |  | 09/23/2019
Trane U.S. Inc. | AMERICAN STANDARD | WHC102H(3,4)*(C,G,K,N)A |  | HSP-A, Single-Package Heat Pum | Both Heat Pump and Electric Re | 208 | 3 | False |  |  |  | True | Multiple-Speed | 104000 | 8666 | 12 | 11 | 15.5 |  | 93000 | 7508 | 3.63 | 3.3 | 57000 | 7424 | 2.25 | Federally-Regulated Commercial & Industrial Equipment | 09/23/2019 |  | 09/23/2019
Trane U.S. Inc. | AMERICAN STANDARD | WHC074H(3,4)*0A***7 |  | HSP-A, Single-Package Heat Pum | Heat Pump | 460 | 3 | False |  |  |  | True | Multiple-Speed | 78000 | 6446 | 12.1 | 10.8 | 16 |  | 75000 | 6280 | 3.5 | 3.3 | 40000 | 5210 | 2.25 | Federally-Regulated Commercial & Industrial Equipment | 09/23/2019 |  | 09/23/2019
Trane U.S. Inc. | AMERICAN STANDARD | WHC074H(3,4)*0A***7 |  | HSP-A, Single-Package Heat Pum | Heat Pump | 230 | 3 | False |  |  |  | True | Multiple-Speed | 78000 | 6446 | 12.1 | 10.8 | 16 |  | 75000 | 6280 | 3.5 | 3.3 | 40000 | 5210 | 2.25 | Federally-Regulated Commercial & Industrial Equipment | 09/23/2019 |  | 09/23/2019
Trane U.S. Inc. | AMERICAN STANDARD | WHC074H(3,4)*0A***7 |  | HSP-A, Single-Package Heat Pum | Heat Pump | 208 | 3 | False |  |  |  | True | Multiple-Speed | 78000 | 6446 | 12.1 | 10.8 | 16 |  | 75000 | 6280 | 3.5 | 3.3 | 40000 | 5210 | 2.25 | Federally-Regulated Commercial & Industrial Equipment | 09/23/2019 |  | 09/23/2019
Trane U.S. Inc. | AMERICAN STANDARD | WHC120H(3,4)*(G,K,N,P)A***7 |  | HSP-A, Single-Package Heat Pum | Both Heat Pump and Electric Re | 460 | 3 | False |  |  |  | True | Multiple-Speed | 121000 | 10521 | 11.5 | 11 | 16 |  | 118000 | 9526 | 3.63 | 3.3 | 61000 | 7945 | 2.25 | Federally-Regulated Commercial & Industrial Equipment | 09/23/2019 |  | 09/23/2019
Trane U.S. Inc. | AMERICAN STANDARD | WHC120H(3,4)*(G,K,N,P)A***7 |  | HSP-A, Single-Package Heat Pum | Both Heat Pump and Electric Re | 230 | 3 | False |  |  |  | True | Multiple-Speed | 121000 | 10521 | 11.5 | 11 | 16 |  | 118000 | 9526 | 3.63 | 3.3 | 61000 | 7945 | 2.25 | Federally-Regulated Commercial & Industrial Equipment | 09/23/2019 |  | 09/23/2019
Trane U.S. Inc. | AMERICAN STANDARD | WHC120H(3,4)*(G,K,N,P)A***7 |  | HSP-A, Single-Package Heat Pum | Both Heat Pump and Electric Re | 208 | 3 | False |  |  |  | True | Multiple-Speed | 121000 | 10521 | 11.5 | 11 | 16 |  | 118000 | 9526 | 3.63 | 3.3 | 61000 | 7945 | 2.25 | Federally-Regulated Commercial & Industrial Equipment | 09/23/2019 |  | 09/23/2019
Trane U.S. Inc. | AMERICAN STANDARD | WSC092H(3,4,W)*(G,K,N)A |  | HSP-A, Single-Package Heat Pum | Both Heat Pump and Electric Re | 575 | 3 | False |  |  |  | True | Dual-Speed | 93000 | 8230 | 11.3 | 11 | 12.4 |  | 88000 | 7585 | 3.4 | 3.3 | 48000 | 6252 | 2.25 | Federally-Regulated Commercial & Industrial Equipment | 09/23/2019 |  | 09/23/2019
Trane U.S. Inc. | AMERICAN STANDARD | WSC092H(3,4,W)*(G,K,N)A |  | HSP-A, Single-Package Heat Pum | Both Heat Pump and Electric Re | 460 | 3 | False |  |  |  | True | Dual-Speed | 93000 | 8230 | 11.3 | 11 | 12.4 |  | 88000 | 7585 | 3.4 | 3.3 | 48000 | 6252 | 2.25 | Federally-Regulated Commercial & Industrial Equipment | 09/23/2019 |  | 09/23/2019
Trane U.S. Inc. | AMERICAN STANDARD | WSC092H(3,4,W)*(G,K,N)A |  | HSP-A, Single-Package Heat Pum | Both Heat Pump and Electric Re | 230 | 3 | False |  |  |  | True | Dual-Speed | 93000 | 8230 | 11.3 | 11 | 12.4 |  | 88000 | 7585 | 3.4 | 3.3 | 48000 | 6252 | 2.25 | Federally-Regulated Commercial & Industrial Equipment | 09/23/2019 |  | 09/23/2019
Trane U.S. Inc. | AMERICAN STANDARD | WSC092H(3,4,W)*(G,K,N)A |  | HSP-A, Single-Package Heat Pum | Both Heat Pump and Electric Re | 208 | 3 | False |  |  |  | True | Dual-Speed | 93000 | 8230 | 11.3 | 11 | 12.4 |  | 88000 | 7585 | 3.4 | 3.3 | 48000 | 6252 | 2.25 | Federally-Regulated Commercial & Industrial Equipment | 09/23/2019 |  | 09/23/2019
Trane U.S. Inc. | AMERICAN STANDARD | WS(D,H)180E(3,4,W)R(G,N,P,R)****0 |  | HSP-A, Single-Package Heat Pum | Both Heat Pump and Electric Re | 575 | 3 | False |  |  |  | False | Single-Speed | 170000 | 16037 | 10.6 | 10.6 | 12 |  | 170000 | 15569 | 3.2 | 3.2 | 90000 | 12560 | 2.1 | Federally-Regulated Commercial & Industrial Equipment | 09/23/2019 |  | 09/23/2019
Trane U.S. Inc. | AMERICAN STANDARD | WS(D,H)180E(3,4,W)R(G,N,P,R)****0 |  | HSP-A, Single-Package Heat Pum | Both Heat Pump and Electric Re | 460 | 3 | False |  |  |  | False | Single-Speed | 170000 | 16037 | 10.6 | 10.6 | 12 |  | 170000 | 15569 | 3.2 | 3.2 | 90000 | 12560 | 2.1 | Federally-Regulated Commercial & Industrial Equipment | 09/23/2019 |  | 09/23/2019
Trane U.S. Inc. | AMERICAN STANDARD | WS(D,H)180E(3,4,W)R(G,N,P,R)****0 |  | HSP-A, Single-Package Heat Pum | Both Heat Pump and Electric Re | 230 | 3 | False |  |  |  | False | Single-Speed | 170000 | 16037 | 10.6 | 10.6 | 12 |  | 170000 | 15569 | 3.2 | 3.2 | 90000 | 12560 | 2.1 | Federally-Regulated Commercial & Industrial Equipment | 09/23/2019 |  | 09/23/2019
Trane U.S. Inc. | AMERICAN STANDARD | WS(D,H)180E(3,4,W)R(G,N,P,R)****0 |  | HSP-A, Single-Package Heat Pum | Both Heat Pump and Electric Re | 208 | 3 | False |  |  |  | False | Single-Speed | 170000 | 16037 | 10.6 | 10.6 | 12 |  | 170000 | 15569 | 3.2 | 3.2 | 90000 | 12560 | 2.1 | Federally-Regulated Commercial & Industrial Equipment | 09/23/2019 |  | 09/23/2019
Trane U.S. Inc. | AMERICAN STANDARD | TWA0904(3,4,W)DA*00AR* | TWE0904(3,4,W)B*A***B0 | HRCU-A-CB, Split System: Heat | Heat Pump | 575 | 3 |  | False |  |  | True | Single-Speed | 93000 | 8303 | 11.2 | 10.8 | 13.3 |  | 82000 | 7282 | 3.3 | 3.3 | 51500 | 6708 | 2.25 | Federally-Regulated Commercial & Industrial Equipment | 09/23/2019 |  | 09/23/2019
Trane U.S. Inc. | AMERICAN STANDARD | TWA0904(3,4,W)DA*00AR* | TWE0904(3,4,W)B*A***B0 | HRCU-A-CB, Split System: Heat | Heat Pump | 460 | 3 |  | False |  |  | True | Single-Speed | 93000 | 8303 | 11.2 | 10.8 | 13.3 |  | 82000 | 7282 | 3.3 | 3.3 | 51500 | 6708 | 2.25 | Federally-Regulated Commercial & Industrial Equipment | 09/23/2019 |  | 09/23/2019
Trane U.S. Inc. | AMERICAN STANDARD | TWA0904(3,4,W)DA*00AR* | TWE0904(3,4,W)B*A***B0 | HRCU-A-CB, Split System: Heat | Heat Pump | 230 | 3 |  | False |  |  | True | Single-Speed | 93000 | 8303 | 11.2 | 10.8 | 13.3 |  | 82000 | 7282 | 3.3 | 3.3 | 51500 | 6708 | 2.25 | Federally-Regulated Commercial & Industrial Equipment | 09/23/2019 |  | 09/23/2019
Trane U.S. Inc. | AMERICAN STANDARD | TWA0904(3,4,W)DA*00AR* | TWE0904(3,4,W)B*A***B0 | HRCU-A-CB, Split System: Heat | Heat Pump | 208 | 3 |  | False |  |  | True | Single-Speed | 93000 | 8303 | 11.2 | 10.8 | 13.3 |  | 82000 | 7282 | 3.3 | 3.3 | 51500 | 6708 | 2.25 | Federally-Regulated Commercial & Industrial Equipment | 09/23/2019 |  | 09/23/2019
Trane U.S. Inc. | AMERICAN STANDARD | WSC092H(3,4,W)*(G,K,N)A***6 |  | HSP-A, Single-Package Heat Pum | Both Heat Pump and Electric Re | 575 | 3 | False |  |  |  | True | Dual-Speed | 93000 | 8230 | 11.3 | 11 | 13.4 |  | 87000 | 7499 | 3.4 | 3.3 | 48000 | 6252 | 2.25 | Federally-Regulated Commercial & Industrial Equipment | 09/23/2019 |  | 09/23/2019
Trane U.S. Inc. | AMERICAN STANDARD | WSC092H(3,4,W)*(G,K,N)A***6 |  | HSP-A, Single-Package Heat Pum | Both Heat Pump and Electric Re | 460 | 3 | False |  |  |  | True | Dual-Speed | 93000 | 8230 | 11.3 | 11 | 13.4 |  | 87000 | 7499 | 3.4 | 3.3 | 48000 | 6252 | 2.25 | Federally-Regulated Commercial & Industrial Equipment | 09/23/2019 |  | 09/23/2019
Trane U.S. Inc. | AMERICAN STANDARD | WSC092H(3,4,W)*(G,K,N)A***6 |  | HSP-A, Single-Package Heat Pum | Both Heat Pump and Electric Re | 230 | 3 | False |  |  |  | True | Dual-Speed | 93000 | 8230 | 11.3 | 11 | 13.4 |  | 87000 | 7499 | 3.4 | 3.3 | 48000 | 6252 | 2.25 | Federally-Regulated Commercial & Industrial Equipment | 09/23/2019 |  | 09/23/2019
Trane U.S. Inc. | AMERICAN STANDARD | WSC092H(3,4,W)*(G,K,N)A***6 |  | HSP-A, Single-Package Heat Pum | Both Heat Pump and Electric Re | 208 | 3 | False |  |  |  | True | Dual-Speed | 93000 | 8230 | 11.3 | 11 | 13.4 |  | 87000 | 7499 | 3.4 | 3.3 | 48000 | 6252 | 2.25 | Federally-Regulated Commercial & Industrial Equipment | 09/23/2019 |  | 09/23/2019
Trane U.S. Inc. | AMERICAN STANDARD | TWA0904(3,4)DA*00A* | TWE09041B*A***00 | HRCU-A-CB, Split System: Heat | Heat Pump | 460 | 3 |  | False |  |  | True | Single-Speed | 93000 | 8303 | 11.2 | 10.8 | 12.2 |  | 82000 | 7282 | 3.3 | 3.3 | 51500 | 6708 | 2.25 | Federally-Regulated Commercial & Industrial Equipment | 09/23/2019 |  | 09/23/2019
Trane U.S. Inc. | AMERICAN STANDARD | TWA0904(3,4)DA*00A* | TWE09041B*A***00 | HRCU-A-CB, Split System: Heat | Heat Pump | 230 | 3 |  | False |  |  | True | Single-Speed | 93000 | 8303 | 11.2 | 10.8 | 12.2 |  | 82000 | 7282 | 3.3 | 3.3 | 51500 | 6708 | 2.25 | Federally-Regulated Commercial & Industrial Equipment | 09/23/2019 |  | 09/23/2019
Trane U.S. Inc. | AMERICAN STANDARD | TWA0904(3,4)DA*00A* | TWE09041B*A***00 | HRCU-A-CB, Split System: Heat | Heat Pump | 208 | 3 |  | False |  |  | True | Single-Speed | 93000 | 8303 | 11.2 | 10.8 | 12.2 |  | 82000 | 7282 | 3.3 | 3.3 | 51500 | 6708 | 2.25 | Federally-Regulated Commercial & Industrial Equipment | 09/23/2019 |  | 09/23/2019
Trane U.S. Inc. | AMERICAN STANDARD | WS(D,H)240E(3,4,W)R(G,N,P,R)****0 |  | HSP-A, Single-Package Heat Pum | Both Heat Pump and Electric Re | 575 | 3 | False |  |  |  | False | Single-Speed | 240000 | 24742 | 9.7 | 9.5 | 11.5 |  | 210000 | 19233 | 3.2 | 3.2 | 120000 | 16747 | 2.1 | Federally-Regulated Commercial & Industrial Equipment | 09/23/2019 |  | 09/23/2019
Trane U.S. Inc. | AMERICAN STANDARD | WS(D,H)240E(3,4,W)R(G,N,P,R)****0 |  | HSP-A, Single-Package Heat Pum | Both Heat Pump and Electric Re | 460 | 3 | False |  |  |  | False | Single-Speed | 240000 | 24742 | 9.7 | 9.5 | 11.5 |  | 210000 | 19233 | 3.2 | 3.2 | 120000 | 16747 | 2.1 | Federally-Regulated Commercial & Industrial Equipment | 09/23/2019 |  | 09/23/2019
Trane U.S. Inc. | AMERICAN STANDARD | WS(D,H)240E(3,4,W)R(G,N,P,R)****0 |  | HSP-A, Single-Package Heat Pum | Both Heat Pump and Electric Re | 230 | 3 | False |  |  |  | False | Single-Speed | 240000 | 24742 | 9.7 | 9.5 | 11.5 |  | 210000 | 19233 | 3.2 | 3.2 | 120000 | 16747 | 2.1 | Federally-Regulated Commercial & Industrial Equipment | 09/23/2019 |  | 09/23/2019
Trane U.S. Inc. | AMERICAN STANDARD | WS(D,H)240E(3,4,W)R(G,N,P,R)****0 |  | HSP-A, Single-Package Heat Pum | Both Heat Pump and Electric Re | 208 | 3 | False |  |  |  | False | Single-Speed | 240000 | 24742 | 9.7 | 9.5 | 11.5 |  | 210000 | 19233 | 3.2 | 3.2 | 120000 | 16747 | 2.1 | Federally-Regulated Commercial & Industrial Equipment | 09/23/2019 |  | 09/23/2019
Trane U.S. Inc. | AMERICAN STANDARD | WS(D,H)240E(3,4,W)R0****6 |  | HSP-A, Single-Package Heat Pum | Heat Pump | 575 | 3 | False |  |  |  | False | Single-Speed | 240000 | 24742 | 9.7 | 9.3 | 12 |  | 210000 | 19233 | 3.2 | 3.2 | 120000 | 16747 | 2.1 | Federally-Regulated Commercial & Industrial Equipment | 09/23/2019 |  | 09/23/2019
Trane U.S. Inc. | AMERICAN STANDARD | WS(D,H)240E(3,4,W)R0****6 |  | HSP-A, Single-Package Heat Pum | Heat Pump | 460 | 3 | False |  |  |  | False | Single-Speed | 240000 | 24742 | 9.7 | 9.3 | 12 |  | 210000 | 19233 | 3.2 | 3.2 | 120000 | 16747 | 2.1 | Federally-Regulated Commercial & Industrial Equipment | 09/23/2019 |  | 09/23/2019
Trane U.S. Inc. | AMERICAN STANDARD | WS(D,H)240E(3,4,W)R0****6 |  | HSP-A, Single-Package Heat Pum | Heat Pump | 230 | 3 | False |  |  |  | False | Single-Speed | 240000 | 24742 | 9.7 | 9.3 | 12 |  | 210000 | 19233 | 3.2 | 3.2 | 120000 | 16747 | 2.1 | Federally-Regulated Commercial & Industrial Equipment | 09/23/2019 |  | 09/23/2019
Trane U.S. Inc. | AMERICAN STANDARD | WS(D,H)240E(3,4,W)R0****6 |  | HSP-A, Single-Package Heat Pum | Heat Pump | 208 | 3 | False |  |  |  | False | Single-Speed | 240000 | 24742 | 9.7 | 9.3 | 12 |  | 210000 | 19233 | 3.2 | 3.2 | 120000 | 16747 | 2.1 | Federally-Regulated Commercial & Industrial Equipment | 09/23/2019 |  | 09/23/2019
Trane U.S. Inc. | AMERICAN STANDARD | DHC120H(3,4)*(L,M,H,X,Y,Z)A***6 |  | HSP-A, Single-Package Heat Pum | Both Heat Pump and Electric Re | 460 | 3 | False |  |  |  | True | Multiple-Speed | 121000 | 10521 | 11.5 | 11 | 16.5 |  | 118000 | 9526 | 3.63 | 3.3 | 61000 | 7945 | 2.25 | Federally-Regulated Commercial & Industrial Equipment | 09/23/2019 |  | 09/23/2019
Trane U.S. Inc. | AMERICAN STANDARD | DHC120H(3,4)*(L,M,H,X,Y,Z)A***6 |  | HSP-A, Single-Package Heat Pum | Both Heat Pump and Electric Re | 230 | 3 | False |  |  |  | True | Multiple-Speed | 121000 | 10521 | 11.5 | 11 | 16.5 |  | 118000 | 9526 | 3.63 | 3.3 | 61000 | 7945 | 2.25 | Federally-Regulated Commercial & Industrial Equipment | 09/23/2019 |  | 09/23/2019
Trane U.S. Inc. | AMERICAN STANDARD | DHC120H(3,4)*(L,M,H,X,Y,Z)A***6 |  | HSP-A, Single-Package Heat Pum | Both Heat Pump and Electric Re | 208 | 3 | False |  |  |  | True | Multiple-Speed | 121000 | 10521 | 11.5 | 11 | 16.5 |  | 118000 | 9526 | 3.63 | 3.3 | 61000 | 7945 | 2.25 | Federally-Regulated Commercial & Industrial Equipment | 09/23/2019 |  | 09/23/2019
Trane U.S. Inc. | AMERICAN STANDARD | TWA1804(3,4,W)DA*00A* | TWE1804(3,W)B*A***00 | HRCU-A-CB, Split System: Heat | Heat Pump | 575 | 3 |  | False |  |  | True | Single-Speed | 188000 | 17407 | 10.8 | 10.4 | 11.6 |  | 178000 | 16302 | 3.2 | 3.2 | 117000 | 16726 | 2.05 | Federally-Regulated Commercial & Industrial Equipment | 09/23/2019 |  | 09/23/2019
Trane U.S. Inc. | AMERICAN STANDARD | TWA1804(3,4,W)DA*00A* | TWE1804(3,W)B*A***00 | HRCU-A-CB, Split System: Heat | Heat Pump | 460 | 3 |  | False |  |  | True | Single-Speed | 188000 | 17407 | 10.8 | 10.4 | 11.6 |  | 178000 | 16302 | 3.2 | 3.2 | 117000 | 16726 | 2.05 | Federally-Regulated Commercial & Industrial Equipment | 09/23/2019 |  | 09/23/2019
Trane U.S. Inc. | AMERICAN STANDARD | TWA1804(3,4,W)DA*00A* | TWE1804(3,W)B*A***00 | HRCU-A-CB, Split System: Heat | Heat Pump | 230 | 3 |  | False |  |  | True | Single-Speed | 188000 | 17407 | 10.8 | 10.4 | 11.6 |  | 178000 | 16302 | 3.2 | 3.2 | 117000 | 16726 | 2.05 | Federally-Regulated Commercial & Industrial Equipment | 09/23/2019 |  | 09/23/2019
Trane U.S. Inc. | AMERICAN STANDARD | TWA1804(3,4,W)DA*00A* | TWE1804(3,W)B*A***00 | HRCU-A-CB, Split System: Heat | Heat Pump | 208 | 3 |  | False |  |  | True | Single-Speed | 188000 | 17407 | 10.8 | 10.4 | 11.6 |  | 178000 | 16302 | 3.2 | 3.2 | 117000 | 16726 | 2.05 | Federally-Regulated Commercial & Industrial Equipment | 09/23/2019 |  | 09/23/2019
Trane U.S. Inc. | AMERICAN STANDARD | DHC074H(3,4)*(L,M,H,X,Y,Z)A***7 |  | HSP-A, Single-Package Heat Pum | Both Heat Pump and Electric Re | 460 | 3 | False |  |  |  | True | Multiple-Speed | 78000 | 6446 | 12.1 | 11 | 16 |  | 75000 | 6280 | 3.5 | 3.3 | 40000 | 5210 | 2.25 | Federally-Regulated Commercial & Industrial Equipment | 09/23/2019 |  | 09/23/2019
Trane U.S. Inc. | AMERICAN STANDARD | DHC074H(3,4)*(L,M,H,X,Y,Z)A***7 |  | HSP-A, Single-Package Heat Pum | Both Heat Pump and Electric Re | 230 | 3 | False |  |  |  | True | Multiple-Speed | 78000 | 6446 | 12.1 | 11 | 16 |  | 75000 | 6280 | 3.5 | 3.3 | 40000 | 5210 | 2.25 | Federally-Regulated Commercial & Industrial Equipment | 09/23/2019 |  | 09/23/2019
Trane U.S. Inc. | AMERICAN STANDARD | DHC074H(3,4)*(L,M,H,X,Y,Z)A***7 |  | HSP-A, Single-Package Heat Pum | Both Heat Pump and Electric Re | 208 | 3 | False |  |  |  | True | Multiple-Speed | 78000 | 6446 | 12.1 | 11 | 16 |  | 75000 | 6280 | 3.5 | 3.3 | 40000 | 5210 | 2.25 | Federally-Regulated Commercial & Industrial Equipment | 09/23/2019 |  | 09/23/2019
Trane U.S. Inc. | AMERICAN STANDARD | TWA1204(3,4,W)DA*00AR* | TWE1204(3,4,W)B*A***B0 | HRCU-A-CB, Split System: Heat | Heat Pump | 575 | 3 |  | False |  |  | True | Single-Speed | 118000 | 10535 | 11.2 | 10.8 | 13.3 |  | 112000 | 9946 | 3.3 | 3.3 | 71000 | 9248 | 2.25 | Federally-Regulated Commercial & Industrial Equipment | 09/23/2019 |  | 09/23/2019
Trane U.S. Inc. | AMERICAN STANDARD | TWA1204(3,4,W)DA*00AR* | TWE1204(3,4,W)B*A***B0 | HRCU-A-CB, Split System: Heat | Heat Pump | 460 | 3 |  | False |  |  | True | Single-Speed | 118000 | 10535 | 11.2 | 10.8 | 13.3 |  | 112000 | 9946 | 3.3 | 3.3 | 71000 | 9248 | 2.25 | Federally-Regulated Commercial & Industrial Equipment | 09/23/2019 |  | 09/23/2019
Trane U.S. Inc. | AMERICAN STANDARD | TWA1204(3,4,W)DA*00AR* | TWE1204(3,4,W)B*A***B0 | HRCU-A-CB, Split System: Heat | Heat Pump | 230 | 3 |  | False |  |  | True | Single-Speed | 118000 | 10535 | 11.2 | 10.8 | 13.3 |  | 112000 | 9946 | 3.3 | 3.3 | 71000 | 9248 | 2.25 | Federally-Regulated Commercial & Industrial Equipment | 09/23/2019 |  | 09/23/2019
Trane U.S. Inc. | AMERICAN STANDARD | TWA1204(3,4,W)DA*00AR* | TWE1204(3,4,W)B*A***B0 | HRCU-A-CB, Split System: Heat | Heat Pump | 208 | 3 |  | False |  |  | True | Single-Speed | 118000 | 10535 | 11.2 | 10.8 | 13.3 |  | 112000 | 9946 | 3.3 | 3.3 | 71000 | 9248 | 2.25 | Federally-Regulated Commercial & Industrial Equipment | 09/23/2019 |  | 09/23/2019
Trane U.S. Inc. | AMERICAN STANDARD | WSC102H(3,4,W)*(G,K,N)A***6 |  | HSP-A, Single-Package Heat Pum | Both Heat Pump and Electric Re | 575 | 3 | False |  |  |  | True | Dual-Speed | 100000 | 9090 | 11 | 11 | 13.4 |  | 89000 | 7671 | 3.4 | 3.3 | 48500 | 6768 | 2.1 | Federally-Regulated Commercial & Industrial Equipment | 09/23/2019 |  | 09/23/2019
Trane U.S. Inc. | AMERICAN STANDARD | WSC102H(3,4,W)*(G,K,N)A***6 |  | HSP-A, Single-Package Heat Pum | Both Heat Pump and Electric Re | 460 | 3 | False |  |  |  | True | Dual-Speed | 100000 | 9090 | 11 | 11 | 13.4 |  | 89000 | 7671 | 3.4 | 3.3 | 48500 | 6768 | 2.1 | Federally-Regulated Commercial & Industrial Equipment | 09/23/2019 |  | 09/23/2019
Trane U.S. Inc. | AMERICAN STANDARD | WSC102H(3,4,W)*(G,K,N)A***6 |  | HSP-A, Single-Package Heat Pum | Both Heat Pump and Electric Re | 230 | 3 | False |  |  |  | True | Dual-Speed | 100000 | 9090 | 11 | 11 | 13.4 |  | 89000 | 7671 | 3.4 | 3.3 | 48500 | 6768 | 2.1 | Federally-Regulated Commercial & Industrial Equipment | 09/23/2019 |  | 09/23/2019
Trane U.S. Inc. | AMERICAN STANDARD | WSC102H(3,4,W)*(G,K,N)A***6 |  | HSP-A, Single-Package Heat Pum | Both Heat Pump and Electric Re | 208 | 3 | False |  |  |  | True | Dual-Speed | 100000 | 9090 | 11 | 11 | 13.4 |  | 89000 | 7671 | 3.4 | 3.3 | 48500 | 6768 | 2.1 | Federally-Regulated Commercial & Industrial Equipment | 09/23/2019 |  | 09/23/2019
Trane U.S. Inc. | AMERICAN STANDARD | WSC120H(3,4,W)*0A***6 |  | HSP-A, Single-Package Heat Pum | Heat Pump | 575 | 3 | False |  |  |  | True | Dual-Speed | 115000 | 10454 | 11 | 10.8 | 13.4 |  | 106000 | 9137 | 3.4 | 3.3 | 58500 | 7619 | 2.25 | Federally-Regulated Commercial & Industrial Equipment | 09/23/2019 |  | 09/23/2019
Trane U.S. Inc. | AMERICAN STANDARD | WSC120H(3,4,W)*0A***6 |  | HSP-A, Single-Package Heat Pum | Heat Pump | 460 | 3 | False |  |  |  | True | Dual-Speed | 115000 | 10454 | 11 | 10.8 | 13.4 |  | 106000 | 9137 | 3.4 | 3.3 | 58500 | 7619 | 2.25 | Federally-Regulated Commercial & Industrial Equipment | 09/23/2019 |  | 09/23/2019
Trane U.S. Inc. | AMERICAN STANDARD | WSC120H(3,4,W)*0A***6 |  | HSP-A, Single-Package Heat Pum | Heat Pump | 230 | 3 | False |  |  |  | True | Dual-Speed | 115000 | 10454 | 11 | 10.8 | 13.4 |  | 106000 | 9137 | 3.4 | 3.3 | 58500 | 7619 | 2.25 | Federally-Regulated Commercial & Industrial Equipment | 09/23/2019 |  | 09/23/2019
Trane U.S. Inc. | AMERICAN STANDARD | WSC120H(3,4,W)*0A***6 |  | HSP-A, Single-Package Heat Pum | Heat Pump | 208 | 3 | False |  |  |  | True | Dual-Speed | 115000 | 10454 | 11 | 10.8 | 13.4 |  | 106000 | 9137 | 3.4 | 3.3 | 58500 | 7619 | 2.25 | Federally-Regulated Commercial & Industrial Equipment | 09/23/2019 |  | 09/23/2019
Trane U.S. Inc. | AMERICAN STANDARD | WSC072H(3,4,W)*0A |  | HSP-A, Single-Package Heat Pum | Heat Pump | 575 | 3 | False |  |  |  | True | Single-Speed | 75000 | 6578 | 11.4 | 10.8 | 13 |  | 71000 | 5945 | 3.5 | 3.3 | 39000 | 4969 | 2.3 | Federally-Regulated Commercial & Industrial Equipment | 09/23/2019 |  | 09/23/2019
Trane U.S. Inc. | AMERICAN STANDARD | WSC072H(3,4,W)*0A |  | HSP-A, Single-Package Heat Pum | Heat Pump | 460 | 3 | False |  |  |  | True | Single-Speed | 75000 | 6578 | 11.4 | 10.8 | 13 |  | 71000 | 5945 | 3.5 | 3.3 | 39000 | 4969 | 2.3 | Federally-Regulated Commercial & Industrial Equipment | 09/23/2019 |  | 09/23/2019
Trane U.S. Inc. | AMERICAN STANDARD | WSC072H(3,4,W)*0A |  | HSP-A, Single-Package Heat Pum | Heat Pump | 230 | 3 | False |  |  |  | True | Single-Speed | 75000 | 6578 | 11.4 | 10.8 | 13 |  | 71000 | 5945 | 3.5 | 3.3 | 39000 | 4969 | 2.3 | Federally-Regulated Commercial & Industrial Equipment | 09/23/2019 |  | 09/23/2019
Trane U.S. Inc. | AMERICAN STANDARD | WSC072H(3,4,W)*0A |  | HSP-A, Single-Package Heat Pum | Heat Pump | 208 | 3 | False |  |  |  | True | Single-Speed | 75000 | 6578 | 11.4 | 10.8 | 13 |  | 71000 | 5945 | 3.5 | 3.3 | 39000 | 4969 | 2.3 | Federally-Regulated Commercial & Industrial Equipment | 09/23/2019 |  | 09/23/2019
Trane U.S. Inc. | AMERICAN STANDARD | WS(D,H)150E(3,4,W)R0****6 |  | HSP-A, Single-Package Heat Pum | Heat Pump | 575 | 3 | False |  |  |  | False | Single-Speed | 146000 | 13773 | 10.6 | 10.4 | 13.5 |  | 136000 | 12455 | 3.2 | 3.2 | 75000 | 10466 | 2.1 | Federally-Regulated Commercial & Industrial Equipment | 09/23/2019 |  | 09/23/2019
Trane U.S. Inc. | AMERICAN STANDARD | WS(D,H)150E(3,4,W)R0****6 |  | HSP-A, Single-Package Heat Pum | Heat Pump | 460 | 3 | False |  |  |  | False | Single-Speed | 146000 | 13773 | 10.6 | 10.4 | 13.5 |  | 136000 | 12455 | 3.2 | 3.2 | 75000 | 10466 | 2.1 | Federally-Regulated Commercial & Industrial Equipment | 09/23/2019 |  | 09/23/2019
Trane U.S. Inc. | AMERICAN STANDARD | WS(D,H)150E(3,4,W)R0****6 |  | HSP-A, Single-Package Heat Pum | Heat Pump | 230 | 3 | False |  |  |  | False | Single-Speed | 146000 | 13773 | 10.6 | 10.4 | 13.5 |  | 136000 | 12455 | 3.2 | 3.2 | 75000 | 10466 | 2.1 | Federally-Regulated Commercial & Industrial Equipment | 09/23/2019 |  | 09/23/2019
Trane U.S. Inc. | AMERICAN STANDARD | WS(D,H)150E(3,4,W)R0****6 |  | HSP-A, Single-Package Heat Pum | Heat Pump | 208 | 3 | False |  |  |  | False | Single-Speed | 146000 | 13773 | 10.6 | 10.4 | 13.5 |  | 136000 | 12455 | 3.2 | 3.2 | 75000 | 10466 | 2.1 | Federally-Regulated Commercial & Industrial Equipment | 09/23/2019 |  | 09/23/2019
Trane U.S. Inc. | AMERICAN STANDARD | WSC120H(3,4,W)*(G,K,N,P)A |  | HSP-A, Single-Package Heat Pum | Both Heat Pump and Electric Re | 575 | 3 | False |  |  |  | True | Dual-Speed | 115000 | 10454 | 11 | 11 | 12.2 |  | 106000 | 9137 | 3.4 | 3.3 | 58500 | 7619 | 2.25 | Federally-Regulated Commercial & Industrial Equipment | 09/23/2019 |  | 09/23/2019
Trane U.S. Inc. | AMERICAN STANDARD | WSC120H(3,4,W)*(G,K,N,P)A |  | HSP-A, Single-Package Heat Pum | Both Heat Pump and Electric Re | 460 | 3 | False |  |  |  | True | Dual-Speed | 115000 | 10454 | 11 | 11 | 12.2 |  | 106000 | 9137 | 3.4 | 3.3 | 58500 | 7619 | 2.25 | Federally-Regulated Commercial & Industrial Equipment | 09/23/2019 |  | 09/23/2019
Trane U.S. Inc. | AMERICAN STANDARD | WSC120H(3,4,W)*(G,K,N,P)A |  | HSP-A, Single-Package Heat Pum | Both Heat Pump and Electric Re | 230 | 3 | False |  |  |  | True | Dual-Speed | 115000 | 10454 | 11 | 11 | 12.2 |  | 106000 | 9137 | 3.4 | 3.3 | 58500 | 7619 | 2.25 | Federally-Regulated Commercial & Industrial Equipment | 09/23/2019 |  | 09/23/2019
Trane U.S. Inc. | AMERICAN STANDARD | WSC120H(3,4,W)*(G,K,N,P)A |  | HSP-A, Single-Package Heat Pum | Both Heat Pump and Electric Re | 208 | 3 | False |  |  |  | True | Dual-Speed | 115000 | 10454 | 11 | 11 | 12.2 |  | 106000 | 9137 | 3.4 | 3.3 | 58500 | 7619 | 2.25 | Federally-Regulated Commercial & Industrial Equipment | 09/23/2019 |  | 09/23/2019
Trane U.S. Inc. | AMERICAN STANDARD | WS(D,H)240E(3,4,W)R(G,N,P,R)****7 |  | HSP-A, Single-Package Heat Pum | Both Heat Pump and Electric Re | 575 | 3 | False |  |  |  | False | Single-Speed | 240000 | 24742 | 9.7 | 9.5 | 12 |  | 210000 | 19233 | 3.2 | 3.2 | 120000 | 16747 | 2.1 | Federally-Regulated Commercial & Industrial Equipment | 09/23/2019 |  | 09/23/2019
Trane U.S. Inc. | AMERICAN STANDARD | WS(D,H)240E(3,4,W)R(G,N,P,R)****7 |  | HSP-A, Single-Package Heat Pum | Both Heat Pump and Electric Re | 460 | 3 | False |  |  |  | False | Single-Speed | 240000 | 24742 | 9.7 | 9.5 | 12 |  | 210000 | 19233 | 3.2 | 3.2 | 120000 | 16747 | 2.1 | Federally-Regulated Commercial & Industrial Equipment | 09/23/2019 |  | 09/23/2019
Trane U.S. Inc. | AMERICAN STANDARD | WS(D,H)240E(3,4,W)R(G,N,P,R)****7 |  | HSP-A, Single-Package Heat Pum | Both Heat Pump and Electric Re | 230 | 3 | False |  |  |  | False | Single-Speed | 240000 | 24742 | 9.7 | 9.5 | 12 |  | 210000 | 19233 | 3.2 | 3.2 | 120000 | 16747 | 2.1 | Federally-Regulated Commercial & Industrial Equipment | 09/23/2019 |  | 09/23/2019
Trane U.S. Inc. | AMERICAN STANDARD | WS(D,H)240E(3,4,W)R(G,N,P,R)****7 |  | HSP-A, Single-Package Heat Pum | Both Heat Pump and Electric Re | 208 | 3 | False |  |  |  | False | Single-Speed | 240000 | 24742 | 9.7 | 9.5 | 12 |  | 210000 | 19233 | 3.2 | 3.2 | 120000 | 16747 | 2.1 | Federally-Regulated Commercial & Industrial Equipment | 09/23/2019 |  | 09/23/2019
Trane U.S. Inc. | AMERICAN STANDARD | DHC092H(3,4)*(L,M,H,X,Y,Z)A***7 |  | HSP-A, Single-Package Heat Pum | Both Heat Pump and Electric Re | 460 | 3 | False |  |  |  | True | Multiple-Speed | 95000 | 8050 | 11.8 | 11 | 16 |  | 87000 | 7284 | 3.5 | 3.3 | 49000 | 6382 | 2.25 | Federally-Regulated Commercial & Industrial Equipment | 09/23/2019 |  | 09/23/2019
Trane U.S. Inc. | AMERICAN STANDARD | DHC092H(3,4)*(L,M,H,X,Y,Z)A***7 |  | HSP-A, Single-Package Heat Pum | Both Heat Pump and Electric Re | 230 | 3 | False |  |  |  | True | Multiple-Speed | 95000 | 8050 | 11.8 | 11 | 16 |  | 87000 | 7284 | 3.5 | 3.3 | 49000 | 6382 | 2.25 | Federally-Regulated Commercial & Industrial Equipment | 09/23/2019 |  | 09/23/2019
Trane U.S. Inc. | AMERICAN STANDARD | DHC092H(3,4)*(L,M,H,X,Y,Z)A***7 |  | HSP-A, Single-Package Heat Pum | Both Heat Pump and Electric Re | 208 | 3 | False |  |  |  | True | Multiple-Speed | 95000 | 8050 | 11.8 | 11 | 16 |  | 87000 | 7284 | 3.5 | 3.3 | 49000 | 6382 | 2.25 | Federally-Regulated Commercial & Industrial Equipment | 09/23/2019 |  | 09/23/2019
Trane U.S. Inc. | AMERICAN STANDARD | DHC092H(3,4)*(L,M,H,X,Y,Z)A |  | HSP-A, Single-Package Heat Pum | Both Heat Pump and Electric Re | 460 | 3 | False |  |  |  | True | Multiple-Speed | 95000 | 8050 | 11.8 | 11 | 15.5 |  | 87000 | 7284 | 3.5 | 3.3 | 49000 | 6382 | 2.25 | Federally-Regulated Commercial & Industrial Equipment | 09/23/2019 |  | 09/23/2019
Trane U.S. Inc. | AMERICAN STANDARD | DHC092H(3,4)*(L,M,H,X,Y,Z)A |  | HSP-A, Single-Package Heat Pum | Both Heat Pump and Electric Re | 230 | 3 | False |  |  |  | True | Multiple-Speed | 95000 | 8050 | 11.8 | 11 | 15.5 |  | 87000 | 7284 | 3.5 | 3.3 | 49000 | 6382 | 2.25 | Federally-Regulated Commercial & Industrial Equipment | 09/23/2019 |  | 09/23/2019
Trane U.S. Inc. | AMERICAN STANDARD | DHC092H(3,4)*(L,M,H,X,Y,Z)A |  | HSP-A, Single-Package Heat Pum | Both Heat Pump and Electric Re | 208 | 3 | False |  |  |  | True | Multiple-Speed | 95000 | 8050 | 11.8 | 11 | 15.5 |  | 87000 | 7284 | 3.5 | 3.3 | 49000 | 6382 | 2.25 | Federally-Regulated Commercial & Industrial Equipment | 09/23/2019 |  | 09/23/2019
Trane U.S. Inc. | AMERICAN STANDARD | WSC092H(3,4,W)*0A***7 |  | HSP-A, Single-Package Heat Pum | Heat Pump | 575 | 3 | False |  |  |  | True | Dual-Speed | 93000 | 8230 | 11.3 | 10.8 | 12.9 |  | 87000 | 7499 | 3.4 | 3.3 | 48000 | 6252 | 2.25 | Federally-Regulated Commercial & Industrial Equipment | 09/23/2019 |  | 09/23/2019
Trane U.S. Inc. | AMERICAN STANDARD | WSC092H(3,4,W)*0A***7 |  | HSP-A, Single-Package Heat Pum | Heat Pump | 460 | 3 | False |  |  |  | True | Dual-Speed | 93000 | 8230 | 11.3 | 10.8 | 12.9 |  | 87000 | 7499 | 3.4 | 3.3 | 48000 | 6252 | 2.25 | Federally-Regulated Commercial & Industrial Equipment | 09/23/2019 |  | 09/23/2019
Trane U.S. Inc. | AMERICAN STANDARD | WSC092H(3,4,W)*0A***7 |  | HSP-A, Single-Package Heat Pum | Heat Pump | 230 | 3 | False |  |  |  | True | Dual-Speed | 93000 | 8230 | 11.3 | 10.8 | 12.9 |  | 87000 | 7499 | 3.4 | 3.3 | 48000 | 6252 | 2.25 | Federally-Regulated Commercial & Industrial Equipment | 09/23/2019 |  | 09/23/2019
Trane U.S. Inc. | AMERICAN STANDARD | WSC092H(3,4,W)*0A***7 |  | HSP-A, Single-Package Heat Pum | Heat Pump | 208 | 3 | False |  |  |  | True | Dual-Speed | 93000 | 8230 | 11.3 | 10.8 | 12.9 |  | 87000 | 7499 | 3.4 | 3.3 | 48000 | 6252 | 2.25 | Federally-Regulated Commercial & Industrial Equipment | 09/23/2019 |  | 09/23/2019
Trane U.S. Inc. | AMERICAN STANDARD | TWA2404(3,4)DA*00AR* | TWE2404(3,4)B*A***B0 | HRCU-A-CB, Split System: Heat | Heat Pump | 460 | 3 |  | False |  |  | True | Single-Speed | 248000 | 24800 | 10 | 9.3 | 11.7 |  | 238000 | 21797 | 3.2 | 3.2 | 148000 | 21158 | 2.05 | Federally-Regulated Commercial & Industrial Equipment | 09/23/2019 |  | 09/23/2019
Trane U.S. Inc. | AMERICAN STANDARD | TWA2404(3,4)DA*00AR* | TWE2404(3,4)B*A***B0 | HRCU-A-CB, Split System: Heat | Heat Pump | 230 | 3 |  | False |  |  | True | Single-Speed | 248000 | 24800 | 10 | 9.3 | 11.7 |  | 238000 | 21797 | 3.2 | 3.2 | 148000 | 21158 | 2.05 | Federally-Regulated Commercial & Industrial Equipment | 09/23/2019 |  | 09/23/2019
Trane U.S. Inc. | AMERICAN STANDARD | TWA2404(3,4)DA*00AR* | TWE2404(3,4)B*A***B0 | HRCU-A-CB, Split System: Heat | Heat Pump | 208 | 3 |  | False |  |  | True | Single-Speed | 248000 | 24800 | 10 | 9.3 | 11.7 |  | 238000 | 21797 | 3.2 | 3.2 | 148000 | 21158 | 2.05 | Federally-Regulated Commercial & Industrial Equipment | 09/23/2019 |  | 09/23/2019
Trane U.S. Inc. | AMERICAN STANDARD | TWA1204(3,4)DA*00A* | TWE12041B*A***00 | HRCU-A-CB, Split System: Heat | Heat Pump | 460 | 3 |  | False |  |  | True | Single-Speed | 118000 | 10535 | 11.2 | 10.8 | 12.2 |  | 112000 | 9946 | 3.3 | 3.3 | 71000 | 9248 | 2.25 | Federally-Regulated Commercial & Industrial Equipment | 09/23/2019 |  | 09/23/2019
Trane U.S. Inc. | AMERICAN STANDARD | TWA1204(3,4)DA*00A* | TWE12041B*A***00 | HRCU-A-CB, Split System: Heat | Heat Pump | 230 | 3 |  | False |  |  | True | Single-Speed | 118000 | 10535 | 11.2 | 10.8 | 12.2 |  | 112000 | 9946 | 3.3 | 3.3 | 71000 | 9248 | 2.25 | Federally-Regulated Commercial & Industrial Equipment | 09/23/2019 |  | 09/23/2019
Trane U.S. Inc. | AMERICAN STANDARD | TWA1204(3,4)DA*00A* | TWE12041B*A***00 | HRCU-A-CB, Split System: Heat | Heat Pump | 208 | 3 |  | False |  |  | True | Single-Speed | 118000 | 10535 | 11.2 | 10.8 | 12.2 |  | 112000 | 9946 | 3.3 | 3.3 | 71000 | 9248 | 2.25 | Federally-Regulated Commercial & Industrial Equipment | 09/23/2019 |  | 09/23/2019
Trane U.S. Inc. | AMERICAN STANDARD | WS(D,H)150E(3,4,W)R0****7 |  | HSP-A, Single-Package Heat Pum | Heat Pump | 575 | 3 | False |  |  |  | False | Single-Speed | 146000 | 13773 | 10.6 | 10.4 | 13.5 |  | 136000 | 12455 | 3.2 | 3.2 | 75000 | 10466 | 2.1 | Federally-Regulated Commercial & Industrial Equipment | 09/23/2019 |  | 09/23/2019
Trane U.S. Inc. | AMERICAN STANDARD | WS(D,H)150E(3,4,W)R0****7 |  | HSP-A, Single-Package Heat Pum | Heat Pump | 460 | 3 | False |  |  |  | False | Single-Speed | 146000 | 13773 | 10.6 | 10.4 | 13.5 |  | 136000 | 12455 | 3.2 | 3.2 | 75000 | 10466 | 2.1 | Federally-Regulated Commercial & Industrial Equipment | 09/23/2019 |  | 09/23/2019
Trane U.S. Inc. | AMERICAN STANDARD | WS(D,H)150E(3,4,W)R0****7 |  | HSP-A, Single-Package Heat Pum | Heat Pump | 230 | 3 | False |  |  |  | False | Single-Speed | 146000 | 13773 | 10.6 | 10.4 | 13.5 |  | 136000 | 12455 | 3.2 | 3.2 | 75000 | 10466 | 2.1 | Federally-Regulated Commercial & Industrial Equipment | 09/23/2019 |  | 09/23/2019
Trane U.S. Inc. | AMERICAN STANDARD | WS(D,H)150E(3,4,W)R0****7 |  | HSP-A, Single-Package Heat Pum | Heat Pump | 208 | 3 | False |  |  |  | False | Single-Speed | 146000 | 13773 | 10.6 | 10.4 | 13.5 |  | 136000 | 12455 | 3.2 | 3.2 | 75000 | 10466 | 2.1 | Federally-Regulated Commercial & Industrial Equipment | 09/23/2019 |  | 09/23/2019
Trane U.S. Inc. | AMERICAN STANDARD | WHC102H(3,4)*0A***7 |  | HSP-A, Single-Package Heat Pum | Heat Pump | 460 | 3 | False |  |  |  | True | Multiple-Speed | 104000 | 8666 | 12 | 10.8 | 16 |  | 93000 | 7508 | 3.63 | 3.3 | 57000 | 7424 | 2.25 | Federally-Regulated Commercial & Industrial Equipment | 09/23/2019 |  | 09/23/2019
Trane U.S. Inc. | AMERICAN STANDARD | WHC102H(3,4)*0A***7 |  | HSP-A, Single-Package Heat Pum | Heat Pump | 230 | 3 | False |  |  |  | True | Multiple-Speed | 104000 | 8666 | 12 | 10.8 | 16 |  | 93000 | 7508 | 3.63 | 3.3 | 57000 | 7424 | 2.25 | Federally-Regulated Commercial & Industrial Equipment | 09/23/2019 |  | 09/23/2019
Trane U.S. Inc. | AMERICAN STANDARD | WHC102H(3,4)*0A***7 |  | HSP-A, Single-Package Heat Pum | Heat Pump | 208 | 3 | False |  |  |  | True | Multiple-Speed | 104000 | 8666 | 12 | 10.8 | 16 |  | 93000 | 7508 | 3.63 | 3.3 | 57000 | 7424 | 2.25 | Federally-Regulated Commercial & Industrial Equipment | 09/23/2019 |  | 09/23/2019
Trane U.S. Inc. | AMERICAN STANDARD | WS(D,H)240E(3,4,W)R0****0 |  | HSP-A, Single-Package Heat Pum | Heat Pump | 575 | 3 | False |  |  |  | False | Single-Speed | 240000 | 24742 | 9.7 | 9.3 | 11.5 |  | 210000 | 19233 | 3.2 | 3.2 | 120000 | 16747 | 2.1 | Federally-Regulated Commercial & Industrial Equipment | 09/23/2019 |  | 09/23/2019
Trane U.S. Inc. | AMERICAN STANDARD | WS(D,H)240E(3,4,W)R0****0 |  | HSP-A, Single-Package Heat Pum | Heat Pump | 460 | 3 | False |  |  |  | False | Single-Speed | 240000 | 24742 | 9.7 | 9.3 | 11.5 |  | 210000 | 19233 | 3.2 | 3.2 | 120000 | 16747 | 2.1 | Federally-Regulated Commercial & Industrial Equipment | 09/23/2019 |  | 09/23/2019
Trane U.S. Inc. | AMERICAN STANDARD | WS(D,H)240E(3,4,W)R0****0 |  | HSP-A, Single-Package Heat Pum | Heat Pump | 230 | 3 | False |  |  |  | False | Single-Speed | 240000 | 24742 | 9.7 | 9.3 | 11.5 |  | 210000 | 19233 | 3.2 | 3.2 | 120000 | 16747 | 2.1 | Federally-Regulated Commercial & Industrial Equipment | 09/23/2019 |  | 09/23/2019
Trane U.S. Inc. | AMERICAN STANDARD | WS(D,H)240E(3,4,W)R0****0 |  | HSP-A, Single-Package Heat Pum | Heat Pump | 208 | 3 | False |  |  |  | False | Single-Speed | 240000 | 24742 | 9.7 | 9.3 | 11.5 |  | 210000 | 19233 | 3.2 | 3.2 | 120000 | 16747 | 2.1 | Federally-Regulated Commercial & Industrial Equipment | 09/23/2019 |  | 09/23/2019
Trane U.S. Inc. | AMERICAN STANDARD | WHC074H(3,4)*(C,G,K,N)A***6 |  | HSP-A, Single-Package Heat Pum | Both Heat Pump and Electric Re | 460 | 3 | False |  |  |  | True | Multiple-Speed | 78000 | 6446 | 12.1 | 11 | 16.5 |  | 75000 | 6280 | 3.5 | 3.3 | 40000 | 5210 | 2.25 | Federally-Regulated Commercial & Industrial Equipment | 09/23/2019 |  | 09/23/2019
Trane U.S. Inc. | AMERICAN STANDARD | WHC074H(3,4)*(C,G,K,N)A***6 |  | HSP-A, Single-Package Heat Pum | Both Heat Pump and Electric Re | 230 | 3 | False |  |  |  | True | Multiple-Speed | 78000 | 6446 | 12.1 | 11 | 16.5 |  | 75000 | 6280 | 3.5 | 3.3 | 40000 | 5210 | 2.25 | Federally-Regulated Commercial & Industrial Equipment | 09/23/2019 |  | 09/23/2019
Trane U.S. Inc. | AMERICAN STANDARD | WHC074H(3,4)*(C,G,K,N)A***6 |  | HSP-A, Single-Package Heat Pum | Both Heat Pump and Electric Re | 208 | 3 | False |  |  |  | True | Multiple-Speed | 78000 | 6446 | 12.1 | 11 | 16.5 |  | 75000 | 6280 | 3.5 | 3.3 | 40000 | 5210 | 2.25 | Federally-Regulated Commercial & Industrial Equipment | 09/23/2019 |  | 09/23/2019
Trane U.S. Inc. | AMERICAN STANDARD | WHC074H(3,4)*(C,G,K,N)A***7 |  | HSP-A, Single-Package Heat Pum | Both Heat Pump and Electric Re | 460 | 3 | False |  |  |  | True | Multiple-Speed | 78000 | 6446 | 12.1 | 11 | 16 |  | 75000 | 6280 | 3.5 | 3.3 | 40000 | 5210 | 2.25 | Federally-Regulated Commercial & Industrial Equipment | 09/23/2019 |  | 09/23/2019
Trane U.S. Inc. | AMERICAN STANDARD | WHC074H(3,4)*(C,G,K,N)A***7 |  | HSP-A, Single-Package Heat Pum | Both Heat Pump and Electric Re | 230 | 3 | False |  |  |  | True | Multiple-Speed | 78000 | 6446 | 12.1 | 11 | 16 |  | 75000 | 6280 | 3.5 | 3.3 | 40000 | 5210 | 2.25 | Federally-Regulated Commercial & Industrial Equipment | 09/23/2019 |  | 09/23/2019
Trane U.S. Inc. | AMERICAN STANDARD | WHC074H(3,4)*(C,G,K,N)A***7 |  | HSP-A, Single-Package Heat Pum | Both Heat Pump and Electric Re | 208 | 3 | False |  |  |  | True | Multiple-Speed | 78000 | 6446 | 12.1 | 11 | 16 |  | 75000 | 6280 | 3.5 | 3.3 | 40000 | 5210 | 2.25 | Federally-Regulated Commercial & Industrial Equipment | 09/23/2019 |  | 09/23/2019
Trane U.S. Inc. | AMERICAN STANDARD | DHC120H(3,4)*(L,M,H,X,Y,Z)A***7 |  | HSP-A, Single-Package Heat Pum | Both Heat Pump and Electric Re | 460 | 3 | False |  |  |  | True | Multiple-Speed | 121000 | 10521 | 11.5 | 11 | 16 |  | 118000 | 9526 | 3.63 | 3.3 | 61000 | 7945 | 2.25 | Federally-Regulated Commercial & Industrial Equipment | 09/23/2019 |  | 09/23/2019
Trane U.S. Inc. | AMERICAN STANDARD | DHC120H(3,4)*(L,M,H,X,Y,Z)A***7 |  | HSP-A, Single-Package Heat Pum | Both Heat Pump and Electric Re | 230 | 3 | False |  |  |  | True | Multiple-Speed | 121000 | 10521 | 11.5 | 11 | 16 |  | 118000 | 9526 | 3.63 | 3.3 | 61000 | 7945 | 2.25 | Federally-Regulated Commercial & Industrial Equipment | 09/23/2019 |  | 09/23/2019
Trane U.S. Inc. | AMERICAN STANDARD | DHC120H(3,4)*(L,M,H,X,Y,Z)A***7 |  | HSP-A, Single-Package Heat Pum | Both Heat Pump and Electric Re | 208 | 3 | False |  |  |  | True | Multiple-Speed | 121000 | 10521 | 11.5 | 11 | 16 |  | 118000 | 9526 | 3.63 | 3.3 | 61000 | 7945 | 2.25 | Federally-Regulated Commercial & Industrial Equipment | 09/23/2019 |  | 09/23/2019
Trane U.S. Inc. | AMERICAN STANDARD | WHC120H(3,4)*0A***7 |  | HSP-A, Single-Package Heat Pum | Heat Pump | 460 | 3 | False |  |  |  | True | Multiple-Speed | 121000 | 10521 | 11.5 | 10.8 | 16 |  | 118000 | 9526 | 3.63 | 3.3 | 61000 | 7945 | 2.25 | Federally-Regulated Commercial & Industrial Equipment | 09/23/2019 |  | 09/23/2019
Trane U.S. Inc. | AMERICAN STANDARD | WHC120H(3,4)*0A***7 |  | HSP-A, Single-Package Heat Pum | Heat Pump | 230 | 3 | False |  |  |  | True | Multiple-Speed | 121000 | 10521 | 11.5 | 10.8 | 16 |  | 118000 | 9526 | 3.63 | 3.3 | 61000 | 7945 | 2.25 | Federally-Regulated Commercial & Industrial Equipment | 09/23/2019 |  | 09/23/2019
Trane U.S. Inc. | AMERICAN STANDARD | WHC120H(3,4)*0A***7 |  | HSP-A, Single-Package Heat Pum | Heat Pump | 208 | 3 | False |  |  |  | True | Multiple-Speed | 121000 | 10521 | 11.5 | 10.8 | 16 |  | 118000 | 9526 | 3.63 | 3.3 | 61000 | 7945 | 2.25 | Federally-Regulated Commercial & Industrial Equipment | 09/23/2019 |  | 09/23/2019
Trane U.S. Inc. | AMERICAN STANDARD | TWA0724(3,4,W)DA*00AR* | TWE0724(3,4,W)B*A***B0 | HRCU-A-CB, Split System: Heat | Heat Pump | 575 | 3 |  | False |  |  | True | Single-Speed | 77000 | 6875 | 11.2 | 10.8 | 13.3 |  | 64000 | 5683 | 3.3 | 3.3 | 38000 | 4949 | 2.25 | Federally-Regulated Commercial & Industrial Equipment | 09/23/2019 |  | 09/23/2019
Trane U.S. Inc. | AMERICAN STANDARD | TWA0724(3,4,W)DA*00AR* | TWE0724(3,4,W)B*A***B0 | HRCU-A-CB, Split System: Heat | Heat Pump | 460 | 3 |  | False |  |  | True | Single-Speed | 77000 | 6875 | 11.2 | 10.8 | 13.3 |  | 64000 | 5683 | 3.3 | 3.3 | 38000 | 4949 | 2.25 | Federally-Regulated Commercial & Industrial Equipment | 09/23/2019 |  | 09/23/2019
Trane U.S. Inc. | AMERICAN STANDARD | TWA0724(3,4,W)DA*00AR* | TWE0724(3,4,W)B*A***B0 | HRCU-A-CB, Split System: Heat | Heat Pump | 230 | 3 |  | False |  |  | True | Single-Speed | 77000 | 6875 | 11.2 | 10.8 | 13.3 |  | 64000 | 5683 | 3.3 | 3.3 | 38000 | 4949 | 2.25 | Federally-Regulated Commercial & Industrial Equipment | 09/23/2019 |  | 09/23/2019
Trane U.S. Inc. | AMERICAN STANDARD | TWA0724(3,4,W)DA*00AR* | TWE0724(3,4,W)B*A***B0 | HRCU-A-CB, Split System: Heat | Heat Pump | 208 | 3 |  | False |  |  | True | Single-Speed | 77000 | 6875 | 11.2 | 10.8 | 13.3 |  | 64000 | 5683 | 3.3 | 3.3 | 38000 | 4949 | 2.25 | Federally-Regulated Commercial & Industrial Equipment | 09/23/2019 |  | 09/23/2019
Trane U.S. Inc. | AMERICAN STANDARD | TWA0724(3,4,W)AA*00A* | TWE0904(3,W)A*A***00 | HRCU-A-CB, Split System: Heat | Heat Pump | 575 | 3 |  | False |  |  | True | Single-Speed | 80000 | 7079 | 11.3 | 10.8 | 12.4 |  | 72000 | 6394 | 3.3 | 3.3 | 46000 | 5991 | 2.25 | Federally-Regulated Commercial & Industrial Equipment | 09/23/2019 |  | 09/23/2019
Trane U.S. Inc. | AMERICAN STANDARD | TWA0724(3,4,W)AA*00A* | TWE0904(3,W)A*A***00 | HRCU-A-CB, Split System: Heat | Heat Pump | 460 | 3 |  | False |  |  | True | Single-Speed | 80000 | 7079 | 11.3 | 10.8 | 12.4 |  | 72000 | 6394 | 3.3 | 3.3 | 46000 | 5991 | 2.25 | Federally-Regulated Commercial & Industrial Equipment | 09/23/2019 |  | 09/23/2019
Trane U.S. Inc. | AMERICAN STANDARD | TWA0724(3,4,W)AA*00A* | TWE0904(3,W)A*A***00 | HRCU-A-CB, Split System: Heat | Heat Pump | 230 | 3 |  | False |  |  | True | Single-Speed | 80000 | 7079 | 11.3 | 10.8 | 12.4 |  | 72000 | 6394 | 3.3 | 3.3 | 46000 | 5991 | 2.25 | Federally-Regulated Commercial & Industrial Equipment | 09/23/2019 |  | 09/23/2019
Trane U.S. Inc. | AMERICAN STANDARD | TWA0724(3,4,W)AA*00A* | TWE0904(3,W)A*A***00 | HRCU-A-CB, Split System: Heat | Heat Pump | 208 | 3 |  | False |  |  | True | Single-Speed | 80000 | 7079 | 11.3 | 10.8 | 12.4 |  | 72000 | 6394 | 3.3 | 3.3 | 46000 | 5991 | 2.25 | Federally-Regulated Commercial & Industrial Equipment | 09/23/2019 |  | 09/23/2019
Trane U.S. Inc. | AMERICAN STANDARD | WHC092H(3,4)*(C,G,K,N)A |  | HSP-A, Single-Package Heat Pum | Both Heat Pump and Electric Re | 460 | 3 | False |  |  |  | True | Multiple-Speed | 95000 | 8050 | 11.8 | 11 | 15.5 |  | 87000 | 7284 | 3.5 | 3.3 | 49000 | 6382 | 2.25 | Federally-Regulated Commercial & Industrial Equipment | 09/23/2019 |  | 09/23/2019
Trane U.S. Inc. | AMERICAN STANDARD | WHC092H(3,4)*(C,G,K,N)A |  | HSP-A, Single-Package Heat Pum | Both Heat Pump and Electric Re | 230 | 3 | False |  |  |  | True | Multiple-Speed | 95000 | 8050 | 11.8 | 11 | 15.5 |  | 87000 | 7284 | 3.5 | 3.3 | 49000 | 6382 | 2.25 | Federally-Regulated Commercial & Industrial Equipment | 09/23/2019 |  | 09/23/2019
Trane U.S. Inc. | AMERICAN STANDARD | WHC092H(3,4)*(C,G,K,N)A |  | HSP-A, Single-Package Heat Pum | Both Heat Pump and Electric Re | 208 | 3 | False |  |  |  | True | Multiple-Speed | 95000 | 8050 | 11.8 | 11 | 15.5 |  | 87000 | 7284 | 3.5 | 3.3 | 49000 | 6382 | 2.25 | Federally-Regulated Commercial & Industrial Equipment | 09/23/2019 |  | 09/23/2019
Trane U.S. Inc. | AMERICAN STANDARD | WSC092H(3,4,W)*0A***6 |  | HSP-A, Single-Package Heat Pum | Heat Pump | 575 | 3 | False |  |  |  | True | Dual-Speed | 93000 | 8230 | 11.3 | 10.8 | 13.4 |  | 87000 | 7499 | 3.4 | 3.3 | 48000 | 6252 | 2.25 | Federally-Regulated Commercial & Industrial Equipment | 09/23/2019 |  | 09/23/2019
Trane U.S. Inc. | AMERICAN STANDARD | WSC092H(3,4,W)*0A***6 |  | HSP-A, Single-Package Heat Pum | Heat Pump | 460 | 3 | False |  |  |  | True | Dual-Speed | 93000 | 8230 | 11.3 | 10.8 | 13.4 |  | 87000 | 7499 | 3.4 | 3.3 | 48000 | 6252 | 2.25 | Federally-Regulated Commercial & Industrial Equipment | 09/23/2019 |  | 09/23/2019
Trane U.S. Inc. | AMERICAN STANDARD | WSC092H(3,4,W)*0A***6 |  | HSP-A, Single-Package Heat Pum | Heat Pump | 230 | 3 | False |  |  |  | True | Dual-Speed | 93000 | 8230 | 11.3 | 10.8 | 13.4 |  | 87000 | 7499 | 3.4 | 3.3 | 48000 | 6252 | 2.25 | Federally-Regulated Commercial & Industrial Equipment | 09/23/2019 |  | 09/23/2019
Trane U.S. Inc. | AMERICAN STANDARD | WSC092H(3,4,W)*0A***6 |  | HSP-A, Single-Package Heat Pum | Heat Pump | 208 | 3 | False |  |  |  | True | Dual-Speed | 93000 | 8230 | 11.3 | 10.8 | 13.4 |  | 87000 | 7499 | 3.4 | 3.3 | 48000 | 6252 | 2.25 | Federally-Regulated Commercial & Industrial Equipment | 09/23/2019 |  | 09/23/2019
Trane U.S. Inc. | AMERICAN STANDARD | TWA1804(3,4,W)DA*00AR* | TWE1804(3,4,W)B*A***B0 | HRCU-A-CB, Split System: Heat | Heat Pump | 575 | 3 |  | False |  |  | True | Single-Speed | 188000 | 17407 | 10.8 | 10.4 | 12.7 |  | 178000 | 16302 | 3.2 | 3.2 | 117000 | 16726 | 2.05 | Federally-Regulated Commercial & Industrial Equipment | 09/23/2019 |  | 09/23/2019
Trane U.S. Inc. | AMERICAN STANDARD | TWA1804(3,4,W)DA*00AR* | TWE1804(3,4,W)B*A***B0 | HRCU-A-CB, Split System: Heat | Heat Pump | 460 | 3 |  | False |  |  | True | Single-Speed | 188000 | 17407 | 10.8 | 10.4 | 12.7 |  | 178000 | 16302 | 3.2 | 3.2 | 117000 | 16726 | 2.05 | Federally-Regulated Commercial & Industrial Equipment | 09/23/2019 |  | 09/23/2019
Trane U.S. Inc. | AMERICAN STANDARD | TWA1804(3,4,W)DA*00AR* | TWE1804(3,4,W)B*A***B0 | HRCU-A-CB, Split System: Heat | Heat Pump | 230 | 3 |  | False |  |  | True | Single-Speed | 188000 | 17407 | 10.8 | 10.4 | 12.7 |  | 178000 | 16302 | 3.2 | 3.2 | 117000 | 16726 | 2.05 | Federally-Regulated Commercial & Industrial Equipment | 09/23/2019 |  | 09/23/2019
Trane U.S. Inc. | AMERICAN STANDARD | TWA1804(3,4,W)DA*00AR* | TWE1804(3,4,W)B*A***B0 | HRCU-A-CB, Split System: Heat | Heat Pump | 208 | 3 |  | False |  |  | True | Single-Speed | 188000 | 17407 | 10.8 | 10.4 | 12.7 |  | 178000 | 16302 | 3.2 | 3.2 | 117000 | 16726 | 2.05 | Federally-Regulated Commercial & Industrial Equipment | 09/23/2019 |  | 09/23/2019
Trane U.S. Inc. | AMERICAN STANDARD | WS(D,H)180E(3,4,W)R0****6 |  | HSP-A, Single-Package Heat Pum | Heat Pump | 575 | 3 | False |  |  |  | False | Single-Speed | 170000 | 16037 | 10.6 | 10.4 | 13.5 |  | 170000 | 15569 | 3.2 | 3.2 | 90000 | 12560 | 2.1 | Federally-Regulated Commercial & Industrial Equipment | 09/23/2019 |  | 09/23/2019
Trane U.S. Inc. | AMERICAN STANDARD | WS(D,H)180E(3,4,W)R0****6 |  | HSP-A, Single-Package Heat Pum | Heat Pump | 460 | 3 | False |  |  |  | False | Single-Speed | 170000 | 16037 | 10.6 | 10.4 | 13.5 |  | 170000 | 15569 | 3.2 | 3.2 | 90000 | 12560 | 2.1 | Federally-Regulated Commercial & Industrial Equipment | 09/23/2019 |  | 09/23/2019
Trane U.S. Inc. | AMERICAN STANDARD | WS(D,H)180E(3,4,W)R0****6 |  | HSP-A, Single-Package Heat Pum | Heat Pump | 230 | 3 | False |  |  |  | False | Single-Speed | 170000 | 16037 | 10.6 | 10.4 | 13.5 |  | 170000 | 15569 | 3.2 | 3.2 | 90000 | 12560 | 2.1 | Federally-Regulated Commercial & Industrial Equipment | 09/23/2019 |  | 09/23/2019
Trane U.S. Inc. | AMERICAN STANDARD | WS(D,H)180E(3,4,W)R0****6 |  | HSP-A, Single-Package Heat Pum | Heat Pump | 208 | 3 | False |  |  |  | False | Single-Speed | 170000 | 16037 | 10.6 | 10.4 | 13.5 |  | 170000 | 15569 | 3.2 | 3.2 | 90000 | 12560 | 2.1 | Federally-Regulated Commercial & Industrial Equipment | 09/23/2019 |  | 09/23/2019
Trane U.S. Inc. | AMERICAN STANDARD | WSC120H(3,4,W)*0A |  | HSP-A, Single-Package Heat Pum | Heat Pump | 575 | 3 | False |  |  |  | True | Dual-Speed | 115000 | 10454 | 11 | 10.8 | 12.2 |  | 106000 | 9137 | 3.4 | 3.3 | 58500 | 7619 | 2.25 | Federally-Regulated Commercial & Industrial Equipment | 09/23/2019 |  | 09/23/2019
Trane U.S. Inc. | AMERICAN STANDARD | WSC120H(3,4,W)*0A |  | HSP-A, Single-Package Heat Pum | Heat Pump | 460 | 3 | False |  |  |  | True | Dual-Speed | 115000 | 10454 | 11 | 10.8 | 12.2 |  | 106000 | 9137 | 3.4 | 3.3 | 58500 | 7619 | 2.25 | Federally-Regulated Commercial & Industrial Equipment | 09/23/2019 |  | 09/23/2019
Trane U.S. Inc. | AMERICAN STANDARD | WSC120H(3,4,W)*0A |  | HSP-A, Single-Package Heat Pum | Heat Pump | 230 | 3 | False |  |  |  | True | Dual-Speed | 115000 | 10454 | 11 | 10.8 | 12.2 |  | 106000 | 9137 | 3.4 | 3.3 | 58500 | 7619 | 2.25 | Federally-Regulated Commercial & Industrial Equipment | 09/23/2019 |  | 09/23/2019
Trane U.S. Inc. | AMERICAN STANDARD | WSC120H(3,4,W)*0A |  | HSP-A, Single-Package Heat Pum | Heat Pump | 208 | 3 | False |  |  |  | True | Dual-Speed | 115000 | 10454 | 11 | 10.8 | 12.2 |  | 106000 | 9137 | 3.4 | 3.3 | 58500 | 7619 | 2.25 | Federally-Regulated Commercial & Industrial Equipment | 09/23/2019 |  | 09/23/2019
Trane U.S. Inc. | AMERICAN STANDARD | WSC092H(3,4,W)*(G,K,N)A***7 |  | HSP-A, Single-Package Heat Pum | Both Heat Pump and Electric Re | 575 | 3 | False |  |  |  | True | Dual-Speed | 93000 | 8230 | 11.3 | 11 | 12.9 |  | 87000 | 7499 | 3.4 | 3.3 | 48000 | 6252 | 2.25 | Federally-Regulated Commercial & Industrial Equipment | 09/23/2019 |  | 09/23/2019
Trane U.S. Inc. | AMERICAN STANDARD | WSC092H(3,4,W)*(G,K,N)A***7 |  | HSP-A, Single-Package Heat Pum | Both Heat Pump and Electric Re | 460 | 3 | False |  |  |  | True | Dual-Speed | 93000 | 8230 | 11.3 | 11 | 12.9 |  | 87000 | 7499 | 3.4 | 3.3 | 48000 | 6252 | 2.25 | Federally-Regulated Commercial & Industrial Equipment | 09/23/2019 |  | 09/23/2019
Trane U.S. Inc. | AMERICAN STANDARD | WSC092H(3,4,W)*(G,K,N)A***7 |  | HSP-A, Single-Package Heat Pum | Both Heat Pump and Electric Re | 230 | 3 | False |  |  |  | True | Dual-Speed | 93000 | 8230 | 11.3 | 11 | 12.9 |  | 87000 | 7499 | 3.4 | 3.3 | 48000 | 6252 | 2.25 | Federally-Regulated Commercial & Industrial Equipment | 09/23/2019 |  | 09/23/2019
Trane U.S. Inc. | AMERICAN STANDARD | WSC092H(3,4,W)*(G,K,N)A***7 |  | HSP-A, Single-Package Heat Pum | Both Heat Pump and Electric Re | 208 | 3 | False |  |  |  | True | Dual-Speed | 93000 | 8230 | 11.3 | 11 | 12.9 |  | 87000 | 7499 | 3.4 | 3.3 | 48000 | 6252 | 2.25 | Federally-Regulated Commercial & Industrial Equipment | 09/23/2019 |  | 09/23/2019
Trane U.S. Inc. | AMERICAN STANDARD | WSC120H(3,4,W)*(G,K,N,P)A***6 |  | HSP-A, Single-Package Heat Pum | Both Heat Pump and Electric Re | 575 | 3 | False |  |  |  | True | Dual-Speed | 115000 | 10454 | 11 | 11 | 13.4 |  | 106000 | 9137 | 3.4 | 3.3 | 58500 | 7619 | 2.25 | Federally-Regulated Commercial & Industrial Equipment | 09/23/2019 |  | 09/23/2019
Trane U.S. Inc. | AMERICAN STANDARD | WSC120H(3,4,W)*(G,K,N,P)A***6 |  | HSP-A, Single-Package Heat Pum | Both Heat Pump and Electric Re | 460 | 3 | False |  |  |  | True | Dual-Speed | 115000 | 10454 | 11 | 11 | 13.4 |  | 106000 | 9137 | 3.4 | 3.3 | 58500 | 7619 | 2.25 | Federally-Regulated Commercial & Industrial Equipment | 09/23/2019 |  | 09/23/2019
Trane U.S. Inc. | AMERICAN STANDARD | WSC120H(3,4,W)*(G,K,N,P)A***6 |  | HSP-A, Single-Package Heat Pum | Both Heat Pump and Electric Re | 230 | 3 | False |  |  |  | True | Dual-Speed | 115000 | 10454 | 11 | 11 | 13.4 |  | 106000 | 9137 | 3.4 | 3.3 | 58500 | 7619 | 2.25 | Federally-Regulated Commercial & Industrial Equipment | 09/23/2019 |  | 09/23/2019
Trane U.S. Inc. | AMERICAN STANDARD | WSC120H(3,4,W)*(G,K,N,P)A***6 |  | HSP-A, Single-Package Heat Pum | Both Heat Pump and Electric Re | 208 | 3 | False |  |  |  | True | Dual-Speed | 115000 | 10454 | 11 | 11 | 13.4 |  | 106000 | 9137 | 3.4 | 3.3 | 58500 | 7619 | 2.25 | Federally-Regulated Commercial & Industrial Equipment | 09/23/2019 |  | 09/23/2019
Trane U.S. Inc. | AMERICAN STANDARD | TWA1204(3,4,W)DA*00A* | TWE1204(3,W)B*A***00 | HRCU-A-CB, Split System: Heat | Heat Pump | 575 | 3 |  | False |  |  | True | Single-Speed | 118000 | 10535 | 11.2 | 10.8 | 12.2 |  | 112000 | 9946 | 3.3 | 3.3 | 71000 | 9248 | 2.25 | Federally-Regulated Commercial & Industrial Equipment | 09/23/2019 |  | 09/23/2019
Trane U.S. Inc. | AMERICAN STANDARD | TWA1204(3,4,W)DA*00A* | TWE1204(3,W)B*A***00 | HRCU-A-CB, Split System: Heat | Heat Pump | 460 | 3 |  | False |  |  | True | Single-Speed | 118000 | 10535 | 11.2 | 10.8 | 12.2 |  | 112000 | 9946 | 3.3 | 3.3 | 71000 | 9248 | 2.25 | Federally-Regulated Commercial & Industrial Equipment | 09/23/2019 |  | 09/23/2019
Trane U.S. Inc. | AMERICAN STANDARD | TWA1204(3,4,W)DA*00A* | TWE1204(3,W)B*A***00 | HRCU-A-CB, Split System: Heat | Heat Pump | 230 | 3 |  | False |  |  | True | Single-Speed | 118000 | 10535 | 11.2 | 10.8 | 12.2 |  | 112000 | 9946 | 3.3 | 3.3 | 71000 | 9248 | 2.25 | Federally-Regulated Commercial & Industrial Equipment | 09/23/2019 |  | 09/23/2019
Trane U.S. Inc. | AMERICAN STANDARD | TWA1204(3,4,W)DA*00A* | TWE1204(3,W)B*A***00 | HRCU-A-CB, Split System: Heat | Heat Pump | 208 | 3 |  | False |  |  | True | Single-Speed | 118000 | 10535 | 11.2 | 10.8 | 12.2 |  | 112000 | 9946 | 3.3 | 3.3 | 71000 | 9248 | 2.25 | Federally-Regulated Commercial & Industrial Equipment | 09/23/2019 |  | 09/23/2019
Trane U.S. Inc. | AMERICAN STANDARD | WHC120H(3,4)*0A |  | HSP-A, Single-Package Heat Pum | Heat Pump | 460 | 3 | False |  |  |  | True | Multiple-Speed | 121000 | 10521 | 11.5 | 10.8 | 15.5 |  | 118000 | 9526 | 3.63 | 3.3 | 61000 | 7945 | 2.25 | Federally-Regulated Commercial & Industrial Equipment | 09/23/2019 |  | 09/23/2019
Trane U.S. Inc. | AMERICAN STANDARD | WHC120H(3,4)*0A |  | HSP-A, Single-Package Heat Pum | Heat Pump | 230 | 3 | False |  |  |  | True | Multiple-Speed | 121000 | 10521 | 11.5 | 10.8 | 15.5 |  | 118000 | 9526 | 3.63 | 3.3 | 61000 | 7945 | 2.25 | Federally-Regulated Commercial & Industrial Equipment | 09/23/2019 |  | 09/23/2019
Trane U.S. Inc. | AMERICAN STANDARD | WHC120H(3,4)*0A |  | HSP-A, Single-Package Heat Pum | Heat Pump | 208 | 3 | False |  |  |  | True | Multiple-Speed | 121000 | 10521 | 11.5 | 10.8 | 15.5 |  | 118000 | 9526 | 3.63 | 3.3 | 61000 | 7945 | 2.25 | Federally-Regulated Commercial & Industrial Equipment | 09/23/2019 |  | 09/23/2019
Trane U.S. Inc. | AMERICAN STANDARD | WHC092H(3,4)*0A***7 |  | HSP-A, Single-Package Heat Pum | Heat Pump | 460 | 3 | False |  |  |  | True | Multiple-Speed | 95000 | 8050 | 11.8 | 10.8 | 16 |  | 87000 | 7284 | 3.5 | 3.3 | 49000 | 6382 | 2.25 | Federally-Regulated Commercial & Industrial Equipment | 09/23/2019 |  | 09/23/2019
Trane U.S. Inc. | AMERICAN STANDARD | WHC092H(3,4)*0A***7 |  | HSP-A, Single-Package Heat Pum | Heat Pump | 230 | 3 | False |  |  |  | True | Multiple-Speed | 95000 | 8050 | 11.8 | 10.8 | 16 |  | 87000 | 7284 | 3.5 | 3.3 | 49000 | 6382 | 2.25 | Federally-Regulated Commercial & Industrial Equipment | 09/23/2019 |  | 09/23/2019
Trane U.S. Inc. | AMERICAN STANDARD | WHC092H(3,4)*0A***7 |  | HSP-A, Single-Package Heat Pum | Heat Pump | 208 | 3 | False |  |  |  | True | Multiple-Speed | 95000 | 8050 | 11.8 | 10.8 | 16 |  | 87000 | 7284 | 3.5 | 3.3 | 49000 | 6382 | 2.25 | Federally-Regulated Commercial & Industrial Equipment | 09/23/2019 |  | 09/23/2019
Trane U.S. Inc. | AMERICAN STANDARD | WSC090H(3,4,W)*0A |  | HSP-A, Single-Package Heat Pum | Heat Pump | 575 | 3 | False |  |  |  | True | Single-Speed | 90000 | 8108 | 11.1 | 10.8 | 12.2 |  | 87000 | 7499 | 3.4 | 3.3 | 48000 | 6252 | 2.25 | Federally-Regulated Commercial & Industrial Equipment | 09/23/2019 |  | 09/23/2019
Trane U.S. Inc. | AMERICAN STANDARD | WSC090H(3,4,W)*0A |  | HSP-A, Single-Package Heat Pum | Heat Pump | 460 | 3 | False |  |  |  | True | Single-Speed | 90000 | 8108 | 11.1 | 10.8 | 12.2 |  | 87000 | 7499 | 3.4 | 3.3 | 48000 | 6252 | 2.25 | Federally-Regulated Commercial & Industrial Equipment | 09/23/2019 |  | 09/23/2019
Trane U.S. Inc. | AMERICAN STANDARD | WSC090H(3,4,W)*0A |  | HSP-A, Single-Package Heat Pum | Heat Pump | 230 | 3 | False |  |  |  | True | Single-Speed | 90000 | 8108 | 11.1 | 10.8 | 12.2 |  | 87000 | 7499 | 3.4 | 3.3 | 48000 | 6252 | 2.25 | Federally-Regulated Commercial & Industrial Equipment | 09/23/2019 |  | 09/23/2019
Trane U.S. Inc. | AMERICAN STANDARD | WSC090H(3,4,W)*0A |  | HSP-A, Single-Package Heat Pum | Heat Pump | 208 | 3 | False |  |  |  | True | Single-Speed | 90000 | 8108 | 11.1 | 10.8 | 12.2 |  | 87000 | 7499 | 3.4 | 3.3 | 48000 | 6252 | 2.25 | Federally-Regulated Commercial & Industrial Equipment | 09/23/2019 |  | 09/23/2019
Trane U.S. Inc. | AMERICAN STANDARD | TWA0724(3,4,W)DA*00A* | TWE0724(3,W)B*A***00 | HRCU-A-CB, Split System: Heat | Heat Pump | 575 | 3 |  | False |  |  | True | Single-Speed | 77000 | 6875 | 11.2 | 10.8 | 12.2 |  | 64000 | 5683 | 3.3 | 3.3 | 38000 | 4949 | 2.25 | Federally-Regulated Commercial & Industrial Equipment | 09/23/2019 |  | 09/23/2019
Trane U.S. Inc. | AMERICAN STANDARD | TWA0724(3,4,W)DA*00A* | TWE0724(3,W)B*A***00 | HRCU-A-CB, Split System: Heat | Heat Pump | 460 | 3 |  | False |  |  | True | Single-Speed | 77000 | 6875 | 11.2 | 10.8 | 12.2 |  | 64000 | 5683 | 3.3 | 3.3 | 38000 | 4949 | 2.25 | Federally-Regulated Commercial & Industrial Equipment | 09/23/2019 |  | 09/23/2019
Trane U.S. Inc. | AMERICAN STANDARD | TWA0724(3,4,W)DA*00A* | TWE0724(3,W)B*A***00 | HRCU-A-CB, Split System: Heat | Heat Pump | 230 | 3 |  | False |  |  | True | Single-Speed | 77000 | 6875 | 11.2 | 10.8 | 12.2 |  | 64000 | 5683 | 3.3 | 3.3 | 38000 | 4949 | 2.25 | Federally-Regulated Commercial & Industrial Equipment | 09/23/2019 |  | 09/23/2019
Trane U.S. Inc. | AMERICAN STANDARD | TWA0724(3,4,W)DA*00A* | TWE0724(3,W)B*A***00 | HRCU-A-CB, Split System: Heat | Heat Pump | 208 | 3 |  | False |  |  | True | Single-Speed | 77000 | 6875 | 11.2 | 10.8 | 12.2 |  | 64000 | 5683 | 3.3 | 3.3 | 38000 | 4949 | 2.25 | Federally-Regulated Commercial & Industrial Equipment | 09/23/2019 |  | 09/23/2019
Trane U.S. Inc. | AMERICAN STANDARD | WHC092H(3,4)*0A |  | HSP-A, Single-Package Heat Pum | Heat Pump | 460 | 3 | False |  |  |  | True | Multiple-Speed | 95000 | 8050 | 11.8 | 10.8 | 15.5 |  | 87000 | 7284 | 3.5 | 3.3 | 49000 | 6382 | 2.25 | Federally-Regulated Commercial & Industrial Equipment | 09/23/2019 |  | 09/23/2019
Trane U.S. Inc. | AMERICAN STANDARD | WHC092H(3,4)*0A |  | HSP-A, Single-Package Heat Pum | Heat Pump | 230 | 3 | False |  |  |  | True | Multiple-Speed | 95000 | 8050 | 11.8 | 10.8 | 15.5 |  | 87000 | 7284 | 3.5 | 3.3 | 49000 | 6382 | 2.25 | Federally-Regulated Commercial & Industrial Equipment | 09/23/2019 |  | 09/23/2019
Trane U.S. Inc. | AMERICAN STANDARD | WHC092H(3,4)*0A |  | HSP-A, Single-Package Heat Pum | Heat Pump | 208 | 3 | False |  |  |  | True | Multiple-Speed | 95000 | 8050 | 11.8 | 10.8 | 15.5 |  | 87000 | 7284 | 3.5 | 3.3 | 49000 | 6382 | 2.25 | Federally-Regulated Commercial & Industrial Equipment | 09/23/2019 |  | 09/23/2019
Trane U.S. Inc. | AMERICAN STANDARD | WHC074H(3,4)*0A |  | HSP-A, Single-Package Heat Pum | Heat Pump | 460 | 3 | False |  |  |  | True | Multiple-Speed | 78000 | 6446 | 12.1 | 10.8 | 15.5 |  | 75000 | 6280 | 3.5 | 3.3 | 40000 | 5210 | 2.25 | Federally-Regulated Commercial & Industrial Equipment | 09/23/2019 |  | 09/23/2019
Trane U.S. Inc. | AMERICAN STANDARD | WHC074H(3,4)*0A |  | HSP-A, Single-Package Heat Pum | Heat Pump | 230 | 3 | False |  |  |  | True | Multiple-Speed | 78000 | 6446 | 12.1 | 10.8 | 15.5 |  | 75000 | 6280 | 3.5 | 3.3 | 40000 | 5210 | 2.25 | Federally-Regulated Commercial & Industrial Equipment | 09/23/2019 |  | 09/23/2019
Trane U.S. Inc. | AMERICAN STANDARD | WHC074H(3,4)*0A |  | HSP-A, Single-Package Heat Pum | Heat Pump | 208 | 3 | False |  |  |  | True | Multiple-Speed | 78000 | 6446 | 12.1 | 10.8 | 15.5 |  | 75000 | 6280 | 3.5 | 3.3 | 40000 | 5210 | 2.25 | Federally-Regulated Commercial & Industrial Equipment | 09/23/2019 |  | 09/23/2019
Trane U.S. Inc. | AMERICAN STANDARD | WS(D,H)240E(3,4,W)R0****7 |  | HSP-A, Single-Package Heat Pum | Heat Pump | 575 | 3 | False |  |  |  | False | Single-Speed | 240000 | 24742 | 9.7 | 9.3 | 12 |  | 210000 | 19233 | 3.2 | 3.2 | 120000 | 16747 | 2.1 | Federally-Regulated Commercial & Industrial Equipment | 09/23/2019 |  | 09/23/2019
Trane U.S. Inc. | AMERICAN STANDARD | WS(D,H)240E(3,4,W)R0****7 |  | HSP-A, Single-Package Heat Pum | Heat Pump | 460 | 3 | False |  |  |  | False | Single-Speed | 240000 | 24742 | 9.7 | 9.3 | 12 |  | 210000 | 19233 | 3.2 | 3.2 | 120000 | 16747 | 2.1 | Federally-Regulated Commercial & Industrial Equipment | 09/23/2019 |  | 09/23/2019
Trane U.S. Inc. | AMERICAN STANDARD | WS(D,H)240E(3,4,W)R0****7 |  | HSP-A, Single-Package Heat Pum | Heat Pump | 230 | 3 | False |  |  |  | False | Single-Speed | 240000 | 24742 | 9.7 | 9.3 | 12 |  | 210000 | 19233 | 3.2 | 3.2 | 120000 | 16747 | 2.1 | Federally-Regulated Commercial & Industrial Equipment | 09/23/2019 |  | 09/23/2019
Trane U.S. Inc. | AMERICAN STANDARD | WS(D,H)240E(3,4,W)R0****7 |  | HSP-A, Single-Package Heat Pum | Heat Pump | 208 | 3 | False |  |  |  | False | Single-Speed | 240000 | 24742 | 9.7 | 9.3 | 12 |  | 210000 | 19233 | 3.2 | 3.2 | 120000 | 16747 | 2.1 | Federally-Regulated Commercial & Industrial Equipment | 09/23/2019 |  | 09/23/2019
Trane U.S. Inc. | AMERICAN STANDARD | TWA0904(3,4,W)AA*00A* | TWE0904(3,W)A*A***00 | HRCU-A-CB, Split System: Heat | Heat Pump | 575 | 3 |  | False |  |  | True | Single-Speed | 86000 | 7610 | 11.3 | 10.8 | 12.4 |  | 79000 | 7016 | 3.3 | 3.3 | 50000 | 6512 | 2.25 | Federally-Regulated Commercial & Industrial Equipment | 09/23/2019 |  | 09/23/2019
Trane U.S. Inc. | AMERICAN STANDARD | TWA0904(3,4,W)AA*00A* | TWE0904(3,W)A*A***00 | HRCU-A-CB, Split System: Heat | Heat Pump | 460 | 3 |  | False |  |  | True | Single-Speed | 86000 | 7610 | 11.3 | 10.8 | 12.4 |  | 79000 | 7016 | 3.3 | 3.3 | 50000 | 6512 | 2.25 | Federally-Regulated Commercial & Industrial Equipment | 09/23/2019 |  | 09/23/2019
Trane U.S. Inc. | AMERICAN STANDARD | TWA0904(3,4,W)AA*00A* | TWE0904(3,W)A*A***00 | HRCU-A-CB, Split System: Heat | Heat Pump | 230 | 3 |  | False |  |  | True | Single-Speed | 86000 | 7610 | 11.3 | 10.8 | 12.4 |  | 79000 | 7016 | 3.3 | 3.3 | 50000 | 6512 | 2.25 | Federally-Regulated Commercial & Industrial Equipment | 09/23/2019 |  | 09/23/2019
Trane U.S. Inc. | AMERICAN STANDARD | TWA0904(3,4,W)AA*00A* | TWE0904(3,W)A*A***00 | HRCU-A-CB, Split System: Heat | Heat Pump | 208 | 3 |  | False |  |  | True | Single-Speed | 86000 | 7610 | 11.3 | 10.8 | 12.4 |  | 79000 | 7016 | 3.3 | 3.3 | 50000 | 6512 | 2.25 | Federally-Regulated Commercial & Industrial Equipment | 09/23/2019 |  | 09/23/2019
Trane U.S. Inc. | AMERICAN STANDARD | WHC120H(3,4)*0A***6 |  | HSP-A, Single-Package Heat Pum | Heat Pump | 460 | 3 | False |  |  |  | True | Multiple-Speed | 121000 | 10521 | 11.5 | 10.8 | 16.5 |  | 118000 | 9526 | 3.63 | 3.3 | 61000 | 7945 | 2.25 | Federally-Regulated Commercial & Industrial Equipment | 09/23/2019 |  | 09/23/2019
Trane U.S. Inc. | AMERICAN STANDARD | WHC120H(3,4)*0A***6 |  | HSP-A, Single-Package Heat Pum | Heat Pump | 230 | 3 | False |  |  |  | True | Multiple-Speed | 121000 | 10521 | 11.5 | 10.8 | 16.5 |  | 118000 | 9526 | 3.63 | 3.3 | 61000 | 7945 | 2.25 | Federally-Regulated Commercial & Industrial Equipment | 09/23/2019 |  | 09/23/2019
Trane U.S. Inc. | AMERICAN STANDARD | WHC120H(3,4)*0A***6 |  | HSP-A, Single-Package Heat Pum | Heat Pump | 208 | 3 | False |  |  |  | True | Multiple-Speed | 121000 | 10521 | 11.5 | 10.8 | 16.5 |  | 118000 | 9526 | 3.63 | 3.3 | 61000 | 7945 | 2.25 | Federally-Regulated Commercial & Industrial Equipment | 09/23/2019 |  | 09/23/2019
Trane U.S. Inc. | AMERICAN STANDARD | WHC092H(3,4)*(C,G,K,N)A***6 |  | HSP-A, Single-Package Heat Pum | Both Heat Pump and Electric Re | 460 | 3 | False |  |  |  | True | Multiple-Speed | 95000 | 8050 | 11.8 | 11 | 16.5 |  | 87000 | 7284 | 3.5 | 3.3 | 49000 | 6382 | 2.25 | Federally-Regulated Commercial & Industrial Equipment | 09/23/2019 |  | 09/23/2019
Trane U.S. Inc. | AMERICAN STANDARD | WHC092H(3,4)*(C,G,K,N)A***6 |  | HSP-A, Single-Package Heat Pum | Both Heat Pump and Electric Re | 230 | 3 | False |  |  |  | True | Multiple-Speed | 95000 | 8050 | 11.8 | 11 | 16.5 |  | 87000 | 7284 | 3.5 | 3.3 | 49000 | 6382 | 2.25 | Federally-Regulated Commercial & Industrial Equipment | 09/23/2019 |  | 09/23/2019
Trane U.S. Inc. | AMERICAN STANDARD | WHC092H(3,4)*(C,G,K,N)A***6 |  | HSP-A, Single-Package Heat Pum | Both Heat Pump and Electric Re | 208 | 3 | False |  |  |  | True | Multiple-Speed | 95000 | 8050 | 11.8 | 11 | 16.5 |  | 87000 | 7284 | 3.5 | 3.3 | 49000 | 6382 | 2.25 | Federally-Regulated Commercial & Industrial Equipment | 09/23/2019 |  | 09/23/2019
Trane U.S. Inc. | AMERICAN STANDARD | TWA2404(3,4,W)DA*00AR* | TWE2404(3,4,W)B*A***00 | HRCU-A-CB, Split System: Heat | Heat Pump | 575 | 3 |  | False |  |  | True | Single-Speed | 248000 | 24800 | 10 | 9.3 | 10.6 |  | 238000 | 21797 | 3.2 | 3.2 | 148000 | 21158 | 2.05 | Federally-Regulated Commercial & Industrial Equipment | 09/23/2019 |  | 09/23/2019
Trane U.S. Inc. | AMERICAN STANDARD | TWA2404(3,4,W)DA*00AR* | TWE2404(3,4,W)B*A***00 | HRCU-A-CB, Split System: Heat | Heat Pump | 460 | 3 |  | False |  |  | True | Single-Speed | 248000 | 24800 | 10 | 9.3 | 10.6 |  | 238000 | 21797 | 3.2 | 3.2 | 148000 | 21158 | 2.05 | Federally-Regulated Commercial & Industrial Equipment | 09/23/2019 |  | 09/23/2019
Trane U.S. Inc. | AMERICAN STANDARD | TWA2404(3,4,W)DA*00AR* | TWE2404(3,4,W)B*A***00 | HRCU-A-CB, Split System: Heat | Heat Pump | 230 | 3 |  | False |  |  | True | Single-Speed | 248000 | 24800 | 10 | 9.3 | 10.6 |  | 238000 | 21797 | 3.2 | 3.2 | 148000 | 21158 | 2.05 | Federally-Regulated Commercial & Industrial Equipment | 09/23/2019 |  | 09/23/2019
Trane U.S. Inc. | AMERICAN STANDARD | TWA2404(3,4,W)DA*00AR* | TWE2404(3,4,W)B*A***00 | HRCU-A-CB, Split System: Heat | Heat Pump | 208 | 3 |  | False |  |  | True | Single-Speed | 248000 | 24800 | 10 | 9.3 | 10.6 |  | 238000 | 21797 | 3.2 | 3.2 | 148000 | 21158 | 2.05 | Federally-Regulated Commercial & Industrial Equipment | 09/23/2019 |  | 09/23/2019
Trane U.S. Inc. | AMERICAN STANDARD | WS(D,H)150E(3,4,W)R(G,N,P,R)****7 |  | HSP-A, Single-Package Heat Pum | Both Heat Pump and Electric Re | 575 | 3 | False |  |  |  | False | Single-Speed | 146000 | 13773 | 10.6 | 10.6 | 13.5 |  | 136000 | 12455 | 3.2 | 3.2 | 75000 | 10466 | 2.1 | Federally-Regulated Commercial & Industrial Equipment | 09/23/2019 |  | 09/23/2019
Trane U.S. Inc. | AMERICAN STANDARD | WS(D,H)150E(3,4,W)R(G,N,P,R)****7 |  | HSP-A, Single-Package Heat Pum | Both Heat Pump and Electric Re | 460 | 3 | False |  |  |  | False | Single-Speed | 146000 | 13773 | 10.6 | 10.6 | 13.5 |  | 136000 | 12455 | 3.2 | 3.2 | 75000 | 10466 | 2.1 | Federally-Regulated Commercial & Industrial Equipment | 09/23/2019 |  | 09/23/2019
Trane U.S. Inc. | AMERICAN STANDARD | WS(D,H)150E(3,4,W)R(G,N,P,R)****7 |  | HSP-A, Single-Package Heat Pum | Both Heat Pump and Electric Re | 230 | 3 | False |  |  |  | False | Single-Speed | 146000 | 13773 | 10.6 | 10.6 | 13.5 |  | 136000 | 12455 | 3.2 | 3.2 | 75000 | 10466 | 2.1 | Federally-Regulated Commercial & Industrial Equipment | 09/23/2019 |  | 09/23/2019
Trane U.S. Inc. | AMERICAN STANDARD | WS(D,H)150E(3,4,W)R(G,N,P,R)****7 |  | HSP-A, Single-Package Heat Pum | Both Heat Pump and Electric Re | 208 | 3 | False |  |  |  | False | Single-Speed | 146000 | 13773 | 10.6 | 10.6 | 13.5 |  | 136000 | 12455 | 3.2 | 3.2 | 75000 | 10466 | 2.1 | Federally-Regulated Commercial & Industrial Equipment | 09/23/2019 |  | 09/23/2019
Trane U.S. Inc. | AMERICAN STANDARD | WSC092H(3,4,W)*0A |  | HSP-A, Single-Package Heat Pum | Heat Pump | 575 | 3 | False |  |  |  | True | Dual-Speed | 93000 | 8230 | 11.3 | 10.8 | 12.4 |  | 88000 | 7585 | 3.4 | 3.3 | 48000 | 6252 | 2.25 | Federally-Regulated Commercial & Industrial Equipment | 09/23/2019 |  | 09/23/2019
Trane U.S. Inc. | AMERICAN STANDARD | WSC092H(3,4,W)*0A |  | HSP-A, Single-Package Heat Pum | Heat Pump | 460 | 3 | False |  |  |  | True | Dual-Speed | 93000 | 8230 | 11.3 | 10.8 | 12.4 |  | 88000 | 7585 | 3.4 | 3.3 | 48000 | 6252 | 2.25 | Federally-Regulated Commercial & Industrial Equipment | 09/23/2019 |  | 09/23/2019
Trane U.S. Inc. | AMERICAN STANDARD | WSC092H(3,4,W)*0A |  | HSP-A, Single-Package Heat Pum | Heat Pump | 230 | 3 | False |  |  |  | True | Dual-Speed | 93000 | 8230 | 11.3 | 10.8 | 12.4 |  | 88000 | 7585 | 3.4 | 3.3 | 48000 | 6252 | 2.25 | Federally-Regulated Commercial & Industrial Equipment | 09/23/2019 |  | 09/23/2019
Trane U.S. Inc. | AMERICAN STANDARD | WSC092H(3,4,W)*0A |  | HSP-A, Single-Package Heat Pum | Heat Pump | 208 | 3 | False |  |  |  | True | Dual-Speed | 93000 | 8230 | 11.3 | 10.8 | 12.4 |  | 88000 | 7585 | 3.4 | 3.3 | 48000 | 6252 | 2.25 | Federally-Regulated Commercial & Industrial Equipment | 09/23/2019 |  | 09/23/2019
Trane U.S. Inc. | AMERICAN STANDARD | WSC102H(3,4,W)*0A***6 |  | HSP-A, Single-Package Heat Pum | Heat Pump | 575 | 3 | False |  |  |  | True | Dual-Speed | 100000 | 9090 | 11 | 10.8 | 13.4 |  | 89000 | 7671 | 3.4 | 3.3 | 48500 | 6768 | 2.1 | Federally-Regulated Commercial & Industrial Equipment | 09/23/2019 |  | 09/23/2019
Trane U.S. Inc. | AMERICAN STANDARD | WSC102H(3,4,W)*0A***6 |  | HSP-A, Single-Package Heat Pum | Heat Pump | 460 | 3 | False |  |  |  | True | Dual-Speed | 100000 | 9090 | 11 | 10.8 | 13.4 |  | 89000 | 7671 | 3.4 | 3.3 | 48500 | 6768 | 2.1 | Federally-Regulated Commercial & Industrial Equipment | 09/23/2019 |  | 09/23/2019
Trane U.S. Inc. | AMERICAN STANDARD | WSC102H(3,4,W)*0A***6 |  | HSP-A, Single-Package Heat Pum | Heat Pump | 230 | 3 | False |  |  |  | True | Dual-Speed | 100000 | 9090 | 11 | 10.8 | 13.4 |  | 89000 | 7671 | 3.4 | 3.3 | 48500 | 6768 | 2.1 | Federally-Regulated Commercial & Industrial Equipment | 09/23/2019 |  | 09/23/2019
Trane U.S. Inc. | AMERICAN STANDARD | WSC102H(3,4,W)*0A***6 |  | HSP-A, Single-Package Heat Pum | Heat Pump | 208 | 3 | False |  |  |  | True | Dual-Speed | 100000 | 9090 | 11 | 10.8 | 13.4 |  | 89000 | 7671 | 3.4 | 3.3 | 48500 | 6768 | 2.1 | Federally-Regulated Commercial & Industrial Equipment | 09/23/2019 |  | 09/23/2019
Trane U.S. Inc. | AMERICAN STANDARD | WHC102H(3,4)*0A |  | HSP-A, Single-Package Heat Pum | Heat Pump | 460 | 3 | False |  |  |  | True | Multiple-Speed | 104000 | 8666 | 12 | 10.8 | 15.5 |  | 93000 | 7508 | 3.63 | 3.3 | 57000 | 7424 | 2.25 | Federally-Regulated Commercial & Industrial Equipment | 09/23/2019 |  | 09/23/2019
Trane U.S. Inc. | AMERICAN STANDARD | WHC102H(3,4)*0A |  | HSP-A, Single-Package Heat Pum | Heat Pump | 230 | 3 | False |  |  |  | True | Multiple-Speed | 104000 | 8666 | 12 | 10.8 | 15.5 |  | 93000 | 7508 | 3.63 | 3.3 | 57000 | 7424 | 2.25 | Federally-Regulated Commercial & Industrial Equipment | 09/23/2019 |  | 09/23/2019
Trane U.S. Inc. | AMERICAN STANDARD | WHC102H(3,4)*0A |  | HSP-A, Single-Package Heat Pum | Heat Pump | 208 | 3 | False |  |  |  | True | Multiple-Speed | 104000 | 8666 | 12 | 10.8 | 15.5 |  | 93000 | 7508 | 3.63 | 3.3 | 57000 | 7424 | 2.25 | Federally-Regulated Commercial & Industrial Equipment | 09/23/2019 |  | 09/23/2019
Trane U.S. Inc. | AMERICAN STANDARD | WHC102H(3,4)*(C,G,K,N)A***6 |  | HSP-A, Single-Package Heat Pum | Both Heat Pump and Electric Re | 460 | 3 | False |  |  |  | True | Multiple-Speed | 104000 | 8666 | 12 | 11 | 16.5 |  | 93000 | 7508 | 3.63 | 3.3 | 57000 | 7424 | 2.25 | Federally-Regulated Commercial & Industrial Equipment | 09/23/2019 |  | 09/23/2019
Trane U.S. Inc. | AMERICAN STANDARD | WHC102H(3,4)*(C,G,K,N)A***6 |  | HSP-A, Single-Package Heat Pum | Both Heat Pump and Electric Re | 230 | 3 | False |  |  |  | True | Multiple-Speed | 104000 | 8666 | 12 | 11 | 16.5 |  | 93000 | 7508 | 3.63 | 3.3 | 57000 | 7424 | 2.25 | Federally-Regulated Commercial & Industrial Equipment | 09/23/2019 |  | 09/23/2019
Trane U.S. Inc. | AMERICAN STANDARD | WHC102H(3,4)*(C,G,K,N)A***6 |  | HSP-A, Single-Package Heat Pum | Both Heat Pump and Electric Re | 208 | 3 | False |  |  |  | True | Multiple-Speed | 104000 | 8666 | 12 | 11 | 16.5 |  | 93000 | 7508 | 3.63 | 3.3 | 57000 | 7424 | 2.25 | Federally-Regulated Commercial & Industrial Equipment | 09/23/2019 |  | 09/23/2019
Trane U.S. Inc. | Trane | TWA2404WDA*00A* | TWE2404WB*A***00 | HRCU-A-CB, Split System: Heat | Heat Pump | 575 | 3 |  | False |  |  | True | Single-Speed | 248000 | 24800 | 10 | 9.3 | 10.6 |  | 238000 | 21797 | 3.2 | 3.2 | 148000 | 21158 | 2.05 | Federally-Regulated Commercial & Industrial Equipment | 05/02/2019 |  | 09/23/2019
Trane U.S. Inc. | Trane | WHC092H(3,4)*(C,G,K,N)A***7 |  | HSP-A, Single-Package Heat Pum | Both Heat Pump and Electric Re | 460 | 3 | False |  |  |  | True | Multiple-Speed | 95000 | 8050 | 11.8 | 11 | 16 |  | 87000 | 7284 | 3.5 | 3.3 | 49000 | 6382 | 2.25 | Federally-Regulated Commercial & Industrial Equipment | 07/19/2019 |  | 09/23/2019
Trane U.S. Inc. | Trane | WHC092H(3,4)*(C,G,K,N)A***7 |  | HSP-A, Single-Package Heat Pum | Both Heat Pump and Electric Re | 230 | 3 | False |  |  |  | True | Multiple-Speed | 95000 | 8050 | 11.8 | 11 | 16 |  | 87000 | 7284 | 3.5 | 3.3 | 49000 | 6382 | 2.25 | Federally-Regulated Commercial & Industrial Equipment | 07/19/2019 |  | 09/23/2019
Trane U.S. Inc. | Trane | WHC092H(3,4)*(C,G,K,N)A***7 |  | HSP-A, Single-Package Heat Pum | Both Heat Pump and Electric Re | 208 | 3 | False |  |  |  | True | Multiple-Speed | 95000 | 8050 | 11.8 | 11 | 16 |  | 87000 | 7284 | 3.5 | 3.3 | 49000 | 6382 | 2.25 | Federally-Regulated Commercial & Industrial Equipment | 07/19/2019 |  | 09/23/2019
Trane U.S. Inc. | Trane | WSC092H(3,4,W)*(G,K,N)A |  | HSP-A, Single-Package Heat Pum | Both Heat Pump and Electric Re | 575 | 3 | False |  |  |  | True | Dual-Speed | 93000 | 8230 | 11.3 | 11 | 12.4 |  | 88000 | 7585 | 3.4 | 3.3 | 48000 | 6252 | 2.25 | Federally-Regulated Commercial & Industrial Equipment | 07/19/2019 |  | 09/23/2019
Trane U.S. Inc. | Trane | WSC092H(3,4,W)*(G,K,N)A |  | HSP-A, Single-Package Heat Pum | Both Heat Pump and Electric Re | 460 | 3 | False |  |  |  | True | Dual-Speed | 93000 | 8230 | 11.3 | 11 | 12.4 |  | 88000 | 7585 | 3.4 | 3.3 | 48000 | 6252 | 2.25 | Federally-Regulated Commercial & Industrial Equipment | 07/19/2019 |  | 09/23/2019
Trane U.S. Inc. | Trane | WSC092H(3,4,W)*(G,K,N)A |  | HSP-A, Single-Package Heat Pum | Both Heat Pump and Electric Re | 230 | 3 | False |  |  |  | True | Dual-Speed | 93000 | 8230 | 11.3 | 11 | 12.4 |  | 88000 | 7585 | 3.4 | 3.3 | 48000 | 6252 | 2.25 | Federally-Regulated Commercial & Industrial Equipment | 07/19/2019 |  | 09/23/2019
Trane U.S. Inc. | Trane | WSC092H(3,4,W)*(G,K,N)A |  | HSP-A, Single-Package Heat Pum | Both Heat Pump and Electric Re | 208 | 3 | False |  |  |  | True | Dual-Speed | 93000 | 8230 | 11.3 | 11 | 12.4 |  | 88000 | 7585 | 3.4 | 3.3 | 48000 | 6252 | 2.25 | Federally-Regulated Commercial & Industrial Equipment | 07/19/2019 |  | 09/23/2019
Trane U.S. Inc. | Trane | WS(D,H)150E(3,4,W)R(G,N,P,R)****7 |  | HSP-A, Single-Package Heat Pum | Both Heat Pump and Electric Re | 575 | 3 | False |  |  |  | False | Single-Speed | 146000 | 13773 | 10.6 | 10.6 | 13.5 |  | 136000 | 12455 | 3.2 | 3.2 | 75000 | 10466 | 2.1 | Federally-Regulated Commercial & Industrial Equipment | 05/01/2019 |  | 09/23/2019
Trane U.S. Inc. | Trane | WS(D,H)150E(3,4,W)R(G,N,P,R)****7 |  | HSP-A, Single-Package Heat Pum | Both Heat Pump and Electric Re | 460 | 3 | False |  |  |  | False | Single-Speed | 146000 | 13773 | 10.6 | 10.6 | 13.5 |  | 136000 | 12455 | 3.2 | 3.2 | 75000 | 10466 | 2.1 | Federally-Regulated Commercial & Industrial Equipment | 05/01/2019 |  | 09/23/2019
Trane U.S. Inc. | Trane | WS(D,H)150E(3,4,W)R(G,N,P,R)****7 |  | HSP-A, Single-Package Heat Pum | Both Heat Pump and Electric Re | 230 | 3 | False |  |  |  | False | Single-Speed | 146000 | 13773 | 10.6 | 10.6 | 13.5 |  | 136000 | 12455 | 3.2 | 3.2 | 75000 | 10466 | 2.1 | Federally-Regulated Commercial & Industrial Equipment | 05/01/2019 |  | 09/23/2019
Trane U.S. Inc. | Trane | WS(D,H)150E(3,4,W)R(G,N,P,R)****7 |  | HSP-A, Single-Package Heat Pum | Both Heat Pump and Electric Re | 208 | 3 | False |  |  |  | False | Single-Speed | 146000 | 13773 | 10.6 | 10.6 | 13.5 |  | 136000 | 12455 | 3.2 | 3.2 | 75000 | 10466 | 2.1 | Federally-Regulated Commercial & Industrial Equipment | 05/01/2019 |  | 09/23/2019
Trane U.S. Inc. | Trane | WS(D,H)240E(3,4,W)R(G,N,P,R)****7 |  | HSP-A, Single-Package Heat Pum | Both Heat Pump and Electric Re | 575 | 3 | False |  |  |  | False | Single-Speed | 240000 | 24742 | 9.7 | 9.5 | 12 |  | 210000 | 19233 | 3.2 | 3.2 | 120000 | 16747 | 2.1 | Federally-Regulated Commercial & Industrial Equipment | 05/01/2019 |  | 09/23/2019
Trane U.S. Inc. | Trane | WS(D,H)240E(3,4,W)R(G,N,P,R)****7 |  | HSP-A, Single-Package Heat Pum | Both Heat Pump and Electric Re | 460 | 3 | False |  |  |  | False | Single-Speed | 240000 | 24742 | 9.7 | 9.5 | 12 |  | 210000 | 19233 | 3.2 | 3.2 | 120000 | 16747 | 2.1 | Federally-Regulated Commercial & Industrial Equipment | 05/01/2019 |  | 09/23/2019
Trane U.S. Inc. | Trane | WS(D,H)240E(3,4,W)R(G,N,P,R)****7 |  | HSP-A, Single-Package Heat Pum | Both Heat Pump and Electric Re | 230 | 3 | False |  |  |  | False | Single-Speed | 240000 | 24742 | 9.7 | 9.5 | 12 |  | 210000 | 19233 | 3.2 | 3.2 | 120000 | 16747 | 2.1 | Federally-Regulated Commercial & Industrial Equipment | 05/01/2019 |  | 09/23/2019
Trane U.S. Inc. | Trane | WS(D,H)240E(3,4,W)R(G,N,P,R)****7 |  | HSP-A, Single-Package Heat Pum | Both Heat Pump and Electric Re | 208 | 3 | False |  |  |  | False | Single-Speed | 240000 | 24742 | 9.7 | 9.5 | 12 |  | 210000 | 19233 | 3.2 | 3.2 | 120000 | 16747 | 2.1 | Federally-Regulated Commercial & Industrial Equipment | 05/01/2019 |  | 09/23/2019
Trane U.S. Inc. | Trane | TWA0724(3,4)AA*00A* | TWE09041A*A***00 | HRCU-A-CB, Split System: Heat | Heat Pump | 460 | 3 |  | False |  |  | True | Single-Speed | 80000 | 7079 | 11.3 | 10.8 | 12.4 |  | 72000 | 6394 | 3.3 | 3.3 | 46000 | 5991 | 2.25 | Federally-Regulated Commercial & Industrial Equipment | 05/02/2019 |  | 09/23/2019
Trane U.S. Inc. | Trane | TWA0724(3,4)AA*00A* | TWE09041A*A***00 | HRCU-A-CB, Split System: Heat | Heat Pump | 230 | 3 |  | False |  |  | True | Single-Speed | 80000 | 7079 | 11.3 | 10.8 | 12.4 |  | 72000 | 6394 | 3.3 | 3.3 | 46000 | 5991 | 2.25 | Federally-Regulated Commercial & Industrial Equipment | 05/02/2019 |  | 09/23/2019
Trane U.S. Inc. | Trane | TWA0724(3,4)AA*00A* | TWE09041A*A***00 | HRCU-A-CB, Split System: Heat | Heat Pump | 208 | 3 |  | False |  |  | True | Single-Speed | 80000 | 7079 | 11.3 | 10.8 | 12.4 |  | 72000 | 6394 | 3.3 | 3.3 | 46000 | 5991 | 2.25 | Federally-Regulated Commercial & Industrial Equipment | 05/02/2019 |  | 09/23/2019
Trane U.S. Inc. | Trane | WSC090H(3,4,W)*(G,K,N)A |  | HSP-A, Single-Package Heat Pum | Both Heat Pump and Electric Re | 575 | 3 | False |  |  |  | True | Single-Speed | 90000 | 8108 | 11.1 | 11 | 12.2 |  | 87000 | 7499 | 3.4 | 3.3 | 48000 | 6252 | 2.25 | Federally-Regulated Commercial & Industrial Equipment | 07/19/2019 |  | 09/23/2019
Trane U.S. Inc. | Trane | WSC090H(3,4,W)*(G,K,N)A |  | HSP-A, Single-Package Heat Pum | Both Heat Pump and Electric Re | 460 | 3 | False |  |  |  | True | Single-Speed | 90000 | 8108 | 11.1 | 11 | 12.2 |  | 87000 | 7499 | 3.4 | 3.3 | 48000 | 6252 | 2.25 | Federally-Regulated Commercial & Industrial Equipment | 07/19/2019 |  | 09/23/2019
Trane U.S. Inc. | Trane | WSC090H(3,4,W)*(G,K,N)A |  | HSP-A, Single-Package Heat Pum | Both Heat Pump and Electric Re | 230 | 3 | False |  |  |  | True | Single-Speed | 90000 | 8108 | 11.1 | 11 | 12.2 |  | 87000 | 7499 | 3.4 | 3.3 | 48000 | 6252 | 2.25 | Federally-Regulated Commercial & Industrial Equipment | 07/19/2019 |  | 09/23/2019
Trane U.S. Inc. | Trane | WSC090H(3,4,W)*(G,K,N)A |  | HSP-A, Single-Package Heat Pum | Both Heat Pump and Electric Re | 208 | 3 | False |  |  |  | True | Single-Speed | 90000 | 8108 | 11.1 | 11 | 12.2 |  | 87000 | 7499 | 3.4 | 3.3 | 48000 | 6252 | 2.25 | Federally-Regulated Commercial & Industrial Equipment | 07/19/2019 |  | 09/23/2019
Trane U.S. Inc. | Trane | DHC120H(3,4)*(L,M,H,X,Y,Z)A***6 |  | HSP-A, Single-Package Heat Pum | Both Heat Pump and Electric Re | 460 | 3 | False |  |  |  | True | Multiple-Speed | 121000 | 10521 | 11.5 | 11 | 16.5 |  | 118000 | 9526 | 3.63 | 3.3 | 61000 | 7945 | 2.25 | Federally-Regulated Commercial & Industrial Equipment | 07/19/2019 |  | 09/23/2019
Trane U.S. Inc. | Trane | DHC120H(3,4)*(L,M,H,X,Y,Z)A***6 |  | HSP-A, Single-Package Heat Pum | Both Heat Pump and Electric Re | 230 | 3 | False |  |  |  | True | Multiple-Speed | 121000 | 10521 | 11.5 | 11 | 16.5 |  | 118000 | 9526 | 3.63 | 3.3 | 61000 | 7945 | 2.25 | Federally-Regulated Commercial & Industrial Equipment | 07/19/2019 |  | 09/23/2019
Trane U.S. Inc. | Trane | DHC120H(3,4)*(L,M,H,X,Y,Z)A***6 |  | HSP-A, Single-Package Heat Pum | Both Heat Pump and Electric Re | 208 | 3 | False |  |  |  | True | Multiple-Speed | 121000 | 10521 | 11.5 | 11 | 16.5 |  | 118000 | 9526 | 3.63 | 3.3 | 61000 | 7945 | 2.25 | Federally-Regulated Commercial & Industrial Equipment | 07/19/2019 |  | 09/23/2019
Trane U.S. Inc. | Trane | WHC092H(3,4)*0A |  | HSP-A, Single-Package Heat Pum | Heat Pump | 460 | 3 | False |  |  |  | True | Multiple-Speed | 95000 | 8050 | 11.8 | 10.8 | 15.5 |  | 87000 | 7284 | 3.5 | 3.3 | 49000 | 6382 | 2.25 | Federally-Regulated Commercial & Industrial Equipment | 07/19/2019 |  | 09/23/2019
Trane U.S. Inc. | Trane | WHC092H(3,4)*0A |  | HSP-A, Single-Package Heat Pum | Heat Pump | 230 | 3 | False |  |  |  | True | Multiple-Speed | 95000 | 8050 | 11.8 | 10.8 | 15.5 |  | 87000 | 7284 | 3.5 | 3.3 | 49000 | 6382 | 2.25 | Federally-Regulated Commercial & Industrial Equipment | 07/19/2019 |  | 09/23/2019
Trane U.S. Inc. | Trane | WHC092H(3,4)*0A |  | HSP-A, Single-Package Heat Pum | Heat Pump | 208 | 3 | False |  |  |  | True | Multiple-Speed | 95000 | 8050 | 11.8 | 10.8 | 15.5 |  | 87000 | 7284 | 3.5 | 3.3 | 49000 | 6382 | 2.25 | Federally-Regulated Commercial & Industrial Equipment | 07/19/2019 |  | 09/23/2019
Trane U.S. Inc. | Trane | TWA1204(3,4,W)DA*00AR* | TWE1204(3,4,W)B*A***B0 | HRCU-A-CB, Split System: Heat | Heat Pump | 575 | 3 |  | False |  |  | True | Single-Speed | 118000 | 10535 | 11.2 | 10.8 | 13.3 |  | 112000 | 9946 | 3.3 | 3.3 | 71000 | 9248 | 2.25 | Federally-Regulated Commercial & Industrial Equipment | 05/02/2019 |  | 09/23/2019
Trane U.S. Inc. | Trane | TWA1204(3,4,W)DA*00AR* | TWE1204(3,4,W)B*A***B0 | HRCU-A-CB, Split System: Heat | Heat Pump | 460 | 3 |  | False |  |  | True | Single-Speed | 118000 | 10535 | 11.2 | 10.8 | 13.3 |  | 112000 | 9946 | 3.3 | 3.3 | 71000 | 9248 | 2.25 | Federally-Regulated Commercial & Industrial Equipment | 05/02/2019 |  | 09/23/2019
Trane U.S. Inc. | Trane | TWA1204(3,4,W)DA*00AR* | TWE1204(3,4,W)B*A***B0 | HRCU-A-CB, Split System: Heat | Heat Pump | 230 | 3 |  | False |  |  | True | Single-Speed | 118000 | 10535 | 11.2 | 10.8 | 13.3 |  | 112000 | 9946 | 3.3 | 3.3 | 71000 | 9248 | 2.25 | Federally-Regulated Commercial & Industrial Equipment | 05/02/2019 |  | 09/23/2019
Trane U.S. Inc. | Trane | TWA1204(3,4,W)DA*00AR* | TWE1204(3,4,W)B*A***B0 | HRCU-A-CB, Split System: Heat | Heat Pump | 208 | 3 |  | False |  |  | True | Single-Speed | 118000 | 10535 | 11.2 | 10.8 | 13.3 |  | 112000 | 9946 | 3.3 | 3.3 | 71000 | 9248 | 2.25 | Federally-Regulated Commercial & Industrial Equipment | 05/02/2019 |  | 09/23/2019
Trane U.S. Inc. | Trane | WSC092H(3,4,W)*(G,K,N)A***6 |  | HSP-A, Single-Package Heat Pum | Both Heat Pump and Electric Re | 575 | 3 | False |  |  |  | True | Dual-Speed | 93000 | 8230 | 11.3 | 11 | 13.4 |  | 87000 | 7499 | 3.4 | 3.3 | 48000 | 6252 | 2.25 | Federally-Regulated Commercial & Industrial Equipment | 07/19/2019 |  | 09/23/2019
Trane U.S. Inc. | Trane | WSC092H(3,4,W)*(G,K,N)A***6 |  | HSP-A, Single-Package Heat Pum | Both Heat Pump and Electric Re | 460 | 3 | False |  |  |  | True | Dual-Speed | 93000 | 8230 | 11.3 | 11 | 13.4 |  | 87000 | 7499 | 3.4 | 3.3 | 48000 | 6252 | 2.25 | Federally-Regulated Commercial & Industrial Equipment | 07/19/2019 |  | 09/23/2019
Trane U.S. Inc. | Trane | WSC092H(3,4,W)*(G,K,N)A***6 |  | HSP-A, Single-Package Heat Pum | Both Heat Pump and Electric Re | 230 | 3 | False |  |  |  | True | Dual-Speed | 93000 | 8230 | 11.3 | 11 | 13.4 |  | 87000 | 7499 | 3.4 | 3.3 | 48000 | 6252 | 2.25 | Federally-Regulated Commercial & Industrial Equipment | 07/19/2019 |  | 09/23/2019
Trane U.S. Inc. | Trane | WSC092H(3,4,W)*(G,K,N)A***6 |  | HSP-A, Single-Package Heat Pum | Both Heat Pump and Electric Re | 208 | 3 | False |  |  |  | True | Dual-Speed | 93000 | 8230 | 11.3 | 11 | 13.4 |  | 87000 | 7499 | 3.4 | 3.3 | 48000 | 6252 | 2.25 | Federally-Regulated Commercial & Industrial Equipment | 07/19/2019 |  | 09/23/2019
Trane U.S. Inc. | Trane | TWA1204(3,4,W)AA*00A* | TWE1204(3,W)A*A***00 | HRCU-A-CB, Split System: Heat | Heat Pump | 575 | 3 |  | False |  |  | True | Single-Speed | 123000 | 10884 | 11.3 | 10.8 | 12.4 |  | 120000 | 10657 | 3.3 | 3.3 | 76000 | 9899 | 2.25 | Federally-Regulated Commercial & Industrial Equipment | 05/02/2019 |  | 09/23/2019
Trane U.S. Inc. | Trane | TWA1204(3,4,W)AA*00A* | TWE1204(3,W)A*A***00 | HRCU-A-CB, Split System: Heat | Heat Pump | 460 | 3 |  | False |  |  | True | Single-Speed | 123000 | 10884 | 11.3 | 10.8 | 12.4 |  | 120000 | 10657 | 3.3 | 3.3 | 76000 | 9899 | 2.25 | Federally-Regulated Commercial & Industrial Equipment | 05/02/2019 |  | 09/23/2019
Trane U.S. Inc. | Trane | TWA1204(3,4,W)AA*00A* | TWE1204(3,W)A*A***00 | HRCU-A-CB, Split System: Heat | Heat Pump | 230 | 3 |  | False |  |  | True | Single-Speed | 123000 | 10884 | 11.3 | 10.8 | 12.4 |  | 120000 | 10657 | 3.3 | 3.3 | 76000 | 9899 | 2.25 | Federally-Regulated Commercial & Industrial Equipment | 05/02/2019 |  | 09/23/2019
Trane U.S. Inc. | Trane | TWA1204(3,4,W)AA*00A* | TWE1204(3,W)A*A***00 | HRCU-A-CB, Split System: Heat | Heat Pump | 208 | 3 |  | False |  |  | True | Single-Speed | 123000 | 10884 | 11.3 | 10.8 | 12.4 |  | 120000 | 10657 | 3.3 | 3.3 | 76000 | 9899 | 2.25 | Federally-Regulated Commercial & Industrial Equipment | 05/02/2019 |  | 09/23/2019
Trane U.S. Inc. | Trane | WSC102H(3,4,W)*(G,K,N)A***6 |  | HSP-A, Single-Package Heat Pum | Both Heat Pump and Electric Re | 575 | 3 | False |  |  |  | True | Dual-Speed | 100000 | 9090 | 11 | 11 | 13.4 |  | 89000 | 7671 | 3.4 | 3.3 | 48500 | 6768 | 2.1 | Federally-Regulated Commercial & Industrial Equipment | 07/19/2019 |  | 09/23/2019
Trane U.S. Inc. | Trane | WSC102H(3,4,W)*(G,K,N)A***6 |  | HSP-A, Single-Package Heat Pum | Both Heat Pump and Electric Re | 460 | 3 | False |  |  |  | True | Dual-Speed | 100000 | 9090 | 11 | 11 | 13.4 |  | 89000 | 7671 | 3.4 | 3.3 | 48500 | 6768 | 2.1 | Federally-Regulated Commercial & Industrial Equipment | 07/19/2019 |  | 09/23/2019
Trane U.S. Inc. | Trane | WSC102H(3,4,W)*(G,K,N)A***6 |  | HSP-A, Single-Package Heat Pum | Both Heat Pump and Electric Re | 230 | 3 | False |  |  |  | True | Dual-Speed | 100000 | 9090 | 11 | 11 | 13.4 |  | 89000 | 7671 | 3.4 | 3.3 | 48500 | 6768 | 2.1 | Federally-Regulated Commercial & Industrial Equipment | 07/19/2019 |  | 09/23/2019
Trane U.S. Inc. | Trane | WSC102H(3,4,W)*(G,K,N)A***6 |  | HSP-A, Single-Package Heat Pum | Both Heat Pump and Electric Re | 208 | 3 | False |  |  |  | True | Dual-Speed | 100000 | 9090 | 11 | 11 | 13.4 |  | 89000 | 7671 | 3.4 | 3.3 | 48500 | 6768 | 2.1 | Federally-Regulated Commercial & Industrial Equipment | 07/19/2019 |  | 09/23/2019
Trane U.S. Inc. | Trane | WHC074H(3,4)*(C,G,K,N)A |  | HSP-A, Single-Package Heat Pum | Both Heat Pump and Electric Re | 460 | 3 | False |  |  |  | True | Multiple-Speed | 78000 | 6446 | 12.1 | 11 | 15.5 |  | 75000 | 6280 | 3.5 | 3.3 | 40000 | 5210 | 2.25 | Federally-Regulated Commercial & Industrial Equipment | 07/19/2019 |  | 09/23/2019
Trane U.S. Inc. | Trane | WHC074H(3,4)*(C,G,K,N)A |  | HSP-A, Single-Package Heat Pum | Both Heat Pump and Electric Re | 230 | 3 | False |  |  |  | True | Multiple-Speed | 78000 | 6446 | 12.1 | 11 | 15.5 |  | 75000 | 6280 | 3.5 | 3.3 | 40000 | 5210 | 2.25 | Federally-Regulated Commercial & Industrial Equipment | 07/19/2019 |  | 09/23/2019
Trane U.S. Inc. | Trane | WHC074H(3,4)*(C,G,K,N)A |  | HSP-A, Single-Package Heat Pum | Both Heat Pump and Electric Re | 208 | 3 | False |  |  |  | True | Multiple-Speed | 78000 | 6446 | 12.1 | 11 | 15.5 |  | 75000 | 6280 | 3.5 | 3.3 | 40000 | 5210 | 2.25 | Federally-Regulated Commercial & Industrial Equipment | 07/19/2019 |  | 09/23/2019
Trane U.S. Inc. | Trane | DHC120H(3,4)*(L,M,H,X,Y,Z)A***7 |  | HSP-A, Single-Package Heat Pum | Both Heat Pump and Electric Re | 460 | 3 | False |  |  |  | True | Multiple-Speed | 121000 | 10521 | 11.5 | 11 | 16 |  | 118000 | 9526 | 3.63 | 3.3 | 61000 | 7945 | 2.25 | Federally-Regulated Commercial & Industrial Equipment | 07/19/2019 |  | 09/23/2019
Trane U.S. Inc. | Trane | DHC120H(3,4)*(L,M,H,X,Y,Z)A***7 |  | HSP-A, Single-Package Heat Pum | Both Heat Pump and Electric Re | 230 | 3 | False |  |  |  | True | Multiple-Speed | 121000 | 10521 | 11.5 | 11 | 16 |  | 118000 | 9526 | 3.63 | 3.3 | 61000 | 7945 | 2.25 | Federally-Regulated Commercial & Industrial Equipment | 07/19/2019 |  | 09/23/2019
Trane U.S. Inc. | Trane | DHC120H(3,4)*(L,M,H,X,Y,Z)A***7 |  | HSP-A, Single-Package Heat Pum | Both Heat Pump and Electric Re | 208 | 3 | False |  |  |  | True | Multiple-Speed | 121000 | 10521 | 11.5 | 11 | 16 |  | 118000 | 9526 | 3.63 | 3.3 | 61000 | 7945 | 2.25 | Federally-Regulated Commercial & Industrial Equipment | 07/19/2019 |  | 09/23/2019
Trane U.S. Inc. | Trane | TWA0724(3,4,W)DA*00A* | TWE0724(3,W)B*A***00 | HRCU-A-CB, Split System: Heat | Heat Pump | 575 | 3 |  | False |  |  | True | Single-Speed | 77000 | 6875 | 11.2 | 10.8 | 12.2 |  | 64000 | 5683 | 3.3 | 3.3 | 38000 | 4949 | 2.25 | Federally-Regulated Commercial & Industrial Equipment | 05/02/2019 |  | 09/23/2019
Trane U.S. Inc. | Trane | TWA0724(3,4,W)DA*00A* | TWE0724(3,W)B*A***00 | HRCU-A-CB, Split System: Heat | Heat Pump | 460 | 3 |  | False |  |  | True | Single-Speed | 77000 | 6875 | 11.2 | 10.8 | 12.2 |  | 64000 | 5683 | 3.3 | 3.3 | 38000 | 4949 | 2.25 | Federally-Regulated Commercial & Industrial Equipment | 05/02/2019 |  | 09/23/2019
Trane U.S. Inc. | Trane | TWA0724(3,4,W)DA*00A* | TWE0724(3,W)B*A***00 | HRCU-A-CB, Split System: Heat | Heat Pump | 230 | 3 |  | False |  |  | True | Single-Speed | 77000 | 6875 | 11.2 | 10.8 | 12.2 |  | 64000 | 5683 | 3.3 | 3.3 | 38000 | 4949 | 2.25 | Federally-Regulated Commercial & Industrial Equipment | 05/02/2019 |  | 09/23/2019
Trane U.S. Inc. | Trane | TWA0724(3,4,W)DA*00A* | TWE0724(3,W)B*A***00 | HRCU-A-CB, Split System: Heat | Heat Pump | 208 | 3 |  | False |  |  | True | Single-Speed | 77000 | 6875 | 11.2 | 10.8 | 12.2 |  | 64000 | 5683 | 3.3 | 3.3 | 38000 | 4949 | 2.25 | Federally-Regulated Commercial & Industrial Equipment | 05/02/2019 |  | 09/23/2019
Trane U.S. Inc. | Trane | WHC120H(3,4)*(G,K,N,P)A***6 |  | HSP-A, Single-Package Heat Pum | Both Heat Pump and Electric Re | 460 | 3 | False |  |  |  | True | Multiple-Speed | 121000 | 10521 | 11.5 | 11 | 16.5 |  | 118000 | 9526 | 3.63 | 3.3 | 61000 | 7945 | 2.25 | Federally-Regulated Commercial & Industrial Equipment | 07/19/2019 |  | 09/23/2019
Trane U.S. Inc. | Trane | WHC120H(3,4)*(G,K,N,P)A***6 |  | HSP-A, Single-Package Heat Pum | Both Heat Pump and Electric Re | 230 | 3 | False |  |  |  | True | Multiple-Speed | 121000 | 10521 | 11.5 | 11 | 16.5 |  | 118000 | 9526 | 3.63 | 3.3 | 61000 | 7945 | 2.25 | Federally-Regulated Commercial & Industrial Equipment | 07/19/2019 |  | 09/23/2019
Trane U.S. Inc. | Trane | WHC120H(3,4)*(G,K,N,P)A***6 |  | HSP-A, Single-Package Heat Pum | Both Heat Pump and Electric Re | 208 | 3 | False |  |  |  | True | Multiple-Speed | 121000 | 10521 | 11.5 | 11 | 16.5 |  | 118000 | 9526 | 3.63 | 3.3 | 61000 | 7945 | 2.25 | Federally-Regulated Commercial & Industrial Equipment | 07/19/2019 |  | 09/23/2019
Trane U.S. Inc. | Trane | WHC074H(3,4)*0A***7 |  | HSP-A, Single-Package Heat Pum | Heat Pump | 460 | 3 | False |  |  |  | True | Multiple-Speed | 78000 | 6446 | 12.1 | 10.8 | 16 |  | 75000 | 6280 | 3.5 | 3.3 | 40000 | 5210 | 2.25 | Federally-Regulated Commercial & Industrial Equipment | 07/19/2019 |  | 09/23/2019
Trane U.S. Inc. | Trane | WHC074H(3,4)*0A***7 |  | HSP-A, Single-Package Heat Pum | Heat Pump | 230 | 3 | False |  |  |  | True | Multiple-Speed | 78000 | 6446 | 12.1 | 10.8 | 16 |  | 75000 | 6280 | 3.5 | 3.3 | 40000 | 5210 | 2.25 | Federally-Regulated Commercial & Industrial Equipment | 07/19/2019 |  | 09/23/2019
Trane U.S. Inc. | Trane | WHC074H(3,4)*0A***7 |  | HSP-A, Single-Package Heat Pum | Heat Pump | 208 | 3 | False |  |  |  | True | Multiple-Speed | 78000 | 6446 | 12.1 | 10.8 | 16 |  | 75000 | 6280 | 3.5 | 3.3 | 40000 | 5210 | 2.25 | Federally-Regulated Commercial & Industrial Equipment | 07/19/2019 |  | 09/23/2019
Trane U.S. Inc. | Trane | WSC072H(3,4,W)*0A |  | HSP-A, Single-Package Heat Pum | Heat Pump | 575 | 3 | False |  |  |  | True | Single-Speed | 75000 | 6578 | 11.4 | 10.8 | 13 |  | 71000 | 5945 | 3.5 | 3.3 | 39000 | 4969 | 2.3 | Federally-Regulated Commercial & Industrial Equipment | 07/19/2019 |  | 09/23/2019
Trane U.S. Inc. | Trane | WSC072H(3,4,W)*0A |  | HSP-A, Single-Package Heat Pum | Heat Pump | 460 | 3 | False |  |  |  | True | Single-Speed | 75000 | 6578 | 11.4 | 10.8 | 13 |  | 71000 | 5945 | 3.5 | 3.3 | 39000 | 4969 | 2.3 | Federally-Regulated Commercial & Industrial Equipment | 07/19/2019 |  | 09/23/2019
Trane U.S. Inc. | Trane | WSC072H(3,4,W)*0A |  | HSP-A, Single-Package Heat Pum | Heat Pump | 230 | 3 | False |  |  |  | True | Single-Speed | 75000 | 6578 | 11.4 | 10.8 | 13 |  | 71000 | 5945 | 3.5 | 3.3 | 39000 | 4969 | 2.3 | Federally-Regulated Commercial & Industrial Equipment | 07/19/2019 |  | 09/23/2019
Trane U.S. Inc. | Trane | WSC072H(3,4,W)*0A |  | HSP-A, Single-Package Heat Pum | Heat Pump | 208 | 3 | False |  |  |  | True | Single-Speed | 75000 | 6578 | 11.4 | 10.8 | 13 |  | 71000 | 5945 | 3.5 | 3.3 | 39000 | 4969 | 2.3 | Federally-Regulated Commercial & Industrial Equipment | 07/19/2019 |  | 09/23/2019
Trane U.S. Inc. | Trane | WS(D,H)180E(3,4,W)R(G,N,P,R)****6 |  | HSP-A, Single-Package Heat Pum | Both Heat Pump and Electric Re | 575 | 3 | False |  |  |  | False | Single-Speed | 170000 | 16037 | 10.6 | 10.6 | 13.5 |  | 170000 | 15569 | 3.2 | 3.2 | 90000 | 12560 | 2.1 | Federally-Regulated Commercial & Industrial Equipment | 05/01/2019 |  | 09/23/2019
Trane U.S. Inc. | Trane | WS(D,H)180E(3,4,W)R(G,N,P,R)****6 |  | HSP-A, Single-Package Heat Pum | Both Heat Pump and Electric Re | 460 | 3 | False |  |  |  | False | Single-Speed | 170000 | 16037 | 10.6 | 10.6 | 13.5 |  | 170000 | 15569 | 3.2 | 3.2 | 90000 | 12560 | 2.1 | Federally-Regulated Commercial & Industrial Equipment | 05/01/2019 |  | 09/23/2019
Trane U.S. Inc. | Trane | WS(D,H)180E(3,4,W)R(G,N,P,R)****6 |  | HSP-A, Single-Package Heat Pum | Both Heat Pump and Electric Re | 230 | 3 | False |  |  |  | False | Single-Speed | 170000 | 16037 | 10.6 | 10.6 | 13.5 |  | 170000 | 15569 | 3.2 | 3.2 | 90000 | 12560 | 2.1 | Federally-Regulated Commercial & Industrial Equipment | 05/01/2019 |  | 09/23/2019
Trane U.S. Inc. | Trane | WS(D,H)180E(3,4,W)R(G,N,P,R)****6 |  | HSP-A, Single-Package Heat Pum | Both Heat Pump and Electric Re | 208 | 3 | False |  |  |  | False | Single-Speed | 170000 | 16037 | 10.6 | 10.6 | 13.5 |  | 170000 | 15569 | 3.2 | 3.2 | 90000 | 12560 | 2.1 | Federally-Regulated Commercial & Industrial Equipment | 05/01/2019 |  | 09/23/2019
Trane U.S. Inc. | Trane | TWA0904(3,4)DA*00A* | TWE09041B*A***00 | HRCU-A-CB, Split System: Heat | Heat Pump | 460 | 3 |  | False |  |  | True | Single-Speed | 93000 | 8303 | 11.2 | 10.8 | 12.2 |  | 82000 | 7282 | 3.3 | 3.3 | 51500 | 6708 | 2.25 | Federally-Regulated Commercial & Industrial Equipment | 05/02/2019 |  | 09/23/2019
Trane U.S. Inc. | Trane | TWA0904(3,4)DA*00A* | TWE09041B*A***00 | HRCU-A-CB, Split System: Heat | Heat Pump | 230 | 3 |  | False |  |  | True | Single-Speed | 93000 | 8303 | 11.2 | 10.8 | 12.2 |  | 82000 | 7282 | 3.3 | 3.3 | 51500 | 6708 | 2.25 | Federally-Regulated Commercial & Industrial Equipment | 05/02/2019 |  | 09/23/2019
Trane U.S. Inc. | Trane | TWA0904(3,4)DA*00A* | TWE09041B*A***00 | HRCU-A-CB, Split System: Heat | Heat Pump | 208 | 3 |  | False |  |  | True | Single-Speed | 93000 | 8303 | 11.2 | 10.8 | 12.2 |  | 82000 | 7282 | 3.3 | 3.3 | 51500 | 6708 | 2.25 | Federally-Regulated Commercial & Industrial Equipment | 05/02/2019 |  | 09/23/2019
Trane U.S. Inc. | Trane | WSC092H(3,4,W)*0A |  | HSP-A, Single-Package Heat Pum | Heat Pump | 575 | 3 | False |  |  |  | True | Dual-Speed | 93000 | 8230 | 11.3 | 10.8 | 12.4 |  | 88000 | 7585 | 3.4 | 3.3 | 48000 | 6252 | 2.25 | Federally-Regulated Commercial & Industrial Equipment | 07/19/2019 |  | 09/23/2019
Trane U.S. Inc. | Trane | WSC092H(3,4,W)*0A |  | HSP-A, Single-Package Heat Pum | Heat Pump | 460 | 3 | False |  |  |  | True | Dual-Speed | 93000 | 8230 | 11.3 | 10.8 | 12.4 |  | 88000 | 7585 | 3.4 | 3.3 | 48000 | 6252 | 2.25 | Federally-Regulated Commercial & Industrial Equipment | 07/19/2019 |  | 09/23/2019
Trane U.S. Inc. | Trane | WSC092H(3,4,W)*0A |  | HSP-A, Single-Package Heat Pum | Heat Pump | 230 | 3 | False |  |  |  | True | Dual-Speed | 93000 | 8230 | 11.3 | 10.8 | 12.4 |  | 88000 | 7585 | 3.4 | 3.3 | 48000 | 6252 | 2.25 | Federally-Regulated Commercial & Industrial Equipment | 07/19/2019 |  | 09/23/2019
Trane U.S. Inc. | Trane | WSC092H(3,4,W)*0A |  | HSP-A, Single-Package Heat Pum | Heat Pump | 208 | 3 | False |  |  |  | True | Dual-Speed | 93000 | 8230 | 11.3 | 10.8 | 12.4 |  | 88000 | 7585 | 3.4 | 3.3 | 48000 | 6252 | 2.25 | Federally-Regulated Commercial & Industrial Equipment | 07/19/2019 |  | 09/23/2019
Trane U.S. Inc. | Trane | WS(D,H)240E(3,4,W)R(G,N,P,R)****0 |  | HSP-A, Single-Package Heat Pum | Both Heat Pump and Electric Re | 575 | 3 | False |  |  |  | False | Single-Speed | 240000 | 24742 | 9.7 | 9.5 | 11.5 |  | 210000 | 19233 | 3.2 | 3.2 | 120000 | 16747 | 2.1 | Federally-Regulated Commercial & Industrial Equipment | 05/01/2019 |  | 09/23/2019
Trane U.S. Inc. | Trane | WS(D,H)240E(3,4,W)R(G,N,P,R)****0 |  | HSP-A, Single-Package Heat Pum | Both Heat Pump and Electric Re | 460 | 3 | False |  |  |  | False | Single-Speed | 240000 | 24742 | 9.7 | 9.5 | 11.5 |  | 210000 | 19233 | 3.2 | 3.2 | 120000 | 16747 | 2.1 | Federally-Regulated Commercial & Industrial Equipment | 05/01/2019 |  | 09/23/2019
Trane U.S. Inc. | Trane | WS(D,H)240E(3,4,W)R(G,N,P,R)****0 |  | HSP-A, Single-Package Heat Pum | Both Heat Pump and Electric Re | 230 | 3 | False |  |  |  | False | Single-Speed | 240000 | 24742 | 9.7 | 9.5 | 11.5 |  | 210000 | 19233 | 3.2 | 3.2 | 120000 | 16747 | 2.1 | Federally-Regulated Commercial & Industrial Equipment | 05/01/2019 |  | 09/23/2019
Trane U.S. Inc. | Trane | WS(D,H)240E(3,4,W)R(G,N,P,R)****0 |  | HSP-A, Single-Package Heat Pum | Both Heat Pump and Electric Re | 208 | 3 | False |  |  |  | False | Single-Speed | 240000 | 24742 | 9.7 | 9.5 | 11.5 |  | 210000 | 19233 | 3.2 | 3.2 | 120000 | 16747 | 2.1 | Federally-Regulated Commercial & Industrial Equipment | 05/01/2019 |  | 09/23/2019
Trane U.S. Inc. | Trane | WHC102H(3,4)*(C,G,K,N)A |  | HSP-A, Single-Package Heat Pum | Both Heat Pump and Electric Re | 460 | 3 | False |  |  |  | True | Multiple-Speed | 104000 | 8666 | 12 | 11 | 15.5 |  | 93000 | 7508 | 3.63 | 3.3 | 57000 | 7424 | 2.25 | Federally-Regulated Commercial & Industrial Equipment | 07/19/2019 |  | 09/23/2019
Trane U.S. Inc. | Trane | WHC102H(3,4)*(C,G,K,N)A |  | HSP-A, Single-Package Heat Pum | Both Heat Pump and Electric Re | 230 | 3 | False |  |  |  | True | Multiple-Speed | 104000 | 8666 | 12 | 11 | 15.5 |  | 93000 | 7508 | 3.63 | 3.3 | 57000 | 7424 | 2.25 | Federally-Regulated Commercial & Industrial Equipment | 07/19/2019 |  | 09/23/2019
Trane U.S. Inc. | Trane | WHC102H(3,4)*(C,G,K,N)A |  | HSP-A, Single-Package Heat Pum | Both Heat Pump and Electric Re | 208 | 3 | False |  |  |  | True | Multiple-Speed | 104000 | 8666 | 12 | 11 | 15.5 |  | 93000 | 7508 | 3.63 | 3.3 | 57000 | 7424 | 2.25 | Federally-Regulated Commercial & Industrial Equipment | 07/19/2019 |  | 09/23/2019
Trane U.S. Inc. | Trane | WHC074H(3,4)*0A***6 |  | HSP-A, Single-Package Heat Pum | Heat Pump | 460 | 3 | False |  |  |  | True | Multiple-Speed | 78000 | 6446 | 12.1 | 10.8 | 16.5 |  | 75000 | 6280 | 3.5 | 3.3 | 40000 | 5210 | 2.25 | Federally-Regulated Commercial & Industrial Equipment | 07/19/2019 |  | 09/23/2019
Trane U.S. Inc. | Trane | WHC074H(3,4)*0A***6 |  | HSP-A, Single-Package Heat Pum | Heat Pump | 230 | 3 | False |  |  |  | True | Multiple-Speed | 78000 | 6446 | 12.1 | 10.8 | 16.5 |  | 75000 | 6280 | 3.5 | 3.3 | 40000 | 5210 | 2.25 | Federally-Regulated Commercial & Industrial Equipment | 07/19/2019 |  | 09/23/2019
Trane U.S. Inc. | Trane | WHC074H(3,4)*0A***6 |  | HSP-A, Single-Package Heat Pum | Heat Pump | 208 | 3 | False |  |  |  | True | Multiple-Speed | 78000 | 6446 | 12.1 | 10.8 | 16.5 |  | 75000 | 6280 | 3.5 | 3.3 | 40000 | 5210 | 2.25 | Federally-Regulated Commercial & Industrial Equipment | 07/19/2019 |  | 09/23/2019
Trane U.S. Inc. | Trane | WS(D,H)180E(3,4,W)R0****7 |  | HSP-A, Single-Package Heat Pum | Heat Pump | 575 | 3 | False |  |  |  | False | Single-Speed | 170000 | 16037 | 10.6 | 10.4 | 13.5 |  | 170000 | 15569 | 3.2 | 3.2 | 90000 | 12560 | 2.1 | Federally-Regulated Commercial & Industrial Equipment | 05/01/2019 |  | 09/23/2019
Trane U.S. Inc. | Trane | WS(D,H)180E(3,4,W)R0****7 |  | HSP-A, Single-Package Heat Pum | Heat Pump | 460 | 3 | False |  |  |  | False | Single-Speed | 170000 | 16037 | 10.6 | 10.4 | 13.5 |  | 170000 | 15569 | 3.2 | 3.2 | 90000 | 12560 | 2.1 | Federally-Regulated Commercial & Industrial Equipment | 05/01/2019 |  | 09/23/2019
Trane U.S. Inc. | Trane | WS(D,H)180E(3,4,W)R0****7 |  | HSP-A, Single-Package Heat Pum | Heat Pump | 230 | 3 | False |  |  |  | False | Single-Speed | 170000 | 16037 | 10.6 | 10.4 | 13.5 |  | 170000 | 15569 | 3.2 | 3.2 | 90000 | 12560 | 2.1 | Federally-Regulated Commercial & Industrial Equipment | 05/01/2019 |  | 09/23/2019
Trane U.S. Inc. | Trane | WS(D,H)180E(3,4,W)R0****7 |  | HSP-A, Single-Package Heat Pum | Heat Pump | 208 | 3 | False |  |  |  | False | Single-Speed | 170000 | 16037 | 10.6 | 10.4 | 13.5 |  | 170000 | 15569 | 3.2 | 3.2 | 90000 | 12560 | 2.1 | Federally-Regulated Commercial & Industrial Equipment | 05/01/2019 |  | 09/23/2019
Trane U.S. Inc. | Trane | DHC102H(3,4)*(L,M,H,X,Y,Z)A |  | HSP-A, Single-Package Heat Pum | Both Heat Pump and Electric Re | 460 | 3 | False |  |  |  | True | Multiple-Speed | 104000 | 8666 | 12 | 11 | 15.5 |  | 93000 | 7508 | 3.63 | 3.3 | 57000 | 7424 | 2.25 | Federally-Regulated Commercial & Industrial Equipment | 07/19/2019 |  | 09/23/2019
Trane U.S. Inc. | Trane | DHC102H(3,4)*(L,M,H,X,Y,Z)A |  | HSP-A, Single-Package Heat Pum | Both Heat Pump and Electric Re | 230 | 3 | False |  |  |  | True | Multiple-Speed | 104000 | 8666 | 12 | 11 | 15.5 |  | 93000 | 7508 | 3.63 | 3.3 | 57000 | 7424 | 2.25 | Federally-Regulated Commercial & Industrial Equipment | 07/19/2019 |  | 09/23/2019
Trane U.S. Inc. | Trane | DHC102H(3,4)*(L,M,H,X,Y,Z)A |  | HSP-A, Single-Package Heat Pum | Both Heat Pump and Electric Re | 208 | 3 | False |  |  |  | True | Multiple-Speed | 104000 | 8666 | 12 | 11 | 15.5 |  | 93000 | 7508 | 3.63 | 3.3 | 57000 | 7424 | 2.25 | Federally-Regulated Commercial & Industrial Equipment | 07/19/2019 |  | 09/23/2019
Trane U.S. Inc. | Trane | TWA0904(3,4,W)DA*00A* | TWE0904(3,W)B*A***00 | HRCU-A-CB, Split System: Heat | Heat Pump | 575 | 3 |  | False |  |  | True | Single-Speed | 93000 | 8303 | 11.2 | 10.8 | 12.2 |  | 82000 | 7282 | 3.3 | 3.3 | 51500 | 6708 | 2.25 | Federally-Regulated Commercial & Industrial Equipment | 05/02/2019 |  | 09/23/2019
Trane U.S. Inc. | Trane | TWA0904(3,4,W)DA*00A* | TWE0904(3,W)B*A***00 | HRCU-A-CB, Split System: Heat | Heat Pump | 460 | 3 |  | False |  |  | True | Single-Speed | 93000 | 8303 | 11.2 | 10.8 | 12.2 |  | 82000 | 7282 | 3.3 | 3.3 | 51500 | 6708 | 2.25 | Federally-Regulated Commercial & Industrial Equipment | 05/02/2019 |  | 09/23/2019
Trane U.S. Inc. | Trane | TWA0904(3,4,W)DA*00A* | TWE0904(3,W)B*A***00 | HRCU-A-CB, Split System: Heat | Heat Pump | 230 | 3 |  | False |  |  | True | Single-Speed | 93000 | 8303 | 11.2 | 10.8 | 12.2 |  | 82000 | 7282 | 3.3 | 3.3 | 51500 | 6708 | 2.25 | Federally-Regulated Commercial & Industrial Equipment | 05/02/2019 |  | 09/23/2019
Trane U.S. Inc. | Trane | TWA0904(3,4,W)DA*00A* | TWE0904(3,W)B*A***00 | HRCU-A-CB, Split System: Heat | Heat Pump | 208 | 3 |  | False |  |  | True | Single-Speed | 93000 | 8303 | 11.2 | 10.8 | 12.2 |  | 82000 | 7282 | 3.3 | 3.3 | 51500 | 6708 | 2.25 | Federally-Regulated Commercial & Industrial Equipment | 05/02/2019 |  | 09/23/2019
Trane U.S. Inc. | Trane | DHC092H(3,4)*(L,M,H,X,Y,Z)A***6 |  | HSP-A, Single-Package Heat Pum | Both Heat Pump and Electric Re | 460 | 3 | False |  |  |  | True | Multiple-Speed | 95000 | 8050 | 11.8 | 11 | 16.5 |  | 87000 | 7284 | 3.5 | 3.3 | 49000 | 6382 | 2.25 | Federally-Regulated Commercial & Industrial Equipment | 07/19/2019 |  | 09/23/2019
Trane U.S. Inc. | Trane | DHC092H(3,4)*(L,M,H,X,Y,Z)A***6 |  | HSP-A, Single-Package Heat Pum | Both Heat Pump and Electric Re | 230 | 3 | False |  |  |  | True | Multiple-Speed | 95000 | 8050 | 11.8 | 11 | 16.5 |  | 87000 | 7284 | 3.5 | 3.3 | 49000 | 6382 | 2.25 | Federally-Regulated Commercial & Industrial Equipment | 07/19/2019 |  | 09/23/2019
Trane U.S. Inc. | Trane | DHC092H(3,4)*(L,M,H,X,Y,Z)A***6 |  | HSP-A, Single-Package Heat Pum | Both Heat Pump and Electric Re | 208 | 3 | False |  |  |  | True | Multiple-Speed | 95000 | 8050 | 11.8 | 11 | 16.5 |  | 87000 | 7284 | 3.5 | 3.3 | 49000 | 6382 | 2.25 | Federally-Regulated Commercial & Industrial Equipment | 07/19/2019 |  | 09/23/2019
Trane U.S. Inc. | Trane | WHC102H(3,4)*0A |  | HSP-A, Single-Package Heat Pum | Heat Pump | 460 | 3 | False |  |  |  | True | Multiple-Speed | 104000 | 8666 | 12 | 10.8 | 15.5 |  | 93000 | 7508 | 3.63 | 3.3 | 57000 | 7424 | 2.25 | Federally-Regulated Commercial & Industrial Equipment | 07/19/2019 |  | 09/23/2019
Trane U.S. Inc. | Trane | WHC102H(3,4)*0A |  | HSP-A, Single-Package Heat Pum | Heat Pump | 230 | 3 | False |  |  |  | True | Multiple-Speed | 104000 | 8666 | 12 | 10.8 | 15.5 |  | 93000 | 7508 | 3.63 | 3.3 | 57000 | 7424 | 2.25 | Federally-Regulated Commercial & Industrial Equipment | 07/19/2019 |  | 09/23/2019
Trane U.S. Inc. | Trane | WHC102H(3,4)*0A |  | HSP-A, Single-Package Heat Pum | Heat Pump | 208 | 3 | False |  |  |  | True | Multiple-Speed | 104000 | 8666 | 12 | 10.8 | 15.5 |  | 93000 | 7508 | 3.63 | 3.3 | 57000 | 7424 | 2.25 | Federally-Regulated Commercial & Industrial Equipment | 07/19/2019 |  | 09/23/2019
Trane U.S. Inc. | Trane | WSC120H(3,4,W)*(G,K,N,P)A***6 |  | HSP-A, Single-Package Heat Pum | Both Heat Pump and Electric Re | 575 | 3 | False |  |  |  | True | Dual-Speed | 115000 | 10454 | 11 | 11 | 13.4 |  | 106000 | 9137 | 3.4 | 3.3 | 58500 | 7619 | 2.25 | Federally-Regulated Commercial & Industrial Equipment | 07/19/2019 |  | 09/23/2019
Trane U.S. Inc. | Trane | WSC120H(3,4,W)*(G,K,N,P)A***6 |  | HSP-A, Single-Package Heat Pum | Both Heat Pump and Electric Re | 460 | 3 | False |  |  |  | True | Dual-Speed | 115000 | 10454 | 11 | 11 | 13.4 |  | 106000 | 9137 | 3.4 | 3.3 | 58500 | 7619 | 2.25 | Federally-Regulated Commercial & Industrial Equipment | 07/19/2019 |  | 09/23/2019
Trane U.S. Inc. | Trane | WSC120H(3,4,W)*(G,K,N,P)A***6 |  | HSP-A, Single-Package Heat Pum | Both Heat Pump and Electric Re | 230 | 3 | False |  |  |  | True | Dual-Speed | 115000 | 10454 | 11 | 11 | 13.4 |  | 106000 | 9137 | 3.4 | 3.3 | 58500 | 7619 | 2.25 | Federally-Regulated Commercial & Industrial Equipment | 07/19/2019 |  | 09/23/2019
Trane U.S. Inc. | Trane | WSC120H(3,4,W)*(G,K,N,P)A***6 |  | HSP-A, Single-Package Heat Pum | Both Heat Pump and Electric Re | 208 | 3 | False |  |  |  | True | Dual-Speed | 115000 | 10454 | 11 | 11 | 13.4 |  | 106000 | 9137 | 3.4 | 3.3 | 58500 | 7619 | 2.25 | Federally-Regulated Commercial & Industrial Equipment | 07/19/2019 |  | 09/23/2019
Trane U.S. Inc. | Trane | WS(D,H)150E(3,4,W)R0****0 |  | HSP-A, Single-Package Heat Pum | Heat Pump | 575 | 3 | False |  |  |  | False | Single-Speed | 146000 | 13773 | 10.6 | 10.4 | 12 |  | 136000 | 12455 | 3.2 | 3.2 | 75000 | 10466 | 2.1 | Federally-Regulated Commercial & Industrial Equipment | 05/01/2019 |  | 09/23/2019
Trane U.S. Inc. | Trane | WS(D,H)150E(3,4,W)R0****0 |  | HSP-A, Single-Package Heat Pum | Heat Pump | 460 | 3 | False |  |  |  | False | Single-Speed | 146000 | 13773 | 10.6 | 10.4 | 12 |  | 136000 | 12455 | 3.2 | 3.2 | 75000 | 10466 | 2.1 | Federally-Regulated Commercial & Industrial Equipment | 05/01/2019 |  | 09/23/2019
Trane U.S. Inc. | Trane | WS(D,H)150E(3,4,W)R0****0 |  | HSP-A, Single-Package Heat Pum | Heat Pump | 230 | 3 | False |  |  |  | False | Single-Speed | 146000 | 13773 | 10.6 | 10.4 | 12 |  | 136000 | 12455 | 3.2 | 3.2 | 75000 | 10466 | 2.1 | Federally-Regulated Commercial & Industrial Equipment | 05/01/2019 |  | 09/23/2019
Trane U.S. Inc. | Trane | WS(D,H)150E(3,4,W)R0****0 |  | HSP-A, Single-Package Heat Pum | Heat Pump | 208 | 3 | False |  |  |  | False | Single-Speed | 146000 | 13773 | 10.6 | 10.4 | 12 |  | 136000 | 12455 | 3.2 | 3.2 | 75000 | 10466 | 2.1 | Federally-Regulated Commercial & Industrial Equipment | 05/01/2019 |  | 09/23/2019
Trane U.S. Inc. | Trane | DHC120H(3,4)*(L,M,H,X,Y,Z)A |  | HSP-A, Single-Package Heat Pum | Both Heat Pump and Electric Re | 460 | 3 | False |  |  |  | True | Multiple-Speed | 121000 | 10521 | 11.5 | 11 | 15.5 |  | 118000 | 9526 | 3.63 | 3.3 | 61000 | 7945 | 2.25 | Federally-Regulated Commercial & Industrial Equipment | 07/19/2019 |  | 09/23/2019
Trane U.S. Inc. | Trane | DHC120H(3,4)*(L,M,H,X,Y,Z)A |  | HSP-A, Single-Package Heat Pum | Both Heat Pump and Electric Re | 230 | 3 | False |  |  |  | True | Multiple-Speed | 121000 | 10521 | 11.5 | 11 | 15.5 |  | 118000 | 9526 | 3.63 | 3.3 | 61000 | 7945 | 2.25 | Federally-Regulated Commercial & Industrial Equipment | 07/19/2019 |  | 09/23/2019
Trane U.S. Inc. | Trane | DHC120H(3,4)*(L,M,H,X,Y,Z)A |  | HSP-A, Single-Package Heat Pum | Both Heat Pump and Electric Re | 208 | 3 | False |  |  |  | True | Multiple-Speed | 121000 | 10521 | 11.5 | 11 | 15.5 |  | 118000 | 9526 | 3.63 | 3.3 | 61000 | 7945 | 2.25 | Federally-Regulated Commercial & Industrial Equipment | 07/19/2019 |  | 09/23/2019
Trane U.S. Inc. | Trane | WS(D,H)150E(3,4,W)R(G,N,P,R)****0 |  | HSP-A, Single-Package Heat Pum | Both Heat Pump and Electric Re | 575 | 3 | False |  |  |  | False | Single-Speed | 146000 | 13773 | 10.6 | 10.6 | 12 |  | 136000 | 12455 | 3.2 | 3.2 | 75000 | 10466 | 2.1 | Federally-Regulated Commercial & Industrial Equipment | 05/01/2019 |  | 09/23/2019
Trane U.S. Inc. | Trane | WS(D,H)150E(3,4,W)R(G,N,P,R)****0 |  | HSP-A, Single-Package Heat Pum | Both Heat Pump and Electric Re | 460 | 3 | False |  |  |  | False | Single-Speed | 146000 | 13773 | 10.6 | 10.6 | 12 |  | 136000 | 12455 | 3.2 | 3.2 | 75000 | 10466 | 2.1 | Federally-Regulated Commercial & Industrial Equipment | 05/01/2019 |  | 09/23/2019
Trane U.S. Inc. | Trane | WS(D,H)150E(3,4,W)R(G,N,P,R)****0 |  | HSP-A, Single-Package Heat Pum | Both Heat Pump and Electric Re | 230 | 3 | False |  |  |  | False | Single-Speed | 146000 | 13773 | 10.6 | 10.6 | 12 |  | 136000 | 12455 | 3.2 | 3.2 | 75000 | 10466 | 2.1 | Federally-Regulated Commercial & Industrial Equipment | 05/01/2019 |  | 09/23/2019
Trane U.S. Inc. | Trane | WS(D,H)150E(3,4,W)R(G,N,P,R)****0 |  | HSP-A, Single-Package Heat Pum | Both Heat Pump and Electric Re | 208 | 3 | False |  |  |  | False | Single-Speed | 146000 | 13773 | 10.6 | 10.6 | 12 |  | 136000 | 12455 | 3.2 | 3.2 | 75000 | 10466 | 2.1 | Federally-Regulated Commercial & Industrial Equipment | 05/01/2019 |  | 09/23/2019
Trane U.S. Inc. | Trane | WS(D,H)180E(3,4,W)R0****6 |  | HSP-A, Single-Package Heat Pum | Heat Pump | 575 | 3 | False |  |  |  | False | Single-Speed | 170000 | 16037 | 10.6 | 10.4 | 13.5 |  | 170000 | 15569 | 3.2 | 3.2 | 90000 | 12560 | 2.1 | Federally-Regulated Commercial & Industrial Equipment | 05/01/2019 |  | 09/23/2019
Trane U.S. Inc. | Trane | WS(D,H)180E(3,4,W)R0****6 |  | HSP-A, Single-Package Heat Pum | Heat Pump | 460 | 3 | False |  |  |  | False | Single-Speed | 170000 | 16037 | 10.6 | 10.4 | 13.5 |  | 170000 | 15569 | 3.2 | 3.2 | 90000 | 12560 | 2.1 | Federally-Regulated Commercial & Industrial Equipment | 05/01/2019 |  | 09/23/2019
Trane U.S. Inc. | Trane | WS(D,H)180E(3,4,W)R0****6 |  | HSP-A, Single-Package Heat Pum | Heat Pump | 230 | 3 | False |  |  |  | False | Single-Speed | 170000 | 16037 | 10.6 | 10.4 | 13.5 |  | 170000 | 15569 | 3.2 | 3.2 | 90000 | 12560 | 2.1 | Federally-Regulated Commercial & Industrial Equipment | 05/01/2019 |  | 09/23/2019
Trane U.S. Inc. | Trane | WS(D,H)180E(3,4,W)R0****6 |  | HSP-A, Single-Package Heat Pum | Heat Pump | 208 | 3 | False |  |  |  | False | Single-Speed | 170000 | 16037 | 10.6 | 10.4 | 13.5 |  | 170000 | 15569 | 3.2 | 3.2 | 90000 | 12560 | 2.1 | Federally-Regulated Commercial & Industrial Equipment | 05/01/2019 |  | 09/23/2019
Trane U.S. Inc. | Trane | DHC092H(3,4)*(L,M,H,X,Y,Z)A |  | HSP-A, Single-Package Heat Pum | Both Heat Pump and Electric Re | 460 | 3 | False |  |  |  | True | Multiple-Speed | 95000 | 8050 | 11.8 | 11 | 15.5 |  | 87000 | 7284 | 3.5 | 3.3 | 49000 | 6382 | 2.25 | Federally-Regulated Commercial & Industrial Equipment | 07/19/2019 |  | 09/23/2019
Trane U.S. Inc. | Trane | DHC092H(3,4)*(L,M,H,X,Y,Z)A |  | HSP-A, Single-Package Heat Pum | Both Heat Pump and Electric Re | 230 | 3 | False |  |  |  | True | Multiple-Speed | 95000 | 8050 | 11.8 | 11 | 15.5 |  | 87000 | 7284 | 3.5 | 3.3 | 49000 | 6382 | 2.25 | Federally-Regulated Commercial & Industrial Equipment | 07/19/2019 |  | 09/23/2019
Trane U.S. Inc. | Trane | DHC092H(3,4)*(L,M,H,X,Y,Z)A |  | HSP-A, Single-Package Heat Pum | Both Heat Pump and Electric Re | 208 | 3 | False |  |  |  | True | Multiple-Speed | 95000 | 8050 | 11.8 | 11 | 15.5 |  | 87000 | 7284 | 3.5 | 3.3 | 49000 | 6382 | 2.25 | Federally-Regulated Commercial & Industrial Equipment | 07/19/2019 |  | 09/23/2019
Trane U.S. Inc. | Trane | WS(D,H)240E(3,4,W)R(G,N,P,R)****6 |  | HSP-A, Single-Package Heat Pum | Both Heat Pump and Electric Re | 575 | 3 | False |  |  |  | False | Single-Speed | 240000 | 24742 | 9.7 | 9.5 | 12 |  | 210000 | 19233 | 3.2 | 3.2 | 120000 | 16747 | 2.1 | Federally-Regulated Commercial & Industrial Equipment | 05/01/2019 |  | 09/23/2019
Trane U.S. Inc. | Trane | WS(D,H)240E(3,4,W)R(G,N,P,R)****6 |  | HSP-A, Single-Package Heat Pum | Both Heat Pump and Electric Re | 460 | 3 | False |  |  |  | False | Single-Speed | 240000 | 24742 | 9.7 | 9.5 | 12 |  | 210000 | 19233 | 3.2 | 3.2 | 120000 | 16747 | 2.1 | Federally-Regulated Commercial & Industrial Equipment | 05/01/2019 |  | 09/23/2019
Trane U.S. Inc. | Trane | WS(D,H)240E(3,4,W)R(G,N,P,R)****6 |  | HSP-A, Single-Package Heat Pum | Both Heat Pump and Electric Re | 230 | 3 | False |  |  |  | False | Single-Speed | 240000 | 24742 | 9.7 | 9.5 | 12 |  | 210000 | 19233 | 3.2 | 3.2 | 120000 | 16747 | 2.1 | Federally-Regulated Commercial & Industrial Equipment | 05/01/2019 |  | 09/23/2019
Trane U.S. Inc. | Trane | WS(D,H)240E(3,4,W)R(G,N,P,R)****6 |  | HSP-A, Single-Package Heat Pum | Both Heat Pump and Electric Re | 208 | 3 | False |  |  |  | False | Single-Speed | 240000 | 24742 | 9.7 | 9.5 | 12 |  | 210000 | 19233 | 3.2 | 3.2 | 120000 | 16747 | 2.1 | Federally-Regulated Commercial & Industrial Equipment | 05/01/2019 |  | 09/23/2019
Trane U.S. Inc. | Trane | WHC074H(3,4)*(C,G,K,N)A***7 |  | HSP-A, Single-Package Heat Pum | Both Heat Pump and Electric Re | 460 | 3 | False |  |  |  | True | Multiple-Speed | 78000 | 6446 | 12.1 | 11 | 16 |  | 75000 | 6280 | 3.5 | 3.3 | 40000 | 5210 | 2.25 | Federally-Regulated Commercial & Industrial Equipment | 07/19/2019 |  | 09/23/2019
Trane U.S. Inc. | Trane | WHC074H(3,4)*(C,G,K,N)A***7 |  | HSP-A, Single-Package Heat Pum | Both Heat Pump and Electric Re | 230 | 3 | False |  |  |  | True | Multiple-Speed | 78000 | 6446 | 12.1 | 11 | 16 |  | 75000 | 6280 | 3.5 | 3.3 | 40000 | 5210 | 2.25 | Federally-Regulated Commercial & Industrial Equipment | 07/19/2019 |  | 09/23/2019
Trane U.S. Inc. | Trane | WHC074H(3,4)*(C,G,K,N)A***7 |  | HSP-A, Single-Package Heat Pum | Both Heat Pump and Electric Re | 208 | 3 | False |  |  |  | True | Multiple-Speed | 78000 | 6446 | 12.1 | 11 | 16 |  | 75000 | 6280 | 3.5 | 3.3 | 40000 | 5210 | 2.25 | Federally-Regulated Commercial & Industrial Equipment | 07/19/2019 |  | 09/23/2019
Trane U.S. Inc. | Trane | TWA0724(3,4,W)AA*00A* | TWE0904(3,W)A*A***00 | HRCU-A-CB, Split System: Heat | Heat Pump | 575 | 3 |  | False |  |  | True | Single-Speed | 80000 | 7079 | 11.3 | 10.8 | 12.4 |  | 72000 | 6394 | 3.3 | 3.3 | 46000 | 5991 | 2.25 | Federally-Regulated Commercial & Industrial Equipment | 05/02/2019 |  | 09/23/2019
Trane U.S. Inc. | Trane | TWA0724(3,4,W)AA*00A* | TWE0904(3,W)A*A***00 | HRCU-A-CB, Split System: Heat | Heat Pump | 460 | 3 |  | False |  |  | True | Single-Speed | 80000 | 7079 | 11.3 | 10.8 | 12.4 |  | 72000 | 6394 | 3.3 | 3.3 | 46000 | 5991 | 2.25 | Federally-Regulated Commercial & Industrial Equipment | 05/02/2019 |  | 09/23/2019
Trane U.S. Inc. | Trane | TWA0724(3,4,W)AA*00A* | TWE0904(3,W)A*A***00 | HRCU-A-CB, Split System: Heat | Heat Pump | 230 | 3 |  | False |  |  | True | Single-Speed | 80000 | 7079 | 11.3 | 10.8 | 12.4 |  | 72000 | 6394 | 3.3 | 3.3 | 46000 | 5991 | 2.25 | Federally-Regulated Commercial & Industrial Equipment | 05/02/2019 |  | 09/23/2019
Trane U.S. Inc. | Trane | TWA0724(3,4,W)AA*00A* | TWE0904(3,W)A*A***00 | HRCU-A-CB, Split System: Heat | Heat Pump | 208 | 3 |  | False |  |  | True | Single-Speed | 80000 | 7079 | 11.3 | 10.8 | 12.4 |  | 72000 | 6394 | 3.3 | 3.3 | 46000 | 5991 | 2.25 | Federally-Regulated Commercial & Industrial Equipment | 05/02/2019 |  | 09/23/2019
Trane U.S. Inc. | Trane | TWA2404(3,4,W)DA*00AR* | TWE2404(3,4,W)B*A***00 | HRCU-A-CB, Split System: Heat | Heat Pump | 575 | 3 |  | False |  |  | True | Single-Speed | 248000 | 24800 | 10 | 9.3 | 10.6 |  | 238000 | 21797 | 3.2 | 3.2 | 148000 | 21158 | 2.05 | Federally-Regulated Commercial & Industrial Equipment | 05/02/2019 |  | 09/23/2019
Trane U.S. Inc. | Trane | TWA2404(3,4,W)DA*00AR* | TWE2404(3,4,W)B*A***00 | HRCU-A-CB, Split System: Heat | Heat Pump | 460 | 3 |  | False |  |  | True | Single-Speed | 248000 | 24800 | 10 | 9.3 | 10.6 |  | 238000 | 21797 | 3.2 | 3.2 | 148000 | 21158 | 2.05 | Federally-Regulated Commercial & Industrial Equipment | 05/02/2019 |  | 09/23/2019
Trane U.S. Inc. | Trane | TWA2404(3,4,W)DA*00AR* | TWE2404(3,4,W)B*A***00 | HRCU-A-CB, Split System: Heat | Heat Pump | 230 | 3 |  | False |  |  | True | Single-Speed | 248000 | 24800 | 10 | 9.3 | 10.6 |  | 238000 | 21797 | 3.2 | 3.2 | 148000 | 21158 | 2.05 | Federally-Regulated Commercial & Industrial Equipment | 05/02/2019 |  | 09/23/2019
Trane U.S. Inc. | Trane | TWA2404(3,4,W)DA*00AR* | TWE2404(3,4,W)B*A***00 | HRCU-A-CB, Split System: Heat | Heat Pump | 208 | 3 |  | False |  |  | True | Single-Speed | 248000 | 24800 | 10 | 9.3 | 10.6 |  | 238000 | 21797 | 3.2 | 3.2 | 148000 | 21158 | 2.05 | Federally-Regulated Commercial & Industrial Equipment | 05/02/2019 |  | 09/23/2019
Trane U.S. Inc. | Trane | TWA0904(3,4)AA*00A* | TWE09041A*A***00 | HRCU-A-CB, Split System: Heat | Heat Pump | 460 | 3 |  | False |  |  | True | Single-Speed | 86000 | 7610 | 11.3 | 10.8 | 12.4 |  | 79000 | 7016 | 3.3 | 3.3 | 50000 | 6512 | 2.25 | Federally-Regulated Commercial & Industrial Equipment | 05/02/2019 |  | 09/23/2019
Trane U.S. Inc. | Trane | TWA0904(3,4)AA*00A* | TWE09041A*A***00 | HRCU-A-CB, Split System: Heat | Heat Pump | 230 | 3 |  | False |  |  | True | Single-Speed | 86000 | 7610 | 11.3 | 10.8 | 12.4 |  | 79000 | 7016 | 3.3 | 3.3 | 50000 | 6512 | 2.25 | Federally-Regulated Commercial & Industrial Equipment | 05/02/2019 |  | 09/23/2019
Trane U.S. Inc. | Trane | TWA0904(3,4)AA*00A* | TWE09041A*A***00 | HRCU-A-CB, Split System: Heat | Heat Pump | 208 | 3 |  | False |  |  | True | Single-Speed | 86000 | 7610 | 11.3 | 10.8 | 12.4 |  | 79000 | 7016 | 3.3 | 3.3 | 50000 | 6512 | 2.25 | Federally-Regulated Commercial & Industrial Equipment | 05/02/2019 |  | 09/23/2019
Trane U.S. Inc. | Trane | WHC120H(3,4)*0A***6 |  | HSP-A, Single-Package Heat Pum | Heat Pump | 460 | 3 | False |  |  |  | True | Multiple-Speed | 121000 | 10521 | 11.5 | 10.8 | 16.5 |  | 118000 | 9526 | 3.63 | 3.3 | 61000 | 7945 | 2.25 | Federally-Regulated Commercial & Industrial Equipment | 07/19/2019 |  | 09/23/2019
Trane U.S. Inc. | Trane | WHC120H(3,4)*0A***6 |  | HSP-A, Single-Package Heat Pum | Heat Pump | 230 | 3 | False |  |  |  | True | Multiple-Speed | 121000 | 10521 | 11.5 | 10.8 | 16.5 |  | 118000 | 9526 | 3.63 | 3.3 | 61000 | 7945 | 2.25 | Federally-Regulated Commercial & Industrial Equipment | 07/19/2019 |  | 09/23/2019
Trane U.S. Inc. | Trane | WHC120H(3,4)*0A***6 |  | HSP-A, Single-Package Heat Pum | Heat Pump | 208 | 3 | False |  |  |  | True | Multiple-Speed | 121000 | 10521 | 11.5 | 10.8 | 16.5 |  | 118000 | 9526 | 3.63 | 3.3 | 61000 | 7945 | 2.25 | Federally-Regulated Commercial & Industrial Equipment | 07/19/2019 |  | 09/23/2019
Trane U.S. Inc. | Trane | TWA1204(3,4)DA*00A* | TWE12041B*A***00 | HRCU-A-CB, Split System: Heat | Heat Pump | 460 | 3 |  | False |  |  | True | Single-Speed | 118000 | 10535 | 11.2 | 10.8 | 12.2 |  | 112000 | 9946 | 3.3 | 3.3 | 71000 | 9248 | 2.25 | Federally-Regulated Commercial & Industrial Equipment | 05/02/2019 |  | 09/23/2019
Trane U.S. Inc. | Trane | TWA1204(3,4)DA*00A* | TWE12041B*A***00 | HRCU-A-CB, Split System: Heat | Heat Pump | 230 | 3 |  | False |  |  | True | Single-Speed | 118000 | 10535 | 11.2 | 10.8 | 12.2 |  | 112000 | 9946 | 3.3 | 3.3 | 71000 | 9248 | 2.25 | Federally-Regulated Commercial & Industrial Equipment | 05/02/2019 |  | 09/23/2019
Trane U.S. Inc. | Trane | TWA1204(3,4)DA*00A* | TWE12041B*A***00 | HRCU-A-CB, Split System: Heat | Heat Pump | 208 | 3 |  | False |  |  | True | Single-Speed | 118000 | 10535 | 11.2 | 10.8 | 12.2 |  | 112000 | 9946 | 3.3 | 3.3 | 71000 | 9248 | 2.25 | Federally-Regulated Commercial & Industrial Equipment | 05/02/2019 |  | 09/23/2019
Trane U.S. Inc. | Trane | WS(D,H)240E(3,4,W)R0****7 |  | HSP-A, Single-Package Heat Pum | Heat Pump | 575 | 3 | False |  |  |  | False | Single-Speed | 240000 | 24742 | 9.7 | 9.3 | 12 |  | 210000 | 19233 | 3.2 | 3.2 | 120000 | 16747 | 2.1 | Federally-Regulated Commercial & Industrial Equipment | 05/01/2019 |  | 09/23/2019
Trane U.S. Inc. | Trane | WS(D,H)240E(3,4,W)R0****7 |  | HSP-A, Single-Package Heat Pum | Heat Pump | 460 | 3 | False |  |  |  | False | Single-Speed | 240000 | 24742 | 9.7 | 9.3 | 12 |  | 210000 | 19233 | 3.2 | 3.2 | 120000 | 16747 | 2.1 | Federally-Regulated Commercial & Industrial Equipment | 05/01/2019 |  | 09/23/2019
Trane U.S. Inc. | Trane | WS(D,H)240E(3,4,W)R0****7 |  | HSP-A, Single-Package Heat Pum | Heat Pump | 230 | 3 | False |  |  |  | False | Single-Speed | 240000 | 24742 | 9.7 | 9.3 | 12 |  | 210000 | 19233 | 3.2 | 3.2 | 120000 | 16747 | 2.1 | Federally-Regulated Commercial & Industrial Equipment | 05/01/2019 |  | 09/23/2019
Trane U.S. Inc. | Trane | WS(D,H)240E(3,4,W)R0****7 |  | HSP-A, Single-Package Heat Pum | Heat Pump | 208 | 3 | False |  |  |  | False | Single-Speed | 240000 | 24742 | 9.7 | 9.3 | 12 |  | 210000 | 19233 | 3.2 | 3.2 | 120000 | 16747 | 2.1 | Federally-Regulated Commercial & Industrial Equipment | 05/01/2019 |  | 09/23/2019
Trane U.S. Inc. | Trane | WSC102H(3,4,W)*0A |  | HSP-A, Single-Package Heat Pum | Heat Pump | 575 | 3 | False |  |  |  | True | Dual-Speed | 100000 | 9090 | 11 | 10.8 | 12.2 |  | 92000 | 7930 | 3.4 | 3.3 | 48500 | 6768 | 2.1 | Federally-Regulated Commercial & Industrial Equipment | 07/19/2019 |  | 09/23/2019
Trane U.S. Inc. | Trane | WSC102H(3,4,W)*0A |  | HSP-A, Single-Package Heat Pum | Heat Pump | 460 | 3 | False |  |  |  | True | Dual-Speed | 100000 | 9090 | 11 | 10.8 | 12.2 |  | 92000 | 7930 | 3.4 | 3.3 | 48500 | 6768 | 2.1 | Federally-Regulated Commercial & Industrial Equipment | 07/19/2019 |  | 09/23/2019
Trane U.S. Inc. | Trane | WSC102H(3,4,W)*0A |  | HSP-A, Single-Package Heat Pum | Heat Pump | 230 | 3 | False |  |  |  | True | Dual-Speed | 100000 | 9090 | 11 | 10.8 | 12.2 |  | 92000 | 7930 | 3.4 | 3.3 | 48500 | 6768 | 2.1 | Federally-Regulated Commercial & Industrial Equipment | 07/19/2019 |  | 09/23/2019
Trane U.S. Inc. | Trane | WSC102H(3,4,W)*0A |  | HSP-A, Single-Package Heat Pum | Heat Pump | 208 | 3 | False |  |  |  | True | Dual-Speed | 100000 | 9090 | 11 | 10.8 | 12.2 |  | 92000 | 7930 | 3.4 | 3.3 | 48500 | 6768 | 2.1 | Federally-Regulated Commercial & Industrial Equipment | 07/19/2019 |  | 09/23/2019
Trane U.S. Inc. | Trane | WHC092H(3,4)*0A***6 |  | HSP-A, Single-Package Heat Pum | Heat Pump | 460 | 3 | False |  |  |  | True | Multiple-Speed | 95000 | 8050 | 11.8 | 10.8 | 16.5 |  | 87000 | 7284 | 3.5 | 3.3 | 49000 | 6382 | 2.25 | Federally-Regulated Commercial & Industrial Equipment | 07/19/2019 |  | 09/23/2019
Trane U.S. Inc. | Trane | WHC092H(3,4)*0A***6 |  | HSP-A, Single-Package Heat Pum | Heat Pump | 230 | 3 | False |  |  |  | True | Multiple-Speed | 95000 | 8050 | 11.8 | 10.8 | 16.5 |  | 87000 | 7284 | 3.5 | 3.3 | 49000 | 6382 | 2.25 | Federally-Regulated Commercial & Industrial Equipment | 07/19/2019 |  | 09/23/2019
Trane U.S. Inc. | Trane | WHC092H(3,4)*0A***6 |  | HSP-A, Single-Package Heat Pum | Heat Pump | 208 | 3 | False |  |  |  | True | Multiple-Speed | 95000 | 8050 | 11.8 | 10.8 | 16.5 |  | 87000 | 7284 | 3.5 | 3.3 | 49000 | 6382 | 2.25 | Federally-Regulated Commercial & Industrial Equipment | 07/19/2019 |  | 09/23/2019
Trane U.S. Inc. | Trane | WSC072H(3,4,W)*(G,K,N)A |  | HSP-A, Single-Package Heat Pum | Both Heat Pump and Electric Re | 575 | 3 | False |  |  |  | True | Single-Speed | 75000 | 6578 | 11.4 | 11 | 13 |  | 71000 | 5945 | 3.5 | 3.3 | 39000 | 4969 | 2.3 | Federally-Regulated Commercial & Industrial Equipment | 04/16/2019 |  | 09/23/2019
Trane U.S. Inc. | Trane | WSC072H(3,4,W)*(G,K,N)A |  | HSP-A, Single-Package Heat Pum | Both Heat Pump and Electric Re | 460 | 3 | False |  |  |  | True | Single-Speed | 75000 | 6578 | 11.4 | 11 | 13 |  | 71000 | 5945 | 3.5 | 3.3 | 39000 | 4969 | 2.3 | Federally-Regulated Commercial & Industrial Equipment | 04/16/2019 |  | 09/23/2019
Trane U.S. Inc. | Trane | WSC072H(3,4,W)*(G,K,N)A |  | HSP-A, Single-Package Heat Pum | Both Heat Pump and Electric Re | 230 | 3 | False |  |  |  | True | Single-Speed | 75000 | 6578 | 11.4 | 11 | 13 |  | 71000 | 5945 | 3.5 | 3.3 | 39000 | 4969 | 2.3 | Federally-Regulated Commercial & Industrial Equipment | 04/16/2019 |  | 09/23/2019
Trane U.S. Inc. | Trane | WSC072H(3,4,W)*(G,K,N)A |  | HSP-A, Single-Package Heat Pum | Both Heat Pump and Electric Re | 208 | 3 | False |  |  |  | True | Single-Speed | 75000 | 6578 | 11.4 | 11 | 13 |  | 71000 | 5945 | 3.5 | 3.3 | 39000 | 4969 | 2.3 | Federally-Regulated Commercial & Industrial Equipment | 04/16/2019 |  | 09/23/2019
Trane U.S. Inc. | Trane | WSC092H(3,4,W)*0A***7 |  | HSP-A, Single-Package Heat Pum | Heat Pump | 575 | 3 | False |  |  |  | True | Dual-Speed | 93000 | 8230 | 11.3 | 10.8 | 12.9 |  | 87000 | 7499 | 3.4 | 3.3 | 48000 | 6252 | 2.25 | Federally-Regulated Commercial & Industrial Equipment | 07/19/2019 |  | 09/23/2019
Trane U.S. Inc. | Trane | WSC092H(3,4,W)*0A***7 |  | HSP-A, Single-Package Heat Pum | Heat Pump | 460 | 3 | False |  |  |  | True | Dual-Speed | 93000 | 8230 | 11.3 | 10.8 | 12.9 |  | 87000 | 7499 | 3.4 | 3.3 | 48000 | 6252 | 2.25 | Federally-Regulated Commercial & Industrial Equipment | 07/19/2019 |  | 09/23/2019
Trane U.S. Inc. | Trane | WSC092H(3,4,W)*0A***7 |  | HSP-A, Single-Package Heat Pum | Heat Pump | 230 | 3 | False |  |  |  | True | Dual-Speed | 93000 | 8230 | 11.3 | 10.8 | 12.9 |  | 87000 | 7499 | 3.4 | 3.3 | 48000 | 6252 | 2.25 | Federally-Regulated Commercial & Industrial Equipment | 07/19/2019 |  | 09/23/2019
Trane U.S. Inc. | Trane | WSC092H(3,4,W)*0A***7 |  | HSP-A, Single-Package Heat Pum | Heat Pump | 208 | 3 | False |  |  |  | True | Dual-Speed | 93000 | 8230 | 11.3 | 10.8 | 12.9 |  | 87000 | 7499 | 3.4 | 3.3 | 48000 | 6252 | 2.25 | Federally-Regulated Commercial & Industrial Equipment | 07/19/2019 |  | 09/23/2019
Trane U.S. Inc. | Trane | WSC120H(3,4,W)*0A |  | HSP-A, Single-Package Heat Pum | Heat Pump | 575 | 3 | False |  |  |  | True | Dual-Speed | 115000 | 10454 | 11 | 10.8 | 12.2 |  | 106000 | 9137 | 3.4 | 3.3 | 58500 | 7619 | 2.25 | Federally-Regulated Commercial & Industrial Equipment | 07/19/2019 |  | 09/23/2019
Trane U.S. Inc. | Trane | WSC120H(3,4,W)*0A |  | HSP-A, Single-Package Heat Pum | Heat Pump | 460 | 3 | False |  |  |  | True | Dual-Speed | 115000 | 10454 | 11 | 10.8 | 12.2 |  | 106000 | 9137 | 3.4 | 3.3 | 58500 | 7619 | 2.25 | Federally-Regulated Commercial & Industrial Equipment | 07/19/2019 |  | 09/23/2019
Trane U.S. Inc. | Trane | WSC120H(3,4,W)*0A |  | HSP-A, Single-Package Heat Pum | Heat Pump | 230 | 3 | False |  |  |  | True | Dual-Speed | 115000 | 10454 | 11 | 10.8 | 12.2 |  | 106000 | 9137 | 3.4 | 3.3 | 58500 | 7619 | 2.25 | Federally-Regulated Commercial & Industrial Equipment | 07/19/2019 |  | 09/23/2019
Trane U.S. Inc. | Trane | WSC120H(3,4,W)*0A |  | HSP-A, Single-Package Heat Pum | Heat Pump | 208 | 3 | False |  |  |  | True | Dual-Speed | 115000 | 10454 | 11 | 10.8 | 12.2 |  | 106000 | 9137 | 3.4 | 3.3 | 58500 | 7619 | 2.25 | Federally-Regulated Commercial & Industrial Equipment | 07/19/2019 |  | 09/23/2019
Trane U.S. Inc. | Trane | TWA1204(3,4,W)DA*00A* | TWE1204(3,W)B*A***00 | HRCU-A-CB, Split System: Heat | Heat Pump | 575 | 3 |  | False |  |  | True | Single-Speed | 118000 | 10535 | 11.2 | 10.8 | 12.2 |  | 112000 | 9946 | 3.3 | 3.3 | 71000 | 9248 | 2.25 | Federally-Regulated Commercial & Industrial Equipment | 05/02/2019 |  | 09/23/2019
Trane U.S. Inc. | Trane | TWA1204(3,4,W)DA*00A* | TWE1204(3,W)B*A***00 | HRCU-A-CB, Split System: Heat | Heat Pump | 460 | 3 |  | False |  |  | True | Single-Speed | 118000 | 10535 | 11.2 | 10.8 | 12.2 |  | 112000 | 9946 | 3.3 | 3.3 | 71000 | 9248 | 2.25 | Federally-Regulated Commercial & Industrial Equipment | 05/02/2019 |  | 09/23/2019
Trane U.S. Inc. | Trane | TWA1204(3,4,W)DA*00A* | TWE1204(3,W)B*A***00 | HRCU-A-CB, Split System: Heat | Heat Pump | 230 | 3 |  | False |  |  | True | Single-Speed | 118000 | 10535 | 11.2 | 10.8 | 12.2 |  | 112000 | 9946 | 3.3 | 3.3 | 71000 | 9248 | 2.25 | Federally-Regulated Commercial & Industrial Equipment | 05/02/2019 |  | 09/23/2019
Trane U.S. Inc. | Trane | TWA1204(3,4,W)DA*00A* | TWE1204(3,W)B*A***00 | HRCU-A-CB, Split System: Heat | Heat Pump | 208 | 3 |  | False |  |  | True | Single-Speed | 118000 | 10535 | 11.2 | 10.8 | 12.2 |  | 112000 | 9946 | 3.3 | 3.3 | 71000 | 9248 | 2.25 | Federally-Regulated Commercial & Industrial Equipment | 05/02/2019 |  | 09/23/2019
Trane U.S. Inc. | Trane | WS(D,H)150E(3,4,W)R(G,N,P,R)****6 |  | HSP-A, Single-Package Heat Pum | Both Heat Pump and Electric Re | 575 | 3 | False |  |  |  | False | Single-Speed | 146000 | 13773 | 10.6 | 10.6 | 13.5 |  | 136000 | 12455 | 3.2 | 3.2 | 75000 | 10466 | 2.1 | Federally-Regulated Commercial & Industrial Equipment | 05/01/2019 |  | 09/23/2019
Trane U.S. Inc. | Trane | WS(D,H)150E(3,4,W)R(G,N,P,R)****6 |  | HSP-A, Single-Package Heat Pum | Both Heat Pump and Electric Re | 460 | 3 | False |  |  |  | False | Single-Speed | 146000 | 13773 | 10.6 | 10.6 | 13.5 |  | 136000 | 12455 | 3.2 | 3.2 | 75000 | 10466 | 2.1 | Federally-Regulated Commercial & Industrial Equipment | 05/01/2019 |  | 09/23/2019
Trane U.S. Inc. | Trane | WS(D,H)150E(3,4,W)R(G,N,P,R)****6 |  | HSP-A, Single-Package Heat Pum | Both Heat Pump and Electric Re | 230 | 3 | False |  |  |  | False | Single-Speed | 146000 | 13773 | 10.6 | 10.6 | 13.5 |  | 136000 | 12455 | 3.2 | 3.2 | 75000 | 10466 | 2.1 | Federally-Regulated Commercial & Industrial Equipment | 05/01/2019 |  | 09/23/2019
Trane U.S. Inc. | Trane | WS(D,H)150E(3,4,W)R(G,N,P,R)****6 |  | HSP-A, Single-Package Heat Pum | Both Heat Pump and Electric Re | 208 | 3 | False |  |  |  | False | Single-Speed | 146000 | 13773 | 10.6 | 10.6 | 13.5 |  | 136000 | 12455 | 3.2 | 3.2 | 75000 | 10466 | 2.1 | Federally-Regulated Commercial & Industrial Equipment | 05/01/2019 |  | 09/23/2019
Trane U.S. Inc. | Trane | WHC120H(3,4)*(G,K,N,P)A***7 |  | HSP-A, Single-Package Heat Pum | Both Heat Pump and Electric Re | 460 | 3 | False |  |  |  | True | Multiple-Speed | 121000 | 10521 | 11.5 | 11 | 16 |  | 118000 | 9526 | 3.63 | 3.3 | 61000 | 7945 | 2.25 | Federally-Regulated Commercial & Industrial Equipment | 07/19/2019 |  | 09/23/2019
Trane U.S. Inc. | Trane | WHC120H(3,4)*(G,K,N,P)A***7 |  | HSP-A, Single-Package Heat Pum | Both Heat Pump and Electric Re | 230 | 3 | False |  |  |  | True | Multiple-Speed | 121000 | 10521 | 11.5 | 11 | 16 |  | 118000 | 9526 | 3.63 | 3.3 | 61000 | 7945 | 2.25 | Federally-Regulated Commercial & Industrial Equipment | 07/19/2019 |  | 09/23/2019
Trane U.S. Inc. | Trane | WHC120H(3,4)*(G,K,N,P)A***7 |  | HSP-A, Single-Package Heat Pum | Both Heat Pump and Electric Re | 208 | 3 | False |  |  |  | True | Multiple-Speed | 121000 | 10521 | 11.5 | 11 | 16 |  | 118000 | 9526 | 3.63 | 3.3 | 61000 | 7945 | 2.25 | Federally-Regulated Commercial & Industrial Equipment | 07/19/2019 |  | 09/23/2019
Trane U.S. Inc. | Trane | TWA1804(3,4,W)DA*00A* | TWE1804(3,W)B*A***00 | HRCU-A-CB, Split System: Heat | Heat Pump | 575 | 3 |  | False |  |  | True | Single-Speed | 188000 | 17407 | 10.8 | 10.4 | 11.6 |  | 178000 | 16302 | 3.2 | 3.2 | 117000 | 16726 | 2.05 | Federally-Regulated Commercial & Industrial Equipment | 05/02/2019 |  | 09/23/2019
Trane U.S. Inc. | Trane | TWA1804(3,4,W)DA*00A* | TWE1804(3,W)B*A***00 | HRCU-A-CB, Split System: Heat | Heat Pump | 460 | 3 |  | False |  |  | True | Single-Speed | 188000 | 17407 | 10.8 | 10.4 | 11.6 |  | 178000 | 16302 | 3.2 | 3.2 | 117000 | 16726 | 2.05 | Federally-Regulated Commercial & Industrial Equipment | 05/02/2019 |  | 09/23/2019
Trane U.S. Inc. | Trane | TWA1804(3,4,W)DA*00A* | TWE1804(3,W)B*A***00 | HRCU-A-CB, Split System: Heat | Heat Pump | 230 | 3 |  | False |  |  | True | Single-Speed | 188000 | 17407 | 10.8 | 10.4 | 11.6 |  | 178000 | 16302 | 3.2 | 3.2 | 117000 | 16726 | 2.05 | Federally-Regulated Commercial & Industrial Equipment | 05/02/2019 |  | 09/23/2019
Trane U.S. Inc. | Trane | TWA1804(3,4,W)DA*00A* | TWE1804(3,W)B*A***00 | HRCU-A-CB, Split System: Heat | Heat Pump | 208 | 3 |  | False |  |  | True | Single-Speed | 188000 | 17407 | 10.8 | 10.4 | 11.6 |  | 178000 | 16302 | 3.2 | 3.2 | 117000 | 16726 | 2.05 | Federally-Regulated Commercial & Industrial Equipment | 05/02/2019 |  | 09/23/2019
Trane U.S. Inc. | Trane | DHC074H(3,4)*(L,M,H,X,Y,Z)A***7 |  | HSP-A, Single-Package Heat Pum | Both Heat Pump and Electric Re | 460 | 3 | False |  |  |  | True | Multiple-Speed | 78000 | 6446 | 12.1 | 11 | 16 |  | 75000 | 6280 | 3.5 | 3.3 | 40000 | 5210 | 2.25 | Federally-Regulated Commercial & Industrial Equipment | 07/19/2019 |  | 09/23/2019
Trane U.S. Inc. | Trane | DHC074H(3,4)*(L,M,H,X,Y,Z)A***7 |  | HSP-A, Single-Package Heat Pum | Both Heat Pump and Electric Re | 230 | 3 | False |  |  |  | True | Multiple-Speed | 78000 | 6446 | 12.1 | 11 | 16 |  | 75000 | 6280 | 3.5 | 3.3 | 40000 | 5210 | 2.25 | Federally-Regulated Commercial & Industrial Equipment | 07/19/2019 |  | 09/23/2019
Trane U.S. Inc. | Trane | DHC074H(3,4)*(L,M,H,X,Y,Z)A***7 |  | HSP-A, Single-Package Heat Pum | Both Heat Pump and Electric Re | 208 | 3 | False |  |  |  | True | Multiple-Speed | 78000 | 6446 | 12.1 | 11 | 16 |  | 75000 | 6280 | 3.5 | 3.3 | 40000 | 5210 | 2.25 | Federally-Regulated Commercial & Industrial Equipment | 07/19/2019 |  | 09/23/2019
Trane U.S. Inc. | Trane | WS(D,H)180E(3,4,W)R(G,N,P,R)****0 |  | HSP-A, Single-Package Heat Pum | Both Heat Pump and Electric Re | 575 | 3 | False |  |  |  | False | Single-Speed | 170000 | 16037 | 10.6 | 10.6 | 12 |  | 170000 | 15569 | 3.2 | 3.2 | 90000 | 12560 | 2.1 | Federally-Regulated Commercial & Industrial Equipment | 05/01/2019 |  | 09/23/2019
Trane U.S. Inc. | Trane | WS(D,H)180E(3,4,W)R(G,N,P,R)****0 |  | HSP-A, Single-Package Heat Pum | Both Heat Pump and Electric Re | 460 | 3 | False |  |  |  | False | Single-Speed | 170000 | 16037 | 10.6 | 10.6 | 12 |  | 170000 | 15569 | 3.2 | 3.2 | 90000 | 12560 | 2.1 | Federally-Regulated Commercial & Industrial Equipment | 05/01/2019 |  | 09/23/2019
Trane U.S. Inc. | Trane | WS(D,H)180E(3,4,W)R(G,N,P,R)****0 |  | HSP-A, Single-Package Heat Pum | Both Heat Pump and Electric Re | 230 | 3 | False |  |  |  | False | Single-Speed | 170000 | 16037 | 10.6 | 10.6 | 12 |  | 170000 | 15569 | 3.2 | 3.2 | 90000 | 12560 | 2.1 | Federally-Regulated Commercial & Industrial Equipment | 05/01/2019 |  | 09/23/2019
Trane U.S. Inc. | Trane | WS(D,H)180E(3,4,W)R(G,N,P,R)****0 |  | HSP-A, Single-Package Heat Pum | Both Heat Pump and Electric Re | 208 | 3 | False |  |  |  | False | Single-Speed | 170000 | 16037 | 10.6 | 10.6 | 12 |  | 170000 | 15569 | 3.2 | 3.2 | 90000 | 12560 | 2.1 | Federally-Regulated Commercial & Industrial Equipment | 05/01/2019 |  | 09/23/2019
Trane U.S. Inc. | Trane | DHC102H(3,4)*(L,M,H,X,Y,Z)A***6 |  | HSP-A, Single-Package Heat Pum | Both Heat Pump and Electric Re | 460 | 3 | False |  |  |  | True | Multiple-Speed | 104000 | 8666 | 12 | 11 | 16.5 |  | 93000 | 7508 | 3.63 | 3.3 | 57000 | 7424 | 2.25 | Federally-Regulated Commercial & Industrial Equipment | 07/19/2019 |  | 09/23/2019
Trane U.S. Inc. | Trane | DHC102H(3,4)*(L,M,H,X,Y,Z)A***6 |  | HSP-A, Single-Package Heat Pum | Both Heat Pump and Electric Re | 230 | 3 | False |  |  |  | True | Multiple-Speed | 104000 | 8666 | 12 | 11 | 16.5 |  | 93000 | 7508 | 3.63 | 3.3 | 57000 | 7424 | 2.25 | Federally-Regulated Commercial & Industrial Equipment | 07/19/2019 |  | 09/23/2019
Trane U.S. Inc. | Trane | DHC102H(3,4)*(L,M,H,X,Y,Z)A***6 |  | HSP-A, Single-Package Heat Pum | Both Heat Pump and Electric Re | 208 | 3 | False |  |  |  | True | Multiple-Speed | 104000 | 8666 | 12 | 11 | 16.5 |  | 93000 | 7508 | 3.63 | 3.3 | 57000 | 7424 | 2.25 | Federally-Regulated Commercial & Industrial Equipment | 07/19/2019 |  | 09/23/2019
Trane U.S. Inc. | Trane | WSC102H(3,4,W)*0A***7 |  | HSP-A, Single-Package Heat Pum | Heat Pump | 575 | 3 | False |  |  |  | True | Dual-Speed | 100000 | 9090 | 11 | 10.8 | 12.9 |  | 89000 | 7671 | 3.4 | 3.3 | 48500 | 6768 | 2.1 | Federally-Regulated Commercial & Industrial Equipment | 07/19/2019 |  | 09/23/2019
Trane U.S. Inc. | Trane | WSC102H(3,4,W)*0A***7 |  | HSP-A, Single-Package Heat Pum | Heat Pump | 460 | 3 | False |  |  |  | True | Dual-Speed | 100000 | 9090 | 11 | 10.8 | 12.9 |  | 89000 | 7671 | 3.4 | 3.3 | 48500 | 6768 | 2.1 | Federally-Regulated Commercial & Industrial Equipment | 07/19/2019 |  | 09/23/2019
Trane U.S. Inc. | Trane | WSC102H(3,4,W)*0A***7 |  | HSP-A, Single-Package Heat Pum | Heat Pump | 230 | 3 | False |  |  |  | True | Dual-Speed | 100000 | 9090 | 11 | 10.8 | 12.9 |  | 89000 | 7671 | 3.4 | 3.3 | 48500 | 6768 | 2.1 | Federally-Regulated Commercial & Industrial Equipment | 07/19/2019 |  | 09/23/2019
Trane U.S. Inc. | Trane | WSC102H(3,4,W)*0A***7 |  | HSP-A, Single-Package Heat Pum | Heat Pump | 208 | 3 | False |  |  |  | True | Dual-Speed | 100000 | 9090 | 11 | 10.8 | 12.9 |  | 89000 | 7671 | 3.4 | 3.3 | 48500 | 6768 | 2.1 | Federally-Regulated Commercial & Industrial Equipment | 07/19/2019 |  | 09/23/2019
Trane U.S. Inc. | Trane | WSC092H(3,4,W)*0A***6 |  | HSP-A, Single-Package Heat Pum | Heat Pump | 575 | 3 | False |  |  |  | True | Dual-Speed | 93000 | 8230 | 11.3 | 10.8 | 13.4 |  | 87000 | 7499 | 3.4 | 3.3 | 48000 | 6252 | 2.25 | Federally-Regulated Commercial & Industrial Equipment | 07/19/2019 |  | 09/23/2019
Trane U.S. Inc. | Trane | WSC092H(3,4,W)*0A***6 |  | HSP-A, Single-Package Heat Pum | Heat Pump | 460 | 3 | False |  |  |  | True | Dual-Speed | 93000 | 8230 | 11.3 | 10.8 | 13.4 |  | 87000 | 7499 | 3.4 | 3.3 | 48000 | 6252 | 2.25 | Federally-Regulated Commercial & Industrial Equipment | 07/19/2019 |  | 09/23/2019
Trane U.S. Inc. | Trane | WSC092H(3,4,W)*0A***6 |  | HSP-A, Single-Package Heat Pum | Heat Pump | 230 | 3 | False |  |  |  | True | Dual-Speed | 93000 | 8230 | 11.3 | 10.8 | 13.4 |  | 87000 | 7499 | 3.4 | 3.3 | 48000 | 6252 | 2.25 | Federally-Regulated Commercial & Industrial Equipment | 07/19/2019 |  | 09/23/2019
Trane U.S. Inc. | Trane | WSC092H(3,4,W)*0A***6 |  | HSP-A, Single-Package Heat Pum | Heat Pump | 208 | 3 | False |  |  |  | True | Dual-Speed | 93000 | 8230 | 11.3 | 10.8 | 13.4 |  | 87000 | 7499 | 3.4 | 3.3 | 48000 | 6252 | 2.25 | Federally-Regulated Commercial & Industrial Equipment | 07/19/2019 |  | 09/23/2019
Trane U.S. Inc. | Trane | WSC120H(3,4,W)*(G,K,N,P)A***7 |  | HSP-A, Single-Package Heat Pum | Both Heat Pump and Electric Re | 575 | 3 | False |  |  |  | True | Dual-Speed | 115000 | 10454 | 11 | 11 | 12.9 |  | 106000 | 9137 | 3.4 | 3.3 | 58500 | 7619 | 2.25 | Federally-Regulated Commercial & Industrial Equipment | 07/19/2019 |  | 09/23/2019
Trane U.S. Inc. | Trane | WSC120H(3,4,W)*(G,K,N,P)A***7 |  | HSP-A, Single-Package Heat Pum | Both Heat Pump and Electric Re | 460 | 3 | False |  |  |  | True | Dual-Speed | 115000 | 10454 | 11 | 11 | 12.9 |  | 106000 | 9137 | 3.4 | 3.3 | 58500 | 7619 | 2.25 | Federally-Regulated Commercial & Industrial Equipment | 07/19/2019 |  | 09/23/2019
Trane U.S. Inc. | Trane | WSC120H(3,4,W)*(G,K,N,P)A***7 |  | HSP-A, Single-Package Heat Pum | Both Heat Pump and Electric Re | 230 | 3 | False |  |  |  | True | Dual-Speed | 115000 | 10454 | 11 | 11 | 12.9 |  | 106000 | 9137 | 3.4 | 3.3 | 58500 | 7619 | 2.25 | Federally-Regulated Commercial & Industrial Equipment | 07/19/2019 |  | 09/23/2019
Trane U.S. Inc. | Trane | WSC120H(3,4,W)*(G,K,N,P)A***7 |  | HSP-A, Single-Package Heat Pum | Both Heat Pump and Electric Re | 208 | 3 | False |  |  |  | True | Dual-Speed | 115000 | 10454 | 11 | 11 | 12.9 |  | 106000 | 9137 | 3.4 | 3.3 | 58500 | 7619 | 2.25 | Federally-Regulated Commercial & Industrial Equipment | 07/19/2019 |  | 09/23/2019
Trane U.S. Inc. | Trane | WSC090H(3,4,W)*0A |  | HSP-A, Single-Package Heat Pum | Heat Pump | 575 | 3 | False |  |  |  | True | Single-Speed | 90000 | 8108 | 11.1 | 10.8 | 12.2 |  | 87000 | 7499 | 3.4 | 3.3 | 48000 | 6252 | 2.25 | Federally-Regulated Commercial & Industrial Equipment | 07/19/2019 |  | 09/23/2019
Trane U.S. Inc. | Trane | WSC090H(3,4,W)*0A |  | HSP-A, Single-Package Heat Pum | Heat Pump | 460 | 3 | False |  |  |  | True | Single-Speed | 90000 | 8108 | 11.1 | 10.8 | 12.2 |  | 87000 | 7499 | 3.4 | 3.3 | 48000 | 6252 | 2.25 | Federally-Regulated Commercial & Industrial Equipment | 07/19/2019 |  | 09/23/2019
Trane U.S. Inc. | Trane | WSC090H(3,4,W)*0A |  | HSP-A, Single-Package Heat Pum | Heat Pump | 230 | 3 | False |  |  |  | True | Single-Speed | 90000 | 8108 | 11.1 | 10.8 | 12.2 |  | 87000 | 7499 | 3.4 | 3.3 | 48000 | 6252 | 2.25 | Federally-Regulated Commercial & Industrial Equipment | 07/19/2019 |  | 09/23/2019
Trane U.S. Inc. | Trane | WSC090H(3,4,W)*0A |  | HSP-A, Single-Package Heat Pum | Heat Pump | 208 | 3 | False |  |  |  | True | Single-Speed | 90000 | 8108 | 11.1 | 10.8 | 12.2 |  | 87000 | 7499 | 3.4 | 3.3 | 48000 | 6252 | 2.25 | Federally-Regulated Commercial & Industrial Equipment | 07/19/2019 |  | 09/23/2019
Trane U.S. Inc. | Trane | WHC092H(3,4)*(C,G,K,N)A |  | HSP-A, Single-Package Heat Pum | Both Heat Pump and Electric Re | 460 | 3 | False |  |  |  | True | Multiple-Speed | 95000 | 8050 | 11.8 | 11 | 15.5 |  | 87000 | 7284 | 3.5 | 3.3 | 49000 | 6382 | 2.25 | Federally-Regulated Commercial & Industrial Equipment | 07/19/2019 |  | 09/23/2019
Trane U.S. Inc. | Trane | WHC092H(3,4)*(C,G,K,N)A |  | HSP-A, Single-Package Heat Pum | Both Heat Pump and Electric Re | 230 | 3 | False |  |  |  | True | Multiple-Speed | 95000 | 8050 | 11.8 | 11 | 15.5 |  | 87000 | 7284 | 3.5 | 3.3 | 49000 | 6382 | 2.25 | Federally-Regulated Commercial & Industrial Equipment | 07/19/2019 |  | 09/23/2019
Trane U.S. Inc. | Trane | WHC092H(3,4)*(C,G,K,N)A |  | HSP-A, Single-Package Heat Pum | Both Heat Pump and Electric Re | 208 | 3 | False |  |  |  | True | Multiple-Speed | 95000 | 8050 | 11.8 | 11 | 15.5 |  | 87000 | 7284 | 3.5 | 3.3 | 49000 | 6382 | 2.25 | Federally-Regulated Commercial & Industrial Equipment | 07/19/2019 |  | 09/23/2019
Trane U.S. Inc. | Trane | TWA1804(3,4,W)DA*00AR* | TWE1804(3,4,W)B*A***B0 | HRCU-A-CB, Split System: Heat | Heat Pump | 575 | 3 |  | False |  |  | True | Single-Speed | 188000 | 17407 | 10.8 | 10.4 | 12.7 |  | 178000 | 16302 | 3.2 | 3.2 | 117000 | 16726 | 2.05 | Federally-Regulated Commercial & Industrial Equipment | 05/02/2019 |  | 09/23/2019
Trane U.S. Inc. | Trane | TWA1804(3,4,W)DA*00AR* | TWE1804(3,4,W)B*A***B0 | HRCU-A-CB, Split System: Heat | Heat Pump | 460 | 3 |  | False |  |  | True | Single-Speed | 188000 | 17407 | 10.8 | 10.4 | 12.7 |  | 178000 | 16302 | 3.2 | 3.2 | 117000 | 16726 | 2.05 | Federally-Regulated Commercial & Industrial Equipment | 05/02/2019 |  | 09/23/2019
Trane U.S. Inc. | Trane | TWA1804(3,4,W)DA*00AR* | TWE1804(3,4,W)B*A***B0 | HRCU-A-CB, Split System: Heat | Heat Pump | 230 | 3 |  | False |  |  | True | Single-Speed | 188000 | 17407 | 10.8 | 10.4 | 12.7 |  | 178000 | 16302 | 3.2 | 3.2 | 117000 | 16726 | 2.05 | Federally-Regulated Commercial & Industrial Equipment | 05/02/2019 |  | 09/23/2019
Trane U.S. Inc. | Trane | TWA1804(3,4,W)DA*00AR* | TWE1804(3,4,W)B*A***B0 | HRCU-A-CB, Split System: Heat | Heat Pump | 208 | 3 |  | False |  |  | True | Single-Speed | 188000 | 17407 | 10.8 | 10.4 | 12.7 |  | 178000 | 16302 | 3.2 | 3.2 | 117000 | 16726 | 2.05 | Federally-Regulated Commercial & Industrial Equipment | 05/02/2019 |  | 09/23/2019
Trane U.S. Inc. | Trane | TWA1204(3,4)AA*00A* | TWE12041A*A***00 | HRCU-A-CB, Split System: Heat | Heat Pump | 460 | 3 |  | False |  |  | True | Single-Speed | 123000 | 10884 | 11.3 | 10.8 | 12.4 |  | 120000 | 10657 | 3.3 | 3.3 | 76000 | 9899 | 2.25 | Federally-Regulated Commercial & Industrial Equipment | 05/02/2019 |  | 09/23/2019
Trane U.S. Inc. | Trane | TWA1204(3,4)AA*00A* | TWE12041A*A***00 | HRCU-A-CB, Split System: Heat | Heat Pump | 230 | 3 |  | False |  |  | True | Single-Speed | 123000 | 10884 | 11.3 | 10.8 | 12.4 |  | 120000 | 10657 | 3.3 | 3.3 | 76000 | 9899 | 2.25 | Federally-Regulated Commercial & Industrial Equipment | 05/02/2019 |  | 09/23/2019
Trane U.S. Inc. | Trane | TWA1204(3,4)AA*00A* | TWE12041A*A***00 | HRCU-A-CB, Split System: Heat | Heat Pump | 208 | 3 |  | False |  |  | True | Single-Speed | 123000 | 10884 | 11.3 | 10.8 | 12.4 |  | 120000 | 10657 | 3.3 | 3.3 | 76000 | 9899 | 2.25 | Federally-Regulated Commercial & Industrial Equipment | 05/02/2019 |  | 09/23/2019
Trane U.S. Inc. | Trane | WSC092H(3,4,W)*(G,K,N)A***7 |  | HSP-A, Single-Package Heat Pum | Both Heat Pump and Electric Re | 575 | 3 | False |  |  |  | True | Dual-Speed | 93000 | 8230 | 11.3 | 11 | 12.9 |  | 87000 | 7499 | 3.4 | 3.3 | 48000 | 6252 | 2.25 | Federally-Regulated Commercial & Industrial Equipment | 07/19/2019 |  | 09/23/2019
Trane U.S. Inc. | Trane | WSC092H(3,4,W)*(G,K,N)A***7 |  | HSP-A, Single-Package Heat Pum | Both Heat Pump and Electric Re | 460 | 3 | False |  |  |  | True | Dual-Speed | 93000 | 8230 | 11.3 | 11 | 12.9 |  | 87000 | 7499 | 3.4 | 3.3 | 48000 | 6252 | 2.25 | Federally-Regulated Commercial & Industrial Equipment | 07/19/2019 |  | 09/23/2019
Trane U.S. Inc. | Trane | WSC092H(3,4,W)*(G,K,N)A***7 |  | HSP-A, Single-Package Heat Pum | Both Heat Pump and Electric Re | 230 | 3 | False |  |  |  | True | Dual-Speed | 93000 | 8230 | 11.3 | 11 | 12.9 |  | 87000 | 7499 | 3.4 | 3.3 | 48000 | 6252 | 2.25 | Federally-Regulated Commercial & Industrial Equipment | 07/19/2019 |  | 09/23/2019
Trane U.S. Inc. | Trane | WSC092H(3,4,W)*(G,K,N)A***7 |  | HSP-A, Single-Package Heat Pum | Both Heat Pump and Electric Re | 208 | 3 | False |  |  |  | True | Dual-Speed | 93000 | 8230 | 11.3 | 11 | 12.9 |  | 87000 | 7499 | 3.4 | 3.3 | 48000 | 6252 | 2.25 | Federally-Regulated Commercial & Industrial Equipment | 07/19/2019 |  | 09/23/2019
Trane U.S. Inc. | Trane | WS(D,H)150E(3,4,W)R0****6 |  | HSP-A, Single-Package Heat Pum | Heat Pump | 575 | 3 | False |  |  |  | False | Single-Speed | 146000 | 13773 | 10.6 | 10.4 | 13.5 |  | 136000 | 12455 | 3.2 | 3.2 | 75000 | 10466 | 2.1 | Federally-Regulated Commercial & Industrial Equipment | 05/01/2019 |  | 09/23/2019
Trane U.S. Inc. | Trane | WS(D,H)150E(3,4,W)R0****6 |  | HSP-A, Single-Package Heat Pum | Heat Pump | 460 | 3 | False |  |  |  | False | Single-Speed | 146000 | 13773 | 10.6 | 10.4 | 13.5 |  | 136000 | 12455 | 3.2 | 3.2 | 75000 | 10466 | 2.1 | Federally-Regulated Commercial & Industrial Equipment | 05/01/2019 |  | 09/23/2019
Trane U.S. Inc. | Trane | WS(D,H)150E(3,4,W)R0****6 |  | HSP-A, Single-Package Heat Pum | Heat Pump | 230 | 3 | False |  |  |  | False | Single-Speed | 146000 | 13773 | 10.6 | 10.4 | 13.5 |  | 136000 | 12455 | 3.2 | 3.2 | 75000 | 10466 | 2.1 | Federally-Regulated Commercial & Industrial Equipment | 05/01/2019 |  | 09/23/2019
Trane U.S. Inc. | Trane | WS(D,H)150E(3,4,W)R0****6 |  | HSP-A, Single-Package Heat Pum | Heat Pump | 208 | 3 | False |  |  |  | False | Single-Speed | 146000 | 13773 | 10.6 | 10.4 | 13.5 |  | 136000 | 12455 | 3.2 | 3.2 | 75000 | 10466 | 2.1 | Federally-Regulated Commercial & Industrial Equipment | 05/01/2019 |  | 09/23/2019
Trane U.S. Inc. | Trane | WHC120H(3,4)*(G,K,N,P)A |  | HSP-A, Single-Package Heat Pum | Both Heat Pump and Electric Re | 460 | 3 | False |  |  |  | True | Multiple-Speed | 121000 | 10521 | 11.5 | 11 | 15.5 |  | 118000 | 9526 | 3.63 | 3.3 | 61000 | 7945 | 2.25 | Federally-Regulated Commercial & Industrial Equipment | 07/19/2019 |  | 09/23/2019
Trane U.S. Inc. | Trane | WHC120H(3,4)*(G,K,N,P)A |  | HSP-A, Single-Package Heat Pum | Both Heat Pump and Electric Re | 230 | 3 | False |  |  |  | True | Multiple-Speed | 121000 | 10521 | 11.5 | 11 | 15.5 |  | 118000 | 9526 | 3.63 | 3.3 | 61000 | 7945 | 2.25 | Federally-Regulated Commercial & Industrial Equipment | 07/19/2019 |  | 09/23/2019
Trane U.S. Inc. | Trane | WHC120H(3,4)*(G,K,N,P)A |  | HSP-A, Single-Package Heat Pum | Both Heat Pump and Electric Re | 208 | 3 | False |  |  |  | True | Multiple-Speed | 121000 | 10521 | 11.5 | 11 | 15.5 |  | 118000 | 9526 | 3.63 | 3.3 | 61000 | 7945 | 2.25 | Federally-Regulated Commercial & Industrial Equipment | 07/19/2019 |  | 09/23/2019
Trane U.S. Inc. | Trane | DHC102H(3,4)*(L,M,H,X,Y,Z)A***7 |  | HSP-A, Single-Package Heat Pum | Both Heat Pump and Electric Re | 460 | 3 | False |  |  |  | True | Multiple-Speed | 104000 | 8666 | 12 | 11 | 16 |  | 93000 | 7508 | 3.63 | 3.3 | 57000 | 7424 | 2.25 | Federally-Regulated Commercial & Industrial Equipment | 07/19/2019 |  | 09/23/2019
Trane U.S. Inc. | Trane | DHC102H(3,4)*(L,M,H,X,Y,Z)A***7 |  | HSP-A, Single-Package Heat Pum | Both Heat Pump and Electric Re | 230 | 3 | False |  |  |  | True | Multiple-Speed | 104000 | 8666 | 12 | 11 | 16 |  | 93000 | 7508 | 3.63 | 3.3 | 57000 | 7424 | 2.25 | Federally-Regulated Commercial & Industrial Equipment | 07/19/2019 |  | 09/23/2019
Trane U.S. Inc. | Trane | DHC102H(3,4)*(L,M,H,X,Y,Z)A***7 |  | HSP-A, Single-Package Heat Pum | Both Heat Pump and Electric Re | 208 | 3 | False |  |  |  | True | Multiple-Speed | 104000 | 8666 | 12 | 11 | 16 |  | 93000 | 7508 | 3.63 | 3.3 | 57000 | 7424 | 2.25 | Federally-Regulated Commercial & Industrial Equipment | 07/19/2019 |  | 09/23/2019
Trane U.S. Inc. | Trane | TWA0904(3,4,W)DA*00AR* | TWE0904(3,4,W)B*A***B0 | HRCU-A-CB, Split System: Heat | Heat Pump | 575 | 3 |  | False |  |  | True | Single-Speed | 93000 | 8303 | 11.2 | 10.8 | 13.3 |  | 82000 | 7282 | 3.3 | 3.3 | 51500 | 6708 | 2.25 | Federally-Regulated Commercial & Industrial Equipment | 05/02/2019 |  | 09/23/2019
Trane U.S. Inc. | Trane | TWA0904(3,4,W)DA*00AR* | TWE0904(3,4,W)B*A***B0 | HRCU-A-CB, Split System: Heat | Heat Pump | 460 | 3 |  | False |  |  | True | Single-Speed | 93000 | 8303 | 11.2 | 10.8 | 13.3 |  | 82000 | 7282 | 3.3 | 3.3 | 51500 | 6708 | 2.25 | Federally-Regulated Commercial & Industrial Equipment | 05/02/2019 |  | 09/23/2019
Trane U.S. Inc. | Trane | TWA0904(3,4,W)DA*00AR* | TWE0904(3,4,W)B*A***B0 | HRCU-A-CB, Split System: Heat | Heat Pump | 230 | 3 |  | False |  |  | True | Single-Speed | 93000 | 8303 | 11.2 | 10.8 | 13.3 |  | 82000 | 7282 | 3.3 | 3.3 | 51500 | 6708 | 2.25 | Federally-Regulated Commercial & Industrial Equipment | 05/02/2019 |  | 09/23/2019
Trane U.S. Inc. | Trane | TWA0904(3,4,W)DA*00AR* | TWE0904(3,4,W)B*A***B0 | HRCU-A-CB, Split System: Heat | Heat Pump | 208 | 3 |  | False |  |  | True | Single-Speed | 93000 | 8303 | 11.2 | 10.8 | 13.3 |  | 82000 | 7282 | 3.3 | 3.3 | 51500 | 6708 | 2.25 | Federally-Regulated Commercial & Industrial Equipment | 05/02/2019 |  | 09/23/2019
Trane U.S. Inc. | Trane | WS(D,H)180E(3,4,W)R0****0 |  | HSP-A, Single-Package Heat Pum | Heat Pump | 575 | 3 | False |  |  |  | False | Single-Speed | 170000 | 16037 | 10.6 | 10.4 | 12 |  | 170000 | 15569 | 3.2 | 3.2 | 90000 | 12560 | 2.1 | Federally-Regulated Commercial & Industrial Equipment | 05/01/2019 |  | 09/23/2019
Trane U.S. Inc. | Trane | WS(D,H)180E(3,4,W)R0****0 |  | HSP-A, Single-Package Heat Pum | Heat Pump | 460 | 3 | False |  |  |  | False | Single-Speed | 170000 | 16037 | 10.6 | 10.4 | 12 |  | 170000 | 15569 | 3.2 | 3.2 | 90000 | 12560 | 2.1 | Federally-Regulated Commercial & Industrial Equipment | 05/01/2019 |  | 09/23/2019
Trane U.S. Inc. | Trane | WS(D,H)180E(3,4,W)R0****0 |  | HSP-A, Single-Package Heat Pum | Heat Pump | 230 | 3 | False |  |  |  | False | Single-Speed | 170000 | 16037 | 10.6 | 10.4 | 12 |  | 170000 | 15569 | 3.2 | 3.2 | 90000 | 12560 | 2.1 | Federally-Regulated Commercial & Industrial Equipment | 05/01/2019 |  | 09/23/2019
Trane U.S. Inc. | Trane | WS(D,H)180E(3,4,W)R0****0 |  | HSP-A, Single-Package Heat Pum | Heat Pump | 208 | 3 | False |  |  |  | False | Single-Speed | 170000 | 16037 | 10.6 | 10.4 | 12 |  | 170000 | 15569 | 3.2 | 3.2 | 90000 | 12560 | 2.1 | Federally-Regulated Commercial & Industrial Equipment | 05/01/2019 |  | 09/23/2019
Trane U.S. Inc. | Trane | WSC102H(3,4,W)*(G,K,N)A |  | HSP-A, Single-Package Heat Pum | Both Heat Pump and Electric Re | 575 | 3 | False |  |  |  | True | Dual-Speed | 100000 | 9090 | 11 | 11 | 12.2 |  | 92000 | 7930 | 3.4 | 3.3 | 48500 | 6768 | 2.1 | Federally-Regulated Commercial & Industrial Equipment | 07/19/2019 |  | 09/23/2019
Trane U.S. Inc. | Trane | WSC102H(3,4,W)*(G,K,N)A |  | HSP-A, Single-Package Heat Pum | Both Heat Pump and Electric Re | 460 | 3 | False |  |  |  | True | Dual-Speed | 100000 | 9090 | 11 | 11 | 12.2 |  | 92000 | 7930 | 3.4 | 3.3 | 48500 | 6768 | 2.1 | Federally-Regulated Commercial & Industrial Equipment | 07/19/2019 |  | 09/23/2019
Trane U.S. Inc. | Trane | WSC102H(3,4,W)*(G,K,N)A |  | HSP-A, Single-Package Heat Pum | Both Heat Pump and Electric Re | 230 | 3 | False |  |  |  | True | Dual-Speed | 100000 | 9090 | 11 | 11 | 12.2 |  | 92000 | 7930 | 3.4 | 3.3 | 48500 | 6768 | 2.1 | Federally-Regulated Commercial & Industrial Equipment | 07/19/2019 |  | 09/23/2019
Trane U.S. Inc. | Trane | WSC102H(3,4,W)*(G,K,N)A |  | HSP-A, Single-Package Heat Pum | Both Heat Pump and Electric Re | 208 | 3 | False |  |  |  | True | Dual-Speed | 100000 | 9090 | 11 | 11 | 12.2 |  | 92000 | 7930 | 3.4 | 3.3 | 48500 | 6768 | 2.1 | Federally-Regulated Commercial & Industrial Equipment | 07/19/2019 |  | 09/23/2019
Trane U.S. Inc. | Trane | DHC092H(3,4)*(L,M,H,X,Y,Z)A***7 |  | HSP-A, Single-Package Heat Pum | Both Heat Pump and Electric Re | 460 | 3 | False |  |  |  | True | Multiple-Speed | 95000 | 8050 | 11.8 | 11 | 16 |  | 87000 | 7284 | 3.5 | 3.3 | 49000 | 6382 | 2.25 | Federally-Regulated Commercial & Industrial Equipment | 07/19/2019 |  | 09/23/2019
Trane U.S. Inc. | Trane | DHC092H(3,4)*(L,M,H,X,Y,Z)A***7 |  | HSP-A, Single-Package Heat Pum | Both Heat Pump and Electric Re | 230 | 3 | False |  |  |  | True | Multiple-Speed | 95000 | 8050 | 11.8 | 11 | 16 |  | 87000 | 7284 | 3.5 | 3.3 | 49000 | 6382 | 2.25 | Federally-Regulated Commercial & Industrial Equipment | 07/19/2019 |  | 09/23/2019
Trane U.S. Inc. | Trane | DHC092H(3,4)*(L,M,H,X,Y,Z)A***7 |  | HSP-A, Single-Package Heat Pum | Both Heat Pump and Electric Re | 208 | 3 | False |  |  |  | True | Multiple-Speed | 95000 | 8050 | 11.8 | 11 | 16 |  | 87000 | 7284 | 3.5 | 3.3 | 49000 | 6382 | 2.25 | Federally-Regulated Commercial & Industrial Equipment | 07/19/2019 |  | 09/23/2019
Trane U.S. Inc. | Trane | TWA0724(3,4,W)DA*00AR* | TWE0724(3,4,W)B*A***B0 | HRCU-A-CB, Split System: Heat | Heat Pump | 575 | 3 |  | False |  |  | True | Single-Speed | 77000 | 6875 | 11.2 | 10.8 | 13.3 |  | 64000 | 5683 | 3.3 | 3.3 | 38000 | 4949 | 2.25 | Federally-Regulated Commercial & Industrial Equipment | 05/02/2019 |  | 09/23/2019
Trane U.S. Inc. | Trane | TWA0724(3,4,W)DA*00AR* | TWE0724(3,4,W)B*A***B0 | HRCU-A-CB, Split System: Heat | Heat Pump | 460 | 3 |  | False |  |  | True | Single-Speed | 77000 | 6875 | 11.2 | 10.8 | 13.3 |  | 64000 | 5683 | 3.3 | 3.3 | 38000 | 4949 | 2.25 | Federally-Regulated Commercial & Industrial Equipment | 05/02/2019 |  | 09/23/2019
Trane U.S. Inc. | Trane | TWA0724(3,4,W)DA*00AR* | TWE0724(3,4,W)B*A***B0 | HRCU-A-CB, Split System: Heat | Heat Pump | 230 | 3 |  | False |  |  | True | Single-Speed | 77000 | 6875 | 11.2 | 10.8 | 13.3 |  | 64000 | 5683 | 3.3 | 3.3 | 38000 | 4949 | 2.25 | Federally-Regulated Commercial & Industrial Equipment | 05/02/2019 |  | 09/23/2019
Trane U.S. Inc. | Trane | TWA0724(3,4,W)DA*00AR* | TWE0724(3,4,W)B*A***B0 | HRCU-A-CB, Split System: Heat | Heat Pump | 208 | 3 |  | False |  |  | True | Single-Speed | 77000 | 6875 | 11.2 | 10.8 | 13.3 |  | 64000 | 5683 | 3.3 | 3.3 | 38000 | 4949 | 2.25 | Federally-Regulated Commercial & Industrial Equipment | 05/02/2019 |  | 09/23/2019
Trane U.S. Inc. | Trane | TWA2404(3,4)DA*00AR* | TWE2404(3,4)B*A***B0 | HRCU-A-CB, Split System: Heat | Heat Pump | 460 | 3 |  | False |  |  | True | Single-Speed | 248000 | 24800 | 10 | 9.3 | 11.7 |  | 238000 | 21797 | 3.2 | 3.2 | 148000 | 21158 | 2.05 | Federally-Regulated Commercial & Industrial Equipment | 05/02/2019 |  | 09/23/2019
Trane U.S. Inc. | Trane | TWA2404(3,4)DA*00AR* | TWE2404(3,4)B*A***B0 | HRCU-A-CB, Split System: Heat | Heat Pump | 230 | 3 |  | False |  |  | True | Single-Speed | 248000 | 24800 | 10 | 9.3 | 11.7 |  | 238000 | 21797 | 3.2 | 3.2 | 148000 | 21158 | 2.05 | Federally-Regulated Commercial & Industrial Equipment | 05/02/2019 |  | 09/23/2019
Trane U.S. Inc. | Trane | TWA2404(3,4)DA*00AR* | TWE2404(3,4)B*A***B0 | HRCU-A-CB, Split System: Heat | Heat Pump | 208 | 3 |  | False |  |  | True | Single-Speed | 248000 | 24800 | 10 | 9.3 | 11.7 |  | 238000 | 21797 | 3.2 | 3.2 | 148000 | 21158 | 2.05 | Federally-Regulated Commercial & Industrial Equipment | 05/02/2019 |  | 09/23/2019
Trane U.S. Inc. | Trane | WSC102H(3,4,W)*(G,K,N)A***7 |  | HSP-A, Single-Package Heat Pum | Both Heat Pump and Electric Re | 575 | 3 | False |  |  |  | True | Dual-Speed | 100000 | 9090 | 11 | 11 | 12.9 |  | 89000 | 7671 | 3.4 | 3.3 | 48500 | 6768 | 2.1 | Federally-Regulated Commercial & Industrial Equipment | 07/19/2019 |  | 09/23/2019
Trane U.S. Inc. | Trane | WSC102H(3,4,W)*(G,K,N)A***7 |  | HSP-A, Single-Package Heat Pum | Both Heat Pump and Electric Re | 460 | 3 | False |  |  |  | True | Dual-Speed | 100000 | 9090 | 11 | 11 | 12.9 |  | 89000 | 7671 | 3.4 | 3.3 | 48500 | 6768 | 2.1 | Federally-Regulated Commercial & Industrial Equipment | 07/19/2019 |  | 09/23/2019
Trane U.S. Inc. | Trane | WSC102H(3,4,W)*(G,K,N)A***7 |  | HSP-A, Single-Package Heat Pum | Both Heat Pump and Electric Re | 230 | 3 | False |  |  |  | True | Dual-Speed | 100000 | 9090 | 11 | 11 | 12.9 |  | 89000 | 7671 | 3.4 | 3.3 | 48500 | 6768 | 2.1 | Federally-Regulated Commercial & Industrial Equipment | 07/19/2019 |  | 09/23/2019
Trane U.S. Inc. | Trane | WSC102H(3,4,W)*(G,K,N)A***7 |  | HSP-A, Single-Package Heat Pum | Both Heat Pump and Electric Re | 208 | 3 | False |  |  |  | True | Dual-Speed | 100000 | 9090 | 11 | 11 | 12.9 |  | 89000 | 7671 | 3.4 | 3.3 | 48500 | 6768 | 2.1 | Federally-Regulated Commercial & Industrial Equipment | 07/19/2019 |  | 09/23/2019
Trane U.S. Inc. | Trane | WS(D,H)240E(3,4,W)R0****0 |  | HSP-A, Single-Package Heat Pum | Heat Pump | 575 | 3 | False |  |  |  | False | Single-Speed | 240000 | 24742 | 9.7 | 9.3 | 11.5 |  | 210000 | 19233 | 3.2 | 3.2 | 120000 | 16747 | 2.1 | Federally-Regulated Commercial & Industrial Equipment | 05/01/2019 |  | 09/23/2019
Trane U.S. Inc. | Trane | WS(D,H)240E(3,4,W)R0****0 |  | HSP-A, Single-Package Heat Pum | Heat Pump | 460 | 3 | False |  |  |  | False | Single-Speed | 240000 | 24742 | 9.7 | 9.3 | 11.5 |  | 210000 | 19233 | 3.2 | 3.2 | 120000 | 16747 | 2.1 | Federally-Regulated Commercial & Industrial Equipment | 05/01/2019 |  | 09/23/2019
Trane U.S. Inc. | Trane | WS(D,H)240E(3,4,W)R0****0 |  | HSP-A, Single-Package Heat Pum | Heat Pump | 230 | 3 | False |  |  |  | False | Single-Speed | 240000 | 24742 | 9.7 | 9.3 | 11.5 |  | 210000 | 19233 | 3.2 | 3.2 | 120000 | 16747 | 2.1 | Federally-Regulated Commercial & Industrial Equipment | 05/01/2019 |  | 09/23/2019
Trane U.S. Inc. | Trane | WS(D,H)240E(3,4,W)R0****0 |  | HSP-A, Single-Package Heat Pum | Heat Pump | 208 | 3 | False |  |  |  | False | Single-Speed | 240000 | 24742 | 9.7 | 9.3 | 11.5 |  | 210000 | 19233 | 3.2 | 3.2 | 120000 | 16747 | 2.1 | Federally-Regulated Commercial & Industrial Equipment | 05/01/2019 |  | 09/23/2019
Trane U.S. Inc. | Trane | WS(D,H)150E(3,4,W)R0****7 |  | HSP-A, Single-Package Heat Pum | Heat Pump | 575 | 3 | False |  |  |  | False | Single-Speed | 146000 | 13773 | 10.6 | 10.4 | 13.5 |  | 136000 | 12455 | 3.2 | 3.2 | 75000 | 10466 | 2.1 | Federally-Regulated Commercial & Industrial Equipment | 05/01/2019 |  | 09/23/2019
Trane U.S. Inc. | Trane | WS(D,H)150E(3,4,W)R0****7 |  | HSP-A, Single-Package Heat Pum | Heat Pump | 460 | 3 | False |  |  |  | False | Single-Speed | 146000 | 13773 | 10.6 | 10.4 | 13.5 |  | 136000 | 12455 | 3.2 | 3.2 | 75000 | 10466 | 2.1 | Federally-Regulated Commercial & Industrial Equipment | 05/01/2019 |  | 09/23/2019
Trane U.S. Inc. | Trane | WS(D,H)150E(3,4,W)R0****7 |  | HSP-A, Single-Package Heat Pum | Heat Pump | 230 | 3 | False |  |  |  | False | Single-Speed | 146000 | 13773 | 10.6 | 10.4 | 13.5 |  | 136000 | 12455 | 3.2 | 3.2 | 75000 | 10466 | 2.1 | Federally-Regulated Commercial & Industrial Equipment | 05/01/2019 |  | 09/23/2019
Trane U.S. Inc. | Trane | WS(D,H)150E(3,4,W)R0****7 |  | HSP-A, Single-Package Heat Pum | Heat Pump | 208 | 3 | False |  |  |  | False | Single-Speed | 146000 | 13773 | 10.6 | 10.4 | 13.5 |  | 136000 | 12455 | 3.2 | 3.2 | 75000 | 10466 | 2.1 | Federally-Regulated Commercial & Industrial Equipment | 05/01/2019 |  | 09/23/2019
Trane U.S. Inc. | Trane | WHC102H(3,4)*0A***6 |  | HSP-A, Single-Package Heat Pum | Heat Pump | 460 | 3 | False |  |  |  | True | Multiple-Speed | 104000 | 8666 | 12 | 10.8 | 16.5 |  | 93000 | 7508 | 3.63 | 3.3 | 57000 | 7424 | 2.25 | Federally-Regulated Commercial & Industrial Equipment | 07/19/2019 |  | 09/23/2019
Trane U.S. Inc. | Trane | WHC102H(3,4)*0A***6 |  | HSP-A, Single-Package Heat Pum | Heat Pump | 230 | 3 | False |  |  |  | True | Multiple-Speed | 104000 | 8666 | 12 | 10.8 | 16.5 |  | 93000 | 7508 | 3.63 | 3.3 | 57000 | 7424 | 2.25 | Federally-Regulated Commercial & Industrial Equipment | 07/19/2019 |  | 09/23/2019
Trane U.S. Inc. | Trane | WHC102H(3,4)*0A***6 |  | HSP-A, Single-Package Heat Pum | Heat Pump | 208 | 3 | False |  |  |  | True | Multiple-Speed | 104000 | 8666 | 12 | 10.8 | 16.5 |  | 93000 | 7508 | 3.63 | 3.3 | 57000 | 7424 | 2.25 | Federally-Regulated Commercial & Industrial Equipment | 07/19/2019 |  | 09/23/2019
Trane U.S. Inc. | Trane | WSC102H(3,4,W)*0A***6 |  | HSP-A, Single-Package Heat Pum | Heat Pump | 575 | 3 | False |  |  |  | True | Dual-Speed | 100000 | 9090 | 11 | 10.8 | 13.4 |  | 89000 | 7671 | 3.4 | 3.3 | 48500 | 6768 | 2.1 | Federally-Regulated Commercial & Industrial Equipment | 07/19/2019 |  | 09/23/2019
Trane U.S. Inc. | Trane | WSC102H(3,4,W)*0A***6 |  | HSP-A, Single-Package Heat Pum | Heat Pump | 460 | 3 | False |  |  |  | True | Dual-Speed | 100000 | 9090 | 11 | 10.8 | 13.4 |  | 89000 | 7671 | 3.4 | 3.3 | 48500 | 6768 | 2.1 | Federally-Regulated Commercial & Industrial Equipment | 07/19/2019 |  | 09/23/2019
Trane U.S. Inc. | Trane | WSC102H(3,4,W)*0A***6 |  | HSP-A, Single-Package Heat Pum | Heat Pump | 230 | 3 | False |  |  |  | True | Dual-Speed | 100000 | 9090 | 11 | 10.8 | 13.4 |  | 89000 | 7671 | 3.4 | 3.3 | 48500 | 6768 | 2.1 | Federally-Regulated Commercial & Industrial Equipment | 07/19/2019 |  | 09/23/2019
Trane U.S. Inc. | Trane | WSC102H(3,4,W)*0A***6 |  | HSP-A, Single-Package Heat Pum | Heat Pump | 208 | 3 | False |  |  |  | True | Dual-Speed | 100000 | 9090 | 11 | 10.8 | 13.4 |  | 89000 | 7671 | 3.4 | 3.3 | 48500 | 6768 | 2.1 | Federally-Regulated Commercial & Industrial Equipment | 07/19/2019 |  | 09/23/2019
Trane U.S. Inc. | Trane | WHC120H(3,4)*0A***7 |  | HSP-A, Single-Package Heat Pum | Heat Pump | 460 | 3 | False |  |  |  | True | Multiple-Speed | 121000 | 10521 | 11.5 | 10.8 | 16 |  | 118000 | 9526 | 3.63 | 3.3 | 61000 | 7945 | 2.25 | Federally-Regulated Commercial & Industrial Equipment | 05/02/2019 |  | 09/23/2019
Trane U.S. Inc. | Trane | WHC120H(3,4)*0A***7 |  | HSP-A, Single-Package Heat Pum | Heat Pump | 230 | 3 | False |  |  |  | True | Multiple-Speed | 121000 | 10521 | 11.5 | 10.8 | 16 |  | 118000 | 9526 | 3.63 | 3.3 | 61000 | 7945 | 2.25 | Federally-Regulated Commercial & Industrial Equipment | 07/19/2019 |  | 09/23/2019
Trane U.S. Inc. | Trane | WHC120H(3,4)*0A***7 |  | HSP-A, Single-Package Heat Pum | Heat Pump | 208 | 3 | False |  |  |  | True | Multiple-Speed | 121000 | 10521 | 11.5 | 10.8 | 16 |  | 118000 | 9526 | 3.63 | 3.3 | 61000 | 7945 | 2.25 | Federally-Regulated Commercial & Industrial Equipment | 07/19/2019 |  | 09/23/2019
Trane U.S. Inc. | Trane | WHC102H(3,4)*(C,G,K,N)A***6 |  | HSP-A, Single-Package Heat Pum | Both Heat Pump and Electric Re | 460 | 3 | False |  |  |  | True | Multiple-Speed | 104000 | 8666 | 12 | 11 | 16.5 |  | 93000 | 7508 | 3.63 | 3.3 | 57000 | 7424 | 2.25 | Federally-Regulated Commercial & Industrial Equipment | 07/19/2019 |  | 09/23/2019
Trane U.S. Inc. | Trane | WHC102H(3,4)*(C,G,K,N)A***6 |  | HSP-A, Single-Package Heat Pum | Both Heat Pump and Electric Re | 230 | 3 | False |  |  |  | True | Multiple-Speed | 104000 | 8666 | 12 | 11 | 16.5 |  | 93000 | 7508 | 3.63 | 3.3 | 57000 | 7424 | 2.25 | Federally-Regulated Commercial & Industrial Equipment | 07/19/2019 |  | 09/23/2019
Trane U.S. Inc. | Trane | WHC102H(3,4)*(C,G,K,N)A***6 |  | HSP-A, Single-Package Heat Pum | Both Heat Pump and Electric Re | 208 | 3 | False |  |  |  | True | Multiple-Speed | 104000 | 8666 | 12 | 11 | 16.5 |  | 93000 | 7508 | 3.63 | 3.3 | 57000 | 7424 | 2.25 | Federally-Regulated Commercial & Industrial Equipment | 07/19/2019 |  | 09/23/2019
Trane U.S. Inc. | Trane | WS(D,H)180E(3,4,W)R(G,N,P,R)****7 |  | HSP-A, Single-Package Heat Pum | Both Heat Pump and Electric Re | 575 | 3 | False |  |  |  | False | Single-Speed | 170000 | 16037 | 10.6 | 10.6 | 13.5 |  | 170000 | 15569 | 3.2 | 3.2 | 90000 | 12560 | 2.1 | Federally-Regulated Commercial & Industrial Equipment | 05/01/2019 |  | 09/23/2019
Trane U.S. Inc. | Trane | WS(D,H)180E(3,4,W)R(G,N,P,R)****7 |  | HSP-A, Single-Package Heat Pum | Both Heat Pump and Electric Re | 460 | 3 | False |  |  |  | False | Single-Speed | 170000 | 16037 | 10.6 | 10.6 | 13.5 |  | 170000 | 15569 | 3.2 | 3.2 | 90000 | 12560 | 2.1 | Federally-Regulated Commercial & Industrial Equipment | 05/01/2019 |  | 09/23/2019
Trane U.S. Inc. | Trane | WS(D,H)180E(3,4,W)R(G,N,P,R)****7 |  | HSP-A, Single-Package Heat Pum | Both Heat Pump and Electric Re | 230 | 3 | False |  |  |  | False | Single-Speed | 170000 | 16037 | 10.6 | 10.6 | 13.5 |  | 170000 | 15569 | 3.2 | 3.2 | 90000 | 12560 | 2.1 | Federally-Regulated Commercial & Industrial Equipment | 05/01/2019 |  | 09/23/2019
Trane U.S. Inc. | Trane | WS(D,H)180E(3,4,W)R(G,N,P,R)****7 |  | HSP-A, Single-Package Heat Pum | Both Heat Pump and Electric Re | 208 | 3 | False |  |  |  | False | Single-Speed | 170000 | 16037 | 10.6 | 10.6 | 13.5 |  | 170000 | 15569 | 3.2 | 3.2 | 90000 | 12560 | 2.1 | Federally-Regulated Commercial & Industrial Equipment | 05/01/2019 |  | 09/23/2019
Trane U.S. Inc. | Trane | WHC102H(3,4)*0A***7 |  | HSP-A, Single-Package Heat Pum | Heat Pump | 460 | 3 | False |  |  |  | True | Multiple-Speed | 104000 | 8666 | 12 | 10.8 | 16 |  | 93000 | 7508 | 3.63 | 3.3 | 57000 | 7424 | 2.25 | Federally-Regulated Commercial & Industrial Equipment | 07/19/2019 |  | 09/23/2019
Trane U.S. Inc. | Trane | WHC102H(3,4)*0A***7 |  | HSP-A, Single-Package Heat Pum | Heat Pump | 230 | 3 | False |  |  |  | True | Multiple-Speed | 104000 | 8666 | 12 | 10.8 | 16 |  | 93000 | 7508 | 3.63 | 3.3 | 57000 | 7424 | 2.25 | Federally-Regulated Commercial & Industrial Equipment | 07/19/2019 |  | 09/23/2019
Trane U.S. Inc. | Trane | WHC102H(3,4)*0A***7 |  | HSP-A, Single-Package Heat Pum | Heat Pump | 208 | 3 | False |  |  |  | True | Multiple-Speed | 104000 | 8666 | 12 | 10.8 | 16 |  | 93000 | 7508 | 3.63 | 3.3 | 57000 | 7424 | 2.25 | Federally-Regulated Commercial & Industrial Equipment | 07/19/2019 |  | 09/23/2019
Trane U.S. Inc. | Trane | WSC120H(3,4,W)*0A***7 |  | HSP-A, Single-Package Heat Pum | Heat Pump | 575 | 3 | False |  |  |  | True | Dual-Speed | 115000 | 10454 | 11 | 10.8 | 12.9 |  | 106000 | 9137 | 3.4 | 3.3 | 58500 | 7619 | 2.25 | Federally-Regulated Commercial & Industrial Equipment | 07/19/2019 |  | 09/23/2019
Trane U.S. Inc. | Trane | WSC120H(3,4,W)*0A***7 |  | HSP-A, Single-Package Heat Pum | Heat Pump | 460 | 3 | False |  |  |  | True | Dual-Speed | 115000 | 10454 | 11 | 10.8 | 12.9 |  | 106000 | 9137 | 3.4 | 3.3 | 58500 | 7619 | 2.25 | Federally-Regulated Commercial & Industrial Equipment | 07/19/2019 |  | 09/23/2019
Trane U.S. Inc. | Trane | WSC120H(3,4,W)*0A***7 |  | HSP-A, Single-Package Heat Pum | Heat Pump | 230 | 3 | False |  |  |  | True | Dual-Speed | 115000 | 10454 | 11 | 10.8 | 12.9 |  | 106000 | 9137 | 3.4 | 3.3 | 58500 | 7619 | 2.25 | Federally-Regulated Commercial & Industrial Equipment | 07/19/2019 |  | 09/23/2019
Trane U.S. Inc. | Trane | WSC120H(3,4,W)*0A***7 |  | HSP-A, Single-Package Heat Pum | Heat Pump | 208 | 3 | False |  |  |  | True | Dual-Speed | 115000 | 10454 | 11 | 10.8 | 12.9 |  | 106000 | 9137 | 3.4 | 3.3 | 58500 | 7619 | 2.25 | Federally-Regulated Commercial & Industrial Equipment | 07/19/2019 |  | 09/23/2019
Trane U.S. Inc. | Trane | WSC120H(3,4,W)*0A***6 |  | HSP-A, Single-Package Heat Pum | Heat Pump | 575 | 3 | False |  |  |  | True | Dual-Speed | 115000 | 10454 | 11 | 10.8 | 13.4 |  | 106000 | 9137 | 3.4 | 3.3 | 58500 | 7619 | 2.25 | Federally-Regulated Commercial & Industrial Equipment | 07/19/2019 |  | 09/23/2019
Trane U.S. Inc. | Trane | WSC120H(3,4,W)*0A***6 |  | HSP-A, Single-Package Heat Pum | Heat Pump | 460 | 3 | False |  |  |  | True | Dual-Speed | 115000 | 10454 | 11 | 10.8 | 13.4 |  | 106000 | 9137 | 3.4 | 3.3 | 58500 | 7619 | 2.25 | Federally-Regulated Commercial & Industrial Equipment | 07/19/2019 |  | 09/23/2019
Trane U.S. Inc. | Trane | WSC120H(3,4,W)*0A***6 |  | HSP-A, Single-Package Heat Pum | Heat Pump | 230 | 3 | False |  |  |  | True | Dual-Speed | 115000 | 10454 | 11 | 10.8 | 13.4 |  | 106000 | 9137 | 3.4 | 3.3 | 58500 | 7619 | 2.25 | Federally-Regulated Commercial & Industrial Equipment | 07/19/2019 |  | 09/23/2019
Trane U.S. Inc. | Trane | WSC120H(3,4,W)*0A***6 |  | HSP-A, Single-Package Heat Pum | Heat Pump | 208 | 3 | False |  |  |  | True | Dual-Speed | 115000 | 10454 | 11 | 10.8 | 13.4 |  | 106000 | 9137 | 3.4 | 3.3 | 58500 | 7619 | 2.25 | Federally-Regulated Commercial & Industrial Equipment | 07/19/2019 |  | 09/23/2019
Trane U.S. Inc. | Trane | WHC074H(3,4)*(C,G,K,N)A***6 |  | HSP-A, Single-Package Heat Pum | Both Heat Pump and Electric Re | 460 | 3 | False |  |  |  | True | Multiple-Speed | 78000 | 6446 | 12.1 | 11 | 16.5 |  | 75000 | 6280 | 3.5 | 3.3 | 40000 | 5210 | 2.25 | Federally-Regulated Commercial & Industrial Equipment | 07/19/2019 |  | 09/23/2019
Trane U.S. Inc. | Trane | WHC074H(3,4)*(C,G,K,N)A***6 |  | HSP-A, Single-Package Heat Pum | Both Heat Pump and Electric Re | 230 | 3 | False |  |  |  | True | Multiple-Speed | 78000 | 6446 | 12.1 | 11 | 16.5 |  | 75000 | 6280 | 3.5 | 3.3 | 40000 | 5210 | 2.25 | Federally-Regulated Commercial & Industrial Equipment | 07/19/2019 |  | 09/23/2019
Trane U.S. Inc. | Trane | WHC074H(3,4)*(C,G,K,N)A***6 |  | HSP-A, Single-Package Heat Pum | Both Heat Pump and Electric Re | 208 | 3 | False |  |  |  | True | Multiple-Speed | 78000 | 6446 | 12.1 | 11 | 16.5 |  | 75000 | 6280 | 3.5 | 3.3 | 40000 | 5210 | 2.25 | Federally-Regulated Commercial & Industrial Equipment | 07/19/2019 |  | 09/23/2019
Trane U.S. Inc. | Trane | WHC074H(3,4)*0A |  | HSP-A, Single-Package Heat Pum | Heat Pump | 460 | 3 | False |  |  |  | True | Multiple-Speed | 78000 | 6446 | 12.1 | 10.8 | 15.5 |  | 75000 | 6280 | 3.5 | 3.3 | 40000 | 5210 | 2.25 | Federally-Regulated Commercial & Industrial Equipment | 07/19/2019 |  | 09/23/2019
Trane U.S. Inc. | Trane | WHC074H(3,4)*0A |  | HSP-A, Single-Package Heat Pum | Heat Pump | 230 | 3 | False |  |  |  | True | Multiple-Speed | 78000 | 6446 | 12.1 | 10.8 | 15.5 |  | 75000 | 6280 | 3.5 | 3.3 | 40000 | 5210 | 2.25 | Federally-Regulated Commercial & Industrial Equipment | 07/19/2019 |  | 09/23/2019
Trane U.S. Inc. | Trane | WHC074H(3,4)*0A |  | HSP-A, Single-Package Heat Pum | Heat Pump | 208 | 3 | False |  |  |  | True | Multiple-Speed | 78000 | 6446 | 12.1 | 10.8 | 15.5 |  | 75000 | 6280 | 3.5 | 3.3 | 40000 | 5210 | 2.25 | Federally-Regulated Commercial & Industrial Equipment | 07/19/2019 |  | 09/23/2019
Trane U.S. Inc. | Trane | WSC120H(3,4,W)*(G,K,N,P)A |  | HSP-A, Single-Package Heat Pum | Both Heat Pump and Electric Re | 575 | 3 | False |  |  |  | True | Dual-Speed | 115000 | 10454 | 11 | 11 | 12.2 |  | 106000 | 9137 | 3.4 | 3.3 | 58500 | 7619 | 2.25 | Federally-Regulated Commercial & Industrial Equipment | 07/19/2019 |  | 09/23/2019
Trane U.S. Inc. | Trane | WSC120H(3,4,W)*(G,K,N,P)A |  | HSP-A, Single-Package Heat Pum | Both Heat Pump and Electric Re | 460 | 3 | False |  |  |  | True | Dual-Speed | 115000 | 10454 | 11 | 11 | 12.2 |  | 106000 | 9137 | 3.4 | 3.3 | 58500 | 7619 | 2.25 | Federally-Regulated Commercial & Industrial Equipment | 07/19/2019 |  | 09/23/2019
Trane U.S. Inc. | Trane | WSC120H(3,4,W)*(G,K,N,P)A |  | HSP-A, Single-Package Heat Pum | Both Heat Pump and Electric Re | 230 | 3 | False |  |  |  | True | Dual-Speed | 115000 | 10454 | 11 | 11 | 12.2 |  | 106000 | 9137 | 3.4 | 3.3 | 58500 | 7619 | 2.25 | Federally-Regulated Commercial & Industrial Equipment | 07/19/2019 |  | 09/23/2019
Trane U.S. Inc. | Trane | WSC120H(3,4,W)*(G,K,N,P)A |  | HSP-A, Single-Package Heat Pum | Both Heat Pump and Electric Re | 208 | 3 | False |  |  |  | True | Dual-Speed | 115000 | 10454 | 11 | 11 | 12.2 |  | 106000 | 9137 | 3.4 | 3.3 | 58500 | 7619 | 2.25 | Federally-Regulated Commercial & Industrial Equipment | 07/19/2019 |  | 09/23/2019
Trane U.S. Inc. | Trane | DHC074H(3,4)*(L,M,H,X,Y,Z)A |  | HSP-A, Single-Package Heat Pum | Both Heat Pump and Electric Re | 460 | 3 | False |  |  |  | True | Multiple-Speed | 78000 | 6446 | 12.1 | 11 | 15.5 |  | 75000 | 6280 | 3.5 | 3.3 | 40000 | 5210 | 2.25 | Federally-Regulated Commercial & Industrial Equipment | 07/19/2019 |  | 09/23/2019
Trane U.S. Inc. | Trane | DHC074H(3,4)*(L,M,H,X,Y,Z)A |  | HSP-A, Single-Package Heat Pum | Both Heat Pump and Electric Re | 230 | 3 | False |  |  |  | True | Multiple-Speed | 78000 | 6446 | 12.1 | 11 | 15.5 |  | 75000 | 6280 | 3.5 | 3.3 | 40000 | 5210 | 2.25 | Federally-Regulated Commercial & Industrial Equipment | 07/19/2019 |  | 09/23/2019
Trane U.S. Inc. | Trane | DHC074H(3,4)*(L,M,H,X,Y,Z)A |  | HSP-A, Single-Package Heat Pum | Both Heat Pump and Electric Re | 208 | 3 | False |  |  |  | True | Multiple-Speed | 78000 | 6446 | 12.1 | 11 | 15.5 |  | 75000 | 6280 | 3.5 | 3.3 | 40000 | 5210 | 2.25 | Federally-Regulated Commercial & Industrial Equipment | 07/19/2019 |  | 09/23/2019
Trane U.S. Inc. | Trane | WHC092H(3,4)*0A***7 |  | HSP-A, Single-Package Heat Pum | Heat Pump | 460 | 3 | False |  |  |  | True | Multiple-Speed | 95000 | 8050 | 11.8 | 10.8 | 16 |  | 87000 | 7284 | 3.5 | 3.3 | 49000 | 6382 | 2.25 | Federally-Regulated Commercial & Industrial Equipment | 07/19/2019 |  | 09/23/2019
Trane U.S. Inc. | Trane | WHC092H(3,4)*0A***7 |  | HSP-A, Single-Package Heat Pum | Heat Pump | 230 | 3 | False |  |  |  | True | Multiple-Speed | 95000 | 8050 | 11.8 | 10.8 | 16 |  | 87000 | 7284 | 3.5 | 3.3 | 49000 | 6382 | 2.25 | Federally-Regulated Commercial & Industrial Equipment | 07/19/2019 |  | 09/23/2019
Trane U.S. Inc. | Trane | WHC092H(3,4)*0A***7 |  | HSP-A, Single-Package Heat Pum | Heat Pump | 208 | 3 | False |  |  |  | True | Multiple-Speed | 95000 | 8050 | 11.8 | 10.8 | 16 |  | 87000 | 7284 | 3.5 | 3.3 | 49000 | 6382 | 2.25 | Federally-Regulated Commercial & Industrial Equipment | 07/19/2019 |  | 09/23/2019
Trane U.S. Inc. | Trane | WS(D,H)240E(3,4,W)R0****6 |  | HSP-A, Single-Package Heat Pum | Heat Pump | 575 | 3 | False |  |  |  | False | Single-Speed | 240000 | 24742 | 9.7 | 9.3 | 12 |  | 210000 | 19233 | 3.2 | 3.2 | 120000 | 16747 | 2.1 | Federally-Regulated Commercial & Industrial Equipment | 05/01/2019 |  | 09/23/2019
Trane U.S. Inc. | Trane | WS(D,H)240E(3,4,W)R0****6 |  | HSP-A, Single-Package Heat Pum | Heat Pump | 460 | 3 | False |  |  |  | False | Single-Speed | 240000 | 24742 | 9.7 | 9.3 | 12 |  | 210000 | 19233 | 3.2 | 3.2 | 120000 | 16747 | 2.1 | Federally-Regulated Commercial & Industrial Equipment | 05/01/2019 |  | 09/23/2019
Trane U.S. Inc. | Trane | WS(D,H)240E(3,4,W)R0****6 |  | HSP-A, Single-Package Heat Pum | Heat Pump | 230 | 3 | False |  |  |  | False | Single-Speed | 240000 | 24742 | 9.7 | 9.3 | 12 |  | 210000 | 19233 | 3.2 | 3.2 | 120000 | 16747 | 2.1 | Federally-Regulated Commercial & Industrial Equipment | 05/01/2019 |  | 09/23/2019
Trane U.S. Inc. | Trane | WS(D,H)240E(3,4,W)R0****6 |  | HSP-A, Single-Package Heat Pum | Heat Pump | 208 | 3 | False |  |  |  | False | Single-Speed | 240000 | 24742 | 9.7 | 9.3 | 12 |  | 210000 | 19233 | 3.2 | 3.2 | 120000 | 16747 | 2.1 | Federally-Regulated Commercial & Industrial Equipment | 05/01/2019 |  | 09/23/2019
Trane U.S. Inc. | Trane | WHC092H(3,4)*(C,G,K,N)A***6 |  | HSP-A, Single-Package Heat Pum | Both Heat Pump and Electric Re | 460 | 3 | False |  |  |  | True | Multiple-Speed | 95000 | 8050 | 11.8 | 11 | 16.5 |  | 87000 | 7284 | 3.5 | 3.3 | 49000 | 6382 | 2.25 | Federally-Regulated Commercial & Industrial Equipment | 07/19/2019 |  | 09/23/2019
Trane U.S. Inc. | Trane | WHC092H(3,4)*(C,G,K,N)A***6 |  | HSP-A, Single-Package Heat Pum | Both Heat Pump and Electric Re | 230 | 3 | False |  |  |  | True | Multiple-Speed | 95000 | 8050 | 11.8 | 11 | 16.5 |  | 87000 | 7284 | 3.5 | 3.3 | 49000 | 6382 | 2.25 | Federally-Regulated Commercial & Industrial Equipment | 07/19/2019 |  | 09/23/2019
Trane U.S. Inc. | Trane | WHC092H(3,4)*(C,G,K,N)A***6 |  | HSP-A, Single-Package Heat Pum | Both Heat Pump and Electric Re | 208 | 3 | False |  |  |  | True | Multiple-Speed | 95000 | 8050 | 11.8 | 11 | 16.5 |  | 87000 | 7284 | 3.5 | 3.3 | 49000 | 6382 | 2.25 | Federally-Regulated Commercial & Industrial Equipment | 07/19/2019 |  | 09/23/2019
Trane U.S. Inc. | Trane | TWA0904(3,4,W)AA*00A* | TWE0904(3,W)A*A***00 | HRCU-A-CB, Split System: Heat | Heat Pump | 575 | 3 |  | False |  |  | True | Single-Speed | 86000 | 7610 | 11.3 | 10.8 | 12.4 |  | 79000 | 7016 | 3.3 | 3.3 | 50000 | 6512 | 2.25 | Federally-Regulated Commercial & Industrial Equipment | 05/02/2019 |  | 09/23/2019
Trane U.S. Inc. | Trane | TWA0904(3,4,W)AA*00A* | TWE0904(3,W)A*A***00 | HRCU-A-CB, Split System: Heat | Heat Pump | 460 | 3 |  | False |  |  | True | Single-Speed | 86000 | 7610 | 11.3 | 10.8 | 12.4 |  | 79000 | 7016 | 3.3 | 3.3 | 50000 | 6512 | 2.25 | Federally-Regulated Commercial & Industrial Equipment | 05/02/2019 |  | 09/23/2019
Trane U.S. Inc. | Trane | TWA0904(3,4,W)AA*00A* | TWE0904(3,W)A*A***00 | HRCU-A-CB, Split System: Heat | Heat Pump | 230 | 3 |  | False |  |  | True | Single-Speed | 86000 | 7610 | 11.3 | 10.8 | 12.4 |  | 79000 | 7016 | 3.3 | 3.3 | 50000 | 6512 | 2.25 | Federally-Regulated Commercial & Industrial Equipment | 05/02/2019 |  | 09/23/2019
Trane U.S. Inc. | Trane | TWA0904(3,4,W)AA*00A* | TWE0904(3,W)A*A***00 | HRCU-A-CB, Split System: Heat | Heat Pump | 208 | 3 |  | False |  |  | True | Single-Speed | 86000 | 7610 | 11.3 | 10.8 | 12.4 |  | 79000 | 7016 | 3.3 | 3.3 | 50000 | 6512 | 2.25 | Federally-Regulated Commercial & Industrial Equipment | 05/02/2019 |  | 09/23/2019
Trane U.S. Inc. | Trane | WHC102H(3,4)*(C,G,K,N)A***7 |  | HSP-A, Single-Package Heat Pum | Both Heat Pump and Electric Re | 460 | 3 | False |  |  |  | True | Multiple-Speed | 104000 | 8666 | 12 | 11 | 16 |  | 93000 | 7508 | 3.63 | 3.3 | 57000 | 7424 | 2.25 | Federally-Regulated Commercial & Industrial Equipment | 07/19/2019 |  | 09/23/2019
Trane U.S. Inc. | Trane | WHC102H(3,4)*(C,G,K,N)A***7 |  | HSP-A, Single-Package Heat Pum | Both Heat Pump and Electric Re | 230 | 3 | False |  |  |  | True | Multiple-Speed | 104000 | 8666 | 12 | 11 | 16 |  | 93000 | 7508 | 3.63 | 3.3 | 57000 | 7424 | 2.25 | Federally-Regulated Commercial & Industrial Equipment | 07/19/2019 |  | 09/23/2019
Trane U.S. Inc. | Trane | WHC102H(3,4)*(C,G,K,N)A***7 |  | HSP-A, Single-Package Heat Pum | Both Heat Pump and Electric Re | 208 | 3 | False |  |  |  | True | Multiple-Speed | 104000 | 8666 | 12 | 11 | 16 |  | 93000 | 7508 | 3.63 | 3.3 | 57000 | 7424 | 2.25 | Federally-Regulated Commercial & Industrial Equipment | 07/19/2019 |  | 09/23/2019
Trane U.S. Inc. | Trane | WHC120H(3,4)*0A |  | HSP-A, Single-Package Heat Pum | Heat Pump | 460 | 3 | False |  |  |  | True | Multiple-Speed | 121000 | 10521 | 11.5 | 10.8 | 15.5 |  | 118000 | 9526 | 3.63 | 3.3 | 61000 | 7945 | 2.25 | Federally-Regulated Commercial & Industrial Equipment | 07/19/2019 |  | 09/23/2019
Trane U.S. Inc. | Trane | WHC120H(3,4)*0A |  | HSP-A, Single-Package Heat Pum | Heat Pump | 230 | 3 | False |  |  |  | True | Multiple-Speed | 121000 | 10521 | 11.5 | 10.8 | 15.5 |  | 118000 | 9526 | 3.63 | 3.3 | 61000 | 7945 | 2.25 | Federally-Regulated Commercial & Industrial Equipment | 07/19/2019 |  | 09/23/2019
Trane U.S. Inc. | Trane | WHC120H(3,4)*0A |  | HSP-A, Single-Package Heat Pum | Heat Pump | 208 | 3 | False |  |  |  | True | Multiple-Speed | 121000 | 10521 | 11.5 | 10.8 | 15.5 |  | 118000 | 9526 | 3.63 | 3.3 | 61000 | 7945 | 2.25 | Federally-Regulated Commercial & Industrial Equipment | 07/19/2019 |  | 09/23/2019
Trane U.S. Inc. | Trane | DHC074H(3,4)*(L,M,H,X,Y,Z)A***6 |  | HSP-A, Single-Package Heat Pum | Both Heat Pump and Electric Re | 460 | 3 | False |  |  |  | True | Multiple-Speed | 78000 | 6446 | 12.1 | 11 | 16.5 |  | 75000 | 6280 | 3.5 | 3.3 | 40000 | 5210 | 2.25 | Federally-Regulated Commercial & Industrial Equipment | 07/19/2019 |  | 09/23/2019
Trane U.S. Inc. | Trane | DHC074H(3,4)*(L,M,H,X,Y,Z)A***6 |  | HSP-A, Single-Package Heat Pum | Both Heat Pump and Electric Re | 230 | 3 | False |  |  |  | True | Multiple-Speed | 78000 | 6446 | 12.1 | 11 | 16.5 |  | 75000 | 6280 | 3.5 | 3.3 | 40000 | 5210 | 2.25 | Federally-Regulated Commercial & Industrial Equipment | 07/19/2019 |  | 09/23/2019
Trane U.S. Inc. | Trane | DHC074H(3,4)*(L,M,H,X,Y,Z)A***6 |  | HSP-A, Single-Package Heat Pum | Both Heat Pump and Electric Re | 208 | 3 | False |  |  |  | True | Multiple-Speed | 78000 | 6446 | 12.1 | 11 | 16.5 |  | 75000 | 6280 | 3.5 | 3.3 | 40000 | 5210 | 2.25 | Federally-Regulated Commercial & Industrial Equipment | 07/19/2019 |  | 09/23/2019
Rheem Sales Company, Inc. | Mainline | RPWL-090C | RHGM-090Z | HRCU-A-CB, Split System: Heat | Heat Pump | 230 | 3 |  | False |  |  | False | Single-Speed | 86000 | 7818 | 11 | 10.8 | 12.6 |  | 90000 | 7992 | 3.3 | 3.3 | 55000 | 7326 | 2.2 | Federally-Regulated Commercial & Industrial Equipment | 03/14/2019 |  | 09/23/2019
Rheem Sales Company, Inc. | Mainline | RPWL-090C | RHGM-090Z | HRCU-A-CB, Split System: Heat | Heat Pump | 208 | 3 |  | False |  |  | False | Single-Speed | 86000 | 7818 | 11 | 10.8 | 12.6 |  | 90000 | 7992 | 3.3 | 3.3 | 55000 | 7326 | 2.2 | Federally-Regulated Commercial & Industrial Equipment | 03/14/2019 |  | 09/23/2019
Trane U.S. Inc. | Trane | TWA240E(3,4)**A* | TWE240E(3,4)00B* | HRCU-A-CB, Split System: Heat | Heat Pump | 460 | 3 |  | False |  |  | True | Single-Speed | 248000 | 24800 | 10 | 9.3 | 10.6 |  | 238000 | 21797 | 3.2 | 3.2 | 154000 | 22016 | 2.05 | Federally-Regulated Commercial & Industrial Equipment | 07/19/2019 |  | 09/23/2019
Trane U.S. Inc. | Trane | TWA240E(3,4)**A* | TWE240E(3,4)00B* | HRCU-A-CB, Split System: Heat | Heat Pump | 230 | 3 |  | False |  |  | True | Single-Speed | 248000 | 24800 | 10 | 9.3 | 10.6 |  | 238000 | 21797 | 3.2 | 3.2 | 154000 | 22016 | 2.05 | Federally-Regulated Commercial & Industrial Equipment | 07/19/2019 |  | 09/23/2019
Trane U.S. Inc. | Trane | TWA240E(3,4)**A* | TWE240E(3,4)00B* | HRCU-A-CB, Split System: Heat | Heat Pump | 208 | 3 |  | False |  |  | True | Single-Speed | 248000 | 24800 | 10 | 9.3 | 10.6 |  | 238000 | 21797 | 3.2 | 3.2 | 154000 | 22016 | 2.05 | Federally-Regulated Commercial & Industrial Equipment | 07/19/2019 |  | 09/23/2019
Trane U.S. Inc. | Trane | TWA073D(3,4,W)**A* | TWE0904(3,W)A*A***00 | HRCU-A-CB, Split System: Heat | Heat Pump | 575 | 3 |  | False |  |  | True | Single-Speed | 80000 | 7079 | 11.3 | 10.8 | 12.4 |  | 72000 | 6394 | 3.3 | 3.3 | 46000 | 5991 | 2.25 | Federally-Regulated Commercial & Industrial Equipment | 07/19/2019 |  | 09/23/2019
Trane U.S. Inc. | Trane | TWA073D(3,4,W)**A* | TWE0904(3,W)A*A***00 | HRCU-A-CB, Split System: Heat | Heat Pump | 460 | 3 |  | False |  |  | True | Single-Speed | 80000 | 7079 | 11.3 | 10.8 | 12.4 |  | 72000 | 6394 | 3.3 | 3.3 | 46000 | 5991 | 2.25 | Federally-Regulated Commercial & Industrial Equipment | 07/19/2019 |  | 09/23/2019
Trane U.S. Inc. | Trane | TWA073D(3,4,W)**A* | TWE0904(3,W)A*A***00 | HRCU-A-CB, Split System: Heat | Heat Pump | 230 | 3 |  | False |  |  | True | Single-Speed | 80000 | 7079 | 11.3 | 10.8 | 12.4 |  | 72000 | 6394 | 3.3 | 3.3 | 46000 | 5991 | 2.25 | Federally-Regulated Commercial & Industrial Equipment | 07/19/2019 |  | 09/23/2019
Trane U.S. Inc. | Trane | TWA073D(3,4,W)**A* | TWE0904(3,W)A*A***00 | HRCU-A-CB, Split System: Heat | Heat Pump | 208 | 3 |  | False |  |  | True | Single-Speed | 80000 | 7079 | 11.3 | 10.8 | 12.4 |  | 72000 | 6394 | 3.3 | 3.3 | 46000 | 5991 | 2.25 | Federally-Regulated Commercial & Industrial Equipment | 07/19/2019 |  | 09/23/2019
Trane U.S. Inc. | Trane | TWA2404(3,4,W)DA*00AR* | TWE240E(3,4,W)0*B* | HRCU-A-CB, Split System: Heat | Heat Pump | 575 | 3 |  | False |  |  | True | Single-Speed | 248000 | 24800 | 10 | 9.3 | 10.6 |  | 238000 | 21797 | 3.2 | 3.2 | 148000 | 21158 | 2.05 | Federally-Regulated Commercial & Industrial Equipment | 07/19/2019 |  | 09/23/2019
Trane U.S. Inc. | Trane | TWA2404(3,4,W)DA*00AR* | TWE240E(3,4,W)0*B* | HRCU-A-CB, Split System: Heat | Heat Pump | 460 | 3 |  | False |  |  | True | Single-Speed | 248000 | 24800 | 10 | 9.3 | 10.6 |  | 238000 | 21797 | 3.2 | 3.2 | 148000 | 21158 | 2.05 | Federally-Regulated Commercial & Industrial Equipment | 07/19/2019 |  | 09/23/2019
Trane U.S. Inc. | Trane | TWA2404(3,4,W)DA*00AR* | TWE240E(3,4,W)0*B* | HRCU-A-CB, Split System: Heat | Heat Pump | 230 | 3 |  | False |  |  | True | Single-Speed | 248000 | 24800 | 10 | 9.3 | 10.6 |  | 238000 | 21797 | 3.2 | 3.2 | 148000 | 21158 | 2.05 | Federally-Regulated Commercial & Industrial Equipment | 07/19/2019 |  | 09/23/2019
Trane U.S. Inc. | Trane | TWA2404(3,4,W)DA*00AR* | TWE240E(3,4,W)0*B* | HRCU-A-CB, Split System: Heat | Heat Pump | 208 | 3 |  | False |  |  | True | Single-Speed | 248000 | 24800 | 10 | 9.3 | 10.6 |  | 238000 | 21797 | 3.2 | 3.2 | 148000 | 21158 | 2.05 | Federally-Regulated Commercial & Industrial Equipment | 07/19/2019 |  | 09/23/2019
Trane U.S. Inc. | Trane | TWA180E(3,4,W)**A* | TWE1804(3,W)B*A***00 | HRCU-A-CB, Split System: Heat | Heat Pump | 575 | 3 |  | False |  |  | True | Single-Speed | 188000 | 17407 | 10.8 | 10.4 | 11.6 |  | 178000 | 16302 | 3.2 | 3.2 | 117000 | 16726 | 2.05 | Federally-Regulated Commercial & Industrial Equipment | 07/19/2019 |  | 09/23/2019
Trane U.S. Inc. | Trane | TWA180E(3,4,W)**A* | TWE1804(3,W)B*A***00 | HRCU-A-CB, Split System: Heat | Heat Pump | 460 | 3 |  | False |  |  | True | Single-Speed | 188000 | 17407 | 10.8 | 10.4 | 11.6 |  | 178000 | 16302 | 3.2 | 3.2 | 117000 | 16726 | 2.05 | Federally-Regulated Commercial & Industrial Equipment | 07/19/2019 |  | 09/23/2019
Trane U.S. Inc. | Trane | TWA180E(3,4,W)**A* | TWE1804(3,W)B*A***00 | HRCU-A-CB, Split System: Heat | Heat Pump | 230 | 3 |  | False |  |  | True | Single-Speed | 188000 | 17407 | 10.8 | 10.4 | 11.6 |  | 178000 | 16302 | 3.2 | 3.2 | 117000 | 16726 | 2.05 | Federally-Regulated Commercial & Industrial Equipment | 07/19/2019 |  | 09/23/2019
Trane U.S. Inc. | Trane | TWA180E(3,4,W)**A* | TWE1804(3,W)B*A***00 | HRCU-A-CB, Split System: Heat | Heat Pump | 208 | 3 |  | False |  |  | True | Single-Speed | 188000 | 17407 | 10.8 | 10.4 | 11.6 |  | 178000 | 16302 | 3.2 | 3.2 | 117000 | 16726 | 2.05 | Federally-Regulated Commercial & Industrial Equipment | 07/19/2019 |  | 09/23/2019
Trane U.S. Inc. | Trane | TWA240E(3,4)**A* | TWE2404(3,4,W)B*A***00 | HRCU-A-CB, Split System: Heat | Heat Pump | 575 | 3 |  | False |  |  | True | Single-Speed | 248000 | 24800 | 10 | 9.3 | 10.6 |  | 238000 | 21797 | 3.2 | 3.2 | 148000 | 21158 | 2.05 | Federally-Regulated Commercial & Industrial Equipment | 07/19/2019 |  | 09/23/2019
Trane U.S. Inc. | Trane | TWA240E(3,4)**A* | TWE2404(3,4,W)B*A***00 | HRCU-A-CB, Split System: Heat | Heat Pump | 460 | 3 |  | False |  |  | True | Single-Speed | 248000 | 24800 | 10 | 9.3 | 10.6 |  | 238000 | 21797 | 3.2 | 3.2 | 148000 | 21158 | 2.05 | Federally-Regulated Commercial & Industrial Equipment | 07/19/2019 |  | 09/23/2019
Trane U.S. Inc. | Trane | TWA240E(3,4)**A* | TWE2404(3,4,W)B*A***00 | HRCU-A-CB, Split System: Heat | Heat Pump | 230 | 3 |  | False |  |  | True | Single-Speed | 248000 | 24800 | 10 | 9.3 | 10.6 |  | 238000 | 21797 | 3.2 | 3.2 | 148000 | 21158 | 2.05 | Federally-Regulated Commercial & Industrial Equipment | 07/19/2019 |  | 09/23/2019
Trane U.S. Inc. | Trane | TWA240E(3,4)**A* | TWE2404(3,4,W)B*A***00 | HRCU-A-CB, Split System: Heat | Heat Pump | 208 | 3 |  | False |  |  | True | Single-Speed | 248000 | 24800 | 10 | 9.3 | 10.6 |  | 238000 | 21797 | 3.2 | 3.2 | 148000 | 21158 | 2.05 | Federally-Regulated Commercial & Industrial Equipment | 07/19/2019 |  | 09/23/2019
Trane U.S. Inc. | Trane | TWA240E(3,4)**B* | TWE2404(3,4,W)B*A***00 | HRCU-A-CB, Split System: Heat | Heat Pump | 575 | 3 |  | False |  |  | True | Single-Speed | 248000 | 24800 | 10 | 9.3 | 10.6 |  | 238000 | 21797 | 3.2 | 3.2 | 148000 | 21158 | 2.05 | Federally-Regulated Commercial & Industrial Equipment | 07/19/2019 |  | 09/23/2019
Trane U.S. Inc. | Trane | TWA240E(3,4)**B* | TWE2404(3,4,W)B*A***00 | HRCU-A-CB, Split System: Heat | Heat Pump | 460 | 3 |  | False |  |  | True | Single-Speed | 248000 | 24800 | 10 | 9.3 | 10.6 |  | 238000 | 21797 | 3.2 | 3.2 | 148000 | 21158 | 2.05 | Federally-Regulated Commercial & Industrial Equipment | 07/19/2019 |  | 09/23/2019
Trane U.S. Inc. | Trane | TWA240E(3,4)**B* | TWE2404(3,4,W)B*A***00 | HRCU-A-CB, Split System: Heat | Heat Pump | 230 | 3 |  | False |  |  | True | Single-Speed | 248000 | 24800 | 10 | 9.3 | 10.6 |  | 238000 | 21797 | 3.2 | 3.2 | 148000 | 21158 | 2.05 | Federally-Regulated Commercial & Industrial Equipment | 07/19/2019 |  | 09/23/2019
Trane U.S. Inc. | Trane | TWA240E(3,4)**B* | TWE2404(3,4,W)B*A***00 | HRCU-A-CB, Split System: Heat | Heat Pump | 208 | 3 |  | False |  |  | True | Single-Speed | 248000 | 24800 | 10 | 9.3 | 10.6 |  | 238000 | 21797 | 3.2 | 3.2 | 148000 | 21158 | 2.05 | Federally-Regulated Commercial & Industrial Equipment | 07/19/2019 |  | 09/23/2019
Trane U.S. Inc. | Trane | TWA120D(3,4,W)**B* | TWE12041A*A***00 | HRCU-A-CB, Split System: Heat | Heat Pump | 460 | 3 |  | False |  |  | True | Single-Speed | 123000 | 10884 | 11.3 | 10.8 | 12.4 |  | 120000 | 10657 | 3.3 | 3.3 | 76000 | 9899 | 2.25 | Federally-Regulated Commercial & Industrial Equipment | 07/19/2019 |  | 09/23/2019
Trane U.S. Inc. | Trane | TWA120E(3,W)**A* | TWE1204(3,W)B*A***00 | HRCU-A-CB, Split System: Heat | Heat Pump | 575 | 3 |  | False |  |  | True | Single-Speed | 118000 | 10535 | 11.2 | 10.8 | 12.2 |  | 112000 | 9946 | 3.3 | 3.3 | 71000 | 9248 | 2.25 | Federally-Regulated Commercial & Industrial Equipment | 07/19/2019 |  | 09/23/2019
Trane U.S. Inc. | Trane | TWA120D(3,4,W)**B* | TWE12041A*A***00 | HRCU-A-CB, Split System: Heat | Heat Pump | 230 | 3 |  | False |  |  | True | Single-Speed | 123000 | 10884 | 11.3 | 10.8 | 12.4 |  | 120000 | 10657 | 3.3 | 3.3 | 76000 | 9899 | 2.25 | Federally-Regulated Commercial & Industrial Equipment | 07/19/2019 |  | 09/23/2019
Trane U.S. Inc. | Trane | TWA120E(3,W)**A* | TWE1204(3,W)B*A***00 | HRCU-A-CB, Split System: Heat | Heat Pump | 460 | 3 |  | False |  |  | True | Single-Speed | 118000 | 10535 | 11.2 | 10.8 | 12.2 |  | 112000 | 9946 | 3.3 | 3.3 | 71000 | 9248 | 2.25 | Federally-Regulated Commercial & Industrial Equipment | 07/19/2019 |  | 09/23/2019
Trane U.S. Inc. | Trane | TWA120D(3,4,W)**B* | TWE12041A*A***00 | HRCU-A-CB, Split System: Heat | Heat Pump | 208 | 3 |  | False |  |  | True | Single-Speed | 123000 | 10884 | 11.3 | 10.8 | 12.4 |  | 120000 | 10657 | 3.3 | 3.3 | 76000 | 9899 | 2.25 | Federally-Regulated Commercial & Industrial Equipment | 07/19/2019 |  | 09/23/2019
Trane U.S. Inc. | Trane | TWA120E(3,W)**A* | TWE1204(3,W)B*A***00 | HRCU-A-CB, Split System: Heat | Heat Pump | 230 | 3 |  | False |  |  | True | Single-Speed | 118000 | 10535 | 11.2 | 10.8 | 12.2 |  | 112000 | 9946 | 3.3 | 3.3 | 71000 | 9248 | 2.25 | Federally-Regulated Commercial & Industrial Equipment | 07/19/2019 |  | 09/23/2019
Trane U.S. Inc. | Trane | TWA120E(3,W)**A* | TWE1204(3,W)B*A***00 | HRCU-A-CB, Split System: Heat | Heat Pump | 208 | 3 |  | False |  |  | True | Single-Speed | 118000 | 10535 | 11.2 | 10.8 | 12.2 |  | 112000 | 9946 | 3.3 | 3.3 | 71000 | 9248 | 2.25 | Federally-Regulated Commercial & Industrial Equipment | 07/19/2019 |  | 09/23/2019
Trane U.S. Inc. | Trane | TWA090E(3,4,W)**A* | TWE0904(3,W)B*A***00 | HRCU-A-CB, Split System: Heat | Heat Pump | 575 | 3 |  | False |  |  | True | Single-Speed | 93000 | 8303 | 11.2 | 10.8 | 12.2 |  | 82000 | 7282 | 3.3 | 3.3 | 51500 | 6708 | 2.25 | Federally-Regulated Commercial & Industrial Equipment | 07/19/2019 |  | 09/23/2019
Trane U.S. Inc. | Trane | TWA090E(3,4,W)**A* | TWE0904(3,W)B*A***00 | HRCU-A-CB, Split System: Heat | Heat Pump | 460 | 3 |  | False |  |  | True | Single-Speed | 93000 | 8303 | 11.2 | 10.8 | 12.2 |  | 82000 | 7282 | 3.3 | 3.3 | 51500 | 6708 | 2.25 | Federally-Regulated Commercial & Industrial Equipment | 07/19/2019 |  | 09/23/2019
Trane U.S. Inc. | Trane | TWA090E(3,4,W)**A* | TWE0904(3,W)B*A***00 | HRCU-A-CB, Split System: Heat | Heat Pump | 230 | 3 |  | False |  |  | True | Single-Speed | 93000 | 8303 | 11.2 | 10.8 | 12.2 |  | 82000 | 7282 | 3.3 | 3.3 | 51500 | 6708 | 2.25 | Federally-Regulated Commercial & Industrial Equipment | 07/19/2019 |  | 09/23/2019
Trane U.S. Inc. | Trane | TWA120D(3,4,W)**A* | TWE12041A*A***00 | HRCU-A-CB, Split System: Heat | Heat Pump | 460 | 3 |  | False |  |  | True | Single-Speed | 123000 | 10884 | 11.3 | 10.8 | 12.4 |  | 120000 | 10657 | 3.3 | 3.3 | 76000 | 9899 | 2.25 | Federally-Regulated Commercial & Industrial Equipment | 07/19/2019 |  | 09/23/2019
Trane U.S. Inc. | Trane | TWA090E(3,4,W)**A* | TWE0904(3,W)B*A***00 | HRCU-A-CB, Split System: Heat | Heat Pump | 208 | 3 |  | False |  |  | True | Single-Speed | 93000 | 8303 | 11.2 | 10.8 | 12.2 |  | 82000 | 7282 | 3.3 | 3.3 | 51500 | 6708 | 2.25 | Federally-Regulated Commercial & Industrial Equipment | 07/19/2019 |  | 09/23/2019
Trane U.S. Inc. | Trane | TWA120D(3,4,W)**A* | TWE12041A*A***00 | HRCU-A-CB, Split System: Heat | Heat Pump | 230 | 3 |  | False |  |  | True | Single-Speed | 123000 | 10884 | 11.3 | 10.8 | 12.4 |  | 120000 | 10657 | 3.3 | 3.3 | 76000 | 9899 | 2.25 | Federally-Regulated Commercial & Industrial Equipment | 07/19/2019 |  | 09/23/2019
Trane U.S. Inc. | Trane | TWA120D(3,4,W)**A* | TWE12041A*A***00 | HRCU-A-CB, Split System: Heat | Heat Pump | 208 | 3 |  | False |  |  | True | Single-Speed | 123000 | 10884 | 11.3 | 10.8 | 12.4 |  | 120000 | 10657 | 3.3 | 3.3 | 76000 | 9899 | 2.25 | Federally-Regulated Commercial & Industrial Equipment | 07/19/2019 |  | 09/23/2019
Trane U.S. Inc. | Trane | TWA073E(3,4)0RA* | TWE0724(3,W)B*A***00 | HRCU-A-CB, Split System: Heat | Heat Pump | 575 | 3 |  | False |  |  | True | Single-Speed | 77000 | 6875 | 11.2 | 10.8 | 12.2 |  | 64000 | 5683 | 3.3 | 3.3 | 38000 | 4949 | 2.25 | Federally-Regulated Commercial & Industrial Equipment | 07/19/2019 |  | 09/23/2019
Trane U.S. Inc. | Trane | TWA073E(3,4)0RA* | TWE0724(3,W)B*A***00 | HRCU-A-CB, Split System: Heat | Heat Pump | 460 | 3 |  | False |  |  | True | Single-Speed | 77000 | 6875 | 11.2 | 10.8 | 12.2 |  | 64000 | 5683 | 3.3 | 3.3 | 38000 | 4949 | 2.25 | Federally-Regulated Commercial & Industrial Equipment | 07/19/2019 |  | 09/23/2019
Trane U.S. Inc. | Trane | TWA073E(3,4)0RA* | TWE0724(3,W)B*A***00 | HRCU-A-CB, Split System: Heat | Heat Pump | 230 | 3 |  | False |  |  | True | Single-Speed | 77000 | 6875 | 11.2 | 10.8 | 12.2 |  | 64000 | 5683 | 3.3 | 3.3 | 38000 | 4949 | 2.25 | Federally-Regulated Commercial & Industrial Equipment | 07/19/2019 |  | 09/23/2019
Trane U.S. Inc. | Trane | TWA073E(3,4)0RA* | TWE0724(3,W)B*A***00 | HRCU-A-CB, Split System: Heat | Heat Pump | 208 | 3 |  | False |  |  | True | Single-Speed | 77000 | 6875 | 11.2 | 10.8 | 12.2 |  | 64000 | 5683 | 3.3 | 3.3 | 38000 | 4949 | 2.25 | Federally-Regulated Commercial & Industrial Equipment | 07/19/2019 |  | 09/23/2019
Trane U.S. Inc. | Trane | TWA090D3**B* | TWE090D10*A* | HRCU-A-CB, Split System: Heat | Heat Pump | 230 | 3 |  | False |  |  | True | Single-Speed | 86000 | 7610 | 11.3 | 10.8 | 12.4 |  | 79000 | 7016 | 3.3 | 3.3 | 50500 | 6577 | 2.25 | Federally-Regulated Commercial & Industrial Equipment | 07/19/2019 |  | 09/23/2019
Trane U.S. Inc. | Trane | TWA090D4**B* | TWE090D10*A* | HRCU-A-CB, Split System: Heat | Heat Pump | 575 | 3 |  | False |  |  | True | Single-Speed | 86000 | 7610 | 11.3 | 10.8 | 12.4 |  | 79000 | 7016 | 3.3 | 3.3 | 50500 | 6577 | 2.25 | Federally-Regulated Commercial & Industrial Equipment | 07/19/2019 |  | 09/23/2019
Trane U.S. Inc. | Trane | TWA090D3**B* | TWE090D10*A* | HRCU-A-CB, Split System: Heat | Heat Pump | 208 | 3 |  | False |  |  | True | Single-Speed | 86000 | 7610 | 11.3 | 10.8 | 12.4 |  | 79000 | 7016 | 3.3 | 3.3 | 50500 | 6577 | 2.25 | Federally-Regulated Commercial & Industrial Equipment | 07/19/2019 |  | 09/23/2019
Trane U.S. Inc. | Trane | TWA0904(3,4,W)DA*00A* | TWE090E(3,W)0*A* | HRCU-A-CB, Split System: Heat | Heat Pump | 575 | 3 |  | False |  |  | True | Single-Speed | 93000 | 8303 | 11.2 | 10.8 | 12.2 |  | 82000 | 7282 | 3.3 | 3.3 | 51500 | 6708 | 2.25 | Federally-Regulated Commercial & Industrial Equipment | 07/19/2019 |  | 09/23/2019
Trane U.S. Inc. | Trane | TWA090D4**B* | TWE090D30*A* | HRCU-A-CB, Split System: Heat | Heat Pump | 230 | 3 |  | False |  |  | True | Single-Speed | 86000 | 7610 | 11.3 | 10.8 | 12.4 |  | 79000 | 7016 | 3.3 | 3.3 | 50500 | 6577 | 2.25 | Federally-Regulated Commercial & Industrial Equipment | 07/19/2019 |  | 09/23/2019
Trane U.S. Inc. | Trane | TWA0724(3,4,W)AA*00A* | TWE090D(3,W)0*A* | HRCU-A-CB, Split System: Heat | Heat Pump | 575 | 3 |  | False |  |  | True | Single-Speed | 80000 | 7079 | 11.3 | 10.8 | 12.4 |  | 72000 | 6394 | 3.3 | 3.3 | 46000 | 5991 | 2.25 | Federally-Regulated Commercial & Industrial Equipment | 07/19/2019 |  | 09/23/2019
Trane U.S. Inc. | Trane | TWA090D4**B* | TWE090D30*A* | HRCU-A-CB, Split System: Heat | Heat Pump | 208 | 3 |  | False |  |  | True | Single-Speed | 86000 | 7610 | 11.3 | 10.8 | 12.4 |  | 79000 | 7016 | 3.3 | 3.3 | 50500 | 6577 | 2.25 | Federally-Regulated Commercial & Industrial Equipment | 07/19/2019 |  | 09/23/2019
Trane U.S. Inc. | Trane | TWA0724(3,4,W)AA*00A* | TWE090D(3,W)0*A* | HRCU-A-CB, Split System: Heat | Heat Pump | 460 | 3 |  | False |  |  | True | Single-Speed | 80000 | 7079 | 11.3 | 10.8 | 12.4 |  | 72000 | 6394 | 3.3 | 3.3 | 46000 | 5991 | 2.25 | Federally-Regulated Commercial & Industrial Equipment | 07/19/2019 |  | 09/23/2019
Trane U.S. Inc. | Trane | TWA0904(3,4,W)DA*00A* | TWE090E(3,W)0*A* | HRCU-A-CB, Split System: Heat | Heat Pump | 460 | 3 |  | False |  |  | True | Single-Speed | 93000 | 8303 | 11.2 | 10.8 | 12.2 |  | 82000 | 7282 | 3.3 | 3.3 | 51500 | 6708 | 2.25 | Federally-Regulated Commercial & Industrial Equipment | 07/19/2019 |  | 09/23/2019
Trane U.S. Inc. | Trane | TWA090DW**B* | TWE090DW0*A* | HRCU-A-CB, Split System: Heat | Heat Pump | 460 | 3 |  | False |  |  | True | Single-Speed | 86000 | 7610 | 11.3 | 10.8 | 12.4 |  | 79000 | 7016 | 3.3 | 3.3 | 50500 | 6577 | 2.25 | Federally-Regulated Commercial & Industrial Equipment | 07/19/2019 |  | 09/23/2019
Trane U.S. Inc. | Trane | TWA090D3**B* | TWE090D30*A* | HRCU-A-CB, Split System: Heat | Heat Pump | 460 | 3 |  | False |  |  | True | Single-Speed | 86000 | 7610 | 11.3 | 10.8 | 12.4 |  | 79000 | 7016 | 3.3 | 3.3 | 50500 | 6577 | 2.25 | Federally-Regulated Commercial & Industrial Equipment | 07/19/2019 |  | 09/23/2019
Trane U.S. Inc. | Trane | TWA0724(3,4,W)AA*00A* | TWE090D(3,W)0*A* | HRCU-A-CB, Split System: Heat | Heat Pump | 230 | 3 |  | False |  |  | True | Single-Speed | 80000 | 7079 | 11.3 | 10.8 | 12.4 |  | 72000 | 6394 | 3.3 | 3.3 | 46000 | 5991 | 2.25 | Federally-Regulated Commercial & Industrial Equipment | 07/19/2019 |  | 09/23/2019
Trane U.S. Inc. | Trane | TWA0904(3,4,W)DA*00A* | TWE090E(3,W)0*A* | HRCU-A-CB, Split System: Heat | Heat Pump | 230 | 3 |  | False |  |  | True | Single-Speed | 93000 | 8303 | 11.2 | 10.8 | 12.2 |  | 82000 | 7282 | 3.3 | 3.3 | 51500 | 6708 | 2.25 | Federally-Regulated Commercial & Industrial Equipment | 07/19/2019 |  | 09/23/2019
Trane U.S. Inc. | Trane | TWA0724(3,4,W)AA*00A* | TWE090D(3,W)0*A* | HRCU-A-CB, Split System: Heat | Heat Pump | 208 | 3 |  | False |  |  | True | Single-Speed | 80000 | 7079 | 11.3 | 10.8 | 12.4 |  | 72000 | 6394 | 3.3 | 3.3 | 46000 | 5991 | 2.25 | Federally-Regulated Commercial & Industrial Equipment | 07/19/2019 |  | 09/23/2019
Trane U.S. Inc. | Trane | TWA0904(3,4,W)DA*00A* | TWE090E(3,W)0*A* | HRCU-A-CB, Split System: Heat | Heat Pump | 208 | 3 |  | False |  |  | True | Single-Speed | 93000 | 8303 | 11.2 | 10.8 | 12.2 |  | 82000 | 7282 | 3.3 | 3.3 | 51500 | 6708 | 2.25 | Federally-Regulated Commercial & Industrial Equipment | 07/19/2019 |  | 09/23/2019
Trane U.S. Inc. | Trane | TWA0904(3,4,W)AA*00A* | TWE090D(3,4,W)0*A* | HRCU-A-CB, Split System: Heat | Heat Pump | 575 | 3 |  | False |  |  | True | Single-Speed | 86000 | 7610 | 11.3 | 10.8 | 12.4 |  | 79000 | 7016 | 3.3 | 3.3 | 50000 | 6512 | 2.25 | Federally-Regulated Commercial & Industrial Equipment | 07/19/2019 |  | 09/23/2019
Trane U.S. Inc. | Trane | TWA0904(3,4,W)AA*00A* | TWE090D(3,4,W)0*A* | HRCU-A-CB, Split System: Heat | Heat Pump | 460 | 3 |  | False |  |  | True | Single-Speed | 86000 | 7610 | 11.3 | 10.8 | 12.4 |  | 79000 | 7016 | 3.3 | 3.3 | 50000 | 6512 | 2.25 | Federally-Regulated Commercial & Industrial Equipment | 07/19/2019 |  | 09/23/2019
Trane U.S. Inc. | Trane | TWA0904(3,4,W)AA*00A* | TWE090D(3,4,W)0*A* | HRCU-A-CB, Split System: Heat | Heat Pump | 230 | 3 |  | False |  |  | True | Single-Speed | 86000 | 7610 | 11.3 | 10.8 | 12.4 |  | 79000 | 7016 | 3.3 | 3.3 | 50000 | 6512 | 2.25 | Federally-Regulated Commercial & Industrial Equipment | 07/19/2019 |  | 09/23/2019
Trane U.S. Inc. | Trane | TWA0904(3,4,W)AA*00A* | TWE090D(3,4,W)0*A* | HRCU-A-CB, Split System: Heat | Heat Pump | 208 | 3 |  | False |  |  | True | Single-Speed | 86000 | 7610 | 11.3 | 10.8 | 12.4 |  | 79000 | 7016 | 3.3 | 3.3 | 50000 | 6512 | 2.25 | Federally-Regulated Commercial & Industrial Equipment | 07/19/2019 |  | 09/23/2019
Trane U.S. Inc. | Trane | TWA180E(3,4)0RA** | TWE180E(3,4)R*B* | HRCU-A-CB, Split System: Heat | Heat Pump | 460 | 3 |  | False |  |  | True | Single-Speed | 188000 | 17407 | 10.8 | 10.4 | 12.7 |  | 178000 | 16302 | 3.2 | 3.2 | 117000 | 16726 | 2.05 | Federally-Regulated Commercial & Industrial Equipment | 07/19/2019 |  | 09/23/2019
Trane U.S. Inc. | Trane | TWA090D3**A* | TWE090D30*A* | HRCU-A-CB, Split System: Heat | Heat Pump | 230 | 3 |  | False |  |  | True | Single-Speed | 86000 | 7610 | 11.3 | 10.8 | 12.4 |  | 79000 | 7016 | 3.3 | 3.3 | 50500 | 6577 | 2.25 | Federally-Regulated Commercial & Industrial Equipment | 07/19/2019 |  | 09/23/2019
Trane U.S. Inc. | Trane | TWA090D3**A* | TWE090D30*A* | HRCU-A-CB, Split System: Heat | Heat Pump | 208 | 3 |  | False |  |  | True | Single-Speed | 86000 | 7610 | 11.3 | 10.8 | 12.4 |  | 79000 | 7016 | 3.3 | 3.3 | 50500 | 6577 | 2.25 | Federally-Regulated Commercial & Industrial Equipment | 07/19/2019 |  | 09/23/2019
Trane U.S. Inc. | Trane | TWA180E(3,4)0RA** | TWE180E(3,4)R*B* | HRCU-A-CB, Split System: Heat | Heat Pump | 230 | 3 |  | False |  |  | True | Single-Speed | 188000 | 17407 | 10.8 | 10.4 | 12.7 |  | 178000 | 16302 | 3.2 | 3.2 | 117000 | 16726 | 2.05 | Federally-Regulated Commercial & Industrial Equipment | 07/19/2019 |  | 09/23/2019
Trane U.S. Inc. | Trane | TWA180E(3,4)0RA** | TWE180E(3,4)R*B* | HRCU-A-CB, Split System: Heat | Heat Pump | 208 | 3 |  | False |  |  | True | Single-Speed | 188000 | 17407 | 10.8 | 10.4 | 12.7 |  | 178000 | 16302 | 3.2 | 3.2 | 117000 | 16726 | 2.05 | Federally-Regulated Commercial & Industrial Equipment | 07/19/2019 |  | 09/23/2019
Trane U.S. Inc. | Trane | TWA180EW0RA** | TWE180EWR*B* | HRCU-A-CB, Split System: Heat | Heat Pump | 575 | 3 |  | False |  |  | True | Single-Speed | 188000 | 17407 | 10.8 | 10.4 | 12.7 |  | 178000 | 16302 | 3.2 | 3.2 | 117000 | 16726 | 2.05 | Federally-Regulated Commercial & Industrial Equipment | 07/19/2019 |  | 09/23/2019
Trane U.S. Inc. | Trane | TWA090D4**A* | TWE090D10*A* | HRCU-A-CB, Split System: Heat | Heat Pump | 460 | 3 |  | False |  |  | True | Single-Speed | 86000 | 7610 | 11.3 | 10.8 | 12.4 |  | 79000 | 7016 | 3.3 | 3.3 | 50500 | 6577 | 2.25 | Federally-Regulated Commercial & Industrial Equipment | 07/19/2019 |  | 09/23/2019
Trane U.S. Inc. | Trane | TWA0904(3,4,W)DA*00AR* | TWE090E(3,4,W)R*A* | HRCU-A-CB, Split System: Heat | Heat Pump | 575 | 3 |  | False |  |  | True | Single-Speed | 93000 | 8303 | 11.2 | 10.8 | 12.2 |  | 82000 | 7282 | 3.3 | 3.3 | 51500 | 6708 | 2.25 | Federally-Regulated Commercial & Industrial Equipment | 07/19/2019 |  | 09/23/2019
Trane U.S. Inc. | Trane | TWA0904(3,4,W)DA*00AR* | TWE090E(3,4,W)R*A* | HRCU-A-CB, Split System: Heat | Heat Pump | 460 | 3 |  | False |  |  | True | Single-Speed | 93000 | 8303 | 11.2 | 10.8 | 12.2 |  | 82000 | 7282 | 3.3 | 3.3 | 51500 | 6708 | 2.25 | Federally-Regulated Commercial & Industrial Equipment | 07/19/2019 |  | 09/23/2019
Trane U.S. Inc. | Trane | TWA0904(3,4,W)DA*00AR* | TWE090E(3,4,W)R*A* | HRCU-A-CB, Split System: Heat | Heat Pump | 230 | 3 |  | False |  |  | True | Single-Speed | 93000 | 8303 | 11.2 | 10.8 | 12.2 |  | 82000 | 7282 | 3.3 | 3.3 | 51500 | 6708 | 2.25 | Federally-Regulated Commercial & Industrial Equipment | 07/19/2019 |  | 09/23/2019
Trane U.S. Inc. | Trane | TWA0904(3,4,W)DA*00AR* | TWE090E(3,4,W)R*A* | HRCU-A-CB, Split System: Heat | Heat Pump | 208 | 3 |  | False |  |  | True | Single-Speed | 93000 | 8303 | 11.2 | 10.8 | 12.2 |  | 82000 | 7282 | 3.3 | 3.3 | 51500 | 6708 | 2.25 | Federally-Regulated Commercial & Industrial Equipment | 07/19/2019 |  | 09/23/2019
Trane U.S. Inc. | Trane | TWA120E(3,4,W)0RA** | TWE120E(3,4,W)R*B* | HRCU-A-CB, Split System: Heat | Heat Pump | 575 | 3 |  | False |  |  | True | Single-Speed | 118000 | 10535 | 11.2 | 10.8 | 13.3 |  | 112000 | 9946 | 3.3 | 3.3 | 71000 | 9248 | 2.25 | Federally-Regulated Commercial & Industrial Equipment | 07/19/2019 |  | 09/23/2019
Trane U.S. Inc. | Trane | TWA120E(3,4,W)0RA** | TWE120E(3,4,W)R*B* | HRCU-A-CB, Split System: Heat | Heat Pump | 460 | 3 |  | False |  |  | True | Single-Speed | 118000 | 10535 | 11.2 | 10.8 | 13.3 |  | 112000 | 9946 | 3.3 | 3.3 | 71000 | 9248 | 2.25 | Federally-Regulated Commercial & Industrial Equipment | 07/19/2019 |  | 09/23/2019
Trane U.S. Inc. | Trane | TWA120E(3,4,W)0RA** | TWE120E(3,4,W)R*B* | HRCU-A-CB, Split System: Heat | Heat Pump | 230 | 3 |  | False |  |  | True | Single-Speed | 118000 | 10535 | 11.2 | 10.8 | 13.3 |  | 112000 | 9946 | 3.3 | 3.3 | 71000 | 9248 | 2.25 | Federally-Regulated Commercial & Industrial Equipment | 07/19/2019 |  | 09/23/2019
Trane U.S. Inc. | Trane | TWA120E(3,4,W)0RA** | TWE120E(3,4,W)R*B* | HRCU-A-CB, Split System: Heat | Heat Pump | 208 | 3 |  | False |  |  | True | Single-Speed | 118000 | 10535 | 11.2 | 10.8 | 13.3 |  | 112000 | 9946 | 3.3 | 3.3 | 71000 | 9248 | 2.25 | Federally-Regulated Commercial & Industrial Equipment | 07/19/2019 |  | 09/23/2019
Trane U.S. Inc. | Trane | TWA090D3**A* | TWE090D10*A* | HRCU-A-CB, Split System: Heat | Heat Pump | 230 | 3 |  | False |  |  | True | Single-Speed | 86000 | 7610 | 11.3 | 10.8 | 12.4 |  | 79000 | 7016 | 3.3 | 3.3 | 50500 | 6577 | 2.25 | Federally-Regulated Commercial & Industrial Equipment | 07/19/2019 |  | 09/23/2019
Trane U.S. Inc. | Trane | TWA090D3**A* | TWE090D10*A* | HRCU-A-CB, Split System: Heat | Heat Pump | 208 | 3 |  | False |  |  | True | Single-Speed | 86000 | 7610 | 11.3 | 10.8 | 12.4 |  | 79000 | 7016 | 3.3 | 3.3 | 50500 | 6577 | 2.25 | Federally-Regulated Commercial & Industrial Equipment | 07/19/2019 |  | 09/23/2019
Trane U.S. Inc. | Trane | TWA090DW**A* | TWE090DW0*A* | HRCU-A-CB, Split System: Heat | Heat Pump | 575 | 3 |  | False |  |  | True | Single-Speed | 86000 | 7610 | 11.3 | 10.8 | 12.4 |  | 79000 | 7016 | 3.3 | 3.3 | 50500 | 6577 | 2.25 | Federally-Regulated Commercial & Industrial Equipment | 07/19/2019 |  | 09/23/2019
Trane U.S. Inc. | Trane | TWA090D4**A* | TWE090D30*A* | HRCU-A-CB, Split System: Heat | Heat Pump | 460 | 3 |  | False |  |  | True | Single-Speed | 86000 | 7610 | 11.3 | 10.8 | 12.4 |  | 79000 | 7016 | 3.3 | 3.3 | 50500 | 6577 | 2.25 | Federally-Regulated Commercial & Industrial Equipment | 07/19/2019 |  | 09/23/2019
Trane U.S. Inc. | Trane | TWA180E(3,4)0RA* | TWE180E(3,4)R*B* | HRCU-A-CB, Split System: Heat | Heat Pump | 460 | 3 |  | False |  |  | True | Single-Speed | 188000 | 17407 | 10.8 | 10.4 | 12.7 |  | 178000 | 16302 | 3.2 | 3.2 | 117000 | 16726 | 2.05 | Federally-Regulated Commercial & Industrial Equipment | 07/19/2019 |  | 09/23/2019
Trane U.S. Inc. | Trane | TWA180E(3,4)0RA* | TWE180E(3,4)R*B* | HRCU-A-CB, Split System: Heat | Heat Pump | 230 | 3 |  | False |  |  | True | Single-Speed | 188000 | 17407 | 10.8 | 10.4 | 12.7 |  | 178000 | 16302 | 3.2 | 3.2 | 117000 | 16726 | 2.05 | Federally-Regulated Commercial & Industrial Equipment | 07/19/2019 |  | 09/23/2019
Trane U.S. Inc. | Trane | TWA180E(3,4)0RA* | TWE180E(3,4)R*B* | HRCU-A-CB, Split System: Heat | Heat Pump | 208 | 3 |  | False |  |  | True | Single-Speed | 188000 | 17407 | 10.8 | 10.4 | 12.7 |  | 178000 | 16302 | 3.2 | 3.2 | 117000 | 16726 | 2.05 | Federally-Regulated Commercial & Industrial Equipment | 07/19/2019 |  | 09/23/2019
Trane U.S. Inc. | Trane | TWA120E(3,4)**A* | TWE120E100A* | HRCU-A-CB, Split System: Heat | Heat Pump | 460 | 3 |  | False |  |  | True | Single-Speed | 118000 | 10535 | 11.2 | 10.8 | 12.2 |  | 112000 | 9946 | 3.3 | 3.3 | 71000 | 9248 | 2.25 | Federally-Regulated Commercial & Industrial Equipment | 07/19/2019 |  | 09/23/2019
Trane U.S. Inc. | Trane | TWA120E(3,4)**A* | TWE120E100A* | HRCU-A-CB, Split System: Heat | Heat Pump | 230 | 3 |  | False |  |  | True | Single-Speed | 118000 | 10535 | 11.2 | 10.8 | 12.2 |  | 112000 | 9946 | 3.3 | 3.3 | 71000 | 9248 | 2.25 | Federally-Regulated Commercial & Industrial Equipment | 07/19/2019 |  | 09/23/2019
Trane U.S. Inc. | Trane | TWA120E(3,4)**A* | TWE120E100A* | HRCU-A-CB, Split System: Heat | Heat Pump | 208 | 3 |  | False |  |  | True | Single-Speed | 118000 | 10535 | 11.2 | 10.8 | 12.2 |  | 112000 | 9946 | 3.3 | 3.3 | 71000 | 9248 | 2.25 | Federally-Regulated Commercial & Industrial Equipment | 07/19/2019 |  | 09/23/2019
Trane U.S. Inc. | Trane | TWA090E(3,4,W)0RA* | TWE090E(3,4,W)R3A* | HRCU-A-CB, Split System: Heat | Heat Pump | 575 | 3 |  | False |  |  | True | Single-Speed | 93000 | 8303 | 11.2 | 10.8 | 13.3 |  | 82000 | 7282 | 3.3 | 3.3 | 51500 | 6708 | 2.25 | Federally-Regulated Commercial & Industrial Equipment | 07/19/2019 |  | 09/23/2019
Trane U.S. Inc. | Trane | TWA090E(3,4,W)0RA* | TWE090E(3,4,W)R3A* | HRCU-A-CB, Split System: Heat | Heat Pump | 460 | 3 |  | False |  |  | True | Single-Speed | 93000 | 8303 | 11.2 | 10.8 | 13.3 |  | 82000 | 7282 | 3.3 | 3.3 | 51500 | 6708 | 2.25 | Federally-Regulated Commercial & Industrial Equipment | 07/19/2019 |  | 09/23/2019
Trane U.S. Inc. | Trane | TWA090E(3,4,W)0RA* | TWE090E(3,4,W)R3A* | HRCU-A-CB, Split System: Heat | Heat Pump | 230 | 3 |  | False |  |  | True | Single-Speed | 93000 | 8303 | 11.2 | 10.8 | 13.3 |  | 82000 | 7282 | 3.3 | 3.3 | 51500 | 6708 | 2.25 | Federally-Regulated Commercial & Industrial Equipment | 07/19/2019 |  | 09/23/2019
Trane U.S. Inc. | Trane | TWA090E(3,4,W)0RA* | TWE090E(3,4,W)R3A* | HRCU-A-CB, Split System: Heat | Heat Pump | 208 | 3 |  | False |  |  | True | Single-Speed | 93000 | 8303 | 11.2 | 10.8 | 13.3 |  | 82000 | 7282 | 3.3 | 3.3 | 51500 | 6708 | 2.25 | Federally-Regulated Commercial & Industrial Equipment | 07/19/2019 |  | 09/23/2019
Trane U.S. Inc. | Trane | TWA090E(3,4)**A* | TWE090E100A* | HRCU-A-CB, Split System: Heat | Heat Pump | 460 | 3 |  | False |  |  | True | Single-Speed | 93000 | 8303 | 11.2 | 10.8 | 12.2 |  | 82000 | 7282 | 3.3 | 3.3 | 51500 | 6708 | 2.25 | Federally-Regulated Commercial & Industrial Equipment | 07/19/2019 |  | 09/23/2019
Trane U.S. Inc. | Trane | TWA090E(3,4)**A* | TWE090E100A* | HRCU-A-CB, Split System: Heat | Heat Pump | 230 | 3 |  | False |  |  | True | Single-Speed | 93000 | 8303 | 11.2 | 10.8 | 12.2 |  | 82000 | 7282 | 3.3 | 3.3 | 51500 | 6708 | 2.25 | Federally-Regulated Commercial & Industrial Equipment | 07/19/2019 |  | 09/23/2019
Trane U.S. Inc. | Trane | TWA090E(3,4)**A* | TWE090E100A* | HRCU-A-CB, Split System: Heat | Heat Pump | 208 | 3 |  | False |  |  | True | Single-Speed | 93000 | 8303 | 11.2 | 10.8 | 12.2 |  | 82000 | 7282 | 3.3 | 3.3 | 51500 | 6708 | 2.25 | Federally-Regulated Commercial & Industrial Equipment | 07/19/2019 |  | 09/23/2019
Trane U.S. Inc. | Trane | TWA120E(3,4,W)0RA* | TWE120E(3,4,W)R3A* | HRCU-A-CB, Split System: Heat | Heat Pump | 575 | 3 |  | False |  |  | True | Single-Speed | 120000 | 10909 | 11 | 10.8 | 13.2 |  | 105000 | 9325 | 3.3 | 3.3 | 62000 | 8259 | 2.2 | Federally-Regulated Commercial & Industrial Equipment | 07/19/2019 |  | 09/23/2019
Trane U.S. Inc. | Trane | TWA120E(3,4,W)0RA* | TWE120E(3,4,W)R3A* | HRCU-A-CB, Split System: Heat | Heat Pump | 460 | 3 |  | False |  |  | True | Single-Speed | 120000 | 10909 | 11 | 10.8 | 13.2 |  | 105000 | 9325 | 3.3 | 3.3 | 62000 | 8259 | 2.2 | Federally-Regulated Commercial & Industrial Equipment | 07/19/2019 |  | 09/23/2019
Trane U.S. Inc. | Trane | TWA120E(3,4,W)0RA* | TWE120E(3,4,W)R3A* | HRCU-A-CB, Split System: Heat | Heat Pump | 230 | 3 |  | False |  |  | True | Single-Speed | 120000 | 10909 | 11 | 10.8 | 13.2 |  | 105000 | 9325 | 3.3 | 3.3 | 62000 | 8259 | 2.2 | Federally-Regulated Commercial & Industrial Equipment | 07/19/2019 |  | 09/23/2019
Trane U.S. Inc. | Trane | TWA120E(3,4,W)0RA* | TWE120E(3,4,W)R3A* | HRCU-A-CB, Split System: Heat | Heat Pump | 208 | 3 |  | False |  |  | True | Single-Speed | 120000 | 10909 | 11 | 10.8 | 13.2 |  | 105000 | 9325 | 3.3 | 3.3 | 62000 | 8259 | 2.2 | Federally-Regulated Commercial & Industrial Equipment | 07/19/2019 |  | 09/23/2019
Trane U.S. Inc. | Trane | TWA073E(3,4,W)0RA* | TWE073E(3,4,W)R3A* | HRCU-A-CB, Split System: Heat | Heat Pump | 575 | 3 |  | False |  |  | True | Single-Speed | 77000 | 6875 | 11.2 | 10.8 | 13.3 |  | 64000 | 5683 | 3.3 | 3.3 | 38000 | 4949 | 2.25 | Federally-Regulated Commercial & Industrial Equipment | 07/19/2019 |  | 09/23/2019
Trane U.S. Inc. | Trane | TWA073E(3,4,W)0RA* | TWE073E(3,4,W)R3A* | HRCU-A-CB, Split System: Heat | Heat Pump | 460 | 3 |  | False |  |  | True | Single-Speed | 77000 | 6875 | 11.2 | 10.8 | 13.3 |  | 64000 | 5683 | 3.3 | 3.3 | 38000 | 4949 | 2.25 | Federally-Regulated Commercial & Industrial Equipment | 07/19/2019 |  | 09/23/2019
Trane U.S. Inc. | Trane | TWA073E(3,4,W)0RA* | TWE073E(3,4,W)R3A* | HRCU-A-CB, Split System: Heat | Heat Pump | 230 | 3 |  | False |  |  | True | Single-Speed | 77000 | 6875 | 11.2 | 10.8 | 13.3 |  | 64000 | 5683 | 3.3 | 3.3 | 38000 | 4949 | 2.25 | Federally-Regulated Commercial & Industrial Equipment | 07/19/2019 |  | 09/23/2019
Trane U.S. Inc. | Trane | TWA073E(3,4,W)0RA* | TWE073E(3,4,W)R3A* | HRCU-A-CB, Split System: Heat | Heat Pump | 208 | 3 |  | False |  |  | True | Single-Speed | 77000 | 6875 | 11.2 | 10.8 | 13.3 |  | 64000 | 5683 | 3.3 | 3.3 | 38000 | 4949 | 2.25 | Federally-Regulated Commercial & Industrial Equipment | 07/19/2019 |  | 09/23/2019
Trane U.S. Inc. | Trane | TWA073E(3,4,W)**A* | TWE073E(3,W)00A* | HRCU-A-CB, Split System: Heat | Heat Pump | 575 | 3 |  | False |  |  | True | Single-Speed | 77000 | 6875 | 11.2 | 10.8 | 12.2 |  | 64000 | 5683 | 3.3 | 3.3 | 38000 | 4949 | 2.25 | Federally-Regulated Commercial & Industrial Equipment | 07/19/2019 |  | 09/23/2019
Trane U.S. Inc. | Trane | TWA073E(3,4,W)**A* | TWE073E(3,W)00A* | HRCU-A-CB, Split System: Heat | Heat Pump | 460 | 3 |  | False |  |  | True | Single-Speed | 77000 | 6875 | 11.2 | 10.8 | 12.2 |  | 64000 | 5683 | 3.3 | 3.3 | 38000 | 4949 | 2.25 | Federally-Regulated Commercial & Industrial Equipment | 07/19/2019 |  | 09/23/2019
Trane U.S. Inc. | Trane | TWA073E(3,4,W)**A* | TWE073E(3,W)00A* | HRCU-A-CB, Split System: Heat | Heat Pump | 230 | 3 |  | False |  |  | True | Single-Speed | 77000 | 6875 | 11.2 | 10.8 | 12.2 |  | 64000 | 5683 | 3.3 | 3.3 | 38000 | 4949 | 2.25 | Federally-Regulated Commercial & Industrial Equipment | 07/19/2019 |  | 09/23/2019
Trane U.S. Inc. | Trane | TWA073E(3,4,W)**A* | TWE073E(3,W)00A* | HRCU-A-CB, Split System: Heat | Heat Pump | 208 | 3 |  | False |  |  | True | Single-Speed | 77000 | 6875 | 11.2 | 10.8 | 12.2 |  | 64000 | 5683 | 3.3 | 3.3 | 38000 | 4949 | 2.25 | Federally-Regulated Commercial & Industrial Equipment | 07/19/2019 |  | 09/23/2019
Trane U.S. Inc. | Trane | TWA120E(3,4,W)**A* | TWE120E(3,W)00A* | HRCU-A-CB, Split System: Heat | Heat Pump | 575 | 3 |  | False |  |  | True | Single-Speed | 118000 | 10535 | 11.2 | 10.8 | 12.2 |  | 112000 | 9946 | 3.3 | 3.3 | 71000 | 9248 | 2.25 | Federally-Regulated Commercial & Industrial Equipment | 07/19/2019 |  | 09/23/2019
Trane U.S. Inc. | Trane | TWA120E(3,4,W)**A* | TWE120E(3,W)00A* | HRCU-A-CB, Split System: Heat | Heat Pump | 460 | 3 |  | False |  |  | True | Single-Speed | 118000 | 10535 | 11.2 | 10.8 | 12.2 |  | 112000 | 9946 | 3.3 | 3.3 | 71000 | 9248 | 2.25 | Federally-Regulated Commercial & Industrial Equipment | 07/19/2019 |  | 09/23/2019
Trane U.S. Inc. | Trane | TWA120E(3,4,W)**A* | TWE120E(3,W)00A* | HRCU-A-CB, Split System: Heat | Heat Pump | 230 | 3 |  | False |  |  | True | Single-Speed | 118000 | 10535 | 11.2 | 10.8 | 12.2 |  | 112000 | 9946 | 3.3 | 3.3 | 71000 | 9248 | 2.25 | Federally-Regulated Commercial & Industrial Equipment | 07/19/2019 |  | 09/23/2019
Trane U.S. Inc. | Trane | TWA120E(3,4,W)**A* | TWE120E(3,W)00A* | HRCU-A-CB, Split System: Heat | Heat Pump | 208 | 3 |  | False |  |  | True | Single-Speed | 118000 | 10535 | 11.2 | 10.8 | 12.2 |  | 112000 | 9946 | 3.3 | 3.3 | 71000 | 9248 | 2.25 | Federally-Regulated Commercial & Industrial Equipment | 07/19/2019 |  | 09/23/2019
Trane U.S. Inc. | Trane | TWA090E(3,4,W)**A* | TWE090E(3,W)00A* | HRCU-A-CB, Split System: Heat | Heat Pump | 575 | 3 |  | False |  |  | True | Single-Speed | 93000 | 8303 | 11.2 | 10.8 | 12.2 |  | 82000 | 7282 | 3.3 | 3.3 | 51500 | 6708 | 2.25 | Federally-Regulated Commercial & Industrial Equipment | 07/19/2019 |  | 09/23/2019
Trane U.S. Inc. | Trane | TWA090E(3,4,W)**A* | TWE090E(3,W)00A* | HRCU-A-CB, Split System: Heat | Heat Pump | 460 | 3 |  | False |  |  | True | Single-Speed | 93000 | 8303 | 11.2 | 10.8 | 12.2 |  | 82000 | 7282 | 3.3 | 3.3 | 51500 | 6708 | 2.25 | Federally-Regulated Commercial & Industrial Equipment | 07/19/2019 |  | 09/23/2019
Trane U.S. Inc. | Trane | TWA090E(3,4,W)**A* | TWE090E(3,W)00A* | HRCU-A-CB, Split System: Heat | Heat Pump | 230 | 3 |  | False |  |  | True | Single-Speed | 93000 | 8303 | 11.2 | 10.8 | 12.2 |  | 82000 | 7282 | 3.3 | 3.3 | 51500 | 6708 | 2.25 | Federally-Regulated Commercial & Industrial Equipment | 07/19/2019 |  | 09/23/2019
Trane U.S. Inc. | Trane | TWA090E(3,4,W)**A* | TWE090E(3,W)00A* | HRCU-A-CB, Split System: Heat | Heat Pump | 208 | 3 |  | False |  |  | True | Single-Speed | 93000 | 8303 | 11.2 | 10.8 | 12.2 |  | 82000 | 7282 | 3.3 | 3.3 | 51500 | 6708 | 2.25 | Federally-Regulated Commercial & Industrial Equipment | 07/19/2019 |  | 09/23/2019
Trane U.S. Inc. | Trane | TWA120D(3,4,W)**B* | TWE120D(3,W)00A* | HRCU-A-CB, Split System: Heat | Heat Pump | 575 | 3 |  | False |  |  | True | Single-Speed | 123000 | 10884 | 11.3 | 10.8 | 12.4 |  | 120000 | 10657 | 3.3 | 3.3 | 76000 | 9899 | 2.25 | Federally-Regulated Commercial & Industrial Equipment | 07/19/2019 |  | 09/23/2019
Trane U.S. Inc. | Trane | TWA120D(3,4,W)**B* | TWE120D(3,W)00A* | HRCU-A-CB, Split System: Heat | Heat Pump | 460 | 3 |  | False |  |  | True | Single-Speed | 123000 | 10884 | 11.3 | 10.8 | 12.4 |  | 120000 | 10657 | 3.3 | 3.3 | 76000 | 9899 | 2.25 | Federally-Regulated Commercial & Industrial Equipment | 07/19/2019 |  | 09/23/2019
Trane U.S. Inc. | Trane | TWA120D(3,4,W)**B* | TWE120D(3,W)00A* | HRCU-A-CB, Split System: Heat | Heat Pump | 230 | 3 |  | False |  |  | True | Single-Speed | 123000 | 10884 | 11.3 | 10.8 | 12.4 |  | 120000 | 10657 | 3.3 | 3.3 | 76000 | 9899 | 2.25 | Federally-Regulated Commercial & Industrial Equipment | 07/19/2019 |  | 09/23/2019
Trane U.S. Inc. | Trane | TWA120D(3,4,W)**B* | TWE120D(3,W)00A* | HRCU-A-CB, Split System: Heat | Heat Pump | 208 | 3 |  | False |  |  | True | Single-Speed | 123000 | 10884 | 11.3 | 10.8 | 12.4 |  | 120000 | 10657 | 3.3 | 3.3 | 76000 | 9899 | 2.25 | Federally-Regulated Commercial & Industrial Equipment | 07/19/2019 |  | 09/23/2019
Trane U.S. Inc. | Trane | TWA120D(3,4)**B* | TWE120D100A* | HRCU-A-CB, Split System: Heat | Heat Pump | 460 | 3 |  | False |  |  | True | Single-Speed | 123000 | 10884 | 11.3 | 10.8 | 12.4 |  | 120000 | 10657 | 3.3 | 3.3 | 76000 | 9899 | 2.25 | Federally-Regulated Commercial & Industrial Equipment | 07/19/2019 |  | 09/23/2019
Trane U.S. Inc. | Trane | TWA120D(3,4)**B* | TWE120D100A* | HRCU-A-CB, Split System: Heat | Heat Pump | 230 | 3 |  | False |  |  | True | Single-Speed | 123000 | 10884 | 11.3 | 10.8 | 12.4 |  | 120000 | 10657 | 3.3 | 3.3 | 76000 | 9899 | 2.25 | Federally-Regulated Commercial & Industrial Equipment | 07/19/2019 |  | 09/23/2019
Trane U.S. Inc. | Trane | TWA120D(3,4)**B* | TWE120D100A* | HRCU-A-CB, Split System: Heat | Heat Pump | 208 | 3 |  | False |  |  | True | Single-Speed | 123000 | 10884 | 11.3 | 10.8 | 12.4 |  | 120000 | 10657 | 3.3 | 3.3 | 76000 | 9899 | 2.25 | Federally-Regulated Commercial & Industrial Equipment | 07/19/2019 |  | 09/23/2019
Trane U.S. Inc. | Trane | TWA240E(3,4)0RA* | TWE240E(3,4)R3B* | HRCU-A-CB, Split System: Heat | Heat Pump | 460 | 3 |  | False |  |  | True | Single-Speed | 248000 | 24800 | 10 | 9.3 | 11.7 |  | 238000 | 21797 | 3.2 | 3.2 | 154000 | 22016 | 2.05 | Federally-Regulated Commercial & Industrial Equipment | 07/19/2019 |  | 09/23/2019
Trane U.S. Inc. | Trane | TWA240E(3,4)0RA* | TWE240E(3,4)R3B* | HRCU-A-CB, Split System: Heat | Heat Pump | 230 | 3 |  | False |  |  | True | Single-Speed | 248000 | 24800 | 10 | 9.3 | 11.7 |  | 238000 | 21797 | 3.2 | 3.2 | 154000 | 22016 | 2.05 | Federally-Regulated Commercial & Industrial Equipment | 07/19/2019 |  | 09/23/2019
Trane U.S. Inc. | Trane | TWA240E(3,4)0RA* | TWE240E(3,4)R3B* | HRCU-A-CB, Split System: Heat | Heat Pump | 208 | 3 |  | False |  |  | True | Single-Speed | 248000 | 24800 | 10 | 9.3 | 11.7 |  | 238000 | 21797 | 3.2 | 3.2 | 154000 | 22016 | 2.05 | Federally-Regulated Commercial & Industrial Equipment | 07/19/2019 |  | 09/23/2019
Trane U.S. Inc. | Trane | TWA180E(3,4)0RA* | TWE180E(3,4)R3A* | HRCU-A-CB, Split System: Heat | Heat Pump | 460 | 3 |  | False |  |  | True | Single-Speed | 180000 | 16981 | 10.6 | 10.4 | 12.3 |  | 174000 | 15935 | 3.2 | 3.2 | 109000 | 13889 | 2.3 | Federally-Regulated Commercial & Industrial Equipment | 07/19/2019 |  | 09/23/2019
Trane U.S. Inc. | Trane | TWA180E(3,4)0RA* | TWE180E(3,4)R3A* | HRCU-A-CB, Split System: Heat | Heat Pump | 230 | 3 |  | False |  |  | True | Single-Speed | 180000 | 16981 | 10.6 | 10.4 | 12.3 |  | 174000 | 15935 | 3.2 | 3.2 | 109000 | 13889 | 2.3 | Federally-Regulated Commercial & Industrial Equipment | 07/19/2019 |  | 09/23/2019
Trane U.S. Inc. | Trane | TWA180E(3,4)0RA* | TWE180E(3,4)R3A* | HRCU-A-CB, Split System: Heat | Heat Pump | 208 | 3 |  | False |  |  | True | Single-Speed | 180000 | 16981 | 10.6 | 10.4 | 12.3 |  | 174000 | 15935 | 3.2 | 3.2 | 109000 | 13889 | 2.3 | Federally-Regulated Commercial & Industrial Equipment | 07/19/2019 |  | 09/23/2019
Trane U.S. Inc. | Trane | TWA180E(3,4)**A* | TWE180E300A* | HRCU-A-CB, Split System: Heat | Heat Pump | 460 | 3 |  | False |  |  | True | Single-Speed | 188000 | 17407 | 10.8 | 10.4 | 11.6 |  | 178000 | 16302 | 3.2 | 3.2 | 117000 | 16726 | 2.05 | Federally-Regulated Commercial & Industrial Equipment | 07/19/2019 |  | 09/23/2019
Trane U.S. Inc. | Trane | TWA180E(3,4)**A* | TWE180E300A* | HRCU-A-CB, Split System: Heat | Heat Pump | 230 | 3 |  | False |  |  | True | Single-Speed | 188000 | 17407 | 10.8 | 10.4 | 11.6 |  | 178000 | 16302 | 3.2 | 3.2 | 117000 | 16726 | 2.05 | Federally-Regulated Commercial & Industrial Equipment | 07/19/2019 |  | 09/23/2019
Trane U.S. Inc. | Trane | TWA180E(3,4)**A* | TWE180E300A* | HRCU-A-CB, Split System: Heat | Heat Pump | 208 | 3 |  | False |  |  | True | Single-Speed | 188000 | 17407 | 10.8 | 10.4 | 11.6 |  | 178000 | 16302 | 3.2 | 3.2 | 117000 | 16726 | 2.05 | Federally-Regulated Commercial & Industrial Equipment | 07/19/2019 |  | 09/23/2019
Trane U.S. Inc. | Trane | TWA240EW0RA* | TWE240EWR3B* | HRCU-A-CB, Split System: Heat | Heat Pump | 575 | 3 |  | False |  |  | True | Single-Speed | 248000 | 24800 | 10 | 9.3 | 11.7 |  | 238000 | 21797 | 3.2 | 3.2 | 154000 | 22016 | 2.05 | Federally-Regulated Commercial & Industrial Equipment | 07/19/2019 |  | 09/23/2019
Trane U.S. Inc. | Trane | TWA240EW**A* | TWE240EW00B* | HRCU-A-CB, Split System: Heat | Heat Pump | 575 | 3 |  | False |  |  | False | Single-Speed | 248000 | 24800 | 10 | 9.3 | 10.6 |  | 238000 | 21797 | 3.2 | 3.2 | 154000 | 22566 | 2 | Federally-Regulated Commercial & Industrial Equipment | 07/19/2019 |  | 09/23/2019
Trane U.S. Inc. | Trane | TWA180EW**A* | TWE180EW00A* | HRCU-A-CB, Split System: Heat | Heat Pump | 575 | 3 |  | False |  |  | True | Single-Speed | 188000 | 17407 | 10.8 | 10.4 | 11.6 |  | 178000 | 16302 | 3.2 | 3.2 | 117000 | 16726 | 2.05 | Federally-Regulated Commercial & Industrial Equipment | 07/19/2019 |  | 09/23/2019
Trane U.S. Inc. | Trane | TWA090DW**A* | TWE090DW00A* | HRCU-A-CB, Split System: Heat | Heat Pump | 575 | 3 |  | False |  |  | True | Single-Speed | 86000 | 7610 | 11.3 | 10.8 | 12.2 |  | 79000 | 7016 | 3.3 | 3.3 | 50500 | 6577 | 2.25 | Federally-Regulated Commercial & Industrial Equipment | 07/19/2019 |  | 09/23/2019
Trane U.S. Inc. | Trane | TWA180EW0RA* | TWE180EWR3A* | HRCU-A-CB, Split System: Heat | Heat Pump | 575 | 3 |  | False |  |  | True | Single-Speed | 180000 | 16981 | 10.6 | 10.4 | 12.3 |  | 174000 | 15935 | 3.2 | 3.2 | 109000 | 13889 | 2.3 | Federally-Regulated Commercial & Industrial Equipment | 07/19/2019 |  | 09/23/2019
Trane U.S. Inc. | Trane | TWA090D4**A* | TWE090D300A* | HRCU-A-CB, Split System: Heat | Heat Pump | 460 | 3 |  | False |  |  | True | Single-Speed | 90000 | 8181 | 11 | 10.8 |  |  | 82000 | 7282 | 3.3 | 3.3 | 49000 | 6243 | 2.3 | Federally-Regulated Commercial & Industrial Equipment | 01/28/2019 |  | 09/23/2019
Trane U.S. Inc. | Trane | TWA090D4**A* | TWE090D100A* | HRCU-A-CB, Split System: Heat | Heat Pump | 460 | 3 |  | False |  |  | True | Single-Speed | 86000 | 7610 | 11.3 | 10.8 | 12.4 |  | 79000 | 7016 | 3.3 | 3.3 | 50500 | 6577 | 2.25 | Federally-Regulated Commercial & Industrial Equipment | 07/19/2019 |  | 09/23/2019
Trane U.S. Inc. | Trane | TWA090D3**A* | TWE090D300A* | HRCU-A-CB, Split System: Heat | Heat Pump | 230 | 3 |  | False |  |  | True | Single-Speed | 86000 | 7610 | 11.3 | 10.8 | 12.4 |  | 79000 | 7016 | 3.3 | 3.3 | 50500 | 6577 | 2.25 | Federally-Regulated Commercial & Industrial Equipment | 07/19/2019 |  | 09/23/2019
Trane U.S. Inc. | Trane | TWA090D3**A* | TWE090D300A* | HRCU-A-CB, Split System: Heat | Heat Pump | 208 | 3 |  | False |  |  | True | Single-Speed | 86000 | 7610 | 11.3 | 10.8 | 12.4 |  | 79000 | 7016 | 3.3 | 3.3 | 50500 | 6577 | 2.25 | Federally-Regulated Commercial & Industrial Equipment | 07/19/2019 |  | 09/23/2019
Trane U.S. Inc. | Trane | TWA090D3**A* | TWE090D100A* | HRCU-A-CB, Split System: Heat | Heat Pump | 230 | 3 |  | False |  |  | True | Single-Speed | 86000 | 7610 | 11.3 | 10.8 | 12.4 |  | 79000 | 7016 | 3.3 | 3.3 | 50000 | 6512 | 2.25 | Federally-Regulated Commercial & Industrial Equipment | 07/19/2019 |  | 09/23/2019
Trane U.S. Inc. | Trane | TWA090D3**A* | TWE090D100A* | HRCU-A-CB, Split System: Heat | Heat Pump | 208 | 3 |  | False |  |  | True | Single-Speed | 86000 | 7610 | 11.3 | 10.8 | 12.4 |  | 79000 | 7016 | 3.3 | 3.3 | 50000 | 6512 | 2.25 | Federally-Regulated Commercial & Industrial Equipment | 07/19/2019 |  | 09/23/2019
Trane U.S. Inc. | Trane | TWA073DW**A* | TWE090DW00A* | HRCU-A-CB, Split System: Heat | Heat Pump | 575 | 3 |  | False |  |  | True | Single-Speed | 80000 | 7079 | 11.3 | 10.8 | 12.4 |  | 72000 | 6394 | 3.3 | 3.3 | 46000 | 5991 | 2.25 | Federally-Regulated Commercial & Industrial Equipment | 07/19/2019 |  | 09/23/2019
Trane U.S. Inc. | Trane | TWA073D4**A* | TWE090D300A* | HRCU-A-CB, Split System: Heat | Heat Pump | 460 | 3 |  | False |  |  | True | Single-Speed | 80000 | 7079 | 11.3 | 10.8 | 12.4 |  | 72000 | 6394 | 3.3 | 3.3 | 46000 | 5991 | 2.25 | Federally-Regulated Commercial & Industrial Equipment | 07/19/2019 |  | 09/23/2019
Trane U.S. Inc. | Trane | TWA073D4**A* | TWE090D100A* | HRCU-A-CB, Split System: Heat | Heat Pump | 460 | 3 |  | False |  |  | True | Single-Speed | 80000 | 7079 | 11.3 | 10.8 | 12.4 |  | 72000 | 6394 | 3.3 | 3.3 | 46000 | 5991 | 2.25 | Federally-Regulated Commercial & Industrial Equipment | 07/19/2019 |  | 09/23/2019
Trane U.S. Inc. | Trane | TWA073D3**A* | TWE090D300A* | HRCU-A-CB, Split System: Heat | Heat Pump | 230 | 3 |  | False |  |  | True | Single-Speed | 80000 | 7079 | 11.3 | 10.8 | 12.4 |  | 72000 | 6394 | 3.3 | 3.3 | 46000 | 5991 | 2.25 | Federally-Regulated Commercial & Industrial Equipment | 07/19/2019 |  | 09/23/2019
Trane U.S. Inc. | Trane | TWA073D3**A* | TWE090D300A* | HRCU-A-CB, Split System: Heat | Heat Pump | 208 | 3 |  | False |  |  | True | Single-Speed | 80000 | 7079 | 11.3 | 10.8 | 12.4 |  | 72000 | 6394 | 3.3 | 3.3 | 46000 | 5991 | 2.25 | Federally-Regulated Commercial & Industrial Equipment | 07/19/2019 |  | 09/23/2019
Trane U.S. Inc. | Trane | TWA073D3**A* | TWE090D100A* | HRCU-A-CB, Split System: Heat | Heat Pump | 230 | 3 |  | False |  |  | True | Single-Speed | 80000 | 7079 | 11.3 | 10.8 | 12.4 |  | 72000 | 6394 | 3.3 | 3.3 | 46000 | 5991 | 2.25 | Federally-Regulated Commercial & Industrial Equipment | 07/19/2019 |  | 09/23/2019
Trane U.S. Inc. | Trane | TWA073D3**A* | TWE090D100A* | HRCU-A-CB, Split System: Heat | Heat Pump | 208 | 3 |  | False |  |  | True | Single-Speed | 80000 | 7079 | 11.3 | 10.8 | 12.4 |  | 72000 | 6394 | 3.3 | 3.3 | 46000 | 5991 | 2.25 | Federally-Regulated Commercial & Industrial Equipment | 07/19/2019 |  | 09/23/2019
York International | Evcon | PH-15C00A*(T,W,X)***** | NH-15C00*(X,S)****** | HRCU-A-CB, Split System: Heat | Heat Pump | 575 | 3 |  | False |  |  | True | Single-Speed | 180000 | 16981 | 10.6 | 10.4 | 12 |  | 168000 | 15386 | 3.2 | 3.2 | 104000 | 13252 | 2.3 | Federally-Regulated Commercial & Industrial Equipment | 06/03/2019 |  | 09/23/2019
York International | Evcon | PH-15C00A*(T,W,X)***** | NH-15C00*(X,S)****** | HRCU-A-CB, Split System: Heat | Heat Pump | 460 | 3 |  | False |  |  | True | Single-Speed | 180000 | 16981 | 10.6 | 10.4 | 12 |  | 168000 | 15386 | 3.2 | 3.2 | 104000 | 13252 | 2.3 | Federally-Regulated Commercial & Industrial Equipment | 06/03/2019 |  | 09/23/2019
York International | Evcon | PH-15C00A*(T,W,X)***** | NH-15C00*(X,S)****** | HRCU-A-CB, Split System: Heat | Heat Pump | 230 | 3 |  | False |  |  | True | Single-Speed | 180000 | 16981 | 10.6 | 10.4 | 12 |  | 168000 | 15386 | 3.2 | 3.2 | 104000 | 13252 | 2.3 | Federally-Regulated Commercial & Industrial Equipment | 06/03/2019 |  | 09/23/2019
York International | Evcon | PH-15C00A*(T,W,X)***** | NH-15C00*(X,S)****** | HRCU-A-CB, Split System: Heat | Heat Pump | 208 | 3 |  | False |  |  | True | Single-Speed | 180000 | 16981 | 10.6 | 10.4 | 12 |  | 168000 | 15386 | 3.2 | 3.2 | 104000 | 13252 | 2.3 | Federally-Regulated Commercial & Industrial Equipment | 06/03/2019 |  | 09/23/2019
York International | Evcon | PJ-20C00A*(T,W,X)***** | NJ-20C00*(X,S)****** | HRCU-A-CB, Split System: Heat | Heat Pump | 575 | 3 |  | False |  |  | True | Single-Speed | 230000 | 21698 | 10.6 | 10.4 | 11.7 |  | 220000 | 19538 | 3.3 | 3.2 | 124000 | 16518 | 2.2 | Federally-Regulated Commercial & Industrial Equipment | 08/06/2019 |  | 09/23/2019
York International | Evcon | PJ-20C00A*(T,W,X)***** | NJ-20C00*(X,S)****** | HRCU-A-CB, Split System: Heat | Heat Pump | 460 | 3 |  | False |  |  | True | Single-Speed | 230000 | 21698 | 10.6 | 10.4 | 11.7 |  | 220000 | 19538 | 3.3 | 3.2 | 124000 | 16518 | 2.2 | Federally-Regulated Commercial & Industrial Equipment | 08/06/2019 |  | 09/23/2019
York International | Evcon | PJ-20C00A*(T,W,X)***** | NJ-20C00*(X,S)****** | HRCU-A-CB, Split System: Heat | Heat Pump | 230 | 3 |  | False |  |  | True | Single-Speed | 230000 | 21698 | 10.6 | 10.4 | 11.7 |  | 220000 | 19538 | 3.3 | 3.2 | 124000 | 16518 | 2.2 | Federally-Regulated Commercial & Industrial Equipment | 08/06/2019 |  | 09/23/2019
York International | Evcon | PJ-20C00A*(T,W,X)***** | NJ-20C00*(X,S)****** | HRCU-A-CB, Split System: Heat | Heat Pump | 208 | 3 |  | False |  |  | True | Single-Speed | 230000 | 21698 | 10.6 | 10.4 | 11.7 |  | 220000 | 19538 | 3.3 | 3.2 | 124000 | 16518 | 2.2 | Federally-Regulated Commercial & Industrial Equipment | 08/06/2019 |  | 09/23/2019
York International | Evcon | PJ-15C00A*(T,W,X)***** | NJ-15C00*(X,S)****** | HRCU-A-CB, Split System: Heat | Heat Pump | 575 | 3 |  | False |  |  | True | Single-Speed | 174000 | 16415 | 10.6 | 10.4 | 11.6 |  | 160000 | 13791 | 3.4 | 3.2 | 100000 | 13025 | 2.25 | Federally-Regulated Commercial & Industrial Equipment | 06/03/2019 |  | 09/23/2019
York International | Evcon | PJ-15C00A*(T,W,X)***** | NJ-15C00*(X,S)****** | HRCU-A-CB, Split System: Heat | Heat Pump | 460 | 3 |  | False |  |  | True | Single-Speed | 174000 | 16415 | 10.6 | 10.4 | 11.6 |  | 160000 | 13791 | 3.4 | 3.2 | 100000 | 13025 | 2.25 | Federally-Regulated Commercial & Industrial Equipment | 06/03/2019 |  | 09/23/2019
York International | Evcon | PJ-15C00A*(T,W,X)***** | NJ-15C00*(X,S)****** | HRCU-A-CB, Split System: Heat | Heat Pump | 230 | 3 |  | False |  |  | True | Single-Speed | 174000 | 16415 | 10.6 | 10.4 | 11.6 |  | 160000 | 13791 | 3.4 | 3.2 | 100000 | 13025 | 2.25 | Federally-Regulated Commercial & Industrial Equipment | 06/03/2019 |  | 09/23/2019
York International | Evcon | PJ-15C00A*(T,W,X)***** | NJ-15C00*(X,S)****** | HRCU-A-CB, Split System: Heat | Heat Pump | 208 | 3 |  | False |  |  | True | Single-Speed | 174000 | 16415 | 10.6 | 10.4 | 11.6 |  | 160000 | 13791 | 3.4 | 3.2 | 100000 | 13025 | 2.25 | Federally-Regulated Commercial & Industrial Equipment | 06/03/2019 |  | 09/23/2019
York International | FRASER - JOHNSTON | PH-15C00A*(T,W,X)***** | NH-15C00*(X,S)****** | HRCU-A-CB, Split System: Heat | Heat Pump | 575 | 3 |  | False |  |  | True | Single-Speed | 180000 | 16981 | 10.6 | 10.4 | 12 |  | 168000 | 15386 | 3.2 | 3.2 | 104000 | 13252 | 2.3 | Federally-Regulated Commercial & Industrial Equipment | 06/03/2019 |  | 09/23/2019
York International | FRASER - JOHNSTON | PH-15C00A*(T,W,X)***** | NH-15C00*(X,S)****** | HRCU-A-CB, Split System: Heat | Heat Pump | 460 | 3 |  | False |  |  | True | Single-Speed | 180000 | 16981 | 10.6 | 10.4 | 12 |  | 168000 | 15386 | 3.2 | 3.2 | 104000 | 13252 | 2.3 | Federally-Regulated Commercial & Industrial Equipment | 06/03/2019 |  | 09/23/2019
York International | FRASER - JOHNSTON | PH-15C00A*(T,W,X)***** | NH-15C00*(X,S)****** | HRCU-A-CB, Split System: Heat | Heat Pump | 230 | 3 |  | False |  |  | True | Single-Speed | 180000 | 16981 | 10.6 | 10.4 | 12 |  | 168000 | 15386 | 3.2 | 3.2 | 104000 | 13252 | 2.3 | Federally-Regulated Commercial & Industrial Equipment | 06/03/2019 |  | 09/23/2019
York International | FRASER - JOHNSTON | PH-15C00A*(T,W,X)***** | NH-15C00*(X,S)****** | HRCU-A-CB, Split System: Heat | Heat Pump | 208 | 3 |  | False |  |  | True | Single-Speed | 180000 | 16981 | 10.6 | 10.4 | 12 |  | 168000 | 15386 | 3.2 | 3.2 | 104000 | 13252 | 2.3 | Federally-Regulated Commercial & Industrial Equipment | 06/03/2019 |  | 09/23/2019
York International | FRASER - JOHNSTON | XA-06[C,E]**(B,D)(2,4,5)******** |  | HSP-A, Single-Package Heat Pum | Both Heat Pump and Electric Re | 575 | 3 | False |  |  |  | True | Single-Speed | 78000 | 6500 | 12 | 11 | 12.2 |  | 75000 | 6464 | 3.4 | 3.3 | 43000 | 5600 | 2.25 | Federally-Regulated Commercial & Industrial Equipment | 06/03/2019 |  | 09/23/2019
York International | FRASER - JOHNSTON | XA-06[C,E]**(B,D)(2,4,5)******** |  | HSP-A, Single-Package Heat Pum | Both Heat Pump and Electric Re | 460 | 3 | False |  |  |  | True | Single-Speed | 78000 | 6500 | 12 | 11 | 12.2 |  | 75000 | 6464 | 3.4 | 3.3 | 43000 | 5600 | 2.25 | Federally-Regulated Commercial & Industrial Equipment | 06/03/2019 |  | 09/23/2019
York International | FRASER - JOHNSTON | XA-06[C,E]**(B,D)(2,4,5)******** |  | HSP-A, Single-Package Heat Pum | Both Heat Pump and Electric Re | 230 | 3 | False |  |  |  | True | Single-Speed | 78000 | 6500 | 12 | 11 | 12.2 |  | 75000 | 6464 | 3.4 | 3.3 | 43000 | 5600 | 2.25 | Federally-Regulated Commercial & Industrial Equipment | 06/03/2019 |  | 09/23/2019
York International | FRASER - JOHNSTON | XA-06[C,E]**(B,D)(2,4,5)******** |  | HSP-A, Single-Package Heat Pum | Both Heat Pump and Electric Re | 208 | 3 | False |  |  |  | True | Single-Speed | 78000 | 6500 | 12 | 11 | 12.2 |  | 75000 | 6464 | 3.4 | 3.3 | 43000 | 5600 | 2.25 | Federally-Regulated Commercial & Industrial Equipment | 06/03/2019 |  | 09/23/2019
York International | FRASER - JOHNSTON | XA-07[C,E]**(P,R,S,U,V,X)(2,4,5)******** |  | HSP-A, Single-Package Heat Pum | Both Heat Pump and Electric Re | 575 | 3 | False |  |  |  | True | Single-Speed | 90000 | 7894 | 11.4 | 11 | 12.6 |  | 88000 | 7585 | 3.4 | 3.3 | 51000 | 6643 | 2.25 | Federally-Regulated Commercial & Industrial Equipment | 06/03/2019 |  | 09/23/2019
York International | FRASER - JOHNSTON | XA-07[C,E]**(P,R,S,U,V,X)(2,4,5)******** |  | HSP-A, Single-Package Heat Pum | Both Heat Pump and Electric Re | 460 | 3 | False |  |  |  | True | Single-Speed | 90000 | 7894 | 11.4 | 11 | 12.6 |  | 88000 | 7585 | 3.4 | 3.3 | 51000 | 6643 | 2.25 | Federally-Regulated Commercial & Industrial Equipment | 06/03/2019 |  | 09/23/2019
York International | FRASER - JOHNSTON | XA-07[C,E]**(P,R,S,U,V,X)(2,4,5)******** |  | HSP-A, Single-Package Heat Pum | Both Heat Pump and Electric Re | 230 | 3 | False |  |  |  | True | Single-Speed | 90000 | 7894 | 11.4 | 11 | 12.6 |  | 88000 | 7585 | 3.4 | 3.3 | 51000 | 6643 | 2.25 | Federally-Regulated Commercial & Industrial Equipment | 06/03/2019 |  | 09/23/2019
York International | FRASER - JOHNSTON | XA-07[C,E]**(P,R,S,U,V,X)(2,4,5)******** |  | HSP-A, Single-Package Heat Pum | Both Heat Pump and Electric Re | 208 | 3 | False |  |  |  | True | Single-Speed | 90000 | 7894 | 11.4 | 11 | 12.6 |  | 88000 | 7585 | 3.4 | 3.3 | 51000 | 6643 | 2.25 | Federally-Regulated Commercial & Industrial Equipment | 06/03/2019 |  | 09/23/2019
York International | FRASER - JOHNSTON | XA-20C00(P,R,S,U,V,X)(2,4,5)******** |  | HSP-A, Single-Package Heat Pum | Heat Pump | 575 | 3 | False |  |  |  | True | Single-Speed | 240000 | 25263 | 9.5 | 9.3 | 12 |  | 240000 | 21980 | 3.2 | 3.2 | 136000 | 19443 | 2.05 | Federally-Regulated Commercial & Industrial Equipment | 06/03/2019 |  | 09/23/2019
York International | FRASER - JOHNSTON | XA-20C00(P,R,S,U,V,X)(2,4,5)******** |  | HSP-A, Single-Package Heat Pum | Heat Pump | 460 | 3 | False |  |  |  | True | Single-Speed | 240000 | 25263 | 9.5 | 9.3 | 12 |  | 240000 | 21980 | 3.2 | 3.2 | 136000 | 19443 | 2.05 | Federally-Regulated Commercial & Industrial Equipment | 06/03/2019 |  | 09/23/2019
York International | FRASER - JOHNSTON | XA-20C00(P,R,S,U,V,X)(2,4,5)******** |  | HSP-A, Single-Package Heat Pum | Heat Pump | 230 | 3 | False |  |  |  | True | Single-Speed | 240000 | 25263 | 9.5 | 9.3 | 12 |  | 240000 | 21980 | 3.2 | 3.2 | 136000 | 19443 | 2.05 | Federally-Regulated Commercial & Industrial Equipment | 06/03/2019 |  | 09/23/2019
York International | FRASER - JOHNSTON | XA-20C00(P,R,S,U,V,X)(2,4,5)******** |  | HSP-A, Single-Package Heat Pum | Heat Pump | 208 | 3 | False |  |  |  | True | Single-Speed | 240000 | 25263 | 9.5 | 9.3 | 12 |  | 240000 | 21980 | 3.2 | 3.2 | 136000 | 19443 | 2.05 | Federally-Regulated Commercial & Industrial Equipment | 06/03/2019 |  | 09/23/2019
York International | FRASER - JOHNSTON | PJ-15C00A*(T,W,X)***** | NJ-15C00*(X,S)****** | HRCU-A-CB, Split System: Heat | Heat Pump | 575 | 3 |  | False |  |  | True | Single-Speed | 174000 | 16415 | 10.6 | 10.4 | 11.6 |  | 160000 | 13791 | 3.4 | 3.2 | 100000 | 13025 | 2.25 | Federally-Regulated Commercial & Industrial Equipment | 06/03/2019 |  | 09/23/2019
York International | FRASER - JOHNSTON | PJ-15C00A*(T,W,X)***** | NJ-15C00*(X,S)****** | HRCU-A-CB, Split System: Heat | Heat Pump | 460 | 3 |  | False |  |  | True | Single-Speed | 174000 | 16415 | 10.6 | 10.4 | 11.6 |  | 160000 | 13791 | 3.4 | 3.2 | 100000 | 13025 | 2.25 | Federally-Regulated Commercial & Industrial Equipment | 06/03/2019 |  | 09/23/2019
York International | FRASER - JOHNSTON | PJ-15C00A*(T,W,X)***** | NJ-15C00*(X,S)****** | HRCU-A-CB, Split System: Heat | Heat Pump | 230 | 3 |  | False |  |  | True | Single-Speed | 174000 | 16415 | 10.6 | 10.4 | 11.6 |  | 160000 | 13791 | 3.4 | 3.2 | 100000 | 13025 | 2.25 | Federally-Regulated Commercial & Industrial Equipment | 06/03/2019 |  | 09/23/2019
York International | FRASER - JOHNSTON | PJ-15C00A*(T,W,X)***** | NJ-15C00*(X,S)****** | HRCU-A-CB, Split System: Heat | Heat Pump | 208 | 3 |  | False |  |  | True | Single-Speed | 174000 | 16415 | 10.6 | 10.4 | 11.6 |  | 160000 | 13791 | 3.4 | 3.2 | 100000 | 13025 | 2.25 | Federally-Regulated Commercial & Industrial Equipment | 06/03/2019 |  | 09/23/2019
York International | FRASER - JOHNSTON | PJ-15C00A*(2,4,5)***** | NW-15C00*(5,6)****** | HRCU-A-CB, Split System: Heat | Heat Pump | 575 | 3 |  | False |  |  | True | Single-Speed | 174000 | 16415 | 10.6 | 10.4 | 14 |  | 160000 | 13791 | 3.4 | 3.2 | 100000 | 13025 | 2.25 | Federally-Regulated Commercial & Industrial Equipment | 06/03/2019 |  | 09/23/2019
York International | FRASER - JOHNSTON | PJ-15C00A*(2,4,5)***** | NW-15C00*(5,6)****** | HRCU-A-CB, Split System: Heat | Heat Pump | 460 | 3 |  | False |  |  | True | Single-Speed | 174000 | 16415 | 10.6 | 10.4 | 14 |  | 160000 | 13791 | 3.4 | 3.2 | 100000 | 13025 | 2.25 | Federally-Regulated Commercial & Industrial Equipment | 06/03/2019 |  | 09/23/2019
York International | FRASER - JOHNSTON | PJ-15C00A*(2,4,5)***** | NW-15C00*(5,6)****** | HRCU-A-CB, Split System: Heat | Heat Pump | 230 | 3 |  | False |  |  | True | Single-Speed | 174000 | 16415 | 10.6 | 10.4 | 14 |  | 160000 | 13791 | 3.4 | 3.2 | 100000 | 13025 | 2.25 | Federally-Regulated Commercial & Industrial Equipment | 06/03/2019 |  | 09/23/2019
York International | FRASER - JOHNSTON | PJ-15C00A*(2,4,5)***** | NW-15C00*(5,6)****** | HRCU-A-CB, Split System: Heat | Heat Pump | 208 | 3 |  | False |  |  | True | Single-Speed | 174000 | 16415 | 10.6 | 10.4 | 14 |  | 160000 | 13791 | 3.4 | 3.2 | 100000 | 13025 | 2.25 | Federally-Regulated Commercial & Industrial Equipment | 06/03/2019 |  | 09/23/2019
York International | FRASER - JOHNSTON | XA-06[C,E]**(P,R,S,U,V,X)(2,4,5)******** |  | HSP-A, Single-Package Heat Pum | Both Heat Pump and Electric Re | 575 | 3 | False |  |  |  | True | Single-Speed | 78000 | 6500 | 12 | 11 | 13.2 |  | 75000 | 6464 | 3.4 | 3.3 | 43000 | 5600 | 2.25 | Federally-Regulated Commercial & Industrial Equipment | 06/03/2019 |  | 09/23/2019
York International | FRASER - JOHNSTON | XA-06[C,E]**(P,R,S,U,V,X)(2,4,5)******** |  | HSP-A, Single-Package Heat Pum | Both Heat Pump and Electric Re | 460 | 3 | False |  |  |  | True | Single-Speed | 78000 | 6500 | 12 | 11 | 13.2 |  | 75000 | 6464 | 3.4 | 3.3 | 43000 | 5600 | 2.25 | Federally-Regulated Commercial & Industrial Equipment | 06/03/2019 |  | 09/23/2019
York International | FRASER - JOHNSTON | XA-06[C,E]**(P,R,S,U,V,X)(2,4,5)******** |  | HSP-A, Single-Package Heat Pum | Both Heat Pump and Electric Re | 230 | 3 | False |  |  |  | True | Single-Speed | 78000 | 6500 | 12 | 11 | 13.2 |  | 75000 | 6464 | 3.4 | 3.3 | 43000 | 5600 | 2.25 | Federally-Regulated Commercial & Industrial Equipment | 06/03/2019 |  | 09/23/2019
York International | FRASER - JOHNSTON | XA-06[C,E]**(P,R,S,U,V,X)(2,4,5)******** |  | HSP-A, Single-Package Heat Pum | Both Heat Pump and Electric Re | 208 | 3 | False |  |  |  | True | Single-Speed | 78000 | 6500 | 12 | 11 | 13.2 |  | 75000 | 6464 | 3.4 | 3.3 | 43000 | 5600 | 2.25 | Federally-Regulated Commercial & Industrial Equipment | 06/03/2019 |  | 09/23/2019
York International | FRASER - JOHNSTON | XXEA7A(2,4,5)*1********* |  | HSP-A, Single-Package Heat Pum | Heat Pump | 575 | 3 | False |  |  |  | True | Single-Speed | 66000 | 6000 | 11 | 10.8 | 12.7 |  | 65000 | 5442 | 3.5 | 3.3 | 35000 | 4459 | 2.3 | Federally-Regulated Commercial & Industrial Equipment | 06/03/2019 |  | 09/23/2019
York International | FRASER - JOHNSTON | XXEA7A(2,4,5)*1********* |  | HSP-A, Single-Package Heat Pum | Heat Pump | 460 | 3 | False |  |  |  | True | Single-Speed | 66000 | 6000 | 11 | 10.8 | 12.7 |  | 65000 | 5442 | 3.5 | 3.3 | 35000 | 4459 | 2.3 | Federally-Regulated Commercial & Industrial Equipment | 06/03/2019 |  | 09/23/2019
York International | FRASER - JOHNSTON | XXEA7A(2,4,5)*1********* |  | HSP-A, Single-Package Heat Pum | Heat Pump | 230 | 3 | False |  |  |  | True | Single-Speed | 66000 | 6000 | 11 | 10.8 | 12.7 |  | 65000 | 5442 | 3.5 | 3.3 | 35000 | 4459 | 2.3 | Federally-Regulated Commercial & Industrial Equipment | 06/03/2019 |  | 09/23/2019
York International | FRASER - JOHNSTON | XXEA7A(2,4,5)*1********* |  | HSP-A, Single-Package Heat Pum | Heat Pump | 208 | 3 | False |  |  |  | True | Single-Speed | 66000 | 6000 | 11 | 10.8 | 12.7 |  | 65000 | 5442 | 3.5 | 3.3 | 35000 | 4459 | 2.3 | Federally-Regulated Commercial & Industrial Equipment | 06/03/2019 |  | 09/23/2019
York International | FRASER - JOHNSTON | XYE09A(2,4,5)*1******* |  | HSP-A, Single-Package Heat Pum | Heat Pump | 575 | 3 | False |  |  |  | True | Single-Speed | 98000 | 8166 | 12 | 10.8 | 13.8 |  | 96000 | 8275 | 3.4 | 3.3 | 54000 | 7002 | 2.26 | Federally-Regulated Commercial & Industrial Equipment | 06/03/2019 |  | 09/23/2019
York International | FRASER - JOHNSTON | XYE09A(2,4,5)*1******* |  | HSP-A, Single-Package Heat Pum | Heat Pump | 460 | 3 | False |  |  |  | True | Single-Speed | 98000 | 8166 | 12 | 10.8 | 13.8 |  | 96000 | 8275 | 3.4 | 3.3 | 54000 | 7002 | 2.26 | Federally-Regulated Commercial & Industrial Equipment | 06/03/2019 |  | 09/23/2019
York International | FRASER - JOHNSTON | XYE09A(2,4,5)*1******* |  | HSP-A, Single-Package Heat Pum | Heat Pump | 230 | 3 | False |  |  |  | True | Single-Speed | 98000 | 8166 | 12 | 10.8 | 13.8 |  | 96000 | 8275 | 3.4 | 3.3 | 54000 | 7002 | 2.26 | Federally-Regulated Commercial & Industrial Equipment | 06/03/2019 |  | 09/23/2019
York International | FRASER - JOHNSTON | XYE09A(2,4,5)*1******* |  | HSP-A, Single-Package Heat Pum | Heat Pump | 208 | 3 | False |  |  |  | True | Single-Speed | 98000 | 8166 | 12 | 10.8 | 13.8 |  | 96000 | 8275 | 3.4 | 3.3 | 54000 | 7002 | 2.26 | Federally-Regulated Commercial & Industrial Equipment | 06/03/2019 |  | 09/23/2019
York International | FRASER - JOHNSTON | XYE08A(2,4,5)*1******* |  | HSP-A, Single-Package Heat Pum | Heat Pump | 575 | 3 | False |  |  |  | True | Single-Speed | 88000 | 7272 | 12.1 | 10.8 | 14 |  | 84000 | 7033 | 3.5 | 3.3 | 48000 | 5861 | 2.4 | Federally-Regulated Commercial & Industrial Equipment | 06/03/2019 |  | 09/23/2019
York International | FRASER - JOHNSTON | XYE08A(2,4,5)*1******* |  | HSP-A, Single-Package Heat Pum | Heat Pump | 460 | 3 | False |  |  |  | True | Single-Speed | 88000 | 7272 | 12.1 | 10.8 | 14 |  | 84000 | 7033 | 3.5 | 3.3 | 48000 | 5861 | 2.4 | Federally-Regulated Commercial & Industrial Equipment | 06/03/2019 |  | 09/23/2019
York International | FRASER - JOHNSTON | XYE08A(2,4,5)*1******* |  | HSP-A, Single-Package Heat Pum | Heat Pump | 230 | 3 | False |  |  |  | True | Single-Speed | 88000 | 7272 | 12.1 | 10.8 | 14 |  | 84000 | 7033 | 3.5 | 3.3 | 48000 | 5861 | 2.4 | Federally-Regulated Commercial & Industrial Equipment | 06/03/2019 |  | 09/23/2019
York International | FRASER - JOHNSTON | XYE08A(2,4,5)*1******* |  | HSP-A, Single-Package Heat Pum | Heat Pump | 208 | 3 | False |  |  |  | True | Single-Speed | 88000 | 7272 | 12.1 | 10.8 | 14 |  | 84000 | 7033 | 3.5 | 3.3 | 48000 | 5861 | 2.4 | Federally-Regulated Commercial & Industrial Equipment | 06/03/2019 |  | 09/23/2019
York International | FRASER - JOHNSTON | XYE07A(2,4,5)*1******* |  | HSP-A, Single-Package Heat Pum | Heat Pump | 575 | 3 | False |  |  |  | True | Single-Speed | 71000 | 5916 | 12 | 10.8 | 13.2 |  | 69000 | 5947 | 3.4 | 3.3 | 39000 | 4762 | 2.4 | Federally-Regulated Commercial & Industrial Equipment | 06/03/2019 |  | 09/23/2019
York International | FRASER - JOHNSTON | XYE07A(2,4,5)*1******* |  | HSP-A, Single-Package Heat Pum | Heat Pump | 460 | 3 | False |  |  |  | True | Single-Speed | 71000 | 5916 | 12 | 10.8 | 13.2 |  | 69000 | 5947 | 3.4 | 3.3 | 39000 | 4762 | 2.4 | Federally-Regulated Commercial & Industrial Equipment | 06/03/2019 |  | 09/23/2019
York International | FRASER - JOHNSTON | XYE07A(2,4,5)*1******* |  | HSP-A, Single-Package Heat Pum | Heat Pump | 230 | 3 | False |  |  |  | True | Single-Speed | 71000 | 5916 | 12 | 10.8 | 13.2 |  | 69000 | 5947 | 3.4 | 3.3 | 39000 | 4762 | 2.4 | Federally-Regulated Commercial & Industrial Equipment | 06/03/2019 |  | 09/23/2019
York International | FRASER - JOHNSTON | XYE07A(2,4,5)*1******* |  | HSP-A, Single-Package Heat Pum | Heat Pump | 208 | 3 | False |  |  |  | True | Single-Speed | 71000 | 5916 | 12 | 10.8 | 13.2 |  | 69000 | 5947 | 3.4 | 3.3 | 39000 | 4762 | 2.4 | Federally-Regulated Commercial & Industrial Equipment | 06/03/2019 |  | 09/23/2019
York International | FRASER - JOHNSTON | XYE09A(2,4,5)*3******* |  | HSP-A, Single-Package Heat Pum | Heat Pump | 575 | 3 | False |  |  |  | True | Single-Speed | 98000 | 8166 | 12 | 10.8 | 15.8 |  | 96000 | 8275 | 3.4 | 3.3 | 54000 | 7002 | 2.26 | Federally-Regulated Commercial & Industrial Equipment | 06/03/2019 |  | 09/23/2019
York International | FRASER - JOHNSTON | XYE09A(2,4,5)*3******* |  | HSP-A, Single-Package Heat Pum | Heat Pump | 460 | 3 | False |  |  |  | True | Single-Speed | 98000 | 8166 | 12 | 10.8 | 15.8 |  | 96000 | 8275 | 3.4 | 3.3 | 54000 | 7002 | 2.26 | Federally-Regulated Commercial & Industrial Equipment | 06/03/2019 |  | 09/23/2019
York International | FRASER - JOHNSTON | XYE09A(2,4,5)*3******* |  | HSP-A, Single-Package Heat Pum | Heat Pump | 230 | 3 | False |  |  |  | True | Single-Speed | 98000 | 8166 | 12 | 10.8 | 15.8 |  | 96000 | 8275 | 3.4 | 3.3 | 54000 | 7002 | 2.26 | Federally-Regulated Commercial & Industrial Equipment | 06/03/2019 |  | 09/23/2019
York International | FRASER - JOHNSTON | XYE09A(2,4,5)*3******* |  | HSP-A, Single-Package Heat Pum | Heat Pump | 208 | 3 | False |  |  |  | True | Single-Speed | 98000 | 8166 | 12 | 10.8 | 15.8 |  | 96000 | 8275 | 3.4 | 3.3 | 54000 | 7002 | 2.26 | Federally-Regulated Commercial & Industrial Equipment | 06/03/2019 |  | 09/23/2019
York International | FRASER - JOHNSTON | XA-08[C,E]**(P,R,S,U,V,X)(2,4,5)******** |  | HSP-A, Single-Package Heat Pum | Both Heat Pump and Electric Re | 575 | 3 | False |  |  |  | True | Single-Speed | 100000 | 8928 | 11.2 | 11 | 13.5 |  | 94000 | 8102 | 3.4 | 3.3 | 54000 | 7033 | 2.25 | Federally-Regulated Commercial & Industrial Equipment | 06/03/2019 |  | 09/23/2019
York International | FRASER - JOHNSTON | XA-08[C,E]**(P,R,S,U,V,X)(2,4,5)******** |  | HSP-A, Single-Package Heat Pum | Both Heat Pump and Electric Re | 460 | 3 | False |  |  |  | True | Single-Speed | 100000 | 8928 | 11.2 | 11 | 13.5 |  | 94000 | 8102 | 3.4 | 3.3 | 54000 | 7033 | 2.25 | Federally-Regulated Commercial & Industrial Equipment | 06/03/2019 |  | 09/23/2019
York International | FRASER - JOHNSTON | XA-08[C,E]**(P,R,S,U,V,X)(2,4,5)******** |  | HSP-A, Single-Package Heat Pum | Both Heat Pump and Electric Re | 230 | 3 | False |  |  |  | True | Single-Speed | 100000 | 8928 | 11.2 | 11 | 13.5 |  | 94000 | 8102 | 3.4 | 3.3 | 54000 | 7033 | 2.25 | Federally-Regulated Commercial & Industrial Equipment | 06/03/2019 |  | 09/23/2019
York International | FRASER - JOHNSTON | XA-08[C,E]**(P,R,S,U,V,X)(2,4,5)******** |  | HSP-A, Single-Package Heat Pum | Both Heat Pump and Electric Re | 208 | 3 | False |  |  |  | True | Single-Speed | 100000 | 8928 | 11.2 | 11 | 13.5 |  | 94000 | 8102 | 3.4 | 3.3 | 54000 | 7033 | 2.25 | Federally-Regulated Commercial & Industrial Equipment | 06/03/2019 |  | 09/23/2019
York International | FRASER - JOHNSTON | XA-12[C,E]**(P,R,S,U,V,X)(2,4,5)*******2 |  | HSP-A, Single-Package Heat Pum | Both Heat Pump and Electric Re | 575 | 3 | False |  |  |  | True | Single-Speed | 146000 | 13773 | 10.6 | 10.6 | 13.5 |  | 135000 | 12364 | 3.2 | 3.2 | 90000 | 12866 | 2.05 | Federally-Regulated Commercial & Industrial Equipment | 06/03/2019 |  | 09/23/2019
York International | FRASER - JOHNSTON | XA-12[C,E]**(P,R,S,U,V,X)(2,4,5)*******2 |  | HSP-A, Single-Package Heat Pum | Both Heat Pump and Electric Re | 460 | 3 | False |  |  |  | True | Single-Speed | 146000 | 13773 | 10.6 | 10.6 | 13.5 |  | 135000 | 12364 | 3.2 | 3.2 | 90000 | 12866 | 2.05 | Federally-Regulated Commercial & Industrial Equipment | 06/03/2019 |  | 09/23/2019
York International | FRASER - JOHNSTON | XA-12[C,E]**(P,R,S,U,V,X)(2,4,5)*******2 |  | HSP-A, Single-Package Heat Pum | Both Heat Pump and Electric Re | 230 | 3 | False |  |  |  | True | Single-Speed | 146000 | 13773 | 10.6 | 10.6 | 13.5 |  | 135000 | 12364 | 3.2 | 3.2 | 90000 | 12866 | 2.05 | Federally-Regulated Commercial & Industrial Equipment | 06/03/2019 |  | 09/23/2019
York International | FRASER - JOHNSTON | XA-12[C,E]**(P,R,S,U,V,X)(2,4,5)*******2 |  | HSP-A, Single-Package Heat Pum | Both Heat Pump and Electric Re | 208 | 3 | False |  |  |  | True | Single-Speed | 146000 | 13773 | 10.6 | 10.6 | 13.5 |  | 135000 | 12364 | 3.2 | 3.2 | 90000 | 12866 | 2.05 | Federally-Regulated Commercial & Industrial Equipment | 06/03/2019 |  | 09/23/2019
York International | FRASER - JOHNSTON | XA-15C00(P,R,S,U,V,X)(2,4,5)******** |  | HSP-A, Single-Package Heat Pum | Heat Pump | 575 | 3 | False |  |  |  | True | Single-Speed | 176000 | 16603 | 10.6 | 10.4 | 13.2 |  | 162000 | 14653 | 3.24 | 3.2 | 99000 | 14153 | 2.05 | Federally-Regulated Commercial & Industrial Equipment | 08/06/2019 |  | 09/23/2019
York International | FRASER - JOHNSTON | XA-15C00(P,R,S,U,V,X)(2,4,5)******** |  | HSP-A, Single-Package Heat Pum | Heat Pump | 460 | 3 | False |  |  |  | True | Single-Speed | 176000 | 16603 | 10.6 | 10.4 | 13.2 |  | 162000 | 14653 | 3.24 | 3.2 | 99000 | 14153 | 2.05 | Federally-Regulated Commercial & Industrial Equipment | 08/06/2019 |  | 09/23/2019
York International | FRASER - JOHNSTON | XA-15C00(P,R,S,U,V,X)(2,4,5)******** |  | HSP-A, Single-Package Heat Pum | Heat Pump | 230 | 3 | False |  |  |  | True | Single-Speed | 176000 | 16603 | 10.6 | 10.4 | 13.2 |  | 162000 | 14653 | 3.24 | 3.2 | 99000 | 14153 | 2.05 | Federally-Regulated Commercial & Industrial Equipment | 08/06/2019 |  | 09/23/2019
York International | FRASER - JOHNSTON | XA-15C00(P,R,S,U,V,X)(2,4,5)******** |  | HSP-A, Single-Package Heat Pum | Heat Pump | 208 | 3 | False |  |  |  | True | Single-Speed | 176000 | 16603 | 10.6 | 10.4 | 13.2 |  | 162000 | 14653 | 3.24 | 3.2 | 99000 | 14153 | 2.05 | Federally-Regulated Commercial & Industrial Equipment | 08/06/2019 |  | 09/23/2019
York International | FRASER - JOHNSTON | PH-15C00A*(2,4,5)***** | NS-15C00*(5,6)****** | HRCU-A-CB, Split System: Heat | Heat Pump | 575 | 3 |  | False |  |  | True | Single-Speed | 180000 | 16981 | 10.6 | 10.4 | 13.3 |  | 168000 | 15386 | 3.2 | 3.2 | 104000 | 13252 | 2.3 | Federally-Regulated Commercial & Industrial Equipment | 06/03/2019 |  | 09/23/2019
York International | FRASER - JOHNSTON | PH-15C00A*(2,4,5)***** | NS-15C00*(5,6)****** | HRCU-A-CB, Split System: Heat | Heat Pump | 460 | 3 |  | False |  |  | True | Single-Speed | 180000 | 16981 | 10.6 | 10.4 | 13.3 |  | 168000 | 15386 | 3.2 | 3.2 | 104000 | 13252 | 2.3 | Federally-Regulated Commercial & Industrial Equipment | 06/03/2019 |  | 09/23/2019
York International | FRASER - JOHNSTON | PH-15C00A*(2,4,5)***** | NS-15C00*(5,6)****** | HRCU-A-CB, Split System: Heat | Heat Pump | 230 | 3 |  | False |  |  | True | Single-Speed | 180000 | 16981 | 10.6 | 10.4 | 13.3 |  | 168000 | 15386 | 3.2 | 3.2 | 104000 | 13252 | 2.3 | Federally-Regulated Commercial & Industrial Equipment | 06/03/2019 |  | 09/23/2019
York International | FRASER - JOHNSTON | PH-15C00A*(2,4,5)***** | NS-15C00*(5,6)****** | HRCU-A-CB, Split System: Heat | Heat Pump | 208 | 3 |  | False |  |  | True | Single-Speed | 180000 | 16981 | 10.6 | 10.4 | 13.3 |  | 168000 | 15386 | 3.2 | 3.2 | 104000 | 13252 | 2.3 | Federally-Regulated Commercial & Industrial Equipment | 06/03/2019 |  | 09/23/2019
York International | FRASER - JOHNSTON | XXE09A(2,4,5)*3********* |  | HSP-A, Single-Package Heat Pum | Heat Pump | 575 | 3 | False |  |  |  | True | Single-Speed | 102000 | 8644 | 11.8 | 10.8 | 14.4 |  | 94000 | 8223 | 3.35 | 3.3 | 57000 | 7424 | 2.25 | Federally-Regulated Commercial & Industrial Equipment | 06/03/2019 |  | 09/23/2019
York International | FRASER - JOHNSTON | XXE09A(2,4,5)*3********* |  | HSP-A, Single-Package Heat Pum | Heat Pump | 460 | 3 | False |  |  |  | True | Single-Speed | 102000 | 8644 | 11.8 | 10.8 | 14.4 |  | 94000 | 8223 | 3.35 | 3.3 | 57000 | 7424 | 2.25 | Federally-Regulated Commercial & Industrial Equipment | 06/03/2019 |  | 09/23/2019
York International | FRASER - JOHNSTON | XXE09A(2,4,5)*3********* |  | HSP-A, Single-Package Heat Pum | Heat Pump | 230 | 3 | False |  |  |  | True | Single-Speed | 102000 | 8644 | 11.8 | 10.8 | 14.4 |  | 94000 | 8223 | 3.35 | 3.3 | 57000 | 7424 | 2.25 | Federally-Regulated Commercial & Industrial Equipment | 06/03/2019 |  | 09/23/2019
York International | FRASER - JOHNSTON | XXE09A(2,4,5)*3********* |  | HSP-A, Single-Package Heat Pum | Heat Pump | 208 | 3 | False |  |  |  | True | Single-Speed | 102000 | 8644 | 11.8 | 10.8 | 14.4 |  | 94000 | 8223 | 3.35 | 3.3 | 57000 | 7424 | 2.25 | Federally-Regulated Commercial & Industrial Equipment | 06/03/2019 |  | 09/23/2019
York International | FRASER - JOHNSTON | XA-10[C,E]**(P,R,S,U,V,X)(2,4,5)******** |  | HSP-A, Single-Package Heat Pum | Both Heat Pump and Electric Re | 575 | 3 | False |  |  |  | True | Single-Speed | 114000 | 10363 | 11 | 11 | 13.5 |  | 106000 | 9137 | 3.4 | 3.3 | 59000 | 7685 | 2.25 | Federally-Regulated Commercial & Industrial Equipment | 06/03/2019 |  | 09/23/2019
York International | FRASER - JOHNSTON | XA-10[C,E]**(P,R,S,U,V,X)(2,4,5)******** |  | HSP-A, Single-Package Heat Pum | Both Heat Pump and Electric Re | 460 | 3 | False |  |  |  | True | Single-Speed | 114000 | 10363 | 11 | 11 | 13.5 |  | 106000 | 9137 | 3.4 | 3.3 | 59000 | 7685 | 2.25 | Federally-Regulated Commercial & Industrial Equipment | 06/03/2019 |  | 09/23/2019
York International | FRASER - JOHNSTON | XA-10[C,E]**(P,R,S,U,V,X)(2,4,5)******** |  | HSP-A, Single-Package Heat Pum | Both Heat Pump and Electric Re | 230 | 3 | False |  |  |  | True | Single-Speed | 114000 | 10363 | 11 | 11 | 13.5 |  | 106000 | 9137 | 3.4 | 3.3 | 59000 | 7685 | 2.25 | Federally-Regulated Commercial & Industrial Equipment | 06/03/2019 |  | 09/23/2019
York International | FRASER - JOHNSTON | XA-10[C,E]**(P,R,S,U,V,X)(2,4,5)******** |  | HSP-A, Single-Package Heat Pum | Both Heat Pump and Electric Re | 208 | 3 | False |  |  |  | True | Single-Speed | 114000 | 10363 | 11 | 11 | 13.5 |  | 106000 | 9137 | 3.4 | 3.3 | 59000 | 7685 | 2.25 | Federally-Regulated Commercial & Industrial Equipment | 06/03/2019 |  | 09/23/2019
York International | FRASER - JOHNSTON | XXE12A(2,4,5)*3********* |  | HSP-A, Single-Package Heat Pum | Heat Pump | 575 | 3 | False |  |  |  | True | Single-Speed | 116000 | 10545 | 11 | 10.8 | 13.4 |  | 108000 | 9591 | 3.3 | 3.3 | 62000 | 8075 | 2.25 | Federally-Regulated Commercial & Industrial Equipment | 06/03/2019 |  | 09/23/2019
York International | FRASER - JOHNSTON | XXE12A(2,4,5)*3********* |  | HSP-A, Single-Package Heat Pum | Heat Pump | 460 | 3 | False |  |  |  | True | Single-Speed | 116000 | 10545 | 11 | 10.8 | 13.4 |  | 108000 | 9591 | 3.3 | 3.3 | 62000 | 8075 | 2.25 | Federally-Regulated Commercial & Industrial Equipment | 06/03/2019 |  | 09/23/2019
York International | FRASER - JOHNSTON | XXE12A(2,4,5)*3********* |  | HSP-A, Single-Package Heat Pum | Heat Pump | 230 | 3 | False |  |  |  | True | Single-Speed | 116000 | 10545 | 11 | 10.8 | 13.4 |  | 108000 | 9591 | 3.3 | 3.3 | 62000 | 8075 | 2.25 | Federally-Regulated Commercial & Industrial Equipment | 06/03/2019 |  | 09/23/2019
York International | FRASER - JOHNSTON | XXE12A(2,4,5)*3********* |  | HSP-A, Single-Package Heat Pum | Heat Pump | 208 | 3 | False |  |  |  | True | Single-Speed | 116000 | 10545 | 11 | 10.8 | 13.4 |  | 108000 | 9591 | 3.3 | 3.3 | 62000 | 8075 | 2.25 | Federally-Regulated Commercial & Industrial Equipment | 06/03/2019 |  | 09/23/2019
York International | FRASER - JOHNSTON | XXE09A(2,4,5)*1********* |  | HSP-A, Single-Package Heat Pum | Heat Pump | 575 | 3 | False |  |  |  | True | Single-Speed | 102000 | 8644 | 11.8 | 10.8 | 13.1 |  | 94000 | 8223 | 3.35 | 3.3 | 57000 | 7424 | 2.25 | Federally-Regulated Commercial & Industrial Equipment | 06/03/2019 |  | 09/23/2019
York International | FRASER - JOHNSTON | XXE09A(2,4,5)*1********* |  | HSP-A, Single-Package Heat Pum | Heat Pump | 460 | 3 | False |  |  |  | True | Single-Speed | 102000 | 8644 | 11.8 | 10.8 | 13.1 |  | 94000 | 8223 | 3.35 | 3.3 | 57000 | 7424 | 2.25 | Federally-Regulated Commercial & Industrial Equipment | 06/03/2019 |  | 09/23/2019
York International | FRASER - JOHNSTON | XXE09A(2,4,5)*1********* |  | HSP-A, Single-Package Heat Pum | Heat Pump | 230 | 3 | False |  |  |  | True | Single-Speed | 102000 | 8644 | 11.8 | 10.8 | 13.1 |  | 94000 | 8223 | 3.35 | 3.3 | 57000 | 7424 | 2.25 | Federally-Regulated Commercial & Industrial Equipment | 06/03/2019 |  | 09/23/2019
York International | FRASER - JOHNSTON | XXE09A(2,4,5)*1********* |  | HSP-A, Single-Package Heat Pum | Heat Pump | 208 | 3 | False |  |  |  | True | Single-Speed | 102000 | 8644 | 11.8 | 10.8 | 13.1 |  | 94000 | 8223 | 3.35 | 3.3 | 57000 | 7424 | 2.25 | Federally-Regulated Commercial & Industrial Equipment | 06/03/2019 |  | 09/23/2019
York International | FRASER - JOHNSTON | XYE08A(2,4,5)*3******* |  | HSP-A, Single-Package Heat Pum | Heat Pump | 575 | 3 | False |  |  |  | True | Single-Speed | 88000 | 7272 | 12.1 | 10.8 | 16 |  | 84000 | 7033 | 3.5 | 3.3 | 48000 | 5861 | 2.4 | Federally-Regulated Commercial & Industrial Equipment | 08/06/2019 |  | 09/23/2019
York International | FRASER - JOHNSTON | XYE08A(2,4,5)*3******* |  | HSP-A, Single-Package Heat Pum | Heat Pump | 460 | 3 | False |  |  |  | True | Single-Speed | 88000 | 7272 | 12.1 | 10.8 | 16 |  | 84000 | 7033 | 3.5 | 3.3 | 48000 | 5861 | 2.4 | Federally-Regulated Commercial & Industrial Equipment | 08/06/2019 |  | 09/23/2019
York International | FRASER - JOHNSTON | XYE08A(2,4,5)*3******* |  | HSP-A, Single-Package Heat Pum | Heat Pump | 230 | 3 | False |  |  |  | True | Single-Speed | 88000 | 7272 | 12.1 | 10.8 | 16 |  | 84000 | 7033 | 3.5 | 3.3 | 48000 | 5861 | 2.4 | Federally-Regulated Commercial & Industrial Equipment | 08/06/2019 |  | 09/23/2019
York International | FRASER - JOHNSTON | XYE08A(2,4,5)*3******* |  | HSP-A, Single-Package Heat Pum | Heat Pump | 208 | 3 | False |  |  |  | True | Single-Speed | 88000 | 7272 | 12.1 | 10.8 | 16 |  | 84000 | 7033 | 3.5 | 3.3 | 48000 | 5861 | 2.4 | Federally-Regulated Commercial & Industrial Equipment | 08/06/2019 |  | 09/23/2019
York International | FRASER - JOHNSTON | XXEA7A(2,4,5)*3********* |  | HSP-A, Single-Package Heat Pum | Heat Pump | 575 | 3 | False |  |  |  | True | Single-Speed | 66000 | 6000 | 11 | 10.8 | 14.8 |  | 65000 | 5442 | 3.5 | 3.3 | 35000 | 4459 | 2.3 | Federally-Regulated Commercial & Industrial Equipment | 06/03/2019 |  | 09/23/2019
York International | FRASER - JOHNSTON | XXEA7A(2,4,5)*3********* |  | HSP-A, Single-Package Heat Pum | Heat Pump | 460 | 3 | False |  |  |  | True | Single-Speed | 66000 | 6000 | 11 | 10.8 | 14.8 |  | 65000 | 5442 | 3.5 | 3.3 | 35000 | 4459 | 2.3 | Federally-Regulated Commercial & Industrial Equipment | 06/03/2019 |  | 09/23/2019
York International | FRASER - JOHNSTON | XXEA7A(2,4,5)*3********* |  | HSP-A, Single-Package Heat Pum | Heat Pump | 230 | 3 | False |  |  |  | True | Single-Speed | 66000 | 6000 | 11 | 10.8 | 14.8 |  | 65000 | 5442 | 3.5 | 3.3 | 35000 | 4459 | 2.3 | Federally-Regulated Commercial & Industrial Equipment | 06/03/2019 |  | 09/23/2019
York International | FRASER - JOHNSTON | XXEA7A(2,4,5)*3********* |  | HSP-A, Single-Package Heat Pum | Heat Pump | 208 | 3 | False |  |  |  | True | Single-Speed | 66000 | 6000 | 11 | 10.8 | 14.8 |  | 65000 | 5442 | 3.5 | 3.3 | 35000 | 4459 | 2.3 | Federally-Regulated Commercial & Industrial Equipment | 06/03/2019 |  | 09/23/2019
York International | FRASER - JOHNSTON | XXE08A(2,4,5)*3********* |  | HSP-A, Single-Package Heat Pum | Heat Pump | 575 | 3 | False |  |  |  | True | Single-Speed | 90000 | 7826 | 11.5 | 10.8 | 15.1 |  | 84000 | 7033 | 3.5 | 3.3 | 49000 | 6382 | 2.25 | Federally-Regulated Commercial & Industrial Equipment | 06/03/2019 |  | 09/23/2019
York International | FRASER - JOHNSTON | XXE08A(2,4,5)*3********* |  | HSP-A, Single-Package Heat Pum | Heat Pump | 460 | 3 | False |  |  |  | True | Single-Speed | 90000 | 7826 | 11.5 | 10.8 | 15.1 |  | 84000 | 7033 | 3.5 | 3.3 | 49000 | 6382 | 2.25 | Federally-Regulated Commercial & Industrial Equipment | 06/03/2019 |  | 09/23/2019
York International | FRASER - JOHNSTON | XXE08A(2,4,5)*3********* |  | HSP-A, Single-Package Heat Pum | Heat Pump | 230 | 3 | False |  |  |  | True | Single-Speed | 90000 | 7826 | 11.5 | 10.8 | 15.1 |  | 84000 | 7033 | 3.5 | 3.3 | 49000 | 6382 | 2.25 | Federally-Regulated Commercial & Industrial Equipment | 06/03/2019 |  | 09/23/2019
York International | FRASER - JOHNSTON | XXE08A(2,4,5)*3********* |  | HSP-A, Single-Package Heat Pum | Heat Pump | 208 | 3 | False |  |  |  | True | Single-Speed | 90000 | 7826 | 11.5 | 10.8 | 15.1 |  | 84000 | 7033 | 3.5 | 3.3 | 49000 | 6382 | 2.25 | Federally-Regulated Commercial & Industrial Equipment | 06/03/2019 |  | 09/23/2019
York International | FRASER - JOHNSTON | PH-10C00A*(2,4,5)**** | NS-10C00*(5,6)****** | HRCU-A-CB, Split System: Heat | Heat Pump | 575 | 3 |  | False |  |  | True | Single-Speed | 120000 | 11111 | 10.8 | 10.8 | 13.5 |  | 109000 | 9680 | 3.3 | 3.3 | 63000 | 8206 | 2.25 | Federally-Regulated Commercial & Industrial Equipment | 06/03/2019 |  | 09/23/2019
York International | FRASER - JOHNSTON | PH-10C00A*(2,4,5)**** | NS-10C00*(5,6)****** | HRCU-A-CB, Split System: Heat | Heat Pump | 460 | 3 |  | False |  |  | True | Single-Speed | 120000 | 11111 | 10.8 | 10.8 | 13.5 |  | 109000 | 9680 | 3.3 | 3.3 | 63000 | 8206 | 2.25 | Federally-Regulated Commercial & Industrial Equipment | 06/03/2019 |  | 09/23/2019
York International | FRASER - JOHNSTON | PH-10C00A*(2,4,5)**** | NS-10C00*(5,6)****** | HRCU-A-CB, Split System: Heat | Heat Pump | 230 | 3 |  | False |  |  | True | Single-Speed | 120000 | 11111 | 10.8 | 10.8 | 13.5 |  | 109000 | 9680 | 3.3 | 3.3 | 63000 | 8206 | 2.25 | Federally-Regulated Commercial & Industrial Equipment | 06/03/2019 |  | 09/23/2019
York International | FRASER - JOHNSTON | PH-10C00A*(2,4,5)**** | NS-10C00*(5,6)****** | HRCU-A-CB, Split System: Heat | Heat Pump | 208 | 3 |  | False |  |  | True | Single-Speed | 120000 | 11111 | 10.8 | 10.8 | 13.5 |  | 109000 | 9680 | 3.3 | 3.3 | 63000 | 8206 | 2.25 | Federally-Regulated Commercial & Industrial Equipment | 06/03/2019 |  | 09/23/2019
York International | FRASER - JOHNSTON | XA-08[C,E]**(B,D)(2,4,5)******** |  | HSP-A, Single-Package Heat Pum | Both Heat Pump and Electric Re | 575 | 3 | False |  |  |  | True | Single-Speed | 100000 | 8928 | 11.2 | 11 | 12.4 |  | 94000 | 8102 | 3.4 | 3.3 | 54000 | 7033 | 2.25 | Federally-Regulated Commercial & Industrial Equipment | 06/03/2019 |  | 09/23/2019
York International | FRASER - JOHNSTON | XA-08[C,E]**(B,D)(2,4,5)******** |  | HSP-A, Single-Package Heat Pum | Both Heat Pump and Electric Re | 460 | 3 | False |  |  |  | True | Single-Speed | 100000 | 8928 | 11.2 | 11 | 12.4 |  | 94000 | 8102 | 3.4 | 3.3 | 54000 | 7033 | 2.25 | Federally-Regulated Commercial & Industrial Equipment | 06/03/2019 |  | 09/23/2019
York International | FRASER - JOHNSTON | XA-08[C,E]**(B,D)(2,4,5)******** |  | HSP-A, Single-Package Heat Pum | Both Heat Pump and Electric Re | 230 | 3 | False |  |  |  | True | Single-Speed | 100000 | 8928 | 11.2 | 11 | 12.4 |  | 94000 | 8102 | 3.4 | 3.3 | 54000 | 7033 | 2.25 | Federally-Regulated Commercial & Industrial Equipment | 06/03/2019 |  | 09/23/2019
York International | FRASER - JOHNSTON | XA-08[C,E]**(B,D)(2,4,5)******** |  | HSP-A, Single-Package Heat Pum | Both Heat Pump and Electric Re | 208 | 3 | False |  |  |  | True | Single-Speed | 100000 | 8928 | 11.2 | 11 | 12.4 |  | 94000 | 8102 | 3.4 | 3.3 | 54000 | 7033 | 2.25 | Federally-Regulated Commercial & Industrial Equipment | 06/03/2019 |  | 09/23/2019
York International | FRASER - JOHNSTON | PJ-20C00A*(T,W,X)***** | NJ-20C00*(X,S)****** | HRCU-A-CB, Split System: Heat | Heat Pump | 575 | 3 |  | False |  |  | True | Single-Speed | 230000 | 21698 | 10.6 | 10.4 | 11.7 |  | 220000 | 19538 | 3.3 | 3.2 | 124000 | 16518 | 2.2 | Federally-Regulated Commercial & Industrial Equipment | 08/06/2019 |  | 09/23/2019
York International | FRASER - JOHNSTON | PJ-20C00A*(T,W,X)***** | NJ-20C00*(X,S)****** | HRCU-A-CB, Split System: Heat | Heat Pump | 460 | 3 |  | False |  |  | True | Single-Speed | 230000 | 21698 | 10.6 | 10.4 | 11.7 |  | 220000 | 19538 | 3.3 | 3.2 | 124000 | 16518 | 2.2 | Federally-Regulated Commercial & Industrial Equipment | 08/06/2019 |  | 09/23/2019
York International | FRASER - JOHNSTON | PJ-20C00A*(T,W,X)***** | NJ-20C00*(X,S)****** | HRCU-A-CB, Split System: Heat | Heat Pump | 230 | 3 |  | False |  |  | True | Single-Speed | 230000 | 21698 | 10.6 | 10.4 | 11.7 |  | 220000 | 19538 | 3.3 | 3.2 | 124000 | 16518 | 2.2 | Federally-Regulated Commercial & Industrial Equipment | 08/06/2019 |  | 09/23/2019
York International | FRASER - JOHNSTON | PJ-20C00A*(T,W,X)***** | NJ-20C00*(X,S)****** | HRCU-A-CB, Split System: Heat | Heat Pump | 208 | 3 |  | False |  |  | True | Single-Speed | 230000 | 21698 | 10.6 | 10.4 | 11.7 |  | 220000 | 19538 | 3.3 | 3.2 | 124000 | 16518 | 2.2 | Federally-Regulated Commercial & Industrial Equipment | 08/06/2019 |  | 09/23/2019
York International | FRASER - JOHNSTON | PJ-20C00A*(2,4,5)***** | NW-20C00*(5,6)****** | HRCU-A-CB, Split System: Heat | Heat Pump | 575 | 3 |  | False |  |  | True | Single-Speed | 230000 | 21698 | 10.6 | 10.4 | 13.3 |  | 220000 | 19538 | 3.3 | 3.2 | 130000 | 17318 | 2.2 | Federally-Regulated Commercial & Industrial Equipment | 08/06/2019 |  | 09/23/2019
York International | FRASER - JOHNSTON | PJ-20C00A*(2,4,5)***** | NW-20C00*(5,6)****** | HRCU-A-CB, Split System: Heat | Heat Pump | 460 | 3 |  | False |  |  | True | Single-Speed | 230000 | 21698 | 10.6 | 10.4 | 13.3 |  | 220000 | 19538 | 3.3 | 3.2 | 130000 | 17318 | 2.2 | Federally-Regulated Commercial & Industrial Equipment | 08/06/2019 |  | 09/23/2019
York International | FRASER - JOHNSTON | PJ-20C00A*(2,4,5)***** | NW-20C00*(5,6)****** | HRCU-A-CB, Split System: Heat | Heat Pump | 230 | 3 |  | False |  |  | True | Single-Speed | 230000 | 21698 | 10.6 | 10.4 | 13.3 |  | 220000 | 19538 | 3.3 | 3.2 | 130000 | 17318 | 2.2 | Federally-Regulated Commercial & Industrial Equipment | 08/06/2019 |  | 09/23/2019
York International | FRASER - JOHNSTON | PJ-20C00A*(2,4,5)***** | NW-20C00*(5,6)****** | HRCU-A-CB, Split System: Heat | Heat Pump | 208 | 3 |  | False |  |  | True | Single-Speed | 230000 | 21698 | 10.6 | 10.4 | 13.3 |  | 220000 | 19538 | 3.3 | 3.2 | 130000 | 17318 | 2.2 | Federally-Regulated Commercial & Industrial Equipment | 08/06/2019 |  | 09/23/2019
York International | FRASER - JOHNSTON | XA-15C00(B,D)(2,4,5)******** |  | HSP-A, Single-Package Heat Pum | Heat Pump | 575 | 3 | False |  |  |  | True | Single-Speed | 176000 | 16603 | 10.6 | 10.4 | 11.8 |  | 162000 | 14653 | 3.24 | 3.2 | 99000 | 14153 | 2.05 | Federally-Regulated Commercial & Industrial Equipment | 08/06/2019 |  | 09/23/2019
York International | FRASER - JOHNSTON | XA-15C00(B,D)(2,4,5)******** |  | HSP-A, Single-Package Heat Pum | Heat Pump | 460 | 3 | False |  |  |  | True | Single-Speed | 176000 | 16603 | 10.6 | 10.4 | 11.8 |  | 162000 | 14653 | 3.24 | 3.2 | 99000 | 14153 | 2.05 | Federally-Regulated Commercial & Industrial Equipment | 08/06/2019 |  | 09/23/2019
York International | FRASER - JOHNSTON | XA-15C00(B,D)(2,4,5)******** |  | HSP-A, Single-Package Heat Pum | Heat Pump | 230 | 3 | False |  |  |  | True | Single-Speed | 176000 | 16603 | 10.6 | 10.4 | 11.8 |  | 162000 | 14653 | 3.24 | 3.2 | 99000 | 14153 | 2.05 | Federally-Regulated Commercial & Industrial Equipment | 08/06/2019 |  | 09/23/2019
York International | FRASER - JOHNSTON | XA-15C00(B,D)(2,4,5)******** |  | HSP-A, Single-Package Heat Pum | Heat Pump | 208 | 3 | False |  |  |  | True | Single-Speed | 176000 | 16603 | 10.6 | 10.4 | 11.8 |  | 162000 | 14653 | 3.24 | 3.2 | 99000 | 14153 | 2.05 | Federally-Regulated Commercial & Industrial Equipment | 08/06/2019 |  | 09/23/2019
York International | FRASER - JOHNSTON | XXE08A(2,4,5)*1********* |  | HSP-A, Single-Package Heat Pum | Heat Pump | 575 | 3 | False |  |  |  | True | Single-Speed | 90000 | 7826 | 11.5 | 10.8 |  |  | 84000 | 7033 | 3.5 | 3.3 | 49000 | 6382 | 2.25 | Federally-Regulated Commercial & Industrial Equipment | 01/28/2019 |  | 09/23/2019
York International | FRASER - JOHNSTON | XXE08A(2,4,5)*1********* |  | HSP-A, Single-Package Heat Pum | Heat Pump | 460 | 3 | False |  |  |  | True | Single-Speed | 90000 | 7826 | 11.5 | 10.8 |  |  | 84000 | 7033 | 3.5 | 3.3 | 49000 | 6382 | 2.25 | Federally-Regulated Commercial & Industrial Equipment | 01/28/2019 |  | 09/23/2019
York International | FRASER - JOHNSTON | XXE08A(2,4,5)*1********* |  | HSP-A, Single-Package Heat Pum | Heat Pump | 230 | 3 | False |  |  |  | True | Single-Speed | 90000 | 7826 | 11.5 | 10.8 |  |  | 84000 | 7033 | 3.5 | 3.3 | 49000 | 6382 | 2.25 | Federally-Regulated Commercial & Industrial Equipment | 01/28/2019 |  | 09/23/2019
York International | FRASER - JOHNSTON | XXE08A(2,4,5)*1********* |  | HSP-A, Single-Package Heat Pum | Heat Pump | 208 | 3 | False |  |  |  | True | Single-Speed | 90000 | 7826 | 11.5 | 10.8 |  |  | 84000 | 7033 | 3.5 | 3.3 | 49000 | 6382 | 2.25 | Federally-Regulated Commercial & Industrial Equipment | 01/28/2019 |  | 09/23/2019
York International | FRASER - JOHNSTON | XA-07[C,E]**(B,D)(2,4,5)******** |  | HSP-A, Single-Package Heat Pum | Both Heat Pump and Electric Re | 575 | 3 | False |  |  |  | True | Single-Speed | 90000 | 7894 | 11.4 | 11 | 12.2 |  | 88000 | 7585 | 3.4 | 3.3 | 51000 | 6643 | 2.25 | Federally-Regulated Commercial & Industrial Equipment | 06/03/2019 |  | 09/23/2019
York International | FRASER - JOHNSTON | XA-07[C,E]**(B,D)(2,4,5)******** |  | HSP-A, Single-Package Heat Pum | Both Heat Pump and Electric Re | 460 | 3 | False |  |  |  | True | Single-Speed | 90000 | 7894 | 11.4 | 11 | 12.2 |  | 88000 | 7585 | 3.4 | 3.3 | 51000 | 6643 | 2.25 | Federally-Regulated Commercial & Industrial Equipment | 06/03/2019 |  | 09/23/2019
York International | FRASER - JOHNSTON | XA-07[C,E]**(B,D)(2,4,5)******** |  | HSP-A, Single-Package Heat Pum | Both Heat Pump and Electric Re | 230 | 3 | False |  |  |  | True | Single-Speed | 90000 | 7894 | 11.4 | 11 | 12.2 |  | 88000 | 7585 | 3.4 | 3.3 | 51000 | 6643 | 2.25 | Federally-Regulated Commercial & Industrial Equipment | 06/03/2019 |  | 09/23/2019
York International | FRASER - JOHNSTON | XA-07[C,E]**(B,D)(2,4,5)******** |  | HSP-A, Single-Package Heat Pum | Both Heat Pump and Electric Re | 208 | 3 | False |  |  |  | True | Single-Speed | 90000 | 7894 | 11.4 | 11 | 12.2 |  | 88000 | 7585 | 3.4 | 3.3 | 51000 | 6643 | 2.25 | Federally-Regulated Commercial & Industrial Equipment | 06/03/2019 |  | 09/23/2019
York International | FRASER - JOHNSTON | PH-07C00A*(2,4,5)***** | NS-07C00*(5,6)****** | HRCU-A-CB, Split System: Heat | Heat Pump | 575 | 3 |  | False |  |  | True | Single-Speed | 89000 | 8090 | 11 | 10.8 | 12.4 |  | 82000 | 7282 | 3.3 | 3.3 | 49000 | 6243 | 2.3 | Federally-Regulated Commercial & Industrial Equipment | 06/03/2019 |  | 09/23/2019
York International | FRASER - JOHNSTON | PH-07C00A*(2,4,5)***** | NS-07C00*(5,6)****** | HRCU-A-CB, Split System: Heat | Heat Pump | 460 | 3 |  | False |  |  | True | Single-Speed | 89000 | 8090 | 11 | 10.8 | 12.4 |  | 82000 | 7282 | 3.3 | 3.3 | 49000 | 6243 | 2.3 | Federally-Regulated Commercial & Industrial Equipment | 06/03/2019 |  | 09/23/2019
York International | FRASER - JOHNSTON | PH-07C00A*(2,4,5)***** | NS-07C00*(5,6)****** | HRCU-A-CB, Split System: Heat | Heat Pump | 230 | 3 |  | False |  |  | True | Single-Speed | 89000 | 8090 | 11 | 10.8 | 12.4 |  | 82000 | 7282 | 3.3 | 3.3 | 49000 | 6243 | 2.3 | Federally-Regulated Commercial & Industrial Equipment | 06/03/2019 |  | 09/23/2019
York International | FRASER - JOHNSTON | PH-07C00A*(2,4,5)***** | NS-07C00*(5,6)****** | HRCU-A-CB, Split System: Heat | Heat Pump | 208 | 3 |  | False |  |  | True | Single-Speed | 89000 | 8090 | 11 | 10.8 | 12.4 |  | 82000 | 7282 | 3.3 | 3.3 | 49000 | 6243 | 2.3 | Federally-Regulated Commercial & Industrial Equipment | 06/03/2019 |  | 09/23/2019
Daikin Comfort Technologies Manufacturing, L.P. | Daikin | DPS012AHHG4**-4* |  | HSP-A, Single-Package Heat Pum | Both Heat Pump and Electric Re | 460 | 3 | False |  |  |  | True | Variable-Speed | 142000 | 12909 | 11 | 10.6 | 17.5 |  | 136000 | 11388 | 3.5 | 3.2 | 77000 | 9727 | 2.32 | Federally-Regulated Commercial & Industrial Equipment | 07/19/2019 |  | 09/23/2019
Daikin Comfort Technologies Manufacturing, L.P. | Daikin | DPS012AHHE5**-4* |  | HSP-A, Single-Package Heat Pum | Both Heat Pump and Electric Re | 575 | 3 | False |  |  |  | True | Variable-Speed | 142000 | 12909 | 11 | 10.6 | 17.6 |  | 136000 | 11553 | 3.45 | 3.2 | 77000 | 9854 | 2.29 | Federally-Regulated Commercial & Industrial Equipment | 07/19/2019 |  | 09/23/2019
Daikin Comfort Technologies Manufacturing, L.P. | Daikin | DPS012AHHY5**-4* |  | HSP-A, Single-Package Heat Pum | Both Heat Pump and Electric Re | 575 | 3 | False |  |  |  | True | Variable-Speed | 142000 | 12724 | 11.16 | 10.6 | 17.9 |  | 136000 | 11071 | 3.6 | 3.2 | 77000 | 9727 | 2.32 | Federally-Regulated Commercial & Industrial Equipment | 07/19/2019 |  | 09/23/2019
Daikin Comfort Technologies Manufacturing, L.P. | Daikin | DPS012AHHE4**-4* |  | HSP-A, Single-Package Heat Pum | Both Heat Pump and Electric Re | 460 | 3 | False |  |  |  | True | Variable-Speed | 142000 | 12827 | 11.07 | 10.6 | 17.7 |  | 136000 | 11388 | 3.5 | 3.2 | 77000 | 9727 | 2.32 | Federally-Regulated Commercial & Industrial Equipment | 07/19/2019 |  | 09/23/2019
Daikin Comfort Technologies Manufacturing, L.P. | Daikin | DPS012AHHY4**-4* |  | HSP-A, Single-Package Heat Pum | Both Heat Pump and Electric Re | 460 | 3 | False |  |  |  | True | Variable-Speed | 142000 | 12611 | 11.26 | 10.6 | 18 |  | 136000 | 10920 | 3.65 | 3.2 | 77000 | 9602 | 2.35 | Federally-Regulated Commercial & Industrial Equipment | 07/19/2019 |  | 09/23/2019
Daikin Comfort Technologies Manufacturing, L.P. | Daikin | DPS012AHHG5**-4* |  | HSP-A, Single-Package Heat Pum | Both Heat Pump and Electric Re | 575 | 3 | False |  |  |  | True | Variable-Speed | 142000 | 12909 | 11 | 10.6 | 17.4 |  | 136000 | 11553 | 3.45 | 3.2 | 77000 | 9854 | 2.29 | Federally-Regulated Commercial & Industrial Equipment | 07/19/2019 |  | 09/23/2019
Daikin Comfort Technologies Manufacturing, L.P. | Daikin | DPS016AHHE-24 |  | HSP-A, Single-Package Heat Pum | Both Heat Pump and Electric Re | 575 | 3 | False |  |  |  | True | Variable-Speed | 166000 | 13833 | 12 | 10.6 | 21.2 |  | 160000 | 13208 | 3.55 | 3.2 | 95000 | 12211 | 2.28 | Federally-Regulated Commercial & Industrial Equipment | 07/19/2019 |  | 09/23/2019
Daikin Comfort Technologies Manufacturing, L.P. | Daikin | DPS016AHHE-24 |  | HSP-A, Single-Package Heat Pum | Both Heat Pump and Electric Re | 460 | 3 | False |  |  |  | True | Variable-Speed | 166000 | 13833 | 12 | 10.6 | 21.2 |  | 160000 | 13208 | 3.55 | 3.2 | 95000 | 12211 | 2.28 | Federally-Regulated Commercial & Industrial Equipment | 07/19/2019 |  | 09/23/2019
Daikin Comfort Technologies Manufacturing, L.P. | Daikin | DPS016AHHE-24 |  | HSP-A, Single-Package Heat Pum | Both Heat Pump and Electric Re | 230 | 3 | False |  |  |  | True | Variable-Speed | 166000 | 13833 | 12 | 10.6 | 21.2 |  | 160000 | 13208 | 3.55 | 3.2 | 95000 | 12211 | 2.28 | Federally-Regulated Commercial & Industrial Equipment | 07/19/2019 |  | 09/23/2019
Daikin Comfort Technologies Manufacturing, L.P. | Daikin | DPS016AHHE-24 |  | HSP-A, Single-Package Heat Pum | Both Heat Pump and Electric Re | 208 | 3 | False |  |  |  | True | Variable-Speed | 166000 | 13833 | 12 | 10.6 | 21.2 |  | 160000 | 13208 | 3.55 | 3.2 | 95000 | 12211 | 2.28 | Federally-Regulated Commercial & Industrial Equipment | 07/19/2019 |  | 09/23/2019
Daikin Comfort Technologies Manufacturing, L.P. | Daikin | DPS018AHHE-24H |  | HSP-A, Single-Package Heat Pum | Both Heat Pump and Electric Re | 575 | 3 | False |  |  |  | True | Variable-Speed | 178000 | 16181 | 11 | 10.6 | 19.6 |  | 174000 | 14569 | 3.5 | 3.2 | 106000 | 13685 | 2.27 | Federally-Regulated Commercial & Industrial Equipment | 07/19/2019 |  | 09/23/2019
Daikin Comfort Technologies Manufacturing, L.P. | Daikin | DPS018AHHE-24H |  | HSP-A, Single-Package Heat Pum | Both Heat Pump and Electric Re | 460 | 3 | False |  |  |  | True | Variable-Speed | 178000 | 16181 | 11 | 10.6 | 19.6 |  | 174000 | 14569 | 3.5 | 3.2 | 106000 | 13685 | 2.27 | Federally-Regulated Commercial & Industrial Equipment | 07/19/2019 |  | 09/23/2019
Daikin Comfort Technologies Manufacturing, L.P. | Daikin | DPS018AHHE-24H |  | HSP-A, Single-Package Heat Pum | Both Heat Pump and Electric Re | 230 | 3 | False |  |  |  | True | Variable-Speed | 178000 | 16181 | 11 | 10.6 | 19.6 |  | 174000 | 14569 | 3.5 | 3.2 | 106000 | 13685 | 2.27 | Federally-Regulated Commercial & Industrial Equipment | 07/19/2019 |  | 09/23/2019
Daikin Comfort Technologies Manufacturing, L.P. | Daikin | DPS018AHHE-24H |  | HSP-A, Single-Package Heat Pum | Both Heat Pump and Electric Re | 208 | 3 | False |  |  |  | True | Variable-Speed | 178000 | 16181 | 11 | 10.6 | 19.6 |  | 174000 | 14569 | 3.5 | 3.2 | 106000 | 13685 | 2.27 | Federally-Regulated Commercial & Industrial Equipment | 07/19/2019 |  | 09/23/2019
Daikin Comfort Technologies Manufacturing, L.P. | Daikin | DPS007AHHG2**-3-16 |  | HSP-A, Single-Package Heat Pum | Both Heat Pump and Electric Re | 230 | 3 | False |  |  |  | True | Variable-Speed | 90000 | 7438 | 12.1 | 11 | 19.3 |  | 78000 | 6297 | 3.63 | 3.3 | 47000 | 5715 | 2.41 | Federally-Regulated Commercial & Industrial Equipment | 07/19/2019 |  | 09/23/2019
Daikin Comfort Technologies Manufacturing, L.P. | Daikin | DPS007AHHG2**-3-16 |  | HSP-A, Single-Package Heat Pum | Both Heat Pump and Electric Re | 208 | 3 | False |  |  |  | True | Variable-Speed | 90000 | 7438 | 12.1 | 11 | 19.3 |  | 78000 | 6297 | 3.63 | 3.3 | 47000 | 5715 | 2.41 | Federally-Regulated Commercial & Industrial Equipment | 07/19/2019 |  | 09/23/2019
Daikin Comfort Technologies Manufacturing, L.P. | Daikin | DPS015AHHY4**-6 |  | HSP-A, Single-Package Heat Pum | Both Heat Pump and Electric Re | 460 | 3 | False |  |  |  | False | Variable-Speed | 166000 | 15229 | 10.9 | 10.6 | 17.3 |  | 160000 | 12882 | 3.64 | 3.2 | 91000 | 11853 | 2.25 | Federally-Regulated Commercial & Industrial Equipment | 07/19/2019 |  | 09/23/2019
Daikin Comfort Technologies Manufacturing, L.P. | Daikin | DPS015AHHY4**-6 |  | HSP-A, Single-Package Heat Pum | Both Heat Pump and Electric Re | 230 | 3 | False |  |  |  | False | Variable-Speed | 166000 | 15229 | 10.9 | 10.6 | 17.3 |  | 160000 | 12882 | 3.64 | 3.2 | 91000 | 11853 | 2.25 | Federally-Regulated Commercial & Industrial Equipment | 07/19/2019 |  | 09/23/2019
Daikin Comfort Technologies Manufacturing, L.P. | Daikin | DPS015AHHY4**-6 |  | HSP-A, Single-Package Heat Pum | Both Heat Pump and Electric Re | 208 | 3 | False |  |  |  | False | Variable-Speed | 166000 | 15229 | 10.9 | 10.6 | 17.3 |  | 160000 | 12882 | 3.64 | 3.2 | 91000 | 11853 | 2.25 | Federally-Regulated Commercial & Industrial Equipment | 07/19/2019 |  | 09/23/2019
Daikin Comfort Technologies Manufacturing, L.P. | Daikin | DPS016AHHY-24H |  | HSP-A, Single-Package Heat Pum | Heat Pump | 575 | 3 | False |  |  |  | True | Variable-Speed | 168000 | 13884 | 12.1 | 10.4 | 21.2 |  | 158000 | 12617 | 3.67 | 3.2 | 93000 | 11647 | 2.34 | Federally-Regulated Commercial & Industrial Equipment | 07/19/2019 |  | 09/23/2019
Daikin Comfort Technologies Manufacturing, L.P. | Daikin | DPS016AHHY-24H |  | HSP-A, Single-Package Heat Pum | Heat Pump | 460 | 3 | False |  |  |  | True | Variable-Speed | 168000 | 13884 | 12.1 | 10.4 | 21.2 |  | 158000 | 12617 | 3.67 | 3.2 | 93000 | 11647 | 2.34 | Federally-Regulated Commercial & Industrial Equipment | 07/19/2019 |  | 09/23/2019
Daikin Comfort Technologies Manufacturing, L.P. | Daikin | DPS016AHHY-24H |  | HSP-A, Single-Package Heat Pum | Heat Pump | 230 | 3 | False |  |  |  | True | Variable-Speed | 168000 | 13884 | 12.1 | 10.4 | 21.2 |  | 158000 | 12617 | 3.67 | 3.2 | 93000 | 11647 | 2.34 | Federally-Regulated Commercial & Industrial Equipment | 07/19/2019 |  | 09/23/2019
Daikin Comfort Technologies Manufacturing, L.P. | Daikin | DPS016AHHY-24H |  | HSP-A, Single-Package Heat Pum | Heat Pump | 208 | 3 | False |  |  |  | True | Variable-Speed | 168000 | 13884 | 12.1 | 10.4 | 21.2 |  | 158000 | 12617 | 3.67 | 3.2 | 93000 | 11647 | 2.34 | Federally-Regulated Commercial & Industrial Equipment | 07/19/2019 |  | 09/23/2019
Daikin Comfort Technologies Manufacturing, L.P. | Daikin | DPS012AHHG2**-4* |  | HSP-A, Single-Package Heat Pum | Both Heat Pump and Electric Re | 230 | 3 | False |  |  |  | True | Variable-Speed | 142000 | 12827 | 11.07 | 10.6 | 17.9 |  | 136000 | 11388 | 3.5 | 3.2 | 77000 | 9727 | 2.32 | Federally-Regulated Commercial & Industrial Equipment | 07/19/2019 |  | 09/23/2019
Daikin Comfort Technologies Manufacturing, L.P. | Daikin | DPS012AHHG2**-4* |  | HSP-A, Single-Package Heat Pum | Both Heat Pump and Electric Re | 208 | 3 | False |  |  |  | True | Variable-Speed | 142000 | 12827 | 11.07 | 10.6 | 17.5 |  | 136000 | 11388 | 3.5 | 3.2 | 77000 | 9727 | 2.32 | Federally-Regulated Commercial & Industrial Equipment | 07/19/2019 |  | 09/23/2019
Daikin Comfort Technologies Manufacturing, L.P. | Daikin | DPS020AHHE-24 |  | HSP-A, Single-Package Heat Pum | Both Heat Pump and Electric Re | 575 | 3 | False |  |  |  | True | Variable-Speed | 236000 | 21851 | 10.8 | 10.6 | 18.6 |  | 216000 | 18618 | 3.4 | 3.2 | 132000 | 17584 | 2.2 | Federally-Regulated Commercial & Industrial Equipment | 07/19/2019 |  | 09/23/2019
Daikin Comfort Technologies Manufacturing, L.P. | Daikin | DPS020AHHE-24 |  | HSP-A, Single-Package Heat Pum | Both Heat Pump and Electric Re | 460 | 3 | False |  |  |  | True | Variable-Speed | 236000 | 21851 | 10.8 | 10.6 | 18.6 |  | 216000 | 18618 | 3.4 | 3.2 | 132000 | 17584 | 2.2 | Federally-Regulated Commercial & Industrial Equipment | 07/19/2019 |  | 09/23/2019
Daikin Comfort Technologies Manufacturing, L.P. | Daikin | DPS020AHHE-24 |  | HSP-A, Single-Package Heat Pum | Both Heat Pump and Electric Re | 230 | 3 | False |  |  |  | True | Variable-Speed | 236000 | 21851 | 10.8 | 10.6 | 18.6 |  | 216000 | 18618 | 3.4 | 3.2 | 132000 | 17584 | 2.2 | Federally-Regulated Commercial & Industrial Equipment | 07/19/2019 |  | 09/23/2019
Daikin Comfort Technologies Manufacturing, L.P. | Daikin | DPS020AHHE-24 |  | HSP-A, Single-Package Heat Pum | Both Heat Pump and Electric Re | 208 | 3 | False |  |  |  | True | Variable-Speed | 236000 | 21851 | 10.8 | 10.6 | 18.6 |  | 216000 | 18618 | 3.4 | 3.2 | 132000 | 17584 | 2.2 | Federally-Regulated Commercial & Industrial Equipment | 07/19/2019 |  | 09/23/2019
Daikin Comfort Technologies Manufacturing, L.P. | Daikin | DPS007AHHG2**-3* |  | HSP-A, Single-Package Heat Pum | Both Heat Pump and Electric Re | 230 | 3 | False |  |  |  | True | Variable-Speed | 90000 | 7031 | 12.8 | 11 | 19.6 |  | 78000 | 6245 | 3.66 | 3.3 | 47000 | 5691 | 2.42 | Federally-Regulated Commercial & Industrial Equipment | 07/19/2019 |  | 09/23/2019
Daikin Comfort Technologies Manufacturing, L.P. | Daikin | DPS007AHHG2**-3* |  | HSP-A, Single-Package Heat Pum | Both Heat Pump and Electric Re | 208 | 3 | False |  |  |  | True | Variable-Speed | 90000 | 7031 | 12.8 | 11 | 19.6 |  | 78000 | 6245 | 3.66 | 3.3 | 47000 | 5691 | 2.42 | Federally-Regulated Commercial & Industrial Equipment | 07/19/2019 |  | 09/23/2019
Daikin Comfort Technologies Manufacturing, L.P. | Daikin | DPS016AHHE-20 |  | HSP-A, Single-Package Heat Pum | Both Heat Pump and Electric Re | 575 | 3 | False |  |  |  | True | Variable-Speed | 166000 | 14434 | 11.5 | 10.6 | 20.5 |  | 160000 | 13208 | 3.55 | 3.2 | 95000 | 12211 | 2.28 | Federally-Regulated Commercial & Industrial Equipment | 07/19/2019 |  | 09/23/2019
Daikin Comfort Technologies Manufacturing, L.P. | Daikin | DPS016AHHE-20 |  | HSP-A, Single-Package Heat Pum | Both Heat Pump and Electric Re | 460 | 3 | False |  |  |  | True | Variable-Speed | 166000 | 14434 | 11.5 | 10.6 | 20.5 |  | 160000 | 13208 | 3.55 | 3.2 | 95000 | 12211 | 2.28 | Federally-Regulated Commercial & Industrial Equipment | 07/19/2019 |  | 09/23/2019
Daikin Comfort Technologies Manufacturing, L.P. | Daikin | DPS016AHHE-20 |  | HSP-A, Single-Package Heat Pum | Both Heat Pump and Electric Re | 230 | 3 | False |  |  |  | True | Variable-Speed | 166000 | 14434 | 11.5 | 10.6 | 20.5 |  | 160000 | 13208 | 3.55 | 3.2 | 95000 | 12211 | 2.28 | Federally-Regulated Commercial & Industrial Equipment | 07/19/2019 |  | 09/23/2019
Daikin Comfort Technologies Manufacturing, L.P. | Daikin | DPS016AHHE-20 |  | HSP-A, Single-Package Heat Pum | Both Heat Pump and Electric Re | 208 | 3 | False |  |  |  | True | Variable-Speed | 166000 | 14434 | 11.5 | 10.6 | 20.5 |  | 160000 | 13208 | 3.55 | 3.2 | 95000 | 12211 | 2.28 | Federally-Regulated Commercial & Industrial Equipment | 07/19/2019 |  | 09/23/2019
Daikin Comfort Technologies Manufacturing, L.P. | Daikin | DPS010AHHY2**-4* |  | HSP-A, Single-Package Heat Pum | Both Heat Pump and Electric Re | 230 | 3 | False |  |  |  | True | Variable-Speed | 120000 | 9836 | 12.2 | 11 | 18.3 |  | 105000 | 8868 | 3.47 | 3.3 | 62000 | 7539 | 2.41 | Federally-Regulated Commercial & Industrial Equipment | 07/19/2019 |  | 09/23/2019
Daikin Comfort Technologies Manufacturing, L.P. | Daikin | DPS010AHHY2**-4* |  | HSP-A, Single-Package Heat Pum | Both Heat Pump and Electric Re | 208 | 3 | False |  |  |  | True | Variable-Speed | 120000 | 9836 | 12.2 | 11 | 18.3 |  | 105000 | 8868 | 3.47 | 3.3 | 62000 | 7539 | 2.41 | Federally-Regulated Commercial & Industrial Equipment | 07/19/2019 |  | 09/23/2019
Daikin Comfort Technologies Manufacturing, L.P. | Daikin | DPS007AHHE2**-3-16 |  | HSP-A, Single-Package Heat Pum | Both Heat Pump and Electric Re | 230 | 3 | False |  |  |  | True | Variable-Speed | 90000 | 7142 | 12.6 | 11 | 19.3 |  | 78000 | 6297 | 3.63 | 3.3 | 47000 | 5715 | 2.41 | Federally-Regulated Commercial & Industrial Equipment | 07/19/2019 |  | 09/23/2019
Daikin Comfort Technologies Manufacturing, L.P. | Daikin | DPS007AHHE2**-3-16 |  | HSP-A, Single-Package Heat Pum | Both Heat Pump and Electric Re | 208 | 3 | False |  |  |  | True | Variable-Speed | 90000 | 7142 | 12.6 | 11 | 19.3 |  | 78000 | 6297 | 3.63 | 3.3 | 47000 | 5715 | 2.41 | Federally-Regulated Commercial & Industrial Equipment | 07/19/2019 |  | 09/23/2019
Daikin Comfort Technologies Manufacturing, L.P. | Daikin | DPS007AHHY2**-3-16 |  | HSP-A, Single-Package Heat Pum | Both Heat Pump and Electric Re | 230 | 3 | False |  |  |  | True | Variable-Speed | 90000 | 7031 | 12.8 | 11 | 19.8 |  | 78000 | 6228 | 3.67 | 3.3 | 47000 | 5668 | 2.43 | Federally-Regulated Commercial & Industrial Equipment | 07/19/2019 |  | 09/23/2019
Daikin Comfort Technologies Manufacturing, L.P. | Daikin | DPS007AHHY2**-3-16 |  | HSP-A, Single-Package Heat Pum | Both Heat Pump and Electric Re | 208 | 3 | False |  |  |  | True | Variable-Speed | 90000 | 7031 | 12.8 | 11 | 19.8 |  | 78000 | 6228 | 3.67 | 3.3 | 47000 | 5668 | 2.43 | Federally-Regulated Commercial & Industrial Equipment | 07/19/2019 |  | 09/23/2019
Daikin Comfort Technologies Manufacturing, L.P. | Daikin | DPS018AHHE-24 |  | HSP-A, Single-Package Heat Pum | Both Heat Pump and Electric Re | 575 | 3 | False |  |  |  | True | Variable-Speed | 180000 | 15789 | 11.4 | 10.6 | 20.9 |  | 172000 | 14002 | 3.6 | 3.2 | 104000 | 13081 | 2.33 | Federally-Regulated Commercial & Industrial Equipment | 07/19/2019 |  | 09/23/2019
Daikin Comfort Technologies Manufacturing, L.P. | Daikin | DPS018AHHE-24 |  | HSP-A, Single-Package Heat Pum | Both Heat Pump and Electric Re | 460 | 3 | False |  |  |  | True | Variable-Speed | 180000 | 15789 | 11.4 | 10.6 | 20.9 |  | 172000 | 14002 | 3.6 | 3.2 | 104000 | 13081 | 2.33 | Federally-Regulated Commercial & Industrial Equipment | 07/19/2019 |  | 09/23/2019
Daikin Comfort Technologies Manufacturing, L.P. | Daikin | DPS018AHHE-24 |  | HSP-A, Single-Package Heat Pum | Both Heat Pump and Electric Re | 230 | 3 | False |  |  |  | True | Variable-Speed | 180000 | 15789 | 11.4 | 10.6 | 20.9 |  | 172000 | 14002 | 3.6 | 3.2 | 104000 | 13081 | 2.33 | Federally-Regulated Commercial & Industrial Equipment | 07/19/2019 |  | 09/23/2019
Daikin Comfort Technologies Manufacturing, L.P. | Daikin | DPS018AHHE-24 |  | HSP-A, Single-Package Heat Pum | Both Heat Pump and Electric Re | 208 | 3 | False |  |  |  | True | Variable-Speed | 180000 | 15789 | 11.4 | 10.6 | 20.9 |  | 172000 | 14002 | 3.6 | 3.2 | 104000 | 13081 | 2.33 | Federally-Regulated Commercial & Industrial Equipment | 07/19/2019 |  | 09/23/2019
Daikin Comfort Technologies Manufacturing, L.P. | Daikin | DPS012AHHY2**-4* |  | HSP-A, Single-Package Heat Pum | Both Heat Pump and Electric Re | 230 | 3 | False |  |  |  | True | Variable-Speed | 142000 | 12611 | 11.26 | 10.6 | 18.2 |  | 136000 | 10920 | 3.65 | 3.2 | 77000 | 9602 | 2.35 | Federally-Regulated Commercial & Industrial Equipment | 07/19/2019 |  | 09/23/2019
Daikin Comfort Technologies Manufacturing, L.P. | Daikin | DPS012AHHY2**-4* |  | HSP-A, Single-Package Heat Pum | Both Heat Pump and Electric Re | 208 | 3 | False |  |  |  | True | Variable-Speed | 142000 | 12611 | 11.26 | 10.6 | 18 |  | 136000 | 10920 | 3.65 | 3.2 | 77000 | 9602 | 2.35 | Federally-Regulated Commercial & Industrial Equipment | 07/19/2019 |  | 09/23/2019
Daikin Comfort Technologies Manufacturing, L.P. | Daikin | DPS016AHHY-24 |  | HSP-A, Single-Package Heat Pum | Heat Pump | 575 | 3 | False |  |  |  | True | Variable-Speed | 168000 | 13770 | 12.2 | 10.4 | 21.3 |  | 158000 | 12617 | 3.67 | 3.2 | 93000 | 11647 | 2.34 | Federally-Regulated Commercial & Industrial Equipment | 07/19/2019 |  | 09/23/2019
Daikin Comfort Technologies Manufacturing, L.P. | Daikin | DPS016AHHY-24 |  | HSP-A, Single-Package Heat Pum | Heat Pump | 460 | 3 | False |  |  |  | True | Variable-Speed | 168000 | 13770 | 12.2 | 10.4 | 21.3 |  | 158000 | 12617 | 3.67 | 3.2 | 93000 | 11647 | 2.34 | Federally-Regulated Commercial & Industrial Equipment | 07/19/2019 |  | 09/23/2019
Daikin Comfort Technologies Manufacturing, L.P. | Daikin | DPS016AHHY-24 |  | HSP-A, Single-Package Heat Pum | Heat Pump | 230 | 3 | False |  |  |  | True | Variable-Speed | 168000 | 13770 | 12.2 | 10.4 | 21.3 |  | 158000 | 12617 | 3.67 | 3.2 | 93000 | 11647 | 2.34 | Federally-Regulated Commercial & Industrial Equipment | 07/19/2019 |  | 09/23/2019
Daikin Comfort Technologies Manufacturing, L.P. | Daikin | DPS016AHHY-24 |  | HSP-A, Single-Package Heat Pum | Heat Pump | 208 | 3 | False |  |  |  | True | Variable-Speed | 168000 | 13770 | 12.2 | 10.4 | 21.3 |  | 158000 | 12617 | 3.67 | 3.2 | 93000 | 11647 | 2.34 | Federally-Regulated Commercial & Industrial Equipment | 07/19/2019 |  | 09/23/2019
Daikin Comfort Technologies Manufacturing, L.P. | Daikin | DPS007AHHE2**-3-14 |  | HSP-A, Single-Package Heat Pum | Both Heat Pump and Electric Re | 230 | 3 | False |  |  |  | True | Variable-Speed | 89000 | 7295 | 12.2 | 11 | 18.8 |  | 78000 | 6385 | 3.58 | 3.3 | 47000 | 5787 | 2.38 | Federally-Regulated Commercial & Industrial Equipment | 07/19/2019 |  | 09/23/2019
Daikin Comfort Technologies Manufacturing, L.P. | Daikin | DPS007AHHE2**-3-14 |  | HSP-A, Single-Package Heat Pum | Both Heat Pump and Electric Re | 208 | 3 | False |  |  |  | True | Variable-Speed | 89000 | 7295 | 12.2 | 11 | 18.8 |  | 78000 | 6385 | 3.58 | 3.3 | 47000 | 5787 | 2.38 | Federally-Regulated Commercial & Industrial Equipment | 07/19/2019 |  | 09/23/2019
Daikin Comfort Technologies Manufacturing, L.P. | Daikin | DPS018AHHY-24H |  | HSP-A, Single-Package Heat Pum | Heat Pump | 575 | 3 | False |  |  |  | True | Variable-Speed | 180000 | 15789 | 11.4 | 10.4 | 20.9 |  | 172000 | 14002 | 3.6 | 3.2 | 104000 | 13081 | 2.33 | Federally-Regulated Commercial & Industrial Equipment | 07/19/2019 |  | 09/23/2019
Daikin Comfort Technologies Manufacturing, L.P. | Daikin | DPS018AHHY-24H |  | HSP-A, Single-Package Heat Pum | Heat Pump | 460 | 3 | False |  |  |  | True | Variable-Speed | 180000 | 15789 | 11.4 | 10.4 | 20.9 |  | 172000 | 14002 | 3.6 | 3.2 | 104000 | 13081 | 2.33 | Federally-Regulated Commercial & Industrial Equipment | 07/19/2019 |  | 09/23/2019
Daikin Comfort Technologies Manufacturing, L.P. | Daikin | DPS018AHHY-24H |  | HSP-A, Single-Package Heat Pum | Heat Pump | 230 | 3 | False |  |  |  | True | Variable-Speed | 180000 | 15789 | 11.4 | 10.4 | 20.9 |  | 172000 | 14002 | 3.6 | 3.2 | 104000 | 13081 | 2.33 | Federally-Regulated Commercial & Industrial Equipment | 07/19/2019 |  | 09/23/2019
Daikin Comfort Technologies Manufacturing, L.P. | Daikin | DPS018AHHY-24H |  | HSP-A, Single-Package Heat Pum | Heat Pump | 208 | 3 | False |  |  |  | True | Variable-Speed | 180000 | 15789 | 11.4 | 10.4 | 20.9 |  | 172000 | 14002 | 3.6 | 3.2 | 104000 | 13081 | 2.33 | Federally-Regulated Commercial & Industrial Equipment | 07/19/2019 |  | 09/23/2019
Daikin Comfort Technologies Manufacturing, L.P. | Daikin | DPS010AHHG2**-4* |  | HSP-A, Single-Package Heat Pum | Both Heat Pump and Electric Re | 230 | 3 | False |  |  |  | True | Variable-Speed | 119000 | 10347 | 11.5 | 11 | 18 |  | 105000 | 8997 | 3.42 | 3.3 | 62000 | 7634 | 2.38 | Federally-Regulated Commercial & Industrial Equipment | 07/19/2019 |  | 09/23/2019
Daikin Comfort Technologies Manufacturing, L.P. | Daikin | DPS010AHHG2**-4* |  | HSP-A, Single-Package Heat Pum | Both Heat Pump and Electric Re | 208 | 3 | False |  |  |  | True | Variable-Speed | 119000 | 10347 | 11.5 | 11 | 18 |  | 105000 | 8997 | 3.42 | 3.3 | 62000 | 7634 | 2.38 | Federally-Regulated Commercial & Industrial Equipment | 07/19/2019 |  | 09/23/2019
Daikin Comfort Technologies Manufacturing, L.P. | Daikin | DPS016AHHY-20 |  | HSP-A, Single-Package Heat Pum | Heat Pump | 575 | 3 | False |  |  |  | True | Variable-Speed | 166000 | 14188 | 11.7 | 10.4 | 20.8 |  | 160000 | 13208 | 3.55 | 3.2 | 95000 | 12211 | 2.28 | Federally-Regulated Commercial & Industrial Equipment | 07/19/2019 |  | 09/23/2019
Daikin Comfort Technologies Manufacturing, L.P. | Daikin | DPS016AHHY-20 |  | HSP-A, Single-Package Heat Pum | Heat Pump | 460 | 3 | False |  |  |  | True | Variable-Speed | 166000 | 14188 | 11.7 | 10.4 | 20.8 |  | 160000 | 13208 | 3.55 | 3.2 | 95000 | 12211 | 2.28 | Federally-Regulated Commercial & Industrial Equipment | 07/19/2019 |  | 09/23/2019
Daikin Comfort Technologies Manufacturing, L.P. | Daikin | DPS016AHHY-20 |  | HSP-A, Single-Package Heat Pum | Heat Pump | 230 | 3 | False |  |  |  | True | Variable-Speed | 166000 | 14188 | 11.7 | 10.4 | 20.8 |  | 160000 | 13208 | 3.55 | 3.2 | 95000 | 12211 | 2.28 | Federally-Regulated Commercial & Industrial Equipment | 07/19/2019 |  | 09/23/2019
Daikin Comfort Technologies Manufacturing, L.P. | Daikin | DPS016AHHY-20 |  | HSP-A, Single-Package Heat Pum | Heat Pump | 208 | 3 | False |  |  |  | True | Variable-Speed | 166000 | 14188 | 11.7 | 10.4 | 20.8 |  | 160000 | 13208 | 3.55 | 3.2 | 95000 | 12211 | 2.28 | Federally-Regulated Commercial & Industrial Equipment | 07/19/2019 |  | 09/23/2019
Daikin Comfort Technologies Manufacturing, L.P. | Daikin | DPS018AHHE-20 |  | HSP-A, Single-Package Heat Pum | Both Heat Pump and Electric Re | 575 | 3 | False |  |  |  | True | Variable-Speed | 178000 | 16481 | 10.8 | 10.6 | 20.3 |  | 174000 | 14569 | 3.5 | 3.2 | 106000 | 13685 | 2.27 | Federally-Regulated Commercial & Industrial Equipment | 07/19/2019 |  | 09/23/2019
Daikin Comfort Technologies Manufacturing, L.P. | Daikin | DPS018AHHE-20 |  | HSP-A, Single-Package Heat Pum | Both Heat Pump and Electric Re | 460 | 3 | False |  |  |  | True | Variable-Speed | 178000 | 16481 | 10.8 | 10.6 | 20.3 |  | 174000 | 14569 | 3.5 | 3.2 | 106000 | 13685 | 2.27 | Federally-Regulated Commercial & Industrial Equipment | 07/19/2019 |  | 09/23/2019
Daikin Comfort Technologies Manufacturing, L.P. | Daikin | DPS018AHHE-20 |  | HSP-A, Single-Package Heat Pum | Both Heat Pump and Electric Re | 230 | 3 | False |  |  |  | True | Variable-Speed | 178000 | 16481 | 10.8 | 10.6 | 20.3 |  | 174000 | 14569 | 3.5 | 3.2 | 106000 | 13685 | 2.27 | Federally-Regulated Commercial & Industrial Equipment | 07/19/2019 |  | 09/23/2019
Daikin Comfort Technologies Manufacturing, L.P. | Daikin | DPS018AHHE-20 |  | HSP-A, Single-Package Heat Pum | Both Heat Pump and Electric Re | 208 | 3 | False |  |  |  | True | Variable-Speed | 178000 | 16481 | 10.8 | 10.6 | 20.3 |  | 174000 | 14569 | 3.5 | 3.2 | 106000 | 13685 | 2.27 | Federally-Regulated Commercial & Industrial Equipment | 07/19/2019 |  | 09/23/2019
Daikin Comfort Technologies Manufacturing, L.P. | Daikin | DPS007AHHY2**-3* |  | HSP-A, Single-Package Heat Pum | Both Heat Pump and Electric Re | 230 | 3 | False |  |  |  | True | Variable-Speed | 90000 | 6923 | 13 | 11 | 20.1 |  | 78000 | 6178 | 3.7 | 3.3 | 47000 | 5645 | 2.44 | Federally-Regulated Commercial & Industrial Equipment | 07/19/2019 |  | 09/23/2019
Daikin Comfort Technologies Manufacturing, L.P. | Daikin | DPS007AHHY2**-3* |  | HSP-A, Single-Package Heat Pum | Both Heat Pump and Electric Re | 208 | 3 | False |  |  |  | True | Variable-Speed | 90000 | 6923 | 13 | 11 | 20.1 |  | 78000 | 6178 | 3.7 | 3.3 | 47000 | 5645 | 2.44 | Federally-Regulated Commercial & Industrial Equipment | 07/19/2019 |  | 09/23/2019
Daikin Comfort Technologies Manufacturing, L.P. | Daikin | DPS006AHHY2**-4* |  | HSP-A, Single-Package Heat Pum | Both Heat Pump and Electric Re | 230 | 3 | False |  |  |  | True | Variable-Speed | 68000 | 5964 | 11.4 | 11 | 19.3 |  | 65000 | 5015 | 3.74 | 3.3 | 39000 | 4464 | 2.56 | Federally-Regulated Commercial & Industrial Equipment | 05/31/2019 |  | 09/23/2019
Daikin Comfort Technologies Manufacturing, L.P. | Daikin | DPS006AHHY2**-4* |  | HSP-A, Single-Package Heat Pum | Both Heat Pump and Electric Re | 208 | 3 | False |  |  |  | True | Variable-Speed | 68000 | 5964 | 11.4 | 11 | 19.3 |  | 65000 | 5093 | 3.74 | 3.3 | 39000 | 4464 | 2.56 | Federally-Regulated Commercial & Industrial Equipment | 05/31/2019 |  | 09/23/2019
Daikin Comfort Technologies Manufacturing, L.P. | Daikin | DPS018AHHY-24 |  | HSP-A, Single-Package Heat Pum | Heat Pump | 575 | 3 | False |  |  |  | True | Variable-Speed | 180000 | 15652 | 11.5 | 10.4 | 21 |  | 172000 | 14002 | 3.6 | 3.2 | 104000 | 13081 | 2.33 | Federally-Regulated Commercial & Industrial Equipment | 07/19/2019 |  | 09/23/2019
Daikin Comfort Technologies Manufacturing, L.P. | Daikin | DPS018AHHY-24 |  | HSP-A, Single-Package Heat Pum | Heat Pump | 460 | 3 | False |  |  |  | True | Variable-Speed | 180000 | 15652 | 11.5 | 10.4 | 21 |  | 172000 | 14002 | 3.6 | 3.2 | 104000 | 13081 | 2.33 | Federally-Regulated Commercial & Industrial Equipment | 07/19/2019 |  | 09/23/2019
Daikin Comfort Technologies Manufacturing, L.P. | Daikin | DPS018AHHY-24 |  | HSP-A, Single-Package Heat Pum | Heat Pump | 230 | 3 | False |  |  |  | True | Variable-Speed | 180000 | 15652 | 11.5 | 10.4 | 21 |  | 172000 | 14002 | 3.6 | 3.2 | 104000 | 13081 | 2.33 | Federally-Regulated Commercial & Industrial Equipment | 07/19/2019 |  | 09/23/2019
Daikin Comfort Technologies Manufacturing, L.P. | Daikin | DPS018AHHY-24 |  | HSP-A, Single-Package Heat Pum | Heat Pump | 208 | 3 | False |  |  |  | True | Variable-Speed | 180000 | 15652 | 11.5 | 10.4 | 21 |  | 172000 | 14002 | 3.6 | 3.2 | 104000 | 13081 | 2.33 | Federally-Regulated Commercial & Industrial Equipment | 07/19/2019 |  | 09/23/2019
Daikin Comfort Technologies Manufacturing, L.P. | Daikin | DPS020AHHG-24 |  | HSP-A, Single-Package Heat Pum | Heat Pump | 575 | 3 | False |  |  |  | True | Variable-Speed | 234000 | 21869 | 10.7 | 10.4 | 18.7 |  | 218000 | 19360 | 3.3 | 3.2 | 132000 | 17584 | 2.2 | Federally-Regulated Commercial & Industrial Equipment | 07/19/2019 |  | 09/23/2019
Daikin Comfort Technologies Manufacturing, L.P. | Daikin | DPS020AHHG-24 |  | HSP-A, Single-Package Heat Pum | Heat Pump | 460 | 3 | False |  |  |  | True | Variable-Speed | 234000 | 21869 | 10.7 | 10.4 | 18.7 |  | 218000 | 19360 | 3.3 | 3.2 | 132000 | 17584 | 2.2 | Federally-Regulated Commercial & Industrial Equipment | 07/19/2019 |  | 09/23/2019
Daikin Comfort Technologies Manufacturing, L.P. | Daikin | DPS020AHHG-24 |  | HSP-A, Single-Package Heat Pum | Heat Pump | 230 | 3 | False |  |  |  | True | Variable-Speed | 234000 | 21869 | 10.7 | 10.4 | 18.7 |  | 218000 | 19360 | 3.3 | 3.2 | 132000 | 17584 | 2.2 | Federally-Regulated Commercial & Industrial Equipment | 07/19/2019 |  | 09/23/2019
Daikin Comfort Technologies Manufacturing, L.P. | Daikin | DPS020AHHG-24 |  | HSP-A, Single-Package Heat Pum | Heat Pump | 208 | 3 | False |  |  |  | True | Variable-Speed | 234000 | 21869 | 10.7 | 10.4 | 18.7 |  | 218000 | 19360 | 3.3 | 3.2 | 132000 | 17584 | 2.2 | Federally-Regulated Commercial & Industrial Equipment | 07/19/2019 |  | 09/23/2019
Daikin Comfort Technologies Manufacturing, L.P. | Daikin | DPS007AHHG2**-3-14 |  | HSP-A, Single-Package Heat Pum | Both Heat Pump and Electric Re | 230 | 3 | False |  |  |  | True | Variable-Speed | 89000 | 7606 | 11.7 | 11 | 18.8 |  | 78000 | 6385 | 3.58 | 3.3 | 47000 | 5787 | 2.38 | Federally-Regulated Commercial & Industrial Equipment | 07/19/2019 |  | 09/23/2019
Daikin Comfort Technologies Manufacturing, L.P. | Daikin | DPS007AHHG2**-3-14 |  | HSP-A, Single-Package Heat Pum | Both Heat Pump and Electric Re | 208 | 3 | False |  |  |  | True | Variable-Speed | 89000 | 7606 | 11.7 | 11 | 18.8 |  | 78000 | 6385 | 3.58 | 3.3 | 47000 | 5787 | 2.38 | Federally-Regulated Commercial & Industrial Equipment | 07/19/2019 |  | 09/23/2019
Daikin Comfort Technologies Manufacturing, L.P. | Daikin | DPS020AHHY-24 |  | HSP-A, Single-Package Heat Pum | Heat Pump | 575 | 3 | False |  |  |  | True | Variable-Speed | 236000 | 21651 | 10.9 | 10.4 | 19 |  | 216000 | 18618 | 3.4 | 3.2 | 132000 | 17584 | 2.2 | Federally-Regulated Commercial & Industrial Equipment | 07/19/2019 |  | 09/23/2019
Daikin Comfort Technologies Manufacturing, L.P. | Daikin | DPS020AHHY-24 |  | HSP-A, Single-Package Heat Pum | Heat Pump | 460 | 3 | False |  |  |  | True | Variable-Speed | 236000 | 21651 | 10.9 | 10.4 | 19 |  | 216000 | 18618 | 3.4 | 3.2 | 132000 | 17584 | 2.2 | Federally-Regulated Commercial & Industrial Equipment | 07/19/2019 |  | 09/23/2019
Daikin Comfort Technologies Manufacturing, L.P. | Daikin | DPS020AHHY-24 |  | HSP-A, Single-Package Heat Pum | Heat Pump | 230 | 3 | False |  |  |  | True | Variable-Speed | 236000 | 21651 | 10.9 | 10.4 | 19 |  | 216000 | 18618 | 3.4 | 3.2 | 132000 | 17584 | 2.2 | Federally-Regulated Commercial & Industrial Equipment | 07/19/2019 |  | 09/23/2019
Daikin Comfort Technologies Manufacturing, L.P. | Daikin | DPS020AHHY-24 |  | HSP-A, Single-Package Heat Pum | Heat Pump | 208 | 3 | False |  |  |  | True | Variable-Speed | 236000 | 21651 | 10.9 | 10.4 | 19 |  | 216000 | 18618 | 3.4 | 3.2 | 132000 | 17584 | 2.2 | Federally-Regulated Commercial & Industrial Equipment | 07/19/2019 |  | 09/23/2019
Daikin Comfort Technologies Manufacturing, L.P. | Daikin | DPS015AHHG4**-6 |  | HSP-A, Single-Package Heat Pum | Both Heat Pump and Electric Re | 460 | 3 | False |  |  |  | False | Variable-Speed | 164000 | 15327 | 10.7 | 10.6 | 16.4 |  | 160000 | 13397 | 3.5 | 3.2 | 91000 | 12122 | 2.2 | Federally-Regulated Commercial & Industrial Equipment | 07/19/2019 |  | 09/23/2019
Daikin Comfort Technologies Manufacturing, L.P. | Daikin | DPS015AHHG4**-6 |  | HSP-A, Single-Package Heat Pum | Both Heat Pump and Electric Re | 230 | 3 | False |  |  |  | False | Variable-Speed | 164000 | 15327 | 10.7 | 10.6 | 16.4 |  | 160000 | 13397 | 3.5 | 3.2 | 91000 | 12122 | 2.2 | Federally-Regulated Commercial & Industrial Equipment | 07/19/2019 |  | 09/23/2019
Daikin Comfort Technologies Manufacturing, L.P. | Daikin | DPS015AHHG4**-6 |  | HSP-A, Single-Package Heat Pum | Both Heat Pump and Electric Re | 208 | 3 | False |  |  |  | False | Variable-Speed | 164000 | 15327 | 10.7 | 10.6 | 16.4 |  | 160000 | 13397 | 3.5 | 3.2 | 91000 | 12122 | 2.2 | Federally-Regulated Commercial & Industrial Equipment | 07/19/2019 |  | 09/23/2019
Daikin Comfort Technologies Manufacturing, L.P. | Daikin | DPS010AHHE2**-4* |  | HSP-A, Single-Package Heat Pum | Both Heat Pump and Electric Re | 230 | 3 | False |  |  |  | True | Variable-Speed | 119000 | 10170 | 11.7 | 11 | 18 |  | 105000 | 8997 | 3.42 | 3.3 | 62000 | 7634 | 2.38 | Federally-Regulated Commercial & Industrial Equipment | 07/19/2019 |  | 09/23/2019
Daikin Comfort Technologies Manufacturing, L.P. | Daikin | DPS010AHHE2**-4* |  | HSP-A, Single-Package Heat Pum | Both Heat Pump and Electric Re | 208 | 3 | False |  |  |  | True | Variable-Speed | 119000 | 10170 | 11.7 | 11 | 18 |  | 105000 | 8997 | 3.42 | 3.3 | 62000 | 7634 | 2.38 | Federally-Regulated Commercial & Industrial Equipment | 07/19/2019 |  | 09/23/2019
Daikin Comfort Technologies Manufacturing, L.P. | Daikin | DPS018AHHY-20H |  | HSP-A, Single-Package Heat Pum | Heat Pump | 575 | 3 | False |  |  |  | True | Variable-Speed | 176000 | 16603 | 10.6 | 10.4 | 19.6 |  | 176000 | 15170 | 3.4 | 3.2 | 108000 | 14257 | 2.22 | Federally-Regulated Commercial & Industrial Equipment | 07/19/2019 |  | 09/23/2019
Daikin Comfort Technologies Manufacturing, L.P. | Daikin | DPS018AHHY-20H |  | HSP-A, Single-Package Heat Pum | Heat Pump | 460 | 3 | False |  |  |  | True | Variable-Speed | 176000 | 16603 | 10.6 | 10.4 | 19.6 |  | 176000 | 15170 | 3.4 | 3.2 | 108000 | 14257 | 2.22 | Federally-Regulated Commercial & Industrial Equipment | 07/19/2019 |  | 09/23/2019
Daikin Comfort Technologies Manufacturing, L.P. | Daikin | DPS018AHHY-20H |  | HSP-A, Single-Package Heat Pum | Heat Pump | 230 | 3 | False |  |  |  | True | Variable-Speed | 176000 | 16603 | 10.6 | 10.4 | 19.6 |  | 176000 | 15170 | 3.4 | 3.2 | 108000 | 14257 | 2.22 | Federally-Regulated Commercial & Industrial Equipment | 07/19/2019 |  | 09/23/2019
Daikin Comfort Technologies Manufacturing, L.P. | Daikin | DPS018AHHY-20H |  | HSP-A, Single-Package Heat Pum | Heat Pump | 208 | 3 | False |  |  |  | True | Variable-Speed | 176000 | 16603 | 10.6 | 10.4 | 19.6 |  | 176000 | 15170 | 3.4 | 3.2 | 108000 | 14257 | 2.22 | Federally-Regulated Commercial & Industrial Equipment | 07/19/2019 |  | 09/23/2019
Daikin Comfort Technologies Manufacturing, L.P. | Daikin | DPS007AHHE2**-3* |  | HSP-A, Single-Package Heat Pum | Both Heat Pump and Electric Re | 230 | 3 | False |  |  |  | True | Variable-Speed | 90000 | 7031 | 12.8 | 11 | 19.6 |  | 78000 | 6245 | 3.66 | 3.3 | 47000 | 5691 | 2.42 | Federally-Regulated Commercial & Industrial Equipment | 07/19/2019 |  | 09/23/2019
Daikin Comfort Technologies Manufacturing, L.P. | Daikin | DPS007AHHE2**-3* |  | HSP-A, Single-Package Heat Pum | Both Heat Pump and Electric Re | 208 | 3 | False |  |  |  | True | Variable-Speed | 90000 | 7031 | 12.8 | 11 | 19.6 |  | 78000 | 6245 | 3.66 | 3.3 | 47000 | 5691 | 2.42 | Federally-Regulated Commercial & Industrial Equipment | 07/19/2019 |  | 09/23/2019
Daikin Comfort Technologies Manufacturing, L.P. | Daikin | DPS018AHHY-20 |  | HSP-A, Single-Package Heat Pum | Heat Pump | 575 | 3 | False |  |  |  | True | Variable-Speed | 178000 | 16181 | 11 | 10.4 | 20.4 |  | 174000 | 14569 | 3.5 | 3.2 | 106000 | 13685 | 2.27 | Federally-Regulated Commercial & Industrial Equipment | 07/19/2019 |  | 09/23/2019
Daikin Comfort Technologies Manufacturing, L.P. | Daikin | DPS018AHHY-20 |  | HSP-A, Single-Package Heat Pum | Heat Pump | 460 | 3 | False |  |  |  | True | Variable-Speed | 178000 | 16181 | 11 | 10.4 | 20.4 |  | 174000 | 14569 | 3.5 | 3.2 | 106000 | 13685 | 2.27 | Federally-Regulated Commercial & Industrial Equipment | 07/19/2019 |  | 09/23/2019
Daikin Comfort Technologies Manufacturing, L.P. | Daikin | DPS018AHHY-20 |  | HSP-A, Single-Package Heat Pum | Heat Pump | 230 | 3 | False |  |  |  | True | Variable-Speed | 178000 | 16181 | 11 | 10.4 | 20.4 |  | 174000 | 14569 | 3.5 | 3.2 | 106000 | 13685 | 2.27 | Federally-Regulated Commercial & Industrial Equipment | 07/19/2019 |  | 09/23/2019
Daikin Comfort Technologies Manufacturing, L.P. | Daikin | DPS018AHHY-20 |  | HSP-A, Single-Package Heat Pum | Heat Pump | 208 | 3 | False |  |  |  | True | Variable-Speed | 178000 | 16181 | 11 | 10.4 | 20.4 |  | 174000 | 14569 | 3.5 | 3.2 | 106000 | 13685 | 2.27 | Federally-Regulated Commercial & Industrial Equipment | 07/19/2019 |  | 09/23/2019
Daikin Comfort Technologies Manufacturing, L.P. | Daikin | DPS012AHHE2**-4* |  | HSP-A, Single-Package Heat Pum | Both Heat Pump and Electric Re | 230 | 3 | False |  |  |  | True | Variable-Speed | 142000 | 12827 | 11.07 | 10.6 | 17.7 |  | 136000 | 11388 | 3.5 | 3.2 | 77000 | 9727 | 2.32 | Federally-Regulated Commercial & Industrial Equipment | 07/19/2019 |  | 09/23/2019
Daikin Comfort Technologies Manufacturing, L.P. | Daikin | DPS012AHHE2**-4* |  | HSP-A, Single-Package Heat Pum | Both Heat Pump and Electric Re | 208 | 3 | False |  |  |  | True | Variable-Speed | 142000 | 12827 | 11.07 | 10.6 | 17.7 |  | 136000 | 11388 | 3.5 | 3.2 | 77000 | 9727 | 2.32 | Federally-Regulated Commercial & Industrial Equipment | 07/19/2019 |  | 09/23/2019
Daikin Comfort Technologies Manufacturing, L.P. | Daikin | DPS006AHHG2**-4* |  | HSP-A, Single-Package Heat Pum | Both Heat Pump and Electric Re | 230 | 3 | False |  |  |  | True | Variable-Speed | 68000 | 6071 | 11.2 | 11 | 18.8 |  | 65000 | 5162 | 3.69 | 3.3 | 39000 | 4499 | 2.54 | Federally-Regulated Commercial & Industrial Equipment | 05/31/2019 |  | 09/23/2019
Daikin Comfort Technologies Manufacturing, L.P. | Daikin | DPS006AHHG2**-4* |  | HSP-A, Single-Package Heat Pum | Both Heat Pump and Electric Re | 208 | 3 | False |  |  |  | True | Variable-Speed | 68000 | 6071 | 11.2 | 11 | 18.8 |  | 65000 | 5162 | 3.69 | 3.3 | 39000 | 4499 | 2.54 | Federally-Regulated Commercial & Industrial Equipment | 05/31/2019 |  | 09/23/2019
Daikin Comfort Technologies Manufacturing, L.P. | Daikin | DPS016AHHY-20H |  | HSP-A, Single-Package Heat Pum | Heat Pump | 575 | 3 | False |  |  |  | True | Variable-Speed | 164000 | 14513 | 11.3 | 10.4 | 20 |  | 162000 | 13801 | 3.44 | 3.2 | 97000 | 12805 | 2.22 | Federally-Regulated Commercial & Industrial Equipment | 07/19/2019 |  | 09/23/2019
Daikin Comfort Technologies Manufacturing, L.P. | Daikin | DPS016AHHY-20H |  | HSP-A, Single-Package Heat Pum | Heat Pump | 460 | 3 | False |  |  |  | True | Variable-Speed | 164000 | 14513 | 11.3 | 10.4 | 20 |  | 162000 | 13801 | 3.44 | 3.2 | 97000 | 12805 | 2.22 | Federally-Regulated Commercial & Industrial Equipment | 07/19/2019 |  | 09/23/2019
Daikin Comfort Technologies Manufacturing, L.P. | Daikin | DPS016AHHY-20H |  | HSP-A, Single-Package Heat Pum | Heat Pump | 230 | 3 | False |  |  |  | True | Variable-Speed | 164000 | 14513 | 11.3 | 10.4 | 20 |  | 162000 | 13801 | 3.44 | 3.2 | 97000 | 12805 | 2.22 | Federally-Regulated Commercial & Industrial Equipment | 07/19/2019 |  | 09/23/2019
Daikin Comfort Technologies Manufacturing, L.P. | Daikin | DPS016AHHY-20H |  | HSP-A, Single-Package Heat Pum | Heat Pump | 208 | 3 | False |  |  |  | True | Variable-Speed | 164000 | 14513 | 11.3 | 10.4 | 20 |  | 162000 | 13801 | 3.44 | 3.2 | 97000 | 12805 | 2.22 | Federally-Regulated Commercial & Industrial Equipment | 07/19/2019 |  | 09/23/2019
Daikin Comfort Technologies Manufacturing, L.P. | Daikin | DPS016AHHE-24H |  | HSP-A, Single-Package Heat Pum | Both Heat Pump and Electric Re | 575 | 3 | False |  |  |  | True | Variable-Speed | 166000 | 14188 | 11.7 | 10.6 | 20 |  | 160000 | 13208 | 3.55 | 3.2 | 95000 | 12211 | 2.28 | Federally-Regulated Commercial & Industrial Equipment | 07/19/2019 |  | 09/23/2019
Daikin Comfort Technologies Manufacturing, L.P. | Daikin | DPS016AHHE-24H |  | HSP-A, Single-Package Heat Pum | Both Heat Pump and Electric Re | 460 | 3 | False |  |  |  | True | Variable-Speed | 166000 | 14188 | 11.7 | 10.6 | 20 |  | 160000 | 13208 | 3.55 | 3.2 | 95000 | 12211 | 2.28 | Federally-Regulated Commercial & Industrial Equipment | 07/19/2019 |  | 09/23/2019
Daikin Comfort Technologies Manufacturing, L.P. | Daikin | DPS016AHHE-24H |  | HSP-A, Single-Package Heat Pum | Both Heat Pump and Electric Re | 230 | 3 | False |  |  |  | True | Variable-Speed | 166000 | 14188 | 11.7 | 10.6 | 20 |  | 160000 | 13208 | 3.55 | 3.2 | 95000 | 12211 | 2.28 | Federally-Regulated Commercial & Industrial Equipment | 07/19/2019 |  | 09/23/2019
Daikin Comfort Technologies Manufacturing, L.P. | Daikin | DPS016AHHE-24H |  | HSP-A, Single-Package Heat Pum | Both Heat Pump and Electric Re | 208 | 3 | False |  |  |  | True | Variable-Speed | 166000 | 14188 | 11.7 | 10.6 | 20 |  | 160000 | 13208 | 3.55 | 3.2 | 95000 | 12211 | 2.28 | Federally-Regulated Commercial & Industrial Equipment | 07/19/2019 |  | 09/23/2019
Daikin Comfort Technologies Manufacturing, L.P. | Daikin | DPS007AHHY2**-3-14 |  | HSP-A, Single-Package Heat Pum | Both Heat Pump and Electric Re | 230 | 3 | False |  |  |  | True | Variable-Speed | 89000 | 6953 | 12.8 | 11 | 19.3 |  | 78000 | 6314 | 3.62 | 3.3 | 47000 | 5739 | 2.4 | Federally-Regulated Commercial & Industrial Equipment | 07/19/2019 |  | 09/23/2019
Daikin Comfort Technologies Manufacturing, L.P. | Daikin | DPS007AHHY2**-3-14 |  | HSP-A, Single-Package Heat Pum | Both Heat Pump and Electric Re | 208 | 3 | False |  |  |  | True | Variable-Speed | 89000 | 6953 | 12.8 | 11 | 19.3 |  | 78000 | 6314 | 3.62 | 3.3 | 47000 | 5739 | 2.4 | Federally-Regulated Commercial & Industrial Equipment | 07/19/2019 |  | 09/23/2019
Daikin Comfort Technologies Manufacturing, L.P. | Daikin | DPS006AHHE2**-4* |  | HSP-A, Single-Package Heat Pum | Both Heat Pump and Electric Re | 230 | 3 | False |  |  |  | True | Variable-Speed | 67000 | 6090 | 11 | 11 | 18.8 |  | 66000 | 5241 | 3.69 | 3.3 | 39000 | 4499 | 2.54 | Federally-Regulated Commercial & Industrial Equipment | 05/31/2019 |  | 09/23/2019
Daikin Comfort Technologies Manufacturing, L.P. | Daikin | DPS006AHHE2**-4* |  | HSP-A, Single-Package Heat Pum | Both Heat Pump and Electric Re | 208 | 3 | False |  |  |  | True | Variable-Speed | 67000 | 6090 | 11 | 11 | 18.8 |  | 66000 | 5241 | 3.69 | 3.3 | 39000 | 4499 | 2.54 | Federally-Regulated Commercial & Industrial Equipment | 05/31/2019 |  | 09/23/2019
Daikin Comfort Technologies Manufacturing, L.P. | Daikin | DPS020AHHE-24H |  | HSP-A, Single-Package Heat Pum | Both Heat Pump and Electric Re | 575 | 3 | False |  |  |  | True | Variable-Speed | 232000 | 21886 | 10.6 | 10.6 | 18.3 |  | 218000 | 19965 | 3.2 | 3.2 | 134000 | 18700 | 2.1 | Federally-Regulated Commercial & Industrial Equipment | 07/19/2019 |  | 09/23/2019
Daikin Comfort Technologies Manufacturing, L.P. | Daikin | DPS020AHHE-24H |  | HSP-A, Single-Package Heat Pum | Both Heat Pump and Electric Re | 460 | 3 | False |  |  |  | True | Variable-Speed | 232000 | 21886 | 10.6 | 10.6 | 18.3 |  | 218000 | 19965 | 3.2 | 3.2 | 134000 | 18700 | 2.1 | Federally-Regulated Commercial & Industrial Equipment | 07/19/2019 |  | 09/23/2019
Daikin Comfort Technologies Manufacturing, L.P. | Daikin | DPS020AHHE-24H |  | HSP-A, Single-Package Heat Pum | Both Heat Pump and Electric Re | 230 | 3 | False |  |  |  | True | Variable-Speed | 232000 | 21886 | 10.6 | 10.6 | 18.3 |  | 218000 | 19965 | 3.2 | 3.2 | 134000 | 18700 | 2.1 | Federally-Regulated Commercial & Industrial Equipment | 07/19/2019 |  | 09/23/2019
Daikin Comfort Technologies Manufacturing, L.P. | Daikin | DPS020AHHE-24H |  | HSP-A, Single-Package Heat Pum | Both Heat Pump and Electric Re | 208 | 3 | False |  |  |  | True | Variable-Speed | 232000 | 21886 | 10.6 | 10.6 | 18.3 |  | 218000 | 19965 | 3.2 | 3.2 | 134000 | 18700 | 2.1 | Federally-Regulated Commercial & Industrial Equipment | 07/19/2019 |  | 09/23/2019
Daikin Comfort Technologies Manufacturing, L.P. | Daikin | DPS020AHHY-24H |  | HSP-A, Single-Package Heat Pum | Heat Pump | 575 | 3 | False |  |  |  | True | Variable-Speed | 234000 | 21666 | 10.8 | 10.4 | 18.8 |  | 218000 | 19360 | 3.3 | 3.2 | 132000 | 17584 | 2.2 | Federally-Regulated Commercial & Industrial Equipment | 07/19/2019 |  | 09/23/2019
Daikin Comfort Technologies Manufacturing, L.P. | Daikin | DPS020AHHY-24H |  | HSP-A, Single-Package Heat Pum | Heat Pump | 460 | 3 | False |  |  |  | True | Variable-Speed | 234000 | 21666 | 10.8 | 10.4 | 18.8 |  | 218000 | 19360 | 3.3 | 3.2 | 132000 | 17584 | 2.2 | Federally-Regulated Commercial & Industrial Equipment | 07/19/2019 |  | 09/23/2019
Daikin Comfort Technologies Manufacturing, L.P. | Daikin | DPS020AHHY-24H |  | HSP-A, Single-Package Heat Pum | Heat Pump | 230 | 3 | False |  |  |  | True | Variable-Speed | 234000 | 21666 | 10.8 | 10.4 | 18.8 |  | 218000 | 19360 | 3.3 | 3.2 | 132000 | 17584 | 2.2 | Federally-Regulated Commercial & Industrial Equipment | 07/19/2019 |  | 09/23/2019
Daikin Comfort Technologies Manufacturing, L.P. | Daikin | DPS020AHHY-24H |  | HSP-A, Single-Package Heat Pum | Heat Pump | 208 | 3 | False |  |  |  | True | Variable-Speed | 234000 | 21666 | 10.8 | 10.4 | 18.8 |  | 218000 | 19360 | 3.3 | 3.2 | 132000 | 17584 | 2.2 | Federally-Regulated Commercial & Industrial Equipment | 07/19/2019 |  | 09/23/2019
Daikin Comfort Technologies Manufacturing, L.P. | Daikin | DPS015AHHE4**-6 |  | HSP-A, Single-Package Heat Pum | Both Heat Pump and Electric Re | 460 | 3 | False |  |  |  | False | Variable-Speed | 166000 | 15514 | 10.7 | 10.6 | 16.7 |  | 160000 | 13098 | 3.58 | 3.2 | 91000 | 12013 | 2.22 | Federally-Regulated Commercial & Industrial Equipment | 07/19/2019 |  | 09/23/2019
Daikin Comfort Technologies Manufacturing, L.P. | Daikin | DPS015AHHE4**-6 |  | HSP-A, Single-Package Heat Pum | Both Heat Pump and Electric Re | 230 | 3 | False |  |  |  | False | Variable-Speed | 166000 | 15514 | 10.7 | 10.6 | 16.7 |  | 160000 | 13098 | 3.58 | 3.2 | 91000 | 12013 | 2.22 | Federally-Regulated Commercial & Industrial Equipment | 07/19/2019 |  | 09/23/2019
Daikin Comfort Technologies Manufacturing, L.P. | Daikin | DPS015AHHE4**-6 |  | HSP-A, Single-Package Heat Pum | Both Heat Pump and Electric Re | 208 | 3 | False |  |  |  | False | Variable-Speed | 166000 | 15514 | 10.7 | 10.6 | 16.7 |  | 160000 | 13098 | 3.58 | 3.2 | 91000 | 12013 | 2.22 | Federally-Regulated Commercial & Industrial Equipment | 07/19/2019 |  | 09/23/2019
York International | Johnson Controls | J15XPC00(B,D)(2,4,5)******** |  | HSP-A, Single-Package Heat Pum | Heat Pump | 575 | 3 | False |  |  |  | True | Single-Speed | 176000 | 16603 | 10.6 | 10.4 | 11.8 |  | 162000 | 14653 | 3.24 | 3.2 | 99000 | 14153 | 2.05 | Federally-Regulated Commercial & Industrial Equipment | 08/06/2019 |  | 09/23/2019
York International | Johnson Controls | J15XPC00(B,D)(2,4,5)******** |  | HSP-A, Single-Package Heat Pum | Heat Pump | 460 | 3 | False |  |  |  | True | Single-Speed | 176000 | 16603 | 10.6 | 10.4 | 11.8 |  | 162000 | 14653 | 3.24 | 3.2 | 99000 | 14153 | 2.05 | Federally-Regulated Commercial & Industrial Equipment | 08/06/2019 |  | 09/23/2019
York International | Johnson Controls | J15XPC00(B,D)(2,4,5)******** |  | HSP-A, Single-Package Heat Pum | Heat Pump | 230 | 3 | False |  |  |  | True | Single-Speed | 176000 | 16603 | 10.6 | 10.4 | 11.8 |  | 162000 | 14653 | 3.24 | 3.2 | 99000 | 14153 | 2.05 | Federally-Regulated Commercial & Industrial Equipment | 08/06/2019 |  | 09/23/2019
York International | Johnson Controls | J15XPC00(B,D)(2,4,5)******** |  | HSP-A, Single-Package Heat Pum | Heat Pump | 208 | 3 | False |  |  |  | True | Single-Speed | 176000 | 16603 | 10.6 | 10.4 | 11.8 |  | 162000 | 14653 | 3.24 | 3.2 | 99000 | 14153 | 2.05 | Federally-Regulated Commercial & Industrial Equipment | 08/06/2019 |  | 09/23/2019
York International | Johnson Controls | J10XP[C,E]**(P,R,S,U,V,X)(2,4,5)******** |  | HSP-A, Single-Package Heat Pum | Both Heat Pump and Electric Re | 575 | 3 | False |  |  |  | True | Single-Speed | 114000 | 10363 | 11 | 11 | 13.5 |  | 106000 | 9137 | 3.4 | 3.3 | 59000 | 7685 | 2.25 | Federally-Regulated Commercial & Industrial Equipment | 06/03/2019 |  | 09/23/2019
York International | Johnson Controls | J10XP[C,E]**(P,R,S,U,V,X)(2,4,5)******** |  | HSP-A, Single-Package Heat Pum | Both Heat Pump and Electric Re | 460 | 3 | False |  |  |  | True | Single-Speed | 114000 | 10363 | 11 | 11 | 13.5 |  | 106000 | 9137 | 3.4 | 3.3 | 59000 | 7685 | 2.25 | Federally-Regulated Commercial & Industrial Equipment | 06/03/2019 |  | 09/23/2019
York International | Johnson Controls | J10XP[C,E]**(P,R,S,U,V,X)(2,4,5)******** |  | HSP-A, Single-Package Heat Pum | Both Heat Pump and Electric Re | 230 | 3 | False |  |  |  | True | Single-Speed | 114000 | 10363 | 11 | 11 | 13.5 |  | 106000 | 9137 | 3.4 | 3.3 | 59000 | 7685 | 2.25 | Federally-Regulated Commercial & Industrial Equipment | 06/03/2019 |  | 09/23/2019
York International | Johnson Controls | J10XP[C,E]**(P,R,S,U,V,X)(2,4,5)******** |  | HSP-A, Single-Package Heat Pum | Both Heat Pump and Electric Re | 208 | 3 | False |  |  |  | True | Single-Speed | 114000 | 10363 | 11 | 11 | 13.5 |  | 106000 | 9137 | 3.4 | 3.3 | 59000 | 7685 | 2.25 | Federally-Regulated Commercial & Industrial Equipment | 06/03/2019 |  | 09/23/2019
York International | Johnson Controls | XYE08A(2,4,5)*1******* |  | HSP-A, Single-Package Heat Pum | Heat Pump | 575 | 3 | False |  |  |  | True | Single-Speed | 88000 | 7272 | 12.1 | 10.8 | 14 |  | 84000 | 7033 | 3.5 | 3.3 | 48000 | 5861 | 2.4 | Federally-Regulated Commercial & Industrial Equipment | 06/03/2019 |  | 09/23/2019
York International | Johnson Controls | XYE08A(2,4,5)*1******* |  | HSP-A, Single-Package Heat Pum | Heat Pump | 460 | 3 | False |  |  |  | True | Single-Speed | 88000 | 7272 | 12.1 | 10.8 | 14 |  | 84000 | 7033 | 3.5 | 3.3 | 48000 | 5861 | 2.4 | Federally-Regulated Commercial & Industrial Equipment | 06/03/2019 |  | 09/23/2019
York International | Johnson Controls | XYE08A(2,4,5)*1******* |  | HSP-A, Single-Package Heat Pum | Heat Pump | 230 | 3 | False |  |  |  | True | Single-Speed | 88000 | 7272 | 12.1 | 10.8 | 14 |  | 84000 | 7033 | 3.5 | 3.3 | 48000 | 5861 | 2.4 | Federally-Regulated Commercial & Industrial Equipment | 06/03/2019 |  | 09/23/2019
York International | Johnson Controls | XYE08A(2,4,5)*1******* |  | HSP-A, Single-Package Heat Pum | Heat Pump | 208 | 3 | False |  |  |  | True | Single-Speed | 88000 | 7272 | 12.1 | 10.8 | 14 |  | 84000 | 7033 | 3.5 | 3.3 | 48000 | 5861 | 2.4 | Federally-Regulated Commercial & Industrial Equipment | 06/03/2019 |  | 09/23/2019
York International | Johnson Controls | XXE08A(2,4,5)*3********* |  | HSP-A, Single-Package Heat Pum | Heat Pump | 575 | 3 | False |  |  |  | True | Single-Speed | 90000 | 7826 | 11.5 | 10.8 | 15.1 |  | 84000 | 7033 | 3.5 | 3.3 | 49000 | 6382 | 2.25 | Federally-Regulated Commercial & Industrial Equipment | 06/03/2019 |  | 09/23/2019
York International | Johnson Controls | XXE08A(2,4,5)*3********* |  | HSP-A, Single-Package Heat Pum | Heat Pump | 460 | 3 | False |  |  |  | True | Single-Speed | 90000 | 7826 | 11.5 | 10.8 | 15.1 |  | 84000 | 7033 | 3.5 | 3.3 | 49000 | 6382 | 2.25 | Federally-Regulated Commercial & Industrial Equipment | 06/03/2019 |  | 09/23/2019
York International | Johnson Controls | XXE08A(2,4,5)*3********* |  | HSP-A, Single-Package Heat Pum | Heat Pump | 230 | 3 | False |  |  |  | True | Single-Speed | 90000 | 7826 | 11.5 | 10.8 | 15.1 |  | 84000 | 7033 | 3.5 | 3.3 | 49000 | 6382 | 2.25 | Federally-Regulated Commercial & Industrial Equipment | 06/03/2019 |  | 09/23/2019
York International | Johnson Controls | XXE08A(2,4,5)*3********* |  | HSP-A, Single-Package Heat Pum | Heat Pump | 208 | 3 | False |  |  |  | True | Single-Speed | 90000 | 7826 | 11.5 | 10.8 | 15.1 |  | 84000 | 7033 | 3.5 | 3.3 | 49000 | 6382 | 2.25 | Federally-Regulated Commercial & Industrial Equipment | 06/03/2019 |  | 09/23/2019
York International | Johnson Controls | J07XP[C,E]**(B,D)(2,4,5)******** |  | HSP-A, Single-Package Heat Pum | Both Heat Pump and Electric Re | 575 | 3 | False |  |  |  | True | Single-Speed | 90000 | 7894 | 11.4 | 11 | 12.2 |  | 88000 | 7585 | 3.4 | 3.3 | 51000 | 6643 | 2.25 | Federally-Regulated Commercial & Industrial Equipment | 06/03/2019 |  | 09/23/2019
York International | Johnson Controls | J07XP[C,E]**(B,D)(2,4,5)******** |  | HSP-A, Single-Package Heat Pum | Both Heat Pump and Electric Re | 460 | 3 | False |  |  |  | True | Single-Speed | 90000 | 7894 | 11.4 | 11 | 12.2 |  | 88000 | 7585 | 3.4 | 3.3 | 51000 | 6643 | 2.25 | Federally-Regulated Commercial & Industrial Equipment | 06/03/2019 |  | 09/23/2019
York International | Johnson Controls | J07XP[C,E]**(B,D)(2,4,5)******** |  | HSP-A, Single-Package Heat Pum | Both Heat Pump and Electric Re | 230 | 3 | False |  |  |  | True | Single-Speed | 90000 | 7894 | 11.4 | 11 | 12.2 |  | 88000 | 7585 | 3.4 | 3.3 | 51000 | 6643 | 2.25 | Federally-Regulated Commercial & Industrial Equipment | 06/03/2019 |  | 09/23/2019
York International | Johnson Controls | J07XP[C,E]**(B,D)(2,4,5)******** |  | HSP-A, Single-Package Heat Pum | Both Heat Pump and Electric Re | 208 | 3 | False |  |  |  | True | Single-Speed | 90000 | 7894 | 11.4 | 11 | 12.2 |  | 88000 | 7585 | 3.4 | 3.3 | 51000 | 6643 | 2.25 | Federally-Regulated Commercial & Industrial Equipment | 06/03/2019 |  | 09/23/2019
York International | Johnson Controls | J07XP[C,E]**(P,R,S,U,V,X)(2,4,5)******** |  | HSP-A, Single-Package Heat Pum | Both Heat Pump and Electric Re | 575 | 3 | False |  |  |  | True | Single-Speed | 90000 | 7894 | 11.4 | 11 | 12.6 |  | 88000 | 7585 | 3.4 | 3.3 | 51000 | 6643 | 2.25 | Federally-Regulated Commercial & Industrial Equipment | 06/03/2019 |  | 09/23/2019
York International | Johnson Controls | J07XP[C,E]**(P,R,S,U,V,X)(2,4,5)******** |  | HSP-A, Single-Package Heat Pum | Both Heat Pump and Electric Re | 460 | 3 | False |  |  |  | True | Single-Speed | 90000 | 7894 | 11.4 | 11 | 12.6 |  | 88000 | 7585 | 3.4 | 3.3 | 51000 | 6643 | 2.25 | Federally-Regulated Commercial & Industrial Equipment | 06/03/2019 |  | 09/23/2019
York International | Johnson Controls | J07XP[C,E]**(P,R,S,U,V,X)(2,4,5)******** |  | HSP-A, Single-Package Heat Pum | Both Heat Pump and Electric Re | 230 | 3 | False |  |  |  | True | Single-Speed | 90000 | 7894 | 11.4 | 11 | 12.6 |  | 88000 | 7585 | 3.4 | 3.3 | 51000 | 6643 | 2.25 | Federally-Regulated Commercial & Industrial Equipment | 06/03/2019 |  | 09/23/2019
York International | Johnson Controls | J07XP[C,E]**(P,R,S,U,V,X)(2,4,5)******** |  | HSP-A, Single-Package Heat Pum | Both Heat Pump and Electric Re | 208 | 3 | False |  |  |  | True | Single-Speed | 90000 | 7894 | 11.4 | 11 | 12.6 |  | 88000 | 7585 | 3.4 | 3.3 | 51000 | 6643 | 2.25 | Federally-Regulated Commercial & Industrial Equipment | 06/03/2019 |  | 09/23/2019
York International | Johnson Controls | J07PCC00A*(2,4,5)***** | J07NLC00*(5,6)****** | HRCU-A-CB, Split System: Heat | Heat Pump | 575 | 3 |  | False |  |  | True | Single-Speed | 89000 | 8090 | 11 | 10.8 | 12.4 |  | 82000 | 7282 | 3.3 | 3.3 | 49000 | 6243 | 2.3 | Federally-Regulated Commercial & Industrial Equipment | 06/03/2019 |  | 09/23/2019
York International | Johnson Controls | J07PCC00A*(2,4,5)***** | J07NLC00*(5,6)****** | HRCU-A-CB, Split System: Heat | Heat Pump | 460 | 3 |  | False |  |  | True | Single-Speed | 89000 | 8090 | 11 | 10.8 | 12.4 |  | 82000 | 7282 | 3.3 | 3.3 | 49000 | 6243 | 2.3 | Federally-Regulated Commercial & Industrial Equipment | 06/03/2019 |  | 09/23/2019
York International | Johnson Controls | J07PCC00A*(2,4,5)***** | J07NLC00*(5,6)****** | HRCU-A-CB, Split System: Heat | Heat Pump | 230 | 3 |  | False |  |  | True | Single-Speed | 89000 | 8090 | 11 | 10.8 | 12.4 |  | 82000 | 7282 | 3.3 | 3.3 | 49000 | 6243 | 2.3 | Federally-Regulated Commercial & Industrial Equipment | 06/03/2019 |  | 09/23/2019
York International | Johnson Controls | J07PCC00A*(2,4,5)***** | J07NLC00*(5,6)****** | HRCU-A-CB, Split System: Heat | Heat Pump | 208 | 3 |  | False |  |  | True | Single-Speed | 89000 | 8090 | 11 | 10.8 | 12.4 |  | 82000 | 7282 | 3.3 | 3.3 | 49000 | 6243 | 2.3 | Federally-Regulated Commercial & Industrial Equipment | 06/03/2019 |  | 09/23/2019
York International | Johnson Controls | J12XP[C,E]**(P,R,S,U,V,X)(2,4,5)*******2 |  | HSP-A, Single-Package Heat Pum | Both Heat Pump and Electric Re | 575 | 3 | False |  |  |  | True | Single-Speed | 146000 | 13773 | 10.6 | 10.6 | 13.5 |  | 135000 | 12364 | 3.2 | 3.2 | 90000 | 12866 | 2.05 | Federally-Regulated Commercial & Industrial Equipment | 06/03/2019 |  | 09/23/2019
York International | Johnson Controls | J12XP[C,E]**(P,R,S,U,V,X)(2,4,5)*******2 |  | HSP-A, Single-Package Heat Pum | Both Heat Pump and Electric Re | 460 | 3 | False |  |  |  | True | Single-Speed | 146000 | 13773 | 10.6 | 10.6 | 13.5 |  | 135000 | 12364 | 3.2 | 3.2 | 90000 | 12866 | 2.05 | Federally-Regulated Commercial & Industrial Equipment | 06/03/2019 |  | 09/23/2019
York International | Johnson Controls | J12XP[C,E]**(P,R,S,U,V,X)(2,4,5)*******2 |  | HSP-A, Single-Package Heat Pum | Both Heat Pump and Electric Re | 230 | 3 | False |  |  |  | True | Single-Speed | 146000 | 13773 | 10.6 | 10.6 | 13.5 |  | 135000 | 12364 | 3.2 | 3.2 | 90000 | 12866 | 2.05 | Federally-Regulated Commercial & Industrial Equipment | 06/03/2019 |  | 09/23/2019
York International | Johnson Controls | J12XP[C,E]**(P,R,S,U,V,X)(2,4,5)*******2 |  | HSP-A, Single-Package Heat Pum | Both Heat Pump and Electric Re | 208 | 3 | False |  |  |  | True | Single-Speed | 146000 | 13773 | 10.6 | 10.6 | 13.5 |  | 135000 | 12364 | 3.2 | 3.2 | 90000 | 12866 | 2.05 | Federally-Regulated Commercial & Industrial Equipment | 06/03/2019 |  | 09/23/2019
York International | Johnson Controls | XXE08A(2,4,5)*1********* |  | HSP-A, Single-Package Heat Pum | Heat Pump | 575 | 3 | False |  |  |  | True | Single-Speed | 90000 | 7826 | 11.5 | 10.8 | 13.3 |  | 84000 | 7033 | 3.5 | 3.3 | 49000 | 6382 | 2.25 | Federally-Regulated Commercial & Industrial Equipment | 06/03/2019 |  | 09/23/2019
York International | Johnson Controls | XXE08A(2,4,5)*1********* |  | HSP-A, Single-Package Heat Pum | Heat Pump | 460 | 3 | False |  |  |  | True | Single-Speed | 90000 | 7826 | 11.5 | 10.8 | 13.3 |  | 84000 | 7033 | 3.5 | 3.3 | 49000 | 6382 | 2.25 | Federally-Regulated Commercial & Industrial Equipment | 06/03/2019 |  | 09/23/2019
York International | Johnson Controls | XXE08A(2,4,5)*1********* |  | HSP-A, Single-Package Heat Pum | Heat Pump | 230 | 3 | False |  |  |  | True | Single-Speed | 90000 | 7826 | 11.5 | 10.8 | 13.3 |  | 84000 | 7033 | 3.5 | 3.3 | 49000 | 6382 | 2.25 | Federally-Regulated Commercial & Industrial Equipment | 06/03/2019 |  | 09/23/2019
York International | Johnson Controls | XXE08A(2,4,5)*1********* |  | HSP-A, Single-Package Heat Pum | Heat Pump | 208 | 3 | False |  |  |  | True | Single-Speed | 90000 | 7826 | 11.5 | 10.8 | 13.3 |  | 84000 | 7033 | 3.5 | 3.3 | 49000 | 6382 | 2.25 | Federally-Regulated Commercial & Industrial Equipment | 06/03/2019 |  | 09/23/2019
York International | Johnson Controls | XXE09A(2,4,5)*3********* |  | HSP-A, Single-Package Heat Pum | Heat Pump | 575 | 3 | False |  |  |  | True | Single-Speed | 102000 | 8644 | 11.8 | 10.8 | 14.4 |  | 94000 | 8223 | 3.35 | 3.3 | 57000 | 7424 | 2.25 | Federally-Regulated Commercial & Industrial Equipment | 06/03/2019 |  | 09/23/2019
York International | Johnson Controls | XXE09A(2,4,5)*3********* |  | HSP-A, Single-Package Heat Pum | Heat Pump | 460 | 3 | False |  |  |  | True | Single-Speed | 102000 | 8644 | 11.8 | 10.8 | 14.4 |  | 94000 | 8223 | 3.35 | 3.3 | 57000 | 7424 | 2.25 | Federally-Regulated Commercial & Industrial Equipment | 06/03/2019 |  | 09/23/2019
York International | Johnson Controls | XXE09A(2,4,5)*3********* |  | HSP-A, Single-Package Heat Pum | Heat Pump | 230 | 3 | False |  |  |  | True | Single-Speed | 102000 | 8644 | 11.8 | 10.8 | 14.4 |  | 94000 | 8223 | 3.35 | 3.3 | 57000 | 7424 | 2.25 | Federally-Regulated Commercial & Industrial Equipment | 06/03/2019 |  | 09/23/2019
York International | Johnson Controls | XXE09A(2,4,5)*3********* |  | HSP-A, Single-Package Heat Pum | Heat Pump | 208 | 3 | False |  |  |  | True | Single-Speed | 102000 | 8644 | 11.8 | 10.8 | 14.4 |  | 94000 | 8223 | 3.35 | 3.3 | 57000 | 7424 | 2.25 | Federally-Regulated Commercial & Industrial Equipment | 06/03/2019 |  | 09/23/2019
York International | Johnson Controls | XXE12A(2,4,5)*3********* |  | HSP-A, Single-Package Heat Pum | Heat Pump | 575 | 3 | False |  |  |  | True | Single-Speed | 116000 | 10545 | 11 | 10.8 | 13.4 |  | 108000 | 9591 | 3.3 | 3.3 | 62000 | 8075 | 2.25 | Federally-Regulated Commercial & Industrial Equipment | 06/03/2019 |  | 09/23/2019
York International | Johnson Controls | XXE12A(2,4,5)*3********* |  | HSP-A, Single-Package Heat Pum | Heat Pump | 460 | 3 | False |  |  |  | True | Single-Speed | 116000 | 10545 | 11 | 10.8 | 13.4 |  | 108000 | 9591 | 3.3 | 3.3 | 62000 | 8075 | 2.25 | Federally-Regulated Commercial & Industrial Equipment | 06/03/2019 |  | 09/23/2019
York International | Johnson Controls | XXE12A(2,4,5)*3********* |  | HSP-A, Single-Package Heat Pum | Heat Pump | 230 | 3 | False |  |  |  | True | Single-Speed | 116000 | 10545 | 11 | 10.8 | 13.4 |  | 108000 | 9591 | 3.3 | 3.3 | 62000 | 8075 | 2.25 | Federally-Regulated Commercial & Industrial Equipment | 06/03/2019 |  | 09/23/2019
York International | Johnson Controls | XXE12A(2,4,5)*3********* |  | HSP-A, Single-Package Heat Pum | Heat Pump | 208 | 3 | False |  |  |  | True | Single-Speed | 116000 | 10545 | 11 | 10.8 | 13.4 |  | 108000 | 9591 | 3.3 | 3.3 | 62000 | 8075 | 2.25 | Federally-Regulated Commercial & Industrial Equipment | 06/03/2019 |  | 09/23/2019
York International | Johnson Controls | J08XP[C,E]**(B,D)(2,4,5)******** |  | HSP-A, Single-Package Heat Pum | Both Heat Pump and Electric Re | 575 | 3 | False |  |  |  | True | Single-Speed | 100000 | 8928 | 11.2 | 11 | 12.4 |  | 94000 | 8102 | 3.4 | 3.3 | 54000 | 7033 | 2.25 | Federally-Regulated Commercial & Industrial Equipment | 06/03/2019 |  | 09/23/2019
York International | Johnson Controls | J08XP[C,E]**(B,D)(2,4,5)******** |  | HSP-A, Single-Package Heat Pum | Both Heat Pump and Electric Re | 460 | 3 | False |  |  |  | True | Single-Speed | 100000 | 8928 | 11.2 | 11 | 12.4 |  | 94000 | 8102 | 3.4 | 3.3 | 54000 | 7033 | 2.25 | Federally-Regulated Commercial & Industrial Equipment | 06/03/2019 |  | 09/23/2019
York International | Johnson Controls | J08XP[C,E]**(B,D)(2,4,5)******** |  | HSP-A, Single-Package Heat Pum | Both Heat Pump and Electric Re | 230 | 3 | False |  |  |  | True | Single-Speed | 100000 | 8928 | 11.2 | 11 | 12.4 |  | 94000 | 8102 | 3.4 | 3.3 | 54000 | 7033 | 2.25 | Federally-Regulated Commercial & Industrial Equipment | 06/03/2019 |  | 09/23/2019
York International | Johnson Controls | J08XP[C,E]**(B,D)(2,4,5)******** |  | HSP-A, Single-Package Heat Pum | Both Heat Pump and Electric Re | 208 | 3 | False |  |  |  | True | Single-Speed | 100000 | 8928 | 11.2 | 11 | 12.4 |  | 94000 | 8102 | 3.4 | 3.3 | 54000 | 7033 | 2.25 | Federally-Regulated Commercial & Industrial Equipment | 06/03/2019 |  | 09/23/2019
York International | Johnson Controls | XYE09A(2,4,5)*1******* |  | HSP-A, Single-Package Heat Pum | Heat Pump | 575 | 3 | False |  |  |  | True | Single-Speed | 98000 | 8166 | 12 | 10.8 | 13.8 |  | 96000 | 8275 | 3.4 | 3.3 | 54000 | 7002 | 2.26 | Federally-Regulated Commercial & Industrial Equipment | 06/03/2019 |  | 09/23/2019
York International | Johnson Controls | XYE09A(2,4,5)*1******* |  | HSP-A, Single-Package Heat Pum | Heat Pump | 460 | 3 | False |  |  |  | True | Single-Speed | 98000 | 8166 | 12 | 10.8 | 13.8 |  | 96000 | 8275 | 3.4 | 3.3 | 54000 | 7002 | 2.26 | Federally-Regulated Commercial & Industrial Equipment | 06/03/2019 |  | 09/23/2019
York International | Johnson Controls | XYE09A(2,4,5)*1******* |  | HSP-A, Single-Package Heat Pum | Heat Pump | 230 | 3 | False |  |  |  | True | Single-Speed | 98000 | 8166 | 12 | 10.8 | 13.8 |  | 96000 | 8275 | 3.4 | 3.3 | 54000 | 7002 | 2.26 | Federally-Regulated Commercial & Industrial Equipment | 06/03/2019 |  | 09/23/2019
York International | Johnson Controls | XYE09A(2,4,5)*1******* |  | HSP-A, Single-Package Heat Pum | Heat Pump | 208 | 3 | False |  |  |  | True | Single-Speed | 98000 | 8166 | 12 | 10.8 | 13.8 |  | 96000 | 8275 | 3.4 | 3.3 | 54000 | 7002 | 2.26 | Federally-Regulated Commercial & Industrial Equipment | 06/03/2019 |  | 09/23/2019
York International | Johnson Controls | XYE09A(2,4,5)*3******* |  | HSP-A, Single-Package Heat Pum | Heat Pump | 575 | 3 | False |  |  |  | True | Single-Speed | 98000 | 8166 | 12 | 10.8 | 15.8 |  | 96000 | 8275 | 3.4 | 3.3 | 54000 | 7002 | 2.26 | Federally-Regulated Commercial & Industrial Equipment | 06/03/2019 |  | 09/23/2019
York International | Johnson Controls | XYE09A(2,4,5)*3******* |  | HSP-A, Single-Package Heat Pum | Heat Pump | 460 | 3 | False |  |  |  | True | Single-Speed | 98000 | 8166 | 12 | 10.8 | 15.8 |  | 96000 | 8275 | 3.4 | 3.3 | 54000 | 7002 | 2.26 | Federally-Regulated Commercial & Industrial Equipment | 06/03/2019 |  | 09/23/2019
York International | Johnson Controls | XYE09A(2,4,5)*3******* |  | HSP-A, Single-Package Heat Pum | Heat Pump | 230 | 3 | False |  |  |  | True | Single-Speed | 98000 | 8166 | 12 | 10.8 | 15.8 |  | 96000 | 8275 | 3.4 | 3.3 | 54000 | 7002 | 2.26 | Federally-Regulated Commercial & Industrial Equipment | 06/03/2019 |  | 09/23/2019
York International | Johnson Controls | XYE09A(2,4,5)*3******* |  | HSP-A, Single-Package Heat Pum | Heat Pump | 208 | 3 | False |  |  |  | True | Single-Speed | 98000 | 8166 | 12 | 10.8 | 15.8 |  | 96000 | 8275 | 3.4 | 3.3 | 54000 | 7002 | 2.26 | Federally-Regulated Commercial & Industrial Equipment | 06/03/2019 |  | 09/23/2019
York International | Johnson Controls | J20XPC00(P,R,S,U,V,X)(2,4,5)******** |  | HSP-A, Single-Package Heat Pum | Heat Pump | 575 | 3 | False |  |  |  | True | Single-Speed | 240000 | 25263 | 9.5 | 9.3 | 12 |  | 240000 | 21980 | 3.2 | 3.2 | 136000 | 19443 | 2.05 | Federally-Regulated Commercial & Industrial Equipment | 06/03/2019 |  | 09/23/2019
York International | Johnson Controls | J20XPC00(P,R,S,U,V,X)(2,4,5)******** |  | HSP-A, Single-Package Heat Pum | Heat Pump | 460 | 3 | False |  |  |  | True | Single-Speed | 240000 | 25263 | 9.5 | 9.3 | 12 |  | 240000 | 21980 | 3.2 | 3.2 | 136000 | 19443 | 2.05 | Federally-Regulated Commercial & Industrial Equipment | 06/03/2019 |  | 09/23/2019
York International | Johnson Controls | J20XPC00(P,R,S,U,V,X)(2,4,5)******** |  | HSP-A, Single-Package Heat Pum | Heat Pump | 230 | 3 | False |  |  |  | True | Single-Speed | 240000 | 25263 | 9.5 | 9.3 | 12 |  | 240000 | 21980 | 3.2 | 3.2 | 136000 | 19443 | 2.05 | Federally-Regulated Commercial & Industrial Equipment | 06/03/2019 |  | 09/23/2019
York International | Johnson Controls | J20XPC00(P,R,S,U,V,X)(2,4,5)******** |  | HSP-A, Single-Package Heat Pum | Heat Pump | 208 | 3 | False |  |  |  | True | Single-Speed | 240000 | 25263 | 9.5 | 9.3 | 12 |  | 240000 | 21980 | 3.2 | 3.2 | 136000 | 19443 | 2.05 | Federally-Regulated Commercial & Industrial Equipment | 06/03/2019 |  | 09/23/2019
York International | Johnson Controls | J15PCC00A*(2,4,5)***** | J15NLC00*(5,6)****** | HRCU-A-CB, Split System: Heat | Heat Pump | 575 | 3 |  | False |  |  | True | Single-Speed | 180000 | 16981 | 10.6 | 10.4 | 13.3 |  | 168000 | 15386 | 3.2 | 3.2 | 104000 | 13252 | 2.3 | Federally-Regulated Commercial & Industrial Equipment | 06/03/2019 |  | 09/23/2019
York International | Johnson Controls | J15PCC00A*(2,4,5)***** | J15NLC00*(5,6)****** | HRCU-A-CB, Split System: Heat | Heat Pump | 460 | 3 |  | False |  |  | True | Single-Speed | 180000 | 16981 | 10.6 | 10.4 | 13.3 |  | 168000 | 15386 | 3.2 | 3.2 | 104000 | 13252 | 2.3 | Federally-Regulated Commercial & Industrial Equipment | 06/03/2019 |  | 09/23/2019
York International | Johnson Controls | J15PCC00A*(2,4,5)***** | J15NLC00*(5,6)****** | HRCU-A-CB, Split System: Heat | Heat Pump | 230 | 3 |  | False |  |  | True | Single-Speed | 180000 | 16981 | 10.6 | 10.4 | 13.3 |  | 168000 | 15386 | 3.2 | 3.2 | 104000 | 13252 | 2.3 | Federally-Regulated Commercial & Industrial Equipment | 06/03/2019 |  | 09/23/2019
York International | Johnson Controls | J15PCC00A*(2,4,5)***** | J15NLC00*(5,6)****** | HRCU-A-CB, Split System: Heat | Heat Pump | 208 | 3 |  | False |  |  | True | Single-Speed | 180000 | 16981 | 10.6 | 10.4 | 13.3 |  | 168000 | 15386 | 3.2 | 3.2 | 104000 | 13252 | 2.3 | Federally-Regulated Commercial & Industrial Equipment | 06/03/2019 |  | 09/23/2019
York International | Johnson Controls | J06XP[C,E]**(B,D)(2,4,5)******** |  | HSP-A, Single-Package Heat Pum | Both Heat Pump and Electric Re | 575 | 3 | False |  |  |  | True | Single-Speed | 78000 | 6500 | 12 | 11 | 12.2 |  | 75000 | 6464 | 3.4 | 3.3 | 43000 | 5600 | 2.25 | Federally-Regulated Commercial & Industrial Equipment | 06/03/2019 |  | 09/23/2019
York International | Johnson Controls | J06XP[C,E]**(B,D)(2,4,5)******** |  | HSP-A, Single-Package Heat Pum | Both Heat Pump and Electric Re | 460 | 3 | False |  |  |  | True | Single-Speed | 78000 | 6500 | 12 | 11 | 12.2 |  | 75000 | 6464 | 3.4 | 3.3 | 43000 | 5600 | 2.25 | Federally-Regulated Commercial & Industrial Equipment | 06/03/2019 |  | 09/23/2019
York International | Johnson Controls | J06XP[C,E]**(B,D)(2,4,5)******** |  | HSP-A, Single-Package Heat Pum | Both Heat Pump and Electric Re | 230 | 3 | False |  |  |  | True | Single-Speed | 78000 | 6500 | 12 | 11 | 12.2 |  | 75000 | 6464 | 3.4 | 3.3 | 43000 | 5600 | 2.25 | Federally-Regulated Commercial & Industrial Equipment | 06/03/2019 |  | 09/23/2019
York International | Johnson Controls | J06XP[C,E]**(B,D)(2,4,5)******** |  | HSP-A, Single-Package Heat Pum | Both Heat Pump and Electric Re | 208 | 3 | False |  |  |  | True | Single-Speed | 78000 | 6500 | 12 | 11 | 12.2 |  | 75000 | 6464 | 3.4 | 3.3 | 43000 | 5600 | 2.25 | Federally-Regulated Commercial & Industrial Equipment | 06/03/2019 |  | 09/23/2019
York International | Johnson Controls | J20PDC00A(2,4,5)***** | J20NMC00*(2,4,5,6)**** | HRCU-A-CB, Split System: Heat | Heat Pump | 575 | 3 |  | False |  |  | True | Single-Speed | 230000 | 21698 | 10.6 | 10.4 | 13.3 |  | 220000 | 19538 | 3.3 | 3.2 | 130000 | 17318 | 2.2 | Federally-Regulated Commercial & Industrial Equipment | 08/06/2019 |  | 09/23/2019
York International | Johnson Controls | J20PDC00A(2,4,5)***** | J20NMC00*(2,4,5,6)**** | HRCU-A-CB, Split System: Heat | Heat Pump | 460 | 3 |  | False |  |  | True | Single-Speed | 230000 | 21698 | 10.6 | 10.4 | 13.3 |  | 220000 | 19538 | 3.3 | 3.2 | 130000 | 17318 | 2.2 | Federally-Regulated Commercial & Industrial Equipment | 08/06/2019 |  | 09/23/2019
York International | Johnson Controls | J20PDC00A(2,4,5)***** | J20NMC00*(2,4,5,6)**** | HRCU-A-CB, Split System: Heat | Heat Pump | 230 | 3 |  | False |  |  | True | Single-Speed | 230000 | 21698 | 10.6 | 10.4 | 13.3 |  | 220000 | 19538 | 3.3 | 3.2 | 130000 | 17318 | 2.2 | Federally-Regulated Commercial & Industrial Equipment | 08/06/2019 |  | 09/23/2019
York International | Johnson Controls | J20PDC00A(2,4,5)***** | J20NMC00*(2,4,5,6)**** | HRCU-A-CB, Split System: Heat | Heat Pump | 208 | 3 |  | False |  |  | True | Single-Speed | 230000 | 21698 | 10.6 | 10.4 | 13.3 |  | 220000 | 19538 | 3.3 | 3.2 | 130000 | 17318 | 2.2 | Federally-Regulated Commercial & Industrial Equipment | 08/06/2019 |  | 09/23/2019
York International | Johnson Controls | XYE08A(2,4,5)*3******* |  | HSP-A, Single-Package Heat Pum | Heat Pump | 575 | 3 | False |  |  |  | True | Single-Speed | 88000 | 7272 | 12.1 | 10.8 | 16 |  | 84000 | 7033 | 3.5 | 3.3 | 48000 | 5861 | 2.4 | Federally-Regulated Commercial & Industrial Equipment | 08/06/2019 |  | 09/23/2019
York International | Johnson Controls | XYE08A(2,4,5)*3******* |  | HSP-A, Single-Package Heat Pum | Heat Pump | 460 | 3 | False |  |  |  | True | Single-Speed | 88000 | 7272 | 12.1 | 10.8 | 16 |  | 84000 | 7033 | 3.5 | 3.3 | 48000 | 5861 | 2.4 | Federally-Regulated Commercial & Industrial Equipment | 08/06/2019 |  | 09/23/2019
York International | Johnson Controls | XYE08A(2,4,5)*3******* |  | HSP-A, Single-Package Heat Pum | Heat Pump | 230 | 3 | False |  |  |  | True | Single-Speed | 88000 | 7272 | 12.1 | 10.8 | 16 |  | 84000 | 7033 | 3.5 | 3.3 | 48000 | 5861 | 2.4 | Federally-Regulated Commercial & Industrial Equipment | 08/06/2019 |  | 09/23/2019
York International | Johnson Controls | XYE08A(2,4,5)*3******* |  | HSP-A, Single-Package Heat Pum | Heat Pump | 208 | 3 | False |  |  |  | True | Single-Speed | 88000 | 7272 | 12.1 | 10.8 | 16 |  | 84000 | 7033 | 3.5 | 3.3 | 48000 | 5861 | 2.4 | Federally-Regulated Commercial & Industrial Equipment | 08/06/2019 |  | 09/23/2019
York International | Johnson Controls | XXE09A(2,4,5)*1********* |  | HSP-A, Single-Package Heat Pum | Heat Pump | 575 | 3 | False |  |  |  | True | Single-Speed | 102000 | 8644 | 11.8 | 10.8 | 13.1 |  | 94000 | 8223 | 3.35 | 3.3 | 57000 | 7424 | 2.25 | Federally-Regulated Commercial & Industrial Equipment | 06/03/2019 |  | 09/23/2019
York International | Johnson Controls | XXE09A(2,4,5)*1********* |  | HSP-A, Single-Package Heat Pum | Heat Pump | 460 | 3 | False |  |  |  | True | Single-Speed | 102000 | 8644 | 11.8 | 10.8 | 13.1 |  | 94000 | 8223 | 3.35 | 3.3 | 57000 | 7424 | 2.25 | Federally-Regulated Commercial & Industrial Equipment | 06/03/2019 |  | 09/23/2019
York International | Johnson Controls | XXE09A(2,4,5)*1********* |  | HSP-A, Single-Package Heat Pum | Heat Pump | 230 | 3 | False |  |  |  | True | Single-Speed | 102000 | 8644 | 11.8 | 10.8 | 13.1 |  | 94000 | 8223 | 3.35 | 3.3 | 57000 | 7424 | 2.25 | Federally-Regulated Commercial & Industrial Equipment | 06/03/2019 |  | 09/23/2019
York International | Johnson Controls | XXE09A(2,4,5)*1********* |  | HSP-A, Single-Package Heat Pum | Heat Pump | 208 | 3 | False |  |  |  | True | Single-Speed | 102000 | 8644 | 11.8 | 10.8 | 13.1 |  | 94000 | 8223 | 3.35 | 3.3 | 57000 | 7424 | 2.25 | Federally-Regulated Commercial & Industrial Equipment | 06/03/2019 |  | 09/23/2019
York International | Johnson Controls | J15XPC00(P,R,S,U,V,X)(2,4,5)******** |  | HSP-A, Single-Package Heat Pum | Heat Pump | 575 | 3 | False |  |  |  | True | Single-Speed | 176000 | 16603 | 10.6 | 10.4 | 13.2 |  | 162000 | 14653 | 3.24 | 3.2 | 99000 | 14153 | 2.05 | Federally-Regulated Commercial & Industrial Equipment | 08/06/2019 |  | 09/23/2019
York International | Johnson Controls | J15XPC00(P,R,S,U,V,X)(2,4,5)******** |  | HSP-A, Single-Package Heat Pum | Heat Pump | 460 | 3 | False |  |  |  | True | Single-Speed | 176000 | 16603 | 10.6 | 10.4 | 13.2 |  | 162000 | 14653 | 3.24 | 3.2 | 99000 | 14153 | 2.05 | Federally-Regulated Commercial & Industrial Equipment | 08/06/2019 |  | 09/23/2019
York International | Johnson Controls | J15XPC00(P,R,S,U,V,X)(2,4,5)******** |  | HSP-A, Single-Package Heat Pum | Heat Pump | 230 | 3 | False |  |  |  | True | Single-Speed | 176000 | 16603 | 10.6 | 10.4 | 13.2 |  | 162000 | 14653 | 3.24 | 3.2 | 99000 | 14153 | 2.05 | Federally-Regulated Commercial & Industrial Equipment | 08/06/2019 |  | 09/23/2019
York International | Johnson Controls | J15XPC00(P,R,S,U,V,X)(2,4,5)******** |  | HSP-A, Single-Package Heat Pum | Heat Pump | 208 | 3 | False |  |  |  | True | Single-Speed | 176000 | 16603 | 10.6 | 10.4 | 13.2 |  | 162000 | 14653 | 3.24 | 3.2 | 99000 | 14153 | 2.05 | Federally-Regulated Commercial & Industrial Equipment | 08/06/2019 |  | 09/23/2019
York International | Johnson Controls | XXEA7A(2,4,5)*1********* |  | HSP-A, Single-Package Heat Pum | Heat Pump | 575 | 3 | False |  |  |  | True | Single-Speed | 66000 | 6000 | 11 | 10.8 | 12.7 |  | 65000 | 5442 | 3.5 | 3.3 | 35000 | 4459 | 2.3 | Federally-Regulated Commercial & Industrial Equipment | 06/03/2019 |  | 09/23/2019
York International | Johnson Controls | XXEA7A(2,4,5)*1********* |  | HSP-A, Single-Package Heat Pum | Heat Pump | 460 | 3 | False |  |  |  | True | Single-Speed | 66000 | 6000 | 11 | 10.8 | 12.7 |  | 65000 | 5442 | 3.5 | 3.3 | 35000 | 4459 | 2.3 | Federally-Regulated Commercial & Industrial Equipment | 06/03/2019 |  | 09/23/2019
York International | Johnson Controls | XXEA7A(2,4,5)*1********* |  | HSP-A, Single-Package Heat Pum | Heat Pump | 230 | 3 | False |  |  |  | True | Single-Speed | 66000 | 6000 | 11 | 10.8 | 12.7 |  | 65000 | 5442 | 3.5 | 3.3 | 35000 | 4459 | 2.3 | Federally-Regulated Commercial & Industrial Equipment | 06/03/2019 |  | 09/23/2019
York International | Johnson Controls | XXEA7A(2,4,5)*1********* |  | HSP-A, Single-Package Heat Pum | Heat Pump | 208 | 3 | False |  |  |  | True | Single-Speed | 66000 | 6000 | 11 | 10.8 | 12.7 |  | 65000 | 5442 | 3.5 | 3.3 | 35000 | 4459 | 2.3 | Federally-Regulated Commercial & Industrial Equipment | 06/03/2019 |  | 09/23/2019
York International | Johnson Controls | J15PDC00A*(2,4,5)***** | J15NMC00*(5,6)****** | HRCU-A-CB, Split System: Heat | Heat Pump | 575 | 3 |  | False |  |  | True | Single-Speed | 174000 | 16415 | 10.6 | 10.4 | 14 |  | 160000 | 13791 | 3.4 | 3.2 | 100000 | 13025 | 2.25 | Federally-Regulated Commercial & Industrial Equipment | 06/03/2019 |  | 09/23/2019
York International | Johnson Controls | J15PDC00A*(2,4,5)***** | J15NMC00*(5,6)****** | HRCU-A-CB, Split System: Heat | Heat Pump | 460 | 3 |  | False |  |  | True | Single-Speed | 174000 | 16415 | 10.6 | 10.4 | 14 |  | 160000 | 13791 | 3.4 | 3.2 | 100000 | 13025 | 2.25 | Federally-Regulated Commercial & Industrial Equipment | 06/03/2019 |  | 09/23/2019
York International | Johnson Controls | J15PDC00A*(2,4,5)***** | J15NMC00*(5,6)****** | HRCU-A-CB, Split System: Heat | Heat Pump | 230 | 3 |  | False |  |  | True | Single-Speed | 174000 | 16415 | 10.6 | 10.4 | 14 |  | 160000 | 13791 | 3.4 | 3.2 | 100000 | 13025 | 2.25 | Federally-Regulated Commercial & Industrial Equipment | 06/03/2019 |  | 09/23/2019
York International | Johnson Controls | J15PDC00A*(2,4,5)***** | J15NMC00*(5,6)****** | HRCU-A-CB, Split System: Heat | Heat Pump | 208 | 3 |  | False |  |  | True | Single-Speed | 174000 | 16415 | 10.6 | 10.4 | 14 |  | 160000 | 13791 | 3.4 | 3.2 | 100000 | 13025 | 2.25 | Federally-Regulated Commercial & Industrial Equipment | 06/03/2019 |  | 09/23/2019
York International | Johnson Controls | XYE07A(2,4,5)*1******* |  | HSP-A, Single-Package Heat Pum | Heat Pump | 575 | 3 | False |  |  |  | True | Single-Speed | 71000 | 5916 | 12 | 10.8 | 13.2 |  | 69000 | 5947 | 3.4 | 3.3 | 39000 | 4762 | 2.4 | Federally-Regulated Commercial & Industrial Equipment | 06/03/2019 |  | 09/23/2019
York International | Johnson Controls | XYE07A(2,4,5)*1******* |  | HSP-A, Single-Package Heat Pum | Heat Pump | 460 | 3 | False |  |  |  | True | Single-Speed | 71000 | 5916 | 12 | 10.8 | 13.2 |  | 69000 | 5947 | 3.4 | 3.3 | 39000 | 4762 | 2.4 | Federally-Regulated Commercial & Industrial Equipment | 06/03/2019 |  | 09/23/2019
York International | Johnson Controls | XYE07A(2,4,5)*1******* |  | HSP-A, Single-Package Heat Pum | Heat Pump | 230 | 3 | False |  |  |  | True | Single-Speed | 71000 | 5916 | 12 | 10.8 | 13.2 |  | 69000 | 5947 | 3.4 | 3.3 | 39000 | 4762 | 2.4 | Federally-Regulated Commercial & Industrial Equipment | 06/03/2019 |  | 09/23/2019
York International | Johnson Controls | XYE07A(2,4,5)*1******* |  | HSP-A, Single-Package Heat Pum | Heat Pump | 208 | 3 | False |  |  |  | True | Single-Speed | 71000 | 5916 | 12 | 10.8 | 13.2 |  | 69000 | 5947 | 3.4 | 3.3 | 39000 | 4762 | 2.4 | Federally-Regulated Commercial & Industrial Equipment | 06/03/2019 |  | 09/23/2019
York International | Johnson Controls | XXEA7A(2,4,5)*3********* |  | HSP-A, Single-Package Heat Pum | Heat Pump | 575 | 3 | False |  |  |  | True | Single-Speed | 66000 | 6000 | 11 | 10.8 | 14.8 |  | 65000 | 5442 | 3.5 | 3.3 | 35000 | 4459 | 2.3 | Federally-Regulated Commercial & Industrial Equipment | 06/03/2019 |  | 09/23/2019
York International | Johnson Controls | XXEA7A(2,4,5)*3********* |  | HSP-A, Single-Package Heat Pum | Heat Pump | 460 | 3 | False |  |  |  | True | Single-Speed | 66000 | 6000 | 11 | 10.8 | 14.8 |  | 65000 | 5442 | 3.5 | 3.3 | 35000 | 4459 | 2.3 | Federally-Regulated Commercial & Industrial Equipment | 06/03/2019 |  | 09/23/2019
York International | Johnson Controls | XXEA7A(2,4,5)*3********* |  | HSP-A, Single-Package Heat Pum | Heat Pump | 230 | 3 | False |  |  |  | True | Single-Speed | 66000 | 6000 | 11 | 10.8 | 14.8 |  | 65000 | 5442 | 3.5 | 3.3 | 35000 | 4459 | 2.3 | Federally-Regulated Commercial & Industrial Equipment | 06/03/2019 |  | 09/23/2019
York International | Johnson Controls | XXEA7A(2,4,5)*3********* |  | HSP-A, Single-Package Heat Pum | Heat Pump | 208 | 3 | False |  |  |  | True | Single-Speed | 66000 | 6000 | 11 | 10.8 | 14.8 |  | 65000 | 5442 | 3.5 | 3.3 | 35000 | 4459 | 2.3 | Federally-Regulated Commercial & Industrial Equipment | 06/03/2019 |  | 09/23/2019
York International | Johnson Controls | J08XP[C,E]**(P,R,S,U,V,X)(2,4,5)******** |  | HSP-A, Single-Package Heat Pum | Both Heat Pump and Electric Re | 575 | 3 | False |  |  |  | True | Single-Speed | 100000 | 8928 | 11.2 | 11 | 13.5 |  | 94000 | 8102 | 3.4 | 3.3 | 54000 | 7033 | 2.25 | Federally-Regulated Commercial & Industrial Equipment | 06/03/2019 |  | 09/23/2019
York International | Johnson Controls | J08XP[C,E]**(P,R,S,U,V,X)(2,4,5)******** |  | HSP-A, Single-Package Heat Pum | Both Heat Pump and Electric Re | 460 | 3 | False |  |  |  | True | Single-Speed | 100000 | 8928 | 11.2 | 11 | 13.5 |  | 94000 | 8102 | 3.4 | 3.3 | 54000 | 7033 | 2.25 | Federally-Regulated Commercial & Industrial Equipment | 06/03/2019 |  | 09/23/2019
York International | Johnson Controls | J08XP[C,E]**(P,R,S,U,V,X)(2,4,5)******** |  | HSP-A, Single-Package Heat Pum | Both Heat Pump and Electric Re | 230 | 3 | False |  |  |  | True | Single-Speed | 100000 | 8928 | 11.2 | 11 | 13.5 |  | 94000 | 8102 | 3.4 | 3.3 | 54000 | 7033 | 2.25 | Federally-Regulated Commercial & Industrial Equipment | 06/03/2019 |  | 09/23/2019
York International | Johnson Controls | J08XP[C,E]**(P,R,S,U,V,X)(2,4,5)******** |  | HSP-A, Single-Package Heat Pum | Both Heat Pump and Electric Re | 208 | 3 | False |  |  |  | True | Single-Speed | 100000 | 8928 | 11.2 | 11 | 13.5 |  | 94000 | 8102 | 3.4 | 3.3 | 54000 | 7033 | 2.25 | Federally-Regulated Commercial & Industrial Equipment | 06/03/2019 |  | 09/23/2019
York International | Johnson Controls | J06XP[C,E]**(P,R,S,U,V,X)(2,4,5)******** |  | HSP-A, Single-Package Heat Pum | Both Heat Pump and Electric Re | 575 | 3 | False |  |  |  | True | Single-Speed | 78000 | 6500 | 12 | 11 | 13.2 |  | 75000 | 6464 | 3.4 | 3.3 | 43000 | 5600 | 2.25 | Federally-Regulated Commercial & Industrial Equipment | 06/03/2019 |  | 09/23/2019
York International | Johnson Controls | J06XP[C,E]**(P,R,S,U,V,X)(2,4,5)******** |  | HSP-A, Single-Package Heat Pum | Both Heat Pump and Electric Re | 460 | 3 | False |  |  |  | True | Single-Speed | 78000 | 6500 | 12 | 11 | 13.2 |  | 75000 | 6464 | 3.4 | 3.3 | 43000 | 5600 | 2.25 | Federally-Regulated Commercial & Industrial Equipment | 06/03/2019 |  | 09/23/2019
York International | Johnson Controls | J06XP[C,E]**(P,R,S,U,V,X)(2,4,5)******** |  | HSP-A, Single-Package Heat Pum | Both Heat Pump and Electric Re | 230 | 3 | False |  |  |  | True | Single-Speed | 78000 | 6500 | 12 | 11 | 13.2 |  | 75000 | 6464 | 3.4 | 3.3 | 43000 | 5600 | 2.25 | Federally-Regulated Commercial & Industrial Equipment | 06/03/2019 |  | 09/23/2019
York International | Johnson Controls | J06XP[C,E]**(P,R,S,U,V,X)(2,4,5)******** |  | HSP-A, Single-Package Heat Pum | Both Heat Pump and Electric Re | 208 | 3 | False |  |  |  | True | Single-Speed | 78000 | 6500 | 12 | 11 | 13.2 |  | 75000 | 6464 | 3.4 | 3.3 | 43000 | 5600 | 2.25 | Federally-Regulated Commercial & Industrial Equipment | 06/03/2019 |  | 09/23/2019
York International | Johnson Controls | J10PCC00A*(2,4,5)**** | J10NLC00*(5,6)****** | HRCU-A-CB, Split System: Heat | Heat Pump | 575 | 3 |  | False |  |  | True | Single-Speed | 120000 | 11111 | 10.8 | 10.8 | 13.5 |  | 109000 | 9680 | 3.3 | 3.3 | 63000 | 8206 | 2.25 | Federally-Regulated Commercial & Industrial Equipment | 06/03/2019 |  | 09/23/2019
York International | Johnson Controls | J10PCC00A*(2,4,5)**** | J10NLC00*(5,6)****** | HRCU-A-CB, Split System: Heat | Heat Pump | 460 | 3 |  | False |  |  | True | Single-Speed | 120000 | 11111 | 10.8 | 10.8 | 13.5 |  | 109000 | 9680 | 3.3 | 3.3 | 63000 | 8206 | 2.25 | Federally-Regulated Commercial & Industrial Equipment | 06/03/2019 |  | 09/23/2019
York International | Johnson Controls | J10PCC00A*(2,4,5)**** | J10NLC00*(5,6)****** | HRCU-A-CB, Split System: Heat | Heat Pump | 230 | 3 |  | False |  |  | True | Single-Speed | 120000 | 11111 | 10.8 | 10.8 | 13.5 |  | 109000 | 9680 | 3.3 | 3.3 | 63000 | 8206 | 2.25 | Federally-Regulated Commercial & Industrial Equipment | 06/03/2019 |  | 09/23/2019
York International | Johnson Controls | J10PCC00A*(2,4,5)**** | J10NLC00*(5,6)****** | HRCU-A-CB, Split System: Heat | Heat Pump | 208 | 3 |  | False |  |  | True | Single-Speed | 120000 | 11111 | 10.8 | 10.8 | 13.5 |  | 109000 | 9680 | 3.3 | 3.3 | 63000 | 8206 | 2.25 | Federally-Regulated Commercial & Industrial Equipment | 06/03/2019 |  | 09/23/2019
York International | SERIES 20 | J20PDC00A*(2,4,5)***** | J20NDC00*(5,6)****** | HRCU-A-CB, Split System: Heat | Heat Pump | 575 | 3 |  | False |  |  | True | Single-Speed | 230000 | 21698 | 10.6 | 10.4 | 11.7 |  | 220000 | 19538 | 3.3 | 3.2 | 124000 | 16518 | 2.2 | Federally-Regulated Commercial & Industrial Equipment | 08/06/2019 |  | 09/23/2019
York International | SERIES 20 | J20PDC00A*(2,4,5)***** | J20NDC00*(5,6)****** | HRCU-A-CB, Split System: Heat | Heat Pump | 460 | 3 |  | False |  |  | True | Single-Speed | 230000 | 21698 | 10.6 | 10.4 | 11.7 |  | 220000 | 19538 | 3.3 | 3.2 | 124000 | 16518 | 2.2 | Federally-Regulated Commercial & Industrial Equipment | 08/06/2019 |  | 09/23/2019
York International | SERIES 20 | J20PDC00A*(2,4,5)***** | J20NDC00*(5,6)****** | HRCU-A-CB, Split System: Heat | Heat Pump | 230 | 3 |  | False |  |  | True | Single-Speed | 230000 | 21698 | 10.6 | 10.4 | 11.7 |  | 220000 | 19538 | 3.3 | 3.2 | 124000 | 16518 | 2.2 | Federally-Regulated Commercial & Industrial Equipment | 08/06/2019 |  | 09/23/2019
York International | SERIES 20 | J20PDC00A*(2,4,5)***** | J20NDC00*(5,6)****** | HRCU-A-CB, Split System: Heat | Heat Pump | 208 | 3 |  | False |  |  | True | Single-Speed | 230000 | 21698 | 10.6 | 10.4 | 11.7 |  | 220000 | 19538 | 3.3 | 3.2 | 124000 | 16518 | 2.2 | Federally-Regulated Commercial & Industrial Equipment | 08/06/2019 |  | 09/23/2019
York International | SERIES 20 | J12PCC00A*(2,4,5)***** | J15NCC00*(5,6)****** | HRCU-A-CB, Split System: Heat | Heat Pump | 575 | 3 |  | False |  |  | True | Single-Speed | 180000 | 16981 | 10.6 | 10.4 | 12 |  | 168000 | 15386 | 3.2 | 3.2 | 104000 | 13252 | 2.3 | Federally-Regulated Commercial & Industrial Equipment | 06/03/2019 |  | 09/23/2019
York International | SERIES 20 | J12PCC00A*(2,4,5)***** | J15NCC00*(5,6)****** | HRCU-A-CB, Split System: Heat | Heat Pump | 460 | 3 |  | False |  |  | True | Single-Speed | 180000 | 16981 | 10.6 | 10.4 | 12 |  | 168000 | 15386 | 3.2 | 3.2 | 104000 | 13252 | 2.3 | Federally-Regulated Commercial & Industrial Equipment | 06/03/2019 |  | 09/23/2019
York International | SERIES 20 | J12PCC00A*(2,4,5)***** | J15NCC00*(5,6)****** | HRCU-A-CB, Split System: Heat | Heat Pump | 230 | 3 |  | False |  |  | True | Single-Speed | 180000 | 16981 | 10.6 | 10.4 | 12 |  | 168000 | 15386 | 3.2 | 3.2 | 104000 | 13252 | 2.3 | Federally-Regulated Commercial & Industrial Equipment | 06/03/2019 |  | 09/23/2019
York International | SERIES 20 | J12PCC00A*(2,4,5)***** | J15NCC00*(5,6)****** | HRCU-A-CB, Split System: Heat | Heat Pump | 208 | 3 |  | False |  |  | True | Single-Speed | 180000 | 16981 | 10.6 | 10.4 | 12 |  | 168000 | 15386 | 3.2 | 3.2 | 104000 | 13252 | 2.3 | Federally-Regulated Commercial & Industrial Equipment | 06/03/2019 |  | 09/23/2019
York International | SERIES 20 | J12PDC00A*(2,4,5)***** | J15NDC00*(5,6)****** | HRCU-A-CB, Split System: Heat | Heat Pump | 575 | 3 |  | False |  |  | True | Single-Speed | 174000 | 16415 | 10.6 | 10.4 | 11.6 |  | 160000 | 13791 | 3.4 | 3.2 | 100000 | 13025 | 2.25 | Federally-Regulated Commercial & Industrial Equipment | 06/03/2019 |  | 09/23/2019
York International | SERIES 20 | J12PDC00A*(2,4,5)***** | J15NDC00*(5,6)****** | HRCU-A-CB, Split System: Heat | Heat Pump | 460 | 3 |  | False |  |  | True | Single-Speed | 174000 | 16415 | 10.6 | 10.4 | 11.6 |  | 160000 | 13791 | 3.4 | 3.2 | 100000 | 13025 | 2.25 | Federally-Regulated Commercial & Industrial Equipment | 06/03/2019 |  | 09/23/2019
York International | SERIES 20 | J12PDC00A*(2,4,5)***** | J15NDC00*(5,6)****** | HRCU-A-CB, Split System: Heat | Heat Pump | 230 | 3 |  | False |  |  | True | Single-Speed | 174000 | 16415 | 10.6 | 10.4 | 11.6 |  | 160000 | 13791 | 3.4 | 3.2 | 100000 | 13025 | 2.25 | Federally-Regulated Commercial & Industrial Equipment | 06/03/2019 |  | 09/23/2019
York International | SERIES 20 | J12PDC00A*(2,4,5)***** | J15NDC00*(5,6)****** | HRCU-A-CB, Split System: Heat | Heat Pump | 208 | 3 |  | False |  |  | True | Single-Speed | 174000 | 16415 | 10.6 | 10.4 | 11.6 |  | 160000 | 13791 | 3.4 | 3.2 | 100000 | 13025 | 2.25 | Federally-Regulated Commercial & Industrial Equipment | 06/03/2019 |  | 09/23/2019
York International | PREDATOR | XP078[C,E]**(P,R,S,U,V,X)(2,4,5)******** |  | HSP-A, Single-Package Heat Pum | Both Heat Pump and Electric Re | 575 | 3 | False |  |  |  | True | Single-Speed | 78000 | 6500 | 12 | 11 | 13.2 |  | 75000 | 6464 | 3.4 | 3.3 | 43000 | 5600 | 2.25 | Federally-Regulated Commercial & Industrial Equipment | 06/03/2019 |  | 09/23/2019
York International | PREDATOR | XP078[C,E]**(P,R,S,U,V,X)(2,4,5)******** |  | HSP-A, Single-Package Heat Pum | Both Heat Pump and Electric Re | 460 | 3 | False |  |  |  | True | Single-Speed | 78000 | 6500 | 12 | 11 | 13.2 |  | 75000 | 6464 | 3.4 | 3.3 | 43000 | 5600 | 2.25 | Federally-Regulated Commercial & Industrial Equipment | 06/03/2019 |  | 09/23/2019
York International | PREDATOR | XP078[C,E]**(P,R,S,U,V,X)(2,4,5)******** |  | HSP-A, Single-Package Heat Pum | Both Heat Pump and Electric Re | 230 | 3 | False |  |  |  | True | Single-Speed | 78000 | 6500 | 12 | 11 | 13.2 |  | 75000 | 6464 | 3.4 | 3.3 | 43000 | 5600 | 2.25 | Federally-Regulated Commercial & Industrial Equipment | 06/03/2019 |  | 09/23/2019
York International | PREDATOR | XP078[C,E]**(P,R,S,U,V,X)(2,4,5)******** |  | HSP-A, Single-Package Heat Pum | Both Heat Pump and Electric Re | 208 | 3 | False |  |  |  | True | Single-Speed | 78000 | 6500 | 12 | 11 | 13.2 |  | 75000 | 6464 | 3.4 | 3.3 | 43000 | 5600 | 2.25 | Federally-Regulated Commercial & Industrial Equipment | 06/03/2019 |  | 09/23/2019
York International | PREDATOR | XP120[C,E]**(P,R,S,U,V,X)(2,4,5)******** |  | HSP-A, Single-Package Heat Pum | Both Heat Pump and Electric Re | 575 | 3 | False |  |  |  | True | Single-Speed | 114000 | 10363 | 11 | 11 | 13.5 |  | 106000 | 9137 | 3.4 | 3.3 | 59000 | 7685 | 2.25 | Federally-Regulated Commercial & Industrial Equipment | 06/03/2019 |  | 09/23/2019
York International | PREDATOR | XP120[C,E]**(P,R,S,U,V,X)(2,4,5)******** |  | HSP-A, Single-Package Heat Pum | Both Heat Pump and Electric Re | 460 | 3 | False |  |  |  | True | Single-Speed | 114000 | 10363 | 11 | 11 | 13.5 |  | 106000 | 9137 | 3.4 | 3.3 | 59000 | 7685 | 2.25 | Federally-Regulated Commercial & Industrial Equipment | 06/03/2019 |  | 09/23/2019
York International | PREDATOR | XP120[C,E]**(P,R,S,U,V,X)(2,4,5)******** |  | HSP-A, Single-Package Heat Pum | Both Heat Pump and Electric Re | 230 | 3 | False |  |  |  | True | Single-Speed | 114000 | 10363 | 11 | 11 | 13.5 |  | 106000 | 9137 | 3.4 | 3.3 | 59000 | 7685 | 2.25 | Federally-Regulated Commercial & Industrial Equipment | 06/03/2019 |  | 09/23/2019
York International | PREDATOR | XP120[C,E]**(P,R,S,U,V,X)(2,4,5)******** |  | HSP-A, Single-Package Heat Pum | Both Heat Pump and Electric Re | 208 | 3 | False |  |  |  | True | Single-Speed | 114000 | 10363 | 11 | 11 | 13.5 |  | 106000 | 9137 | 3.4 | 3.3 | 59000 | 7685 | 2.25 | Federally-Regulated Commercial & Industrial Equipment | 06/03/2019 |  | 09/23/2019
York International | PREDATOR | XP078[C,E]**(B,D)(2,4,5)******** |  | HSP-A, Single-Package Heat Pum | Both Heat Pump and Electric Re | 575 | 3 | False |  |  |  | True | Single-Speed | 78000 | 6500 | 12 | 11 | 12.2 |  | 75000 | 6464 | 3.4 | 3.3 | 43000 | 5600 | 2.25 | Federally-Regulated Commercial & Industrial Equipment | 06/03/2019 |  | 09/23/2019
York International | PREDATOR | XP078[C,E]**(B,D)(2,4,5)******** |  | HSP-A, Single-Package Heat Pum | Both Heat Pump and Electric Re | 460 | 3 | False |  |  |  | True | Single-Speed | 78000 | 6500 | 12 | 11 | 12.2 |  | 75000 | 6464 | 3.4 | 3.3 | 43000 | 5600 | 2.25 | Federally-Regulated Commercial & Industrial Equipment | 06/03/2019 |  | 09/23/2019
York International | PREDATOR | XP078[C,E]**(B,D)(2,4,5)******** |  | HSP-A, Single-Package Heat Pum | Both Heat Pump and Electric Re | 230 | 3 | False |  |  |  | True | Single-Speed | 78000 | 6500 | 12 | 11 | 12.2 |  | 75000 | 6464 | 3.4 | 3.3 | 43000 | 5600 | 2.25 | Federally-Regulated Commercial & Industrial Equipment | 06/03/2019 |  | 09/23/2019
York International | PREDATOR | XP078[C,E]**(B,D)(2,4,5)******** |  | HSP-A, Single-Package Heat Pum | Both Heat Pump and Electric Re | 208 | 3 | False |  |  |  | True | Single-Speed | 78000 | 6500 | 12 | 11 | 12.2 |  | 75000 | 6464 | 3.4 | 3.3 | 43000 | 5600 | 2.25 | Federally-Regulated Commercial & Industrial Equipment | 06/03/2019 |  | 09/23/2019
York International | PREDATOR | XP102[C,E]**(P,R,S,U,V,X)(2,4,5)******** |  | HSP-A, Single-Package Heat Pum | Both Heat Pump and Electric Re | 575 | 3 | False |  |  |  | True | Single-Speed | 100000 | 8928 | 11.2 | 11 | 13.5 |  | 94000 | 8102 | 3.4 | 3.3 | 54000 | 7033 | 2.25 | Federally-Regulated Commercial & Industrial Equipment | 06/03/2019 |  | 09/23/2019
York International | PREDATOR | XP102[C,E]**(P,R,S,U,V,X)(2,4,5)******** |  | HSP-A, Single-Package Heat Pum | Both Heat Pump and Electric Re | 460 | 3 | False |  |  |  | True | Single-Speed | 100000 | 8928 | 11.2 | 11 | 13.5 |  | 94000 | 8102 | 3.4 | 3.3 | 54000 | 7033 | 2.25 | Federally-Regulated Commercial & Industrial Equipment | 06/03/2019 |  | 09/23/2019
York International | PREDATOR | XP102[C,E]**(P,R,S,U,V,X)(2,4,5)******** |  | HSP-A, Single-Package Heat Pum | Both Heat Pump and Electric Re | 230 | 3 | False |  |  |  | True | Single-Speed | 100000 | 8928 | 11.2 | 11 | 13.5 |  | 94000 | 8102 | 3.4 | 3.3 | 54000 | 7033 | 2.25 | Federally-Regulated Commercial & Industrial Equipment | 06/03/2019 |  | 09/23/2019
York International | PREDATOR | XP102[C,E]**(P,R,S,U,V,X)(2,4,5)******** |  | HSP-A, Single-Package Heat Pum | Both Heat Pump and Electric Re | 208 | 3 | False |  |  |  | True | Single-Speed | 100000 | 8928 | 11.2 | 11 | 13.5 |  | 94000 | 8102 | 3.4 | 3.3 | 54000 | 7033 | 2.25 | Federally-Regulated Commercial & Industrial Equipment | 06/03/2019 |  | 09/23/2019
York International | PREDATOR | PD240C00A*(2,4,5)***** | ND240C00*(5,6)****** | HRCU-A-CB, Split System: Heat | Heat Pump | 575 | 3 |  | False |  |  | True | Single-Speed | 230000 | 21698 | 10.6 | 10.4 | 11.7 |  | 220000 | 19538 | 3.3 | 3.2 | 124000 | 16518 | 2.2 | Federally-Regulated Commercial & Industrial Equipment | 08/06/2019 |  | 09/23/2019
York International | PREDATOR | PD240C00A*(2,4,5)***** | ND240C00*(5,6)****** | HRCU-A-CB, Split System: Heat | Heat Pump | 460 | 3 |  | False |  |  | True | Single-Speed | 230000 | 21698 | 10.6 | 10.4 | 11.7 |  | 220000 | 19538 | 3.3 | 3.2 | 124000 | 16518 | 2.2 | Federally-Regulated Commercial & Industrial Equipment | 08/06/2019 |  | 09/23/2019
York International | PREDATOR | PD240C00A*(2,4,5)***** | ND240C00*(5,6)****** | HRCU-A-CB, Split System: Heat | Heat Pump | 230 | 3 |  | False |  |  | True | Single-Speed | 230000 | 21698 | 10.6 | 10.4 | 11.7 |  | 220000 | 19538 | 3.3 | 3.2 | 124000 | 16518 | 2.2 | Federally-Regulated Commercial & Industrial Equipment | 08/06/2019 |  | 09/23/2019
York International | PREDATOR | PD240C00A*(2,4,5)***** | ND240C00*(5,6)****** | HRCU-A-CB, Split System: Heat | Heat Pump | 208 | 3 |  | False |  |  | True | Single-Speed | 230000 | 21698 | 10.6 | 10.4 | 11.7 |  | 220000 | 19538 | 3.3 | 3.2 | 124000 | 16518 | 2.2 | Federally-Regulated Commercial & Industrial Equipment | 08/06/2019 |  | 09/23/2019
York International | PREDATOR | PC180C00A*(2,4,5)***** | NC180C00*(5,6)****** | HRCU-A-CB, Split System: Heat | Heat Pump | 575 | 3 |  | False |  |  | True | Single-Speed | 180000 | 16981 | 10.6 | 10.4 | 12 |  | 168000 | 15386 | 3.2 | 3.2 | 104000 | 13252 | 2.3 | Federally-Regulated Commercial & Industrial Equipment | 06/03/2019 |  | 09/23/2019
York International | PREDATOR | PC180C00A*(2,4,5)***** | NC180C00*(5,6)****** | HRCU-A-CB, Split System: Heat | Heat Pump | 460 | 3 |  | False |  |  | True | Single-Speed | 180000 | 16981 | 10.6 | 10.4 | 12 |  | 168000 | 15386 | 3.2 | 3.2 | 104000 | 13252 | 2.3 | Federally-Regulated Commercial & Industrial Equipment | 06/03/2019 |  | 09/23/2019
York International | PREDATOR | PC180C00A*(2,4,5)***** | NC180C00*(5,6)****** | HRCU-A-CB, Split System: Heat | Heat Pump | 230 | 3 |  | False |  |  | True | Single-Speed | 180000 | 16981 | 10.6 | 10.4 | 12 |  | 168000 | 15386 | 3.2 | 3.2 | 104000 | 13252 | 2.3 | Federally-Regulated Commercial & Industrial Equipment | 06/03/2019 |  | 09/23/2019
York International | PREDATOR | PC180C00A*(2,4,5)***** | NC180C00*(5,6)****** | HRCU-A-CB, Split System: Heat | Heat Pump | 208 | 3 |  | False |  |  | True | Single-Speed | 180000 | 16981 | 10.6 | 10.4 | 12 |  | 168000 | 15386 | 3.2 | 3.2 | 104000 | 13252 | 2.3 | Federally-Regulated Commercial & Industrial Equipment | 06/03/2019 |  | 09/23/2019
York International | PREDATOR | XP090[C,E]**(B,D)(2,4,5)******** |  | HSP-A, Single-Package Heat Pum | Both Heat Pump and Electric Re | 575 | 3 | False |  |  |  | True | Single-Speed | 90000 | 7894 | 11.4 | 11 | 12.2 |  | 88000 | 7585 | 3.4 | 3.3 | 51000 | 6643 | 2.25 | Federally-Regulated Commercial & Industrial Equipment | 06/03/2019 |  | 09/23/2019
York International | PREDATOR | XP090[C,E]**(B,D)(2,4,5)******** |  | HSP-A, Single-Package Heat Pum | Both Heat Pump and Electric Re | 460 | 3 | False |  |  |  | True | Single-Speed | 90000 | 7894 | 11.4 | 11 | 12.2 |  | 88000 | 7585 | 3.4 | 3.3 | 51000 | 6643 | 2.25 | Federally-Regulated Commercial & Industrial Equipment | 06/03/2019 |  | 09/23/2019
York International | PREDATOR | XP090[C,E]**(B,D)(2,4,5)******** |  | HSP-A, Single-Package Heat Pum | Both Heat Pump and Electric Re | 230 | 3 | False |  |  |  | True | Single-Speed | 90000 | 7894 | 11.4 | 11 | 12.2 |  | 88000 | 7585 | 3.4 | 3.3 | 51000 | 6643 | 2.25 | Federally-Regulated Commercial & Industrial Equipment | 06/03/2019 |  | 09/23/2019
York International | PREDATOR | XP090[C,E]**(B,D)(2,4,5)******** |  | HSP-A, Single-Package Heat Pum | Both Heat Pump and Electric Re | 208 | 3 | False |  |  |  | True | Single-Speed | 90000 | 7894 | 11.4 | 11 | 12.2 |  | 88000 | 7585 | 3.4 | 3.3 | 51000 | 6643 | 2.25 | Federally-Regulated Commercial & Industrial Equipment | 06/03/2019 |  | 09/23/2019
York International | PREDATOR | XP090[C,E]**(P,R,S,U,V,X)(2,4,5)******** |  | HSP-A, Single-Package Heat Pum | Both Heat Pump and Electric Re | 575 | 3 | False |  |  |  | True | Single-Speed | 90000 | 7894 | 11.4 | 11 | 12.6 |  | 88000 | 7585 | 3.4 | 3.3 | 51000 | 6643 | 2.25 | Federally-Regulated Commercial & Industrial Equipment | 06/03/2019 |  | 09/23/2019
York International | PREDATOR | XP090[C,E]**(P,R,S,U,V,X)(2,4,5)******** |  | HSP-A, Single-Package Heat Pum | Both Heat Pump and Electric Re | 460 | 3 | False |  |  |  | True | Single-Speed | 90000 | 7894 | 11.4 | 11 | 12.6 |  | 88000 | 7585 | 3.4 | 3.3 | 51000 | 6643 | 2.25 | Federally-Regulated Commercial & Industrial Equipment | 06/03/2019 |  | 09/23/2019
York International | PREDATOR | XP090[C,E]**(P,R,S,U,V,X)(2,4,5)******** |  | HSP-A, Single-Package Heat Pum | Both Heat Pump and Electric Re | 230 | 3 | False |  |  |  | True | Single-Speed | 90000 | 7894 | 11.4 | 11 | 12.6 |  | 88000 | 7585 | 3.4 | 3.3 | 51000 | 6643 | 2.25 | Federally-Regulated Commercial & Industrial Equipment | 06/03/2019 |  | 09/23/2019
York International | PREDATOR | XP090[C,E]**(P,R,S,U,V,X)(2,4,5)******** |  | HSP-A, Single-Package Heat Pum | Both Heat Pump and Electric Re | 208 | 3 | False |  |  |  | True | Single-Speed | 90000 | 7894 | 11.4 | 11 | 12.6 |  | 88000 | 7585 | 3.4 | 3.3 | 51000 | 6643 | 2.25 | Federally-Regulated Commercial & Industrial Equipment | 06/03/2019 |  | 09/23/2019
York International | PREDATOR | XP102[C,E]**(B,D)(2,4,5)******** |  | HSP-A, Single-Package Heat Pum | Both Heat Pump and Electric Re | 575 | 3 | False |  |  |  | True | Single-Speed | 100000 | 8928 | 11.2 | 11 | 12.4 |  | 94000 | 8102 | 3.4 | 3.3 | 54000 | 7033 | 2.25 | Federally-Regulated Commercial & Industrial Equipment | 06/03/2019 |  | 09/23/2019
York International | PREDATOR | XP102[C,E]**(B,D)(2,4,5)******** |  | HSP-A, Single-Package Heat Pum | Both Heat Pump and Electric Re | 460 | 3 | False |  |  |  | True | Single-Speed | 100000 | 8928 | 11.2 | 11 | 12.4 |  | 94000 | 8102 | 3.4 | 3.3 | 54000 | 7033 | 2.25 | Federally-Regulated Commercial & Industrial Equipment | 06/03/2019 |  | 09/23/2019
York International | PREDATOR | XP102[C,E]**(B,D)(2,4,5)******** |  | HSP-A, Single-Package Heat Pum | Both Heat Pump and Electric Re | 230 | 3 | False |  |  |  | True | Single-Speed | 100000 | 8928 | 11.2 | 11 | 12.4 |  | 94000 | 8102 | 3.4 | 3.3 | 54000 | 7033 | 2.25 | Federally-Regulated Commercial & Industrial Equipment | 06/03/2019 |  | 09/23/2019
York International | PREDATOR | XP102[C,E]**(B,D)(2,4,5)******** |  | HSP-A, Single-Package Heat Pum | Both Heat Pump and Electric Re | 208 | 3 | False |  |  |  | True | Single-Speed | 100000 | 8928 | 11.2 | 11 | 12.4 |  | 94000 | 8102 | 3.4 | 3.3 | 54000 | 7033 | 2.25 | Federally-Regulated Commercial & Industrial Equipment | 06/03/2019 |  | 09/23/2019
York International | PREDATOR | PD180C00A*(2,4,5)***** | ND180C00*(5,6)****** | HRCU-A-CB, Split System: Heat | Heat Pump | 575 | 3 |  | False |  |  | True | Single-Speed | 174000 | 16415 | 10.6 | 10.4 | 11.6 |  | 160000 | 13791 | 3.4 | 3.2 | 100000 | 13025 | 2.25 | Federally-Regulated Commercial & Industrial Equipment | 06/03/2019 |  | 09/23/2019
York International | PREDATOR | PD180C00A*(2,4,5)***** | ND180C00*(5,6)****** | HRCU-A-CB, Split System: Heat | Heat Pump | 460 | 3 |  | False |  |  | True | Single-Speed | 174000 | 16415 | 10.6 | 10.4 | 11.6 |  | 160000 | 13791 | 3.4 | 3.2 | 100000 | 13025 | 2.25 | Federally-Regulated Commercial & Industrial Equipment | 06/03/2019 |  | 09/23/2019
York International | PREDATOR | PD180C00A*(2,4,5)***** | ND180C00*(5,6)****** | HRCU-A-CB, Split System: Heat | Heat Pump | 230 | 3 |  | False |  |  | True | Single-Speed | 174000 | 16415 | 10.6 | 10.4 | 11.6 |  | 160000 | 13791 | 3.4 | 3.2 | 100000 | 13025 | 2.25 | Federally-Regulated Commercial & Industrial Equipment | 06/03/2019 |  | 09/23/2019
York International | PREDATOR | PD180C00A*(2,4,5)***** | ND180C00*(5,6)****** | HRCU-A-CB, Split System: Heat | Heat Pump | 208 | 3 |  | False |  |  | True | Single-Speed | 174000 | 16415 | 10.6 | 10.4 | 11.6 |  | 160000 | 13791 | 3.4 | 3.2 | 100000 | 13025 | 2.25 | Federally-Regulated Commercial & Industrial Equipment | 06/03/2019 |  | 09/23/2019
York International | SERIES 10 | J15PDC00A*(2,4,5)***** | J15NDC00*(5,6)****** | HRCU-A-CB, Split System: Heat | Heat Pump | 575 | 3 |  | False |  |  | True | Single-Speed | 174000 | 16415 | 10.6 | 10.4 | 11.6 |  | 160000 | 13791 | 3.4 | 3.2 | 100000 | 13025 | 2.25 | Federally-Regulated Commercial & Industrial Equipment | 06/03/2019 |  | 09/23/2019
York International | SERIES 10 | J15PDC00A*(2,4,5)***** | J15NDC00*(5,6)****** | HRCU-A-CB, Split System: Heat | Heat Pump | 460 | 3 |  | False |  |  | True | Single-Speed | 174000 | 16415 | 10.6 | 10.4 | 11.6 |  | 160000 | 13791 | 3.4 | 3.2 | 100000 | 13025 | 2.25 | Federally-Regulated Commercial & Industrial Equipment | 06/03/2019 |  | 09/23/2019
York International | SERIES 10 | J15PDC00A*(2,4,5)***** | J15NDC00*(5,6)****** | HRCU-A-CB, Split System: Heat | Heat Pump | 230 | 3 |  | False |  |  | True | Single-Speed | 174000 | 16415 | 10.6 | 10.4 | 11.6 |  | 160000 | 13791 | 3.4 | 3.2 | 100000 | 13025 | 2.25 | Federally-Regulated Commercial & Industrial Equipment | 06/03/2019 |  | 09/23/2019
York International | SERIES 10 | J15PDC00A*(2,4,5)***** | J15NDC00*(5,6)****** | HRCU-A-CB, Split System: Heat | Heat Pump | 208 | 3 |  | False |  |  | True | Single-Speed | 174000 | 16415 | 10.6 | 10.4 | 11.6 |  | 160000 | 13791 | 3.4 | 3.2 | 100000 | 13025 | 2.25 | Federally-Regulated Commercial & Industrial Equipment | 06/03/2019 |  | 09/23/2019
York International | SERIES 10 | J10PDC00A*(2,4,5)***** | J20NDC00*(5,6)****** | HRCU-A-CB, Split System: Heat | Heat Pump | 575 | 3 |  | False |  |  | True | Single-Speed | 230000 | 21698 | 10.6 | 10.4 | 11.7 |  | 220000 | 19538 | 3.3 | 3.2 | 124000 | 16518 | 2.2 | Federally-Regulated Commercial & Industrial Equipment | 08/06/2019 |  | 09/23/2019
York International | SERIES 10 | J10PDC00A*(2,4,5)***** | J20NDC00*(5,6)****** | HRCU-A-CB, Split System: Heat | Heat Pump | 460 | 3 |  | False |  |  | True | Single-Speed | 230000 | 21698 | 10.6 | 10.4 | 11.7 |  | 220000 | 19538 | 3.3 | 3.2 | 124000 | 16518 | 2.2 | Federally-Regulated Commercial & Industrial Equipment | 08/06/2019 |  | 09/23/2019
York International | SERIES 10 | J10PDC00A*(2,4,5)***** | J20NDC00*(5,6)****** | HRCU-A-CB, Split System: Heat | Heat Pump | 230 | 3 |  | False |  |  | True | Single-Speed | 230000 | 21698 | 10.6 | 10.4 | 11.7 |  | 220000 | 19538 | 3.3 | 3.2 | 124000 | 16518 | 2.2 | Federally-Regulated Commercial & Industrial Equipment | 08/06/2019 |  | 09/23/2019
York International | SERIES 10 | J10PDC00A*(2,4,5)***** | J20NDC00*(5,6)****** | HRCU-A-CB, Split System: Heat | Heat Pump | 208 | 3 |  | False |  |  | True | Single-Speed | 230000 | 21698 | 10.6 | 10.4 | 11.7 |  | 220000 | 19538 | 3.3 | 3.2 | 124000 | 16518 | 2.2 | Federally-Regulated Commercial & Industrial Equipment | 08/06/2019 |  | 09/23/2019
York International | SERIES 10 | J15PCC00A*(2,4,5)***** | J15NCC00*(5,6)****** | HRCU-A-CB, Split System: Heat | Heat Pump | 575 | 3 |  | False |  |  | True | Single-Speed | 180000 | 16981 | 10.6 | 10.4 | 12 |  | 168000 | 15386 | 3.2 | 3.2 | 104000 | 13252 | 2.3 | Federally-Regulated Commercial & Industrial Equipment | 06/03/2019 |  | 09/23/2019
York International | SERIES 10 | J15PCC00A*(2,4,5)***** | J15NCC00*(5,6)****** | HRCU-A-CB, Split System: Heat | Heat Pump | 460 | 3 |  | False |  |  | True | Single-Speed | 180000 | 16981 | 10.6 | 10.4 | 12 |  | 168000 | 15386 | 3.2 | 3.2 | 104000 | 13252 | 2.3 | Federally-Regulated Commercial & Industrial Equipment | 06/03/2019 |  | 09/23/2019
York International | SERIES 10 | J15PCC00A*(2,4,5)***** | J15NCC00*(5,6)****** | HRCU-A-CB, Split System: Heat | Heat Pump | 230 | 3 |  | False |  |  | True | Single-Speed | 180000 | 16981 | 10.6 | 10.4 | 12 |  | 168000 | 15386 | 3.2 | 3.2 | 104000 | 13252 | 2.3 | Federally-Regulated Commercial & Industrial Equipment | 06/03/2019 |  | 09/23/2019
York International | SERIES 10 | J15PCC00A*(2,4,5)***** | J15NCC00*(5,6)****** | HRCU-A-CB, Split System: Heat | Heat Pump | 208 | 3 |  | False |  |  | True | Single-Speed | 180000 | 16981 | 10.6 | 10.4 | 12 |  | 168000 | 15386 | 3.2 | 3.2 | 104000 | 13252 | 2.3 | Federally-Regulated Commercial & Industrial Equipment | 06/03/2019 |  | 09/23/2019
Carrier Corp. - Syracuse | Airquest | CHS091(H,L,S)(A,B)* | FHS091(M,S,K)**A0* | HRCU-A-CB, Split System: Heat | Heat Pump | 575 | 3 |  | False |  |  | True | Single-Speed | 88000 | 8000 | 11 | 10.8 | 12.2 |  | 86000 | 7637 | 3.3 | 3.3 | 51000 | 6227 | 2.4 | Federally-Regulated Commercial & Industrial Equipment | 05/31/2019 |  | 09/30/2019
Carrier Corp. - Syracuse | Airquest | CHS091(H,L,S)(A,B)* | FHS091(M,S,K)**A0* | HRCU-A-CB, Split System: Heat | Heat Pump | 460 | 3 |  | False |  |  | True | Single-Speed | 88000 | 8000 | 11 | 10.8 | 12.2 |  | 86000 | 7637 | 3.3 | 3.3 | 51000 | 6227 | 2.4 | Federally-Regulated Commercial & Industrial Equipment | 05/31/2019 |  | 09/30/2019
Carrier Corp. - Syracuse | Airquest | CHS091(H,L,S)(A,B)* | FHS091(M,S,K)**A0* | HRCU-A-CB, Split System: Heat | Heat Pump | 230 | 3 |  | False |  |  | True | Single-Speed | 88000 | 8000 | 11 | 10.8 | 12.2 |  | 86000 | 7637 | 3.3 | 3.3 | 51000 | 6227 | 2.4 | Federally-Regulated Commercial & Industrial Equipment | 05/31/2019 |  | 09/30/2019
Carrier Corp. - Syracuse | Airquest | CHS091(H,L,S)(A,B)* | FHS091(M,S,K)**A0* | HRCU-A-CB, Split System: Heat | Heat Pump | 208 | 3 |  | False |  |  | True | Single-Speed | 88000 | 8000 | 11 | 10.8 | 12.2 |  | 86000 | 7637 | 3.3 | 3.3 | 51000 | 6227 | 2.4 | Federally-Regulated Commercial & Industrial Equipment | 05/31/2019 |  | 09/30/2019
Carrier Corp. - Syracuse | Airquest | CHS091(H,L,S)(G,H)* | FHS091(H,L,S)B*A2* | HRCU-A-CB, Split System: Heat | Heat Pump | 575 | 3 |  | False |  |  | True | Single-Speed | 88000 | 8000 | 11 | 10.8 | 12.7 |  | 87000 | 7726 | 3.3 | 3.3 | 52000 | 6349 | 2.4 | Federally-Regulated Commercial & Industrial Equipment | 05/31/2019 |  | 09/30/2019
Carrier Corp. - Syracuse | Airquest | CHS091(H,L,S)(G,H)* | FHS091(H,L,S)B*A2* | HRCU-A-CB, Split System: Heat | Heat Pump | 460 | 3 |  | False |  |  | True | Single-Speed | 88000 | 8000 | 11 | 10.8 | 12.7 |  | 87000 | 7726 | 3.3 | 3.3 | 52000 | 6349 | 2.4 | Federally-Regulated Commercial & Industrial Equipment | 05/31/2019 |  | 09/30/2019
Carrier Corp. - Syracuse | Airquest | CHS091(H,L,S)(G,H)* | FHS091(H,L,S)B*A2* | HRCU-A-CB, Split System: Heat | Heat Pump | 230 | 3 |  | False |  |  | True | Single-Speed | 88000 | 8000 | 11 | 10.8 | 12.7 |  | 87000 | 7726 | 3.3 | 3.3 | 52000 | 6349 | 2.4 | Federally-Regulated Commercial & Industrial Equipment | 05/31/2019 |  | 09/30/2019
Carrier Corp. - Syracuse | Airquest | CHS091(H,L,S)(G,H)* | FHS091(H,L,S)B*A2* | HRCU-A-CB, Split System: Heat | Heat Pump | 208 | 3 |  | False |  |  | True | Single-Speed | 88000 | 8000 | 11 | 10.8 | 12.7 |  | 87000 | 7726 | 3.3 | 3.3 | 52000 | 6349 | 2.4 | Federally-Regulated Commercial & Industrial Equipment | 05/31/2019 |  | 09/30/2019
Carrier Corp. - Syracuse | Airquest | RHH073(H,L,S)*****TA |  | HSP-A, Single-Package Heat Pum | Heat Pump | 575 | 3 | False |  |  |  | True | Dual-Speed | 70000 | 5833 | 12 | 10.8 | 15.6 |  | 69000 | 5947 | 3.4 | 3.3 | 38000 | 4640 | 2.4 | Federally-Regulated Commercial & Industrial Equipment | 05/31/2019 |  | 09/30/2019
Carrier Corp. - Syracuse | Airquest | RHH073(H,L,S)*****TA |  | HSP-A, Single-Package Heat Pum | Heat Pump | 460 | 3 | False |  |  |  | True | Dual-Speed | 70000 | 5833 | 12 | 10.8 | 15.6 |  | 69000 | 5947 | 3.4 | 3.3 | 38000 | 4640 | 2.4 | Federally-Regulated Commercial & Industrial Equipment | 05/31/2019 |  | 09/30/2019
Carrier Corp. - Syracuse | Airquest | RHH073(H,L,S)*****TA |  | HSP-A, Single-Package Heat Pum | Heat Pump | 230 | 3 | False |  |  |  | True | Dual-Speed | 70000 | 5833 | 12 | 10.8 | 15.6 |  | 69000 | 5947 | 3.4 | 3.3 | 38000 | 4640 | 2.4 | Federally-Regulated Commercial & Industrial Equipment | 05/31/2019 |  | 09/30/2019
Carrier Corp. - Syracuse | Airquest | RHH073(H,L,S)*****TA |  | HSP-A, Single-Package Heat Pum | Heat Pump | 208 | 3 | False |  |  |  | True | Dual-Speed | 70000 | 5833 | 12 | 10.8 | 15.6 |  | 69000 | 5947 | 3.4 | 3.3 | 38000 | 4640 | 2.4 | Federally-Regulated Commercial & Industrial Equipment | 05/31/2019 |  | 09/30/2019
Carrier Corp. - Syracuse | Airquest | CHS072(H,L,S)(A,B)** | FHS091(M,S,K)**A0** | HRCU-A-CB, Split System: Heat | Heat Pump | 575 | 3 |  | False |  |  | True | Single-Speed | 72000 | 6000 | 12 | 10.8 | 13.2 |  | 68000 | 5386 | 3.7 | 3.3 | 39000 | 4571 | 2.5 | Federally-Regulated Commercial & Industrial Equipment | 05/31/2019 |  | 09/30/2019
Carrier Corp. - Syracuse | Airquest | CHS072(H,L,S)(A,B)** | FHS091(M,S,K)**A0** | HRCU-A-CB, Split System: Heat | Heat Pump | 460 | 3 |  | False |  |  | True | Single-Speed | 72000 | 6000 | 12 | 10.8 | 13.2 |  | 68000 | 5386 | 3.7 | 3.3 | 39000 | 4571 | 2.5 | Federally-Regulated Commercial & Industrial Equipment | 05/31/2019 |  | 09/30/2019
Carrier Corp. - Syracuse | Airquest | CHS072(H,L,S)(A,B)** | FHS091(M,S,K)**A0** | HRCU-A-CB, Split System: Heat | Heat Pump | 230 | 3 |  | False |  |  | True | Single-Speed | 72000 | 6000 | 12 | 10.8 | 13.2 |  | 68000 | 5386 | 3.7 | 3.3 | 39000 | 4571 | 2.5 | Federally-Regulated Commercial & Industrial Equipment | 05/31/2019 |  | 09/30/2019
Carrier Corp. - Syracuse | Airquest | CHS072(H,L,S)(A,B)** | FHS091(M,S,K)**A0** | HRCU-A-CB, Split System: Heat | Heat Pump | 208 | 3 |  | False |  |  | True | Single-Speed | 72000 | 6000 | 12 | 10.8 | 13.2 |  | 68000 | 5386 | 3.7 | 3.3 | 39000 | 4571 | 2.5 | Federally-Regulated Commercial & Industrial Equipment | 05/31/2019 |  | 09/30/2019
Carrier Corp. - Syracuse | Airquest | RHH(120,121)(H,L,S)******TA |  | HSP-A, Single-Package Heat Pum | Heat Pump | 575 | 3 | False |  |  |  | True | Single-Speed | 119000 | 9674 | 12.3 | 10.8 | 13.6 |  | 116000 | 9713 | 3.5 | 3.3 | 65000 | 7937 | 2.4 | Federally-Regulated Commercial & Industrial Equipment | 05/31/2019 |  | 09/30/2019
Carrier Corp. - Syracuse | Airquest | RHH(120,121)(H,L,S)******TA |  | HSP-A, Single-Package Heat Pum | Heat Pump | 460 | 3 | False |  |  |  | True | Single-Speed | 119000 | 9674 | 12.3 | 10.8 | 13.6 |  | 116000 | 9713 | 3.5 | 3.3 | 65000 | 7937 | 2.4 | Federally-Regulated Commercial & Industrial Equipment | 05/31/2019 |  | 09/30/2019
Carrier Corp. - Syracuse | Airquest | RHH(120,121)(H,L,S)******TA |  | HSP-A, Single-Package Heat Pum | Heat Pump | 230 | 3 | False |  |  |  | True | Single-Speed | 119000 | 9674 | 12.3 | 10.8 | 13.6 |  | 116000 | 9713 | 3.5 | 3.3 | 65000 | 7937 | 2.4 | Federally-Regulated Commercial & Industrial Equipment | 05/31/2019 |  | 09/30/2019
Carrier Corp. - Syracuse | Airquest | RHH(120,121)(H,L,S)******TA |  | HSP-A, Single-Package Heat Pum | Heat Pump | 208 | 3 | False |  |  |  | True | Single-Speed | 119000 | 9674 | 12.3 | 10.8 | 13.6 |  | 116000 | 9713 | 3.5 | 3.3 | 65000 | 7937 | 2.4 | Federally-Regulated Commercial & Industrial Equipment | 05/31/2019 |  | 09/30/2019
Carrier Corp. - Syracuse | Airquest | CHS091(H,L,S)(A,B)* | FHS091(H,L,S)**A2* | HRCU-A-CB, Split System: Heat | Heat Pump | 575 | 3 |  | False |  |  | True | Single-Speed | 88000 | 8000 | 11 | 10.8 | 12.4 |  | 86000 | 7637 | 3.3 | 3.3 | 51000 | 6227 | 2.4 | Federally-Regulated Commercial & Industrial Equipment | 05/31/2019 |  | 09/30/2019
Carrier Corp. - Syracuse | Airquest | CHS091(H,L,S)(A,B)* | FHS091(H,L,S)**A2* | HRCU-A-CB, Split System: Heat | Heat Pump | 460 | 3 |  | False |  |  | True | Single-Speed | 88000 | 8000 | 11 | 10.8 | 12.4 |  | 86000 | 7637 | 3.3 | 3.3 | 51000 | 6227 | 2.4 | Federally-Regulated Commercial & Industrial Equipment | 05/31/2019 |  | 09/30/2019
Carrier Corp. - Syracuse | Airquest | CHS091(H,L,S)(A,B)* | FHS091(H,L,S)**A2* | HRCU-A-CB, Split System: Heat | Heat Pump | 230 | 3 |  | False |  |  | True | Single-Speed | 88000 | 8000 | 11 | 10.8 | 12.4 |  | 86000 | 7637 | 3.3 | 3.3 | 51000 | 6227 | 2.4 | Federally-Regulated Commercial & Industrial Equipment | 05/31/2019 |  | 09/30/2019
Carrier Corp. - Syracuse | Airquest | CHS091(H,L,S)(A,B)* | FHS091(H,L,S)**A2* | HRCU-A-CB, Split System: Heat | Heat Pump | 208 | 3 |  | False |  |  | True | Single-Speed | 88000 | 8000 | 11 | 10.8 | 12.4 |  | 86000 | 7637 | 3.3 | 3.3 | 51000 | 6227 | 2.4 | Federally-Regulated Commercial & Industrial Equipment | 05/31/2019 |  | 09/30/2019
Carrier Corp. - Syracuse | Airquest | CHS072(H,L,S)(G,H)* | FHS072(H,L,S)A*A2* | HRCU-A-CB, Split System: Heat | Heat Pump | 575 | 3 |  | False |  |  | True | Single-Speed | 70000 | 5982 | 11.7 | 10.8 | 13.8 |  | 66000 | 5861 | 3.3 | 3.3 | 39000 | 4762 | 2.4 | Federally-Regulated Commercial & Industrial Equipment | 05/31/2019 |  | 09/30/2019
Carrier Corp. - Syracuse | Airquest | CHS072(H,L,S)(G,H)* | FHS072(H,L,S)A*A2* | HRCU-A-CB, Split System: Heat | Heat Pump | 460 | 3 |  | False |  |  | True | Single-Speed | 70000 | 5982 | 11.7 | 10.8 | 13.8 |  | 66000 | 5861 | 3.3 | 3.3 | 39000 | 4762 | 2.4 | Federally-Regulated Commercial & Industrial Equipment | 05/31/2019 |  | 09/30/2019
Carrier Corp. - Syracuse | Airquest | CHS072(H,L,S)(G,H)* | FHS072(H,L,S)A*A2* | HRCU-A-CB, Split System: Heat | Heat Pump | 230 | 3 |  | False |  |  | True | Single-Speed | 70000 | 5982 | 11.7 | 10.8 | 13.8 |  | 66000 | 5861 | 3.3 | 3.3 | 39000 | 4762 | 2.4 | Federally-Regulated Commercial & Industrial Equipment | 05/31/2019 |  | 09/30/2019
Carrier Corp. - Syracuse | Airquest | CHS072(H,L,S)(G,H)* | FHS072(H,L,S)A*A2* | HRCU-A-CB, Split System: Heat | Heat Pump | 208 | 3 |  | False |  |  | True | Single-Speed | 70000 | 5982 | 11.7 | 10.8 | 13.8 |  | 66000 | 5861 | 3.3 | 3.3 | 39000 | 4762 | 2.4 | Federally-Regulated Commercial & Industrial Equipment | 05/31/2019 |  | 09/30/2019
Carrier Corp. - Syracuse | Airquest | CHS072(H,L,S)(A,B)** | FHS072(M,S,K)**A0** | HRCU-A-CB, Split System: Heat | Heat Pump | 575 | 3 |  | False |  |  | True | Single-Speed | 70000 | 6363 | 11 | 10.8 | 12.6 |  | 65000 | 5772 | 3.3 | 3.3 | 39000 | 4762 | 2.4 | Federally-Regulated Commercial & Industrial Equipment | 05/31/2019 |  | 09/30/2019
Carrier Corp. - Syracuse | Airquest | CHS072(H,L,S)(A,B)** | FHS072(M,S,K)**A0** | HRCU-A-CB, Split System: Heat | Heat Pump | 460 | 3 |  | False |  |  | True | Single-Speed | 70000 | 6363 | 11 | 10.8 | 12.6 |  | 65000 | 5772 | 3.3 | 3.3 | 39000 | 4762 | 2.4 | Federally-Regulated Commercial & Industrial Equipment | 05/31/2019 |  | 09/30/2019
Carrier Corp. - Syracuse | Airquest | CHS072(H,L,S)(A,B)** | FHS072(M,S,K)**A0** | HRCU-A-CB, Split System: Heat | Heat Pump | 230 | 3 |  | False |  |  | True | Single-Speed | 70000 | 6363 | 11 | 10.8 | 12.6 |  | 65000 | 5772 | 3.3 | 3.3 | 39000 | 4762 | 2.4 | Federally-Regulated Commercial & Industrial Equipment | 05/31/2019 |  | 09/30/2019
Carrier Corp. - Syracuse | Airquest | CHS072(H,L,S)(A,B)** | FHS072(M,S,K)**A0** | HRCU-A-CB, Split System: Heat | Heat Pump | 208 | 3 |  | False |  |  | True | Single-Speed | 70000 | 6363 | 11 | 10.8 | 12.6 |  | 65000 | 5772 | 3.3 | 3.3 | 39000 | 4762 | 2.4 | Federally-Regulated Commercial & Industrial Equipment | 05/31/2019 |  | 09/30/2019
Carrier Corp. - Syracuse | Airquest | RHS102H******TA |  | HSP-A, Single-Package Heat Pum | Heat Pump | 208 | 3 | False |  |  |  | False | Single-Speed | 98000 | 8750 | 11.2 | 10.8 | 12.5 |  | 94000 | 8348 | 3.3 | 3.3 | 53000 | 6903 | 2.25 | Federally-Regulated Commercial & Industrial Equipment | 07/19/2019 |  | 09/30/2019
Carrier Corp. - Syracuse | Airquest | RHH090(H,L,S)******TA |  | HSP-A, Single-Package Heat Pum | Heat Pump | 575 | 3 | False |  |  |  | True | Single-Speed | 90000 | 7438 | 12.1 | 10.8 | 13.7 |  | 84000 | 7033 | 3.5 | 3.3 | 47000 | 5739 | 2.4 | Federally-Regulated Commercial & Industrial Equipment | 05/31/2019 |  | 09/30/2019
Carrier Corp. - Syracuse | Airquest | RHH090(H,L,S)******TA |  | HSP-A, Single-Package Heat Pum | Heat Pump | 460 | 3 | False |  |  |  | True | Single-Speed | 90000 | 7438 | 12.1 | 10.8 | 13.7 |  | 84000 | 7033 | 3.5 | 3.3 | 47000 | 5739 | 2.4 | Federally-Regulated Commercial & Industrial Equipment | 05/31/2019 |  | 09/30/2019
Carrier Corp. - Syracuse | Airquest | RHH090(H,L,S)******TA |  | HSP-A, Single-Package Heat Pum | Heat Pump | 230 | 3 | False |  |  |  | True | Single-Speed | 90000 | 7438 | 12.1 | 10.8 | 13.7 |  | 84000 | 7033 | 3.5 | 3.3 | 47000 | 5739 | 2.4 | Federally-Regulated Commercial & Industrial Equipment | 05/31/2019 |  | 09/30/2019
Carrier Corp. - Syracuse | Airquest | RHH090(H,L,S)******TA |  | HSP-A, Single-Package Heat Pum | Heat Pump | 208 | 3 | False |  |  |  | True | Single-Speed | 90000 | 7438 | 12.1 | 10.8 | 13.7 |  | 84000 | 7033 | 3.5 | 3.3 | 47000 | 5739 | 2.4 | Federally-Regulated Commercial & Industrial Equipment | 05/31/2019 |  | 09/30/2019
Carrier Corp. - Syracuse | Airquest | CHS072(H,L,S)(G,H)* | FHS072(H,L,S)B*A2* | HRCU-A-CB, Split System: Heat | Heat Pump | 575 | 3 |  | False |  |  | True | Single-Speed | 70000 | 5982 | 11.7 | 10.8 | 13.8 |  | 66000 | 5861 | 3.3 | 3.3 | 39000 | 4762 | 2.4 | Federally-Regulated Commercial & Industrial Equipment | 05/31/2019 |  | 09/30/2019
Carrier Corp. - Syracuse | Airquest | CHS072(H,L,S)(G,H)* | FHS072(H,L,S)B*A2* | HRCU-A-CB, Split System: Heat | Heat Pump | 460 | 3 |  | False |  |  | True | Single-Speed | 70000 | 5982 | 11.7 | 10.8 | 13.8 |  | 66000 | 5861 | 3.3 | 3.3 | 39000 | 4762 | 2.4 | Federally-Regulated Commercial & Industrial Equipment | 05/31/2019 |  | 09/30/2019
Carrier Corp. - Syracuse | Airquest | CHS072(H,L,S)(G,H)* | FHS072(H,L,S)B*A2* | HRCU-A-CB, Split System: Heat | Heat Pump | 230 | 3 |  | False |  |  | True | Single-Speed | 70000 | 5982 | 11.7 | 10.8 | 13.8 |  | 66000 | 5861 | 3.3 | 3.3 | 39000 | 4762 | 2.4 | Federally-Regulated Commercial & Industrial Equipment | 05/31/2019 |  | 09/30/2019
Carrier Corp. - Syracuse | Airquest | CHS072(H,L,S)(G,H)* | FHS072(H,L,S)B*A2* | HRCU-A-CB, Split System: Heat | Heat Pump | 208 | 3 |  | False |  |  | True | Single-Speed | 70000 | 5982 | 11.7 | 10.8 | 13.8 |  | 66000 | 5861 | 3.3 | 3.3 | 39000 | 4762 | 2.4 | Federally-Regulated Commercial & Industrial Equipment | 05/31/2019 |  | 09/30/2019
Carrier Corp. - Syracuse | Airquest | RHS150(H,L,S)******TA |  | HSP-A, Single-Package Heat Pum | Heat Pump | 575 | 3 | False |  |  |  | False | Single-Speed | 142000 | 13396 | 10.6 | 10.4 | 12 |  | 142000 | 13005 | 3.2 | 3.2 | 76000 | 10865 | 2.05 | Federally-Regulated Commercial & Industrial Equipment | 05/31/2019 |  | 09/30/2019
Carrier Corp. - Syracuse | Airquest | RHS150(H,L,S)******TA |  | HSP-A, Single-Package Heat Pum | Heat Pump | 460 | 3 | False |  |  |  | False | Single-Speed | 142000 | 13396 | 10.6 | 10.4 | 12 |  | 142000 | 13005 | 3.2 | 3.2 | 76000 | 10865 | 2.05 | Federally-Regulated Commercial & Industrial Equipment | 05/31/2019 |  | 09/30/2019
Carrier Corp. - Syracuse | Airquest | RHS150(H,L,S)******TA |  | HSP-A, Single-Package Heat Pum | Heat Pump | 230 | 3 | False |  |  |  | False | Single-Speed | 142000 | 13396 | 10.6 | 10.4 | 12 |  | 142000 | 13005 | 3.2 | 3.2 | 76000 | 10865 | 2.05 | Federally-Regulated Commercial & Industrial Equipment | 05/31/2019 |  | 09/30/2019
Carrier Corp. - Syracuse | Airquest | RHS150(H,L,S)******TA |  | HSP-A, Single-Package Heat Pum | Heat Pump | 208 | 3 | False |  |  |  | False | Single-Speed | 142000 | 13396 | 10.6 | 10.4 | 12 |  | 142000 | 13005 | 3.2 | 3.2 | 76000 | 10865 | 2.05 | Federally-Regulated Commercial & Industrial Equipment | 05/31/2019 |  | 09/30/2019
Carrier Corp. - Syracuse | Airquest | RHH102(H,L,S)******TA |  | HSP-A, Single-Package Heat Pum | Heat Pump | 575 | 3 | False |  |  |  | True | Single-Speed | 100000 | 8333 | 12 | 10.8 | 12.9 |  | 100000 | 8619 | 3.4 | 3.3 | 56000 | 7262 | 2.26 | Federally-Regulated Commercial & Industrial Equipment | 05/31/2019 |  | 09/30/2019
Carrier Corp. - Syracuse | Airquest | RHH102(H,L,S)******TA |  | HSP-A, Single-Package Heat Pum | Heat Pump | 460 | 3 | False |  |  |  | True | Single-Speed | 100000 | 8333 | 12 | 10.8 | 12.9 |  | 100000 | 8619 | 3.4 | 3.3 | 56000 | 7262 | 2.26 | Federally-Regulated Commercial & Industrial Equipment | 05/31/2019 |  | 09/30/2019
Carrier Corp. - Syracuse | Airquest | RHH102(H,L,S)******TA |  | HSP-A, Single-Package Heat Pum | Heat Pump | 230 | 3 | False |  |  |  | True | Single-Speed | 100000 | 8333 | 12 | 10.8 | 12.9 |  | 100000 | 8619 | 3.4 | 3.3 | 56000 | 7262 | 2.26 | Federally-Regulated Commercial & Industrial Equipment | 05/31/2019 |  | 09/30/2019
Carrier Corp. - Syracuse | Airquest | RHH102(H,L,S)******TA |  | HSP-A, Single-Package Heat Pum | Heat Pump | 208 | 3 | False |  |  |  | True | Single-Speed | 100000 | 8333 | 12 | 10.8 | 12.9 |  | 100000 | 8619 | 3.4 | 3.3 | 56000 | 7262 | 2.26 | Federally-Regulated Commercial & Industrial Equipment | 05/31/2019 |  | 09/30/2019
Carrier Corp. - Syracuse | Airquest | RHS(120,121)(H,L,S)******TA |  | HSP-A, Single-Package Heat Pum | Heat Pump | 575 | 3 | False |  |  |  | False | Single-Speed | 116000 | 10545 | 11 | 10.8 | 12.5 |  | 116000 | 9999 | 3.4 | 3.3 | 63000 | 8206 | 2.25 | Federally-Regulated Commercial & Industrial Equipment | 05/31/2019 |  | 09/30/2019
Carrier Corp. - Syracuse | Airquest | RHS(120,121)(H,L,S)******TA |  | HSP-A, Single-Package Heat Pum | Heat Pump | 460 | 3 | False |  |  |  | False | Single-Speed | 116000 | 10545 | 11 | 10.8 | 12.5 |  | 116000 | 9999 | 3.4 | 3.3 | 63000 | 8206 | 2.25 | Federally-Regulated Commercial & Industrial Equipment | 05/31/2019 |  | 09/30/2019
Carrier Corp. - Syracuse | Airquest | RHS(120,121)(H,L,S)******TA |  | HSP-A, Single-Package Heat Pum | Heat Pump | 230 | 3 | False |  |  |  | False | Single-Speed | 116000 | 10545 | 11 | 10.8 | 12.5 |  | 116000 | 9999 | 3.4 | 3.3 | 63000 | 8206 | 2.25 | Federally-Regulated Commercial & Industrial Equipment | 05/31/2019 |  | 09/30/2019
Carrier Corp. - Syracuse | Airquest | RHS(120,121)(H,L,S)******TA |  | HSP-A, Single-Package Heat Pum | Heat Pump | 208 | 3 | False |  |  |  | False | Single-Speed | 116000 | 10545 | 11 | 10.8 | 12.5 |  | 116000 | 9999 | 3.4 | 3.3 | 63000 | 8206 | 2.25 | Federally-Regulated Commercial & Industrial Equipment | 05/31/2019 |  | 09/30/2019
Carrier Corp. - Syracuse | Airquest | RHH073(H,L,S)*****AA |  | HSP-A, Single-Package Heat Pum | Heat Pump | 575 | 3 | False |  |  |  | True | Dual-Speed | 70000 | 5833 | 12 | 10.8 | 14 |  | 69000 | 5947 | 3.4 | 3.3 | 38000 | 4640 | 2.4 | Federally-Regulated Commercial & Industrial Equipment | 05/31/2019 |  | 09/30/2019
Carrier Corp. - Syracuse | Airquest | RHH073(H,L,S)*****AA |  | HSP-A, Single-Package Heat Pum | Heat Pump | 460 | 3 | False |  |  |  | True | Dual-Speed | 70000 | 5833 | 12 | 10.8 | 14 |  | 69000 | 5947 | 3.4 | 3.3 | 38000 | 4640 | 2.4 | Federally-Regulated Commercial & Industrial Equipment | 05/31/2019 |  | 09/30/2019
Carrier Corp. - Syracuse | Airquest | RHH073(H,L,S)*****AA |  | HSP-A, Single-Package Heat Pum | Heat Pump | 230 | 3 | False |  |  |  | True | Dual-Speed | 70000 | 5833 | 12 | 10.8 | 14 |  | 69000 | 5947 | 3.4 | 3.3 | 38000 | 4640 | 2.4 | Federally-Regulated Commercial & Industrial Equipment | 05/31/2019 |  | 09/30/2019
Carrier Corp. - Syracuse | Airquest | RHH073(H,L,S)*****AA |  | HSP-A, Single-Package Heat Pum | Heat Pump | 208 | 3 | False |  |  |  | True | Dual-Speed | 70000 | 5833 | 12 | 10.8 | 14 |  | 69000 | 5947 | 3.4 | 3.3 | 38000 | 4640 | 2.4 | Federally-Regulated Commercial & Industrial Equipment | 05/31/2019 |  | 09/30/2019
Carrier Corp. - Syracuse | Airquest | RHH090(H,L,S)******AA |  | HSP-A, Single-Package Heat Pum | Heat Pump | 575 | 3 | False |  |  |  | True | Single-Speed | 90000 | 7438 | 12.1 | 10.8 | 12.9 |  | 84000 | 7033 | 3.5 | 3.3 | 47000 | 5739 | 2.4 | Federally-Regulated Commercial & Industrial Equipment | 04/15/2019 |  | 09/30/2019
Carrier Corp. - Syracuse | Airquest | RHH090(H,L,S)******AA |  | HSP-A, Single-Package Heat Pum | Heat Pump | 460 | 3 | False |  |  |  | True | Single-Speed | 90000 | 7438 | 12.1 | 10.8 | 12.9 |  | 84000 | 7033 | 3.5 | 3.3 | 47000 | 5739 | 2.4 | Federally-Regulated Commercial & Industrial Equipment | 04/15/2019 |  | 09/30/2019
Carrier Corp. - Syracuse | Airquest | RHH090(H,L,S)******AA |  | HSP-A, Single-Package Heat Pum | Heat Pump | 230 | 3 | False |  |  |  | True | Single-Speed | 90000 | 7438 | 12.1 | 10.8 | 12.9 |  | 84000 | 7033 | 3.5 | 3.3 | 47000 | 5739 | 2.4 | Federally-Regulated Commercial & Industrial Equipment | 04/15/2019 |  | 09/30/2019
Carrier Corp. - Syracuse | Airquest | RHH090(H,L,S)******AA |  | HSP-A, Single-Package Heat Pum | Heat Pump | 208 | 3 | False |  |  |  | True | Single-Speed | 90000 | 7438 | 12.1 | 10.8 | 12.9 |  | 84000 | 7033 | 3.5 | 3.3 | 47000 | 5739 | 2.4 | Federally-Regulated Commercial & Industrial Equipment | 05/31/2019 |  | 09/30/2019
Carrier Corp. - Syracuse | Airquest | CHS240(H,L,S)(D,E)* | FHS240(H,L,S)**A2* | HRCU-A-CB, Split System: Heat | Heat Pump | 575 | 3 |  | False |  |  | True | Single-Speed | 222000 | 20747 | 10.7 | 10.4 | 12.5 |  | 214000 | 17919 | 3.5 | 3.2 | 130000 | 15874 | 2.4 | Federally-Regulated Commercial & Industrial Equipment | 05/31/2019 |  | 09/30/2019
Carrier Corp. - Syracuse | Airquest | CHS240(H,L,S)(D,E)* | FHS240(H,L,S)**A2* | HRCU-A-CB, Split System: Heat | Heat Pump | 460 | 3 |  | False |  |  | True | Single-Speed | 222000 | 20747 | 10.7 | 10.4 | 12.5 |  | 214000 | 17919 | 3.5 | 3.2 | 130000 | 15874 | 2.4 | Federally-Regulated Commercial & Industrial Equipment | 05/31/2019 |  | 09/30/2019
Carrier Corp. - Syracuse | Airquest | CHS240(H,L,S)(D,E)* | FHS240(H,L,S)**A2* | HRCU-A-CB, Split System: Heat | Heat Pump | 230 | 3 |  | False |  |  | True | Single-Speed | 222000 | 20747 | 10.7 | 10.4 | 12.5 |  | 214000 | 17919 | 3.5 | 3.2 | 130000 | 15874 | 2.4 | Federally-Regulated Commercial & Industrial Equipment | 05/31/2019 |  | 09/30/2019
Carrier Corp. - Syracuse | Airquest | CHS240(H,L,S)(D,E)* | FHS240(H,L,S)**A2* | HRCU-A-CB, Split System: Heat | Heat Pump | 208 | 3 |  | False |  |  | True | Single-Speed | 222000 | 20747 | 10.7 | 10.4 | 12.5 |  | 214000 | 17919 | 3.5 | 3.2 | 130000 | 15874 | 2.4 | Federally-Regulated Commercial & Industrial Equipment | 05/31/2019 |  | 09/30/2019
Carrier Corp. - Syracuse | Airquest | RHH102(H,L,S)******AA |  | HSP-A, Single-Package Heat Pum | Heat Pump | 575 | 3 | False |  |  |  | True | Single-Speed | 100000 | 8333 | 12 | 10.8 | 12.5 |  | 100000 | 8619 | 3.4 | 3.3 | 56000 | 7262 | 2.26 | Federally-Regulated Commercial & Industrial Equipment | 05/31/2019 |  | 09/30/2019
Carrier Corp. - Syracuse | Airquest | RHH102(H,L,S)******AA |  | HSP-A, Single-Package Heat Pum | Heat Pump | 460 | 3 | False |  |  |  | True | Single-Speed | 100000 | 8333 | 12 | 10.8 | 12.5 |  | 100000 | 8619 | 3.4 | 3.3 | 56000 | 7262 | 2.26 | Federally-Regulated Commercial & Industrial Equipment | 05/31/2019 |  | 09/30/2019
Carrier Corp. - Syracuse | Airquest | RHH102(H,L,S)******AA |  | HSP-A, Single-Package Heat Pum | Heat Pump | 230 | 3 | False |  |  |  | True | Single-Speed | 100000 | 8333 | 12 | 10.8 | 12.5 |  | 100000 | 8619 | 3.4 | 3.3 | 56000 | 7262 | 2.26 | Federally-Regulated Commercial & Industrial Equipment | 05/31/2019 |  | 09/30/2019
Carrier Corp. - Syracuse | Airquest | RHH102(H,L,S)******AA |  | HSP-A, Single-Package Heat Pum | Heat Pump | 208 | 3 | False |  |  |  | True | Single-Speed | 100000 | 8333 | 12 | 10.8 | 12.5 |  | 100000 | 8619 | 3.4 | 3.3 | 56000 | 7262 | 2.26 | Federally-Regulated Commercial & Industrial Equipment | 05/31/2019 |  | 09/30/2019
Carrier Corp. - Syracuse | Airquest | CHS180(H,L,S)(D,E)* | FHS180(H,L,S)**A2* | HRCU-A-CB, Split System: Heat | Heat Pump | 575 | 3 |  | False |  |  | True | Single-Speed | 178000 | 16792 | 10.6 | 10.4 | 12.5 |  | 178000 | 15343 | 3.4 | 3.2 | 108000 | 13188 | 2.4 | Federally-Regulated Commercial & Industrial Equipment | 05/31/2019 |  | 09/30/2019
Carrier Corp. - Syracuse | Airquest | CHS180(H,L,S)(D,E)* | FHS180(H,L,S)**A2* | HRCU-A-CB, Split System: Heat | Heat Pump | 460 | 3 |  | False |  |  | True | Single-Speed | 178000 | 16792 | 10.6 | 10.4 | 12.5 |  | 178000 | 15343 | 3.4 | 3.2 | 108000 | 13188 | 2.4 | Federally-Regulated Commercial & Industrial Equipment | 05/31/2019 |  | 09/30/2019
Carrier Corp. - Syracuse | Airquest | CHS180(H,L,S)(D,E)* | FHS180(H,L,S)**A2* | HRCU-A-CB, Split System: Heat | Heat Pump | 230 | 3 |  | False |  |  | True | Single-Speed | 178000 | 16792 | 10.6 | 10.4 | 12.5 |  | 178000 | 15343 | 3.4 | 3.2 | 108000 | 13188 | 2.4 | Federally-Regulated Commercial & Industrial Equipment | 05/31/2019 |  | 09/30/2019
Carrier Corp. - Syracuse | Airquest | CHS180(H,L,S)(D,E)* | FHS180(H,L,S)**A2* | HRCU-A-CB, Split System: Heat | Heat Pump | 208 | 3 |  | False |  |  | True | Single-Speed | 178000 | 16792 | 10.6 | 10.4 | 12.5 |  | 178000 | 15343 | 3.4 | 3.2 | 108000 | 13188 | 2.4 | Federally-Regulated Commercial & Industrial Equipment | 05/31/2019 |  | 09/30/2019
Carrier Corp. - Syracuse | Airquest | RHH(120,121)(H,L,S)******AA |  | HSP-A, Single-Package Heat Pum | Heat Pump | 575 | 3 | False |  |  |  | True | Single-Speed | 119000 | 9674 | 12.3 | 10.8 | 13 |  | 116000 | 9713 | 3.5 | 3.3 | 65000 | 7937 | 2.4 | Federally-Regulated Commercial & Industrial Equipment | 05/31/2019 |  | 09/30/2019
Carrier Corp. - Syracuse | Airquest | RHH(120,121)(H,L,S)******AA |  | HSP-A, Single-Package Heat Pum | Heat Pump | 460 | 3 | False |  |  |  | True | Single-Speed | 119000 | 9674 | 12.3 | 10.8 | 13 |  | 116000 | 9713 | 3.5 | 3.3 | 65000 | 7937 | 2.4 | Federally-Regulated Commercial & Industrial Equipment | 05/31/2019 |  | 09/30/2019
Carrier Corp. - Syracuse | Airquest | RHH(120,121)(H,L,S)******AA |  | HSP-A, Single-Package Heat Pum | Heat Pump | 230 | 3 | False |  |  |  | True | Single-Speed | 119000 | 9674 | 12.3 | 10.8 | 13 |  | 116000 | 9713 | 3.5 | 3.3 | 65000 | 7937 | 2.4 | Federally-Regulated Commercial & Industrial Equipment | 05/31/2019 |  | 09/30/2019
Carrier Corp. - Syracuse | Airquest | RHH(120,121)(H,L,S)******AA |  | HSP-A, Single-Package Heat Pum | Heat Pump | 208 | 3 | False |  |  |  | True | Single-Speed | 119000 | 9674 | 12.3 | 10.8 | 13 |  | 116000 | 9713 | 3.5 | 3.3 | 65000 | 7937 | 2.4 | Federally-Regulated Commercial & Industrial Equipment | 05/31/2019 |  | 09/30/2019
Carrier Corp. - Syracuse | Airquest | CHS091(H,L,S)(G,H)* | FHS091(H,L,S)A*A2* | HRCU-A-CB, Split System: Heat | Heat Pump | 575 | 3 |  | False |  |  | True | Single-Speed | 88000 | 8000 | 11 | 10.8 | 12.7 |  | 87000 | 7726 | 3.3 | 3.3 | 52000 | 6349 | 2.4 | Federally-Regulated Commercial & Industrial Equipment | 05/31/2019 |  | 09/30/2019
Carrier Corp. - Syracuse | Airquest | CHS091(H,L,S)(G,H)* | FHS091(H,L,S)A*A2* | HRCU-A-CB, Split System: Heat | Heat Pump | 460 | 3 |  | False |  |  | True | Single-Speed | 88000 | 8000 | 11 | 10.8 | 12.7 |  | 87000 | 7726 | 3.3 | 3.3 | 52000 | 6349 | 2.4 | Federally-Regulated Commercial & Industrial Equipment | 05/31/2019 |  | 09/30/2019
Carrier Corp. - Syracuse | Airquest | CHS091(H,L,S)(G,H)* | FHS091(H,L,S)A*A2* | HRCU-A-CB, Split System: Heat | Heat Pump | 230 | 3 |  | False |  |  | True | Single-Speed | 88000 | 8000 | 11 | 10.8 | 12.7 |  | 87000 | 7726 | 3.3 | 3.3 | 52000 | 6349 | 2.4 | Federally-Regulated Commercial & Industrial Equipment | 05/31/2019 |  | 09/30/2019
Carrier Corp. - Syracuse | Airquest | CHS091(H,L,S)(G,H)* | FHS091(H,L,S)A*A2* | HRCU-A-CB, Split System: Heat | Heat Pump | 208 | 3 |  | False |  |  | True | Single-Speed | 88000 | 8000 | 11 | 10.8 | 12.7 |  | 87000 | 7726 | 3.3 | 3.3 | 52000 | 6349 | 2.4 | Federally-Regulated Commercial & Industrial Equipment | 05/31/2019 |  | 09/30/2019
Carrier Corp. - Syracuse | Airquest | CHS121(H,L,S)(G,H)* | FHS120(H,L,S)**A2* | HRCU-A-CB, Split System: Heat | Heat Pump | 575 | 3 |  | False |  |  | True | Single-Speed | 112000 | 10181 | 11 | 10.8 | 13.8 |  | 106000 | 9413 | 3.3 | 3.3 | 66000 | 8059 | 2.4 | Federally-Regulated Commercial & Industrial Equipment | 05/31/2019 |  | 09/30/2019
Carrier Corp. - Syracuse | Airquest | CHS121(H,L,S)(G,H)* | FHS120(H,L,S)**A2* | HRCU-A-CB, Split System: Heat | Heat Pump | 460 | 3 |  | False |  |  | True | Single-Speed | 112000 | 10181 | 11 | 10.8 | 13.8 |  | 106000 | 9413 | 3.3 | 3.3 | 66000 | 8059 | 2.4 | Federally-Regulated Commercial & Industrial Equipment | 05/31/2019 |  | 09/30/2019
Carrier Corp. - Syracuse | Airquest | CHS121(H,L,S)(G,H)* | FHS120(H,L,S)**A2* | HRCU-A-CB, Split System: Heat | Heat Pump | 230 | 3 |  | False |  |  | True | Single-Speed | 112000 | 10181 | 11 | 10.8 | 13.8 |  | 106000 | 9413 | 3.3 | 3.3 | 66000 | 8059 | 2.4 | Federally-Regulated Commercial & Industrial Equipment | 05/31/2019 |  | 09/30/2019
Carrier Corp. - Syracuse | Airquest | CHS121(H,L,S)(G,H)* | FHS120(H,L,S)**A2* | HRCU-A-CB, Split System: Heat | Heat Pump | 208 | 3 |  | False |  |  | True | Single-Speed | 112000 | 10181 | 11 | 10.8 | 13.8 |  | 106000 | 9413 | 3.3 | 3.3 | 66000 | 8059 | 2.4 | Federally-Regulated Commercial & Industrial Equipment | 05/31/2019 |  | 09/30/2019
Carrier Corp. - Syracuse | Airquest | RHS090H******TA |  | HSP-A, Single-Package Heat Pum | Heat Pump | 230 | 3 | False |  |  |  | False | Single-Speed | 88000 | 7857 | 11.2 | 10.8 | 12.5 |  | 86000 | 7413 | 3.4 | 3.3 | 44000 | 5731 | 2.25 | Federally-Regulated Commercial & Industrial Equipment | 07/19/2019 |  | 09/30/2019
Carrier Corp. - Syracuse | Airquest | RHS090H******TA |  | HSP-A, Single-Package Heat Pum | Heat Pump | 208 | 3 | False |  |  |  | False | Single-Speed | 87000 | 7767 | 11.2 | 10.8 | 12.5 |  | 86000 | 7413 | 3.4 | 3.3 | 44000 | 5731 | 2.25 | Federally-Regulated Commercial & Industrial Equipment | 07/19/2019 |  | 09/30/2019
Carrier Corp. - Syracuse | Arcoaire | RHH102(H,L,S)******TA |  | HSP-A, Single-Package Heat Pum | Heat Pump | 575 | 3 | False |  |  |  | True | Single-Speed | 100000 | 8333 | 12 | 10.8 | 12.9 |  | 100000 | 8619 | 3.4 | 3.3 | 56000 | 7262 | 2.26 | Federally-Regulated Commercial & Industrial Equipment | 06/03/2019 |  | 09/30/2019
Carrier Corp. - Syracuse | Arcoaire | RHH102(H,L,S)******TA |  | HSP-A, Single-Package Heat Pum | Heat Pump | 460 | 3 | False |  |  |  | True | Single-Speed | 100000 | 8333 | 12 | 10.8 | 12.9 |  | 100000 | 8619 | 3.4 | 3.3 | 56000 | 7262 | 2.26 | Federally-Regulated Commercial & Industrial Equipment | 06/03/2019 |  | 09/30/2019
Carrier Corp. - Syracuse | Arcoaire | RHH102(H,L,S)******TA |  | HSP-A, Single-Package Heat Pum | Heat Pump | 208 | 3 | False |  |  |  | True | Single-Speed | 100000 | 8333 | 12 | 10.8 | 12.9 |  | 100000 | 8619 | 3.4 | 3.3 | 56000 | 7262 | 2.26 | Federally-Regulated Commercial & Industrial Equipment | 06/03/2019 |  | 09/30/2019
Carrier Corp. - Syracuse | Comfortmaker | CHS091(H,L,S)(G,H)* | FHS091(H,L,S)A*A2* | HRCU-A-CB, Split System: Heat | Heat Pump | 575 | 3 |  | False |  |  | True | Single-Speed | 88000 | 8000 | 11 | 10.8 | 12.7 |  | 87000 | 7726 | 3.3 | 3.3 | 52000 | 6349 | 2.4 | Federally-Regulated Commercial & Industrial Equipment | 06/03/2019 |  | 09/30/2019
Carrier Corp. - Syracuse | Comfortmaker | CHS091(H,L,S)(G,H)* | FHS091(H,L,S)A*A2* | HRCU-A-CB, Split System: Heat | Heat Pump | 460 | 3 |  | False |  |  | True | Single-Speed | 88000 | 8000 | 11 | 10.8 | 12.7 |  | 87000 | 7726 | 3.3 | 3.3 | 52000 | 6349 | 2.4 | Federally-Regulated Commercial & Industrial Equipment | 06/03/2019 |  | 09/30/2019
Carrier Corp. - Syracuse | Comfortmaker | CHS091(H,L,S)(G,H)* | FHS091(H,L,S)A*A2* | HRCU-A-CB, Split System: Heat | Heat Pump | 230 | 3 |  | False |  |  | True | Single-Speed | 88000 | 8000 | 11 | 10.8 | 12.7 |  | 87000 | 7726 | 3.3 | 3.3 | 52000 | 6349 | 2.4 | Federally-Regulated Commercial & Industrial Equipment | 06/03/2019 |  | 09/30/2019
Carrier Corp. - Syracuse | Comfortmaker | CHS091(H,L,S)(G,H)* | FHS091(H,L,S)A*A2* | HRCU-A-CB, Split System: Heat | Heat Pump | 208 | 3 |  | False |  |  | True | Single-Speed | 88000 | 8000 | 11 | 10.8 | 12.7 |  | 87000 | 7726 | 3.3 | 3.3 | 52000 | 6349 | 2.4 | Federally-Regulated Commercial & Industrial Equipment | 06/03/2019 |  | 09/30/2019
Carrier Corp. - Syracuse | Comfortmaker | RHS090H******TA |  | HSP-A, Single-Package Heat Pum | Heat Pump | 230 | 3 | False |  |  |  | False | Single-Speed | 88000 | 7857 | 11.2 | 10.8 | 12.5 |  | 86000 | 7413 | 3.4 | 3.3 | 44000 | 5731 | 2.25 | Federally-Regulated Commercial & Industrial Equipment | 07/19/2019 |  | 09/30/2019
Carrier Corp. - Syracuse | Comfortmaker | RHS090H******TA |  | HSP-A, Single-Package Heat Pum | Heat Pump | 208 | 3 | False |  |  |  | False | Single-Speed | 87000 | 7767 | 11.2 | 10.8 | 12.5 |  | 86000 | 7413 | 3.4 | 3.3 | 44000 | 5731 | 2.25 | Federally-Regulated Commercial & Industrial Equipment | 07/19/2019 |  | 09/30/2019
Carrier Corp. - Syracuse | Comfortmaker | RHH(120,121)(H,L,S)******AA |  | HSP-A, Single-Package Heat Pum | Heat Pump | 575 | 3 | False |  |  |  | True | Single-Speed | 119000 | 9674 | 12.3 | 10.8 | 13 |  | 116000 | 9713 | 3.5 | 3.3 | 65000 | 7937 | 2.4 | Federally-Regulated Commercial & Industrial Equipment | 06/03/2019 |  | 09/30/2019
Carrier Corp. - Syracuse | Comfortmaker | RHH(120,121)(H,L,S)******AA |  | HSP-A, Single-Package Heat Pum | Heat Pump | 460 | 3 | False |  |  |  | True | Single-Speed | 119000 | 9674 | 12.3 | 10.8 | 13 |  | 116000 | 9713 | 3.5 | 3.3 | 65000 | 7937 | 2.4 | Federally-Regulated Commercial & Industrial Equipment | 06/03/2019 |  | 09/30/2019
Carrier Corp. - Syracuse | Comfortmaker | RHH(120,121)(H,L,S)******AA |  | HSP-A, Single-Package Heat Pum | Heat Pump | 230 | 3 | False |  |  |  | True | Single-Speed | 119000 | 9674 | 12.3 | 10.8 | 13 |  | 116000 | 9713 | 3.5 | 3.3 | 65000 | 7937 | 2.4 | Federally-Regulated Commercial & Industrial Equipment | 06/03/2019 |  | 09/30/2019
Carrier Corp. - Syracuse | Comfortmaker | RHH(120,121)(H,L,S)******AA |  | HSP-A, Single-Package Heat Pum | Heat Pump | 208 | 3 | False |  |  |  | True | Single-Speed | 119000 | 9674 | 12.3 | 10.8 | 13 |  | 116000 | 9713 | 3.5 | 3.3 | 65000 | 7937 | 2.4 | Federally-Regulated Commercial & Industrial Equipment | 06/03/2019 |  | 09/30/2019
Carrier Corp. - Syracuse | Comfortmaker | RHH(120,121)(H,L,S)******TA |  | HSP-A, Single-Package Heat Pum | Heat Pump | 575 | 3 | False |  |  |  | True | Single-Speed | 119000 | 9674 | 12.3 | 10.8 | 13.6 |  | 116000 | 9713 | 3.5 | 3.3 | 65000 | 7937 | 2.4 | Federally-Regulated Commercial & Industrial Equipment | 06/03/2019 |  | 09/30/2019
Carrier Corp. - Syracuse | Comfortmaker | RHH(120,121)(H,L,S)******TA |  | HSP-A, Single-Package Heat Pum | Heat Pump | 460 | 3 | False |  |  |  | True | Single-Speed | 119000 | 9674 | 12.3 | 10.8 | 13.6 |  | 116000 | 9713 | 3.5 | 3.3 | 65000 | 7937 | 2.4 | Federally-Regulated Commercial & Industrial Equipment | 06/03/2019 |  | 09/30/2019
Carrier Corp. - Syracuse | Comfortmaker | RHH(120,121)(H,L,S)******TA |  | HSP-A, Single-Package Heat Pum | Heat Pump | 230 | 3 | False |  |  |  | True | Single-Speed | 119000 | 9674 | 12.3 | 10.8 | 13.6 |  | 116000 | 9713 | 3.5 | 3.3 | 65000 | 7937 | 2.4 | Federally-Regulated Commercial & Industrial Equipment | 06/03/2019 |  | 09/30/2019
Carrier Corp. - Syracuse | Comfortmaker | RHH(120,121)(H,L,S)******TA |  | HSP-A, Single-Package Heat Pum | Heat Pump | 208 | 3 | False |  |  |  | True | Single-Speed | 119000 | 9674 | 12.3 | 10.8 | 13.6 |  | 116000 | 9713 | 3.5 | 3.3 | 65000 | 7937 | 2.4 | Federally-Regulated Commercial & Industrial Equipment | 06/03/2019 |  | 09/30/2019
Carrier Corp. - Syracuse | Comfortmaker | RHH090(H,L,S)******AA |  | HSP-A, Single-Package Heat Pum | Heat Pump | 575 | 3 | False |  |  |  | True | Single-Speed | 90000 | 7438 | 12.1 | 10.8 | 12.9 |  | 84000 | 7033 | 3.5 | 3.3 | 47000 | 5739 | 2.4 | Federally-Regulated Commercial & Industrial Equipment | 06/03/2019 |  | 09/30/2019
Carrier Corp. - Syracuse | Comfortmaker | RHH090(H,L,S)******AA |  | HSP-A, Single-Package Heat Pum | Heat Pump | 460 | 3 | False |  |  |  | True | Single-Speed | 90000 | 7438 | 12.1 | 10.8 | 12.9 |  | 84000 | 7033 | 3.5 | 3.3 | 47000 | 5739 | 2.4 | Federally-Regulated Commercial & Industrial Equipment | 06/03/2019 |  | 09/30/2019
Carrier Corp. - Syracuse | Comfortmaker | RHH090(H,L,S)******AA |  | HSP-A, Single-Package Heat Pum | Heat Pump | 230 | 3 | False |  |  |  | True | Single-Speed | 90000 | 7438 | 12.1 | 10.8 | 12.9 |  | 84000 | 7033 | 3.5 | 3.3 | 47000 | 5739 | 2.4 | Federally-Regulated Commercial & Industrial Equipment | 06/03/2019 |  | 09/30/2019
Carrier Corp. - Syracuse | Comfortmaker | RHH090(H,L,S)******AA |  | HSP-A, Single-Package Heat Pum | Heat Pump | 208 | 3 | False |  |  |  | True | Single-Speed | 90000 | 7438 | 12.1 | 10.8 | 12.9 |  | 84000 | 7033 | 3.5 | 3.3 | 47000 | 5739 | 2.4 | Federally-Regulated Commercial & Industrial Equipment | 06/03/2019 |  | 09/30/2019
Carrier Corp. - Syracuse | Comfortmaker | RHS102H******TA |  | HSP-A, Single-Package Heat Pum | Heat Pump | 208 | 3 | False |  |  |  | False | Single-Speed | 98000 | 8750 | 11.2 | 10.8 | 12.5 |  | 94000 | 8348 | 3.3 | 3.3 | 53000 | 6903 | 2.25 | Federally-Regulated Commercial & Industrial Equipment | 07/19/2019 |  | 09/30/2019
Carrier Corp. - Syracuse | Comfortmaker | RHH073(H,L,S)*****AA |  | HSP-A, Single-Package Heat Pum | Heat Pump | 575 | 3 | False |  |  |  | True | Dual-Speed | 70000 | 5833 | 12 | 10.8 | 14 |  | 69000 | 5947 | 3.4 | 3.3 | 38000 | 4640 | 2.4 | Federally-Regulated Commercial & Industrial Equipment | 06/03/2019 |  | 09/30/2019
Carrier Corp. - Syracuse | Comfortmaker | RHH073(H,L,S)*****AA |  | HSP-A, Single-Package Heat Pum | Heat Pump | 460 | 3 | False |  |  |  | True | Dual-Speed | 70000 | 5833 | 12 | 10.8 | 14 |  | 69000 | 5947 | 3.4 | 3.3 | 38000 | 4640 | 2.4 | Federally-Regulated Commercial & Industrial Equipment | 06/03/2019 |  | 09/30/2019
Carrier Corp. - Syracuse | Comfortmaker | RHH073(H,L,S)*****AA |  | HSP-A, Single-Package Heat Pum | Heat Pump | 230 | 3 | False |  |  |  | True | Dual-Speed | 70000 | 5833 | 12 | 10.8 | 14 |  | 69000 | 5947 | 3.4 | 3.3 | 38000 | 4640 | 2.4 | Federally-Regulated Commercial & Industrial Equipment | 06/03/2019 |  | 09/30/2019
Carrier Corp. - Syracuse | Comfortmaker | RHH073(H,L,S)*****AA |  | HSP-A, Single-Package Heat Pum | Heat Pump | 208 | 3 | False |  |  |  | True | Dual-Speed | 70000 | 5833 | 12 | 10.8 | 14 |  | 69000 | 5947 | 3.4 | 3.3 | 38000 | 4640 | 2.4 | Federally-Regulated Commercial & Industrial Equipment | 06/03/2019 |  | 09/30/2019
Carrier Corp. - Syracuse | Comfortmaker | CHS072(H,L,S)(G,H)* | FHS072(H,L,S)B*A2* | HRCU-A-CB, Split System: Heat | Heat Pump | 575 | 3 |  | False |  |  | True | Single-Speed | 70000 | 5982 | 11.7 | 10.8 | 13.8 |  | 66000 | 5861 | 3.3 | 3.3 | 39000 | 4762 | 2.4 | Federally-Regulated Commercial & Industrial Equipment | 06/03/2019 |  | 09/30/2019
Carrier Corp. - Syracuse | Comfortmaker | CHS072(H,L,S)(G,H)* | FHS072(H,L,S)B*A2* | HRCU-A-CB, Split System: Heat | Heat Pump | 460 | 3 |  | False |  |  | True | Single-Speed | 70000 | 5982 | 11.7 | 10.8 | 13.8 |  | 66000 | 5861 | 3.3 | 3.3 | 39000 | 4762 | 2.4 | Federally-Regulated Commercial & Industrial Equipment | 06/03/2019 |  | 09/30/2019
Carrier Corp. - Syracuse | Comfortmaker | CHS072(H,L,S)(G,H)* | FHS072(H,L,S)B*A2* | HRCU-A-CB, Split System: Heat | Heat Pump | 230 | 3 |  | False |  |  | True | Single-Speed | 70000 | 5982 | 11.7 | 10.8 | 13.8 |  | 66000 | 5861 | 3.3 | 3.3 | 39000 | 4762 | 2.4 | Federally-Regulated Commercial & Industrial Equipment | 06/03/2019 |  | 09/30/2019
Carrier Corp. - Syracuse | Comfortmaker | CHS072(H,L,S)(G,H)* | FHS072(H,L,S)B*A2* | HRCU-A-CB, Split System: Heat | Heat Pump | 208 | 3 |  | False |  |  | True | Single-Speed | 70000 | 5982 | 11.7 | 10.8 | 13.8 |  | 66000 | 5861 | 3.3 | 3.3 | 39000 | 4762 | 2.4 | Federally-Regulated Commercial & Industrial Equipment | 06/03/2019 |  | 09/30/2019
Carrier Corp. - Syracuse | Comfortmaker | CHS091(H,L,S)(A,B)* | FHS091(H,L,S)**A2* | HRCU-A-CB, Split System: Heat | Heat Pump | 575 | 3 |  | False |  |  | True | Single-Speed | 88000 | 8000 | 11 | 10.8 | 12.4 |  | 86000 | 7637 | 3.3 | 3.3 | 51000 | 6227 | 2.4 | Federally-Regulated Commercial & Industrial Equipment | 06/03/2019 |  | 09/30/2019
Carrier Corp. - Syracuse | Comfortmaker | CHS091(H,L,S)(A,B)* | FHS091(H,L,S)**A2* | HRCU-A-CB, Split System: Heat | Heat Pump | 460 | 3 |  | False |  |  | True | Single-Speed | 88000 | 8000 | 11 | 10.8 | 12.4 |  | 86000 | 7637 | 3.3 | 3.3 | 51000 | 6227 | 2.4 | Federally-Regulated Commercial & Industrial Equipment | 06/03/2019 |  | 09/30/2019
Carrier Corp. - Syracuse | Comfortmaker | CHS091(H,L,S)(A,B)* | FHS091(H,L,S)**A2* | HRCU-A-CB, Split System: Heat | Heat Pump | 230 | 3 |  | False |  |  | True | Single-Speed | 88000 | 8000 | 11 | 10.8 | 12.4 |  | 86000 | 7637 | 3.3 | 3.3 | 51000 | 6227 | 2.4 | Federally-Regulated Commercial & Industrial Equipment | 06/03/2019 |  | 09/30/2019
Carrier Corp. - Syracuse | Comfortmaker | CHS091(H,L,S)(A,B)* | FHS091(H,L,S)**A2* | HRCU-A-CB, Split System: Heat | Heat Pump | 208 | 3 |  | False |  |  | True | Single-Speed | 88000 | 8000 | 11 | 10.8 | 12.4 |  | 86000 | 7637 | 3.3 | 3.3 | 51000 | 6227 | 2.4 | Federally-Regulated Commercial & Industrial Equipment | 06/03/2019 |  | 09/30/2019
Carrier Corp. - Syracuse | Comfortmaker | RHS(120,121)(H,L,S)******TA |  | HSP-A, Single-Package Heat Pum | Heat Pump | 575 | 3 | False |  |  |  | False | Single-Speed | 116000 | 10545 | 11 | 10.8 | 12.5 |  | 116000 | 9999 | 3.4 | 3.3 | 63000 | 8206 | 2.25 | Federally-Regulated Commercial & Industrial Equipment | 06/03/2019 |  | 09/30/2019
Carrier Corp. - Syracuse | Comfortmaker | RHS(120,121)(H,L,S)******TA |  | HSP-A, Single-Package Heat Pum | Heat Pump | 460 | 3 | False |  |  |  | False | Single-Speed | 116000 | 10545 | 11 | 10.8 | 12.5 |  | 116000 | 9999 | 3.4 | 3.3 | 63000 | 8206 | 2.25 | Federally-Regulated Commercial & Industrial Equipment | 06/03/2019 |  | 09/30/2019
Carrier Corp. - Syracuse | Comfortmaker | RHS(120,121)(H,L,S)******TA |  | HSP-A, Single-Package Heat Pum | Heat Pump | 230 | 3 | False |  |  |  | False | Single-Speed | 116000 | 10545 | 11 | 10.8 | 12.5 |  | 116000 | 9999 | 3.4 | 3.3 | 63000 | 8206 | 2.25 | Federally-Regulated Commercial & Industrial Equipment | 06/03/2019 |  | 09/30/2019
Carrier Corp. - Syracuse | Comfortmaker | RHS(120,121)(H,L,S)******TA |  | HSP-A, Single-Package Heat Pum | Heat Pump | 208 | 3 | False |  |  |  | False | Single-Speed | 116000 | 10545 | 11 | 10.8 | 12.5 |  | 116000 | 9999 | 3.4 | 3.3 | 63000 | 8206 | 2.25 | Federally-Regulated Commercial & Industrial Equipment | 06/03/2019 |  | 09/30/2019
Carrier Corp. - Syracuse | Comfortmaker | RHH102(H,L,S)******TA |  | HSP-A, Single-Package Heat Pum | Heat Pump | 575 | 3 | False |  |  |  | True | Single-Speed | 100000 | 8333 | 12 | 10.8 | 12.9 |  | 100000 | 8619 | 3.4 | 3.3 | 56000 | 7262 | 2.26 | Federally-Regulated Commercial & Industrial Equipment | 06/03/2019 |  | 09/30/2019
Carrier Corp. - Syracuse | Comfortmaker | RHH102(H,L,S)******TA |  | HSP-A, Single-Package Heat Pum | Heat Pump | 460 | 3 | False |  |  |  | True | Single-Speed | 100000 | 8333 | 12 | 10.8 | 12.9 |  | 100000 | 8619 | 3.4 | 3.3 | 56000 | 7262 | 2.26 | Federally-Regulated Commercial & Industrial Equipment | 06/03/2019 |  | 09/30/2019
Carrier Corp. - Syracuse | Comfortmaker | RHH102(H,L,S)******TA |  | HSP-A, Single-Package Heat Pum | Heat Pump | 230 | 3 | False |  |  |  | True | Single-Speed | 100000 | 8333 | 12 | 10.8 | 12.9 |  | 100000 | 8619 | 3.4 | 3.3 | 56000 | 7262 | 2.26 | Federally-Regulated Commercial & Industrial Equipment | 06/03/2019 |  | 09/30/2019
Carrier Corp. - Syracuse | Comfortmaker | RHH102(H,L,S)******TA |  | HSP-A, Single-Package Heat Pum | Heat Pump | 208 | 3 | False |  |  |  | True | Single-Speed | 100000 | 8333 | 12 | 10.8 | 12.9 |  | 100000 | 8619 | 3.4 | 3.3 | 56000 | 7262 | 2.26 | Federally-Regulated Commercial & Industrial Equipment | 06/03/2019 |  | 09/30/2019
Carrier Corp. - Syracuse | Comfortmaker | CHS121(H,L,S)(G,H)* | FHS120(H,L,S)**A2* | HRCU-A-CB, Split System: Heat | Heat Pump | 575 | 3 |  | False |  |  | True | Single-Speed | 112000 | 10181 | 11 | 10.8 | 13.8 |  | 106000 | 9413 | 3.3 | 3.3 | 66000 | 8059 | 2.4 | Federally-Regulated Commercial & Industrial Equipment | 06/03/2019 |  | 09/30/2019
Carrier Corp. - Syracuse | Comfortmaker | CHS121(H,L,S)(G,H)* | FHS120(H,L,S)**A2* | HRCU-A-CB, Split System: Heat | Heat Pump | 460 | 3 |  | False |  |  | True | Single-Speed | 112000 | 10181 | 11 | 10.8 | 13.8 |  | 106000 | 9413 | 3.3 | 3.3 | 66000 | 8059 | 2.4 | Federally-Regulated Commercial & Industrial Equipment | 06/03/2019 |  | 09/30/2019
Carrier Corp. - Syracuse | Comfortmaker | CHS121(H,L,S)(G,H)* | FHS120(H,L,S)**A2* | HRCU-A-CB, Split System: Heat | Heat Pump | 230 | 3 |  | False |  |  | True | Single-Speed | 112000 | 10181 | 11 | 10.8 | 13.8 |  | 106000 | 9413 | 3.3 | 3.3 | 66000 | 8059 | 2.4 | Federally-Regulated Commercial & Industrial Equipment | 06/03/2019 |  | 09/30/2019
Carrier Corp. - Syracuse | Comfortmaker | CHS121(H,L,S)(G,H)* | FHS120(H,L,S)**A2* | HRCU-A-CB, Split System: Heat | Heat Pump | 208 | 3 |  | False |  |  | True | Single-Speed | 112000 | 10181 | 11 | 10.8 | 13.8 |  | 106000 | 9413 | 3.3 | 3.3 | 66000 | 8059 | 2.4 | Federally-Regulated Commercial & Industrial Equipment | 06/03/2019 |  | 09/30/2019
Carrier Corp. - Syracuse | Comfortmaker | CHS091(H,L,S)(G,H)* | FHS091(H,L,S)B*A2* | HRCU-A-CB, Split System: Heat | Heat Pump | 575 | 3 |  | False |  |  | True | Single-Speed | 88000 | 8000 | 11 | 10.8 | 12.7 |  | 87000 | 7726 | 3.3 | 3.3 | 52000 | 6349 | 2.4 | Federally-Regulated Commercial & Industrial Equipment | 06/03/2019 |  | 09/30/2019
Carrier Corp. - Syracuse | Comfortmaker | CHS091(H,L,S)(G,H)* | FHS091(H,L,S)B*A2* | HRCU-A-CB, Split System: Heat | Heat Pump | 460 | 3 |  | False |  |  | True | Single-Speed | 88000 | 8000 | 11 | 10.8 | 12.7 |  | 87000 | 7726 | 3.3 | 3.3 | 52000 | 6349 | 2.4 | Federally-Regulated Commercial & Industrial Equipment | 06/03/2019 |  | 09/30/2019
Carrier Corp. - Syracuse | Comfortmaker | CHS091(H,L,S)(G,H)* | FHS091(H,L,S)B*A2* | HRCU-A-CB, Split System: Heat | Heat Pump | 230 | 3 |  | False |  |  | True | Single-Speed | 88000 | 8000 | 11 | 10.8 | 12.7 |  | 87000 | 7726 | 3.3 | 3.3 | 52000 | 6349 | 2.4 | Federally-Regulated Commercial & Industrial Equipment | 06/03/2019 |  | 09/30/2019
Carrier Corp. - Syracuse | Comfortmaker | CHS091(H,L,S)(G,H)* | FHS091(H,L,S)B*A2* | HRCU-A-CB, Split System: Heat | Heat Pump | 208 | 3 |  | False |  |  | True | Single-Speed | 88000 | 8000 | 11 | 10.8 | 12.7 |  | 87000 | 7726 | 3.3 | 3.3 | 52000 | 6349 | 2.4 | Federally-Regulated Commercial & Industrial Equipment | 06/03/2019 |  | 09/30/2019
Carrier Corp. - Syracuse | Comfortmaker | RHH073(H,L,S)*****TA |  | HSP-A, Single-Package Heat Pum | Heat Pump | 575 | 3 | False |  |  |  | True | Dual-Speed | 70000 | 5833 | 12 | 10.8 | 15.6 |  | 69000 | 5947 | 3.4 | 3.3 | 38000 | 4640 | 2.4 | Federally-Regulated Commercial & Industrial Equipment | 06/03/2019 |  | 09/30/2019
Carrier Corp. - Syracuse | Comfortmaker | RHH073(H,L,S)*****TA |  | HSP-A, Single-Package Heat Pum | Heat Pump | 460 | 3 | False |  |  |  | True | Dual-Speed | 70000 | 5833 | 12 | 10.8 | 15.6 |  | 69000 | 5947 | 3.4 | 3.3 | 38000 | 4640 | 2.4 | Federally-Regulated Commercial & Industrial Equipment | 06/03/2019 |  | 09/30/2019
Carrier Corp. - Syracuse | Comfortmaker | RHH073(H,L,S)*****TA |  | HSP-A, Single-Package Heat Pum | Heat Pump | 230 | 3 | False |  |  |  | True | Dual-Speed | 70000 | 5833 | 12 | 10.8 | 15.6 |  | 69000 | 5947 | 3.4 | 3.3 | 38000 | 4640 | 2.4 | Federally-Regulated Commercial & Industrial Equipment | 06/03/2019 |  | 09/30/2019
Carrier Corp. - Syracuse | Comfortmaker | RHH073(H,L,S)*****TA |  | HSP-A, Single-Package Heat Pum | Heat Pump | 208 | 3 | False |  |  |  | True | Dual-Speed | 70000 | 5833 | 12 | 10.8 | 15.6 |  | 69000 | 5947 | 3.4 | 3.3 | 38000 | 4640 | 2.4 | Federally-Regulated Commercial & Industrial Equipment | 06/03/2019 |  | 09/30/2019
Carrier Corp. - Syracuse | Comfortmaker | CHS091(H,L,S)(A,B)* | FHS091(M,S,K)**A0* | HRCU-A-CB, Split System: Heat | Heat Pump | 575 | 3 |  | False |  |  | True | Single-Speed | 88000 | 8000 | 11 | 10.8 | 12.2 |  | 86000 | 7637 | 3.3 | 3.3 | 51000 | 6227 | 2.4 | Federally-Regulated Commercial & Industrial Equipment | 06/03/2019 |  | 09/30/2019
Carrier Corp. - Syracuse | Comfortmaker | CHS091(H,L,S)(A,B)* | FHS091(M,S,K)**A0* | HRCU-A-CB, Split System: Heat | Heat Pump | 460 | 3 |  | False |  |  | True | Single-Speed | 88000 | 8000 | 11 | 10.8 | 12.2 |  | 86000 | 7637 | 3.3 | 3.3 | 51000 | 6227 | 2.4 | Federally-Regulated Commercial & Industrial Equipment | 06/03/2019 |  | 09/30/2019
Carrier Corp. - Syracuse | Comfortmaker | CHS091(H,L,S)(A,B)* | FHS091(M,S,K)**A0* | HRCU-A-CB, Split System: Heat | Heat Pump | 230 | 3 |  | False |  |  | True | Single-Speed | 88000 | 8000 | 11 | 10.8 | 12.2 |  | 86000 | 7637 | 3.3 | 3.3 | 51000 | 6227 | 2.4 | Federally-Regulated Commercial & Industrial Equipment | 06/03/2019 |  | 09/30/2019
Carrier Corp. - Syracuse | Comfortmaker | CHS091(H,L,S)(A,B)* | FHS091(M,S,K)**A0* | HRCU-A-CB, Split System: Heat | Heat Pump | 208 | 3 |  | False |  |  | True | Single-Speed | 88000 | 8000 | 11 | 10.8 | 12.2 |  | 86000 | 7637 | 3.3 | 3.3 | 51000 | 6227 | 2.4 | Federally-Regulated Commercial & Industrial Equipment | 06/03/2019 |  | 09/30/2019
Carrier Corp. - Syracuse | Comfortmaker | RHH102(H,L,S)******AA |  | HSP-A, Single-Package Heat Pum | Heat Pump | 575 | 3 | False |  |  |  | True | Single-Speed | 100000 | 8333 | 12 | 10.8 | 12.5 |  | 100000 | 8619 | 3.4 | 3.3 | 56000 | 7262 | 2.26 | Federally-Regulated Commercial & Industrial Equipment | 06/03/2019 |  | 09/30/2019
Carrier Corp. - Syracuse | Comfortmaker | RHH102(H,L,S)******AA |  | HSP-A, Single-Package Heat Pum | Heat Pump | 460 | 3 | False |  |  |  | True | Single-Speed | 100000 | 8333 | 12 | 10.8 | 12.5 |  | 100000 | 8619 | 3.4 | 3.3 | 56000 | 7262 | 2.26 | Federally-Regulated Commercial & Industrial Equipment | 06/03/2019 |  | 09/30/2019
Carrier Corp. - Syracuse | Comfortmaker | RHH102(H,L,S)******AA |  | HSP-A, Single-Package Heat Pum | Heat Pump | 230 | 3 | False |  |  |  | True | Single-Speed | 100000 | 8333 | 12 | 10.8 | 12.5 |  | 100000 | 8619 | 3.4 | 3.3 | 56000 | 7262 | 2.26 | Federally-Regulated Commercial & Industrial Equipment | 06/03/2019 |  | 09/30/2019
Carrier Corp. - Syracuse | Comfortmaker | RHH102(H,L,S)******AA |  | HSP-A, Single-Package Heat Pum | Heat Pump | 208 | 3 | False |  |  |  | True | Single-Speed | 100000 | 8333 | 12 | 10.8 | 12.5 |  | 100000 | 8619 | 3.4 | 3.3 | 56000 | 7262 | 2.26 | Federally-Regulated Commercial & Industrial Equipment | 06/03/2019 |  | 09/30/2019
Carrier Corp. - Syracuse | Comfortmaker | RHS150(H,L,S)******TA |  | HSP-A, Single-Package Heat Pum | Heat Pump | 575 | 3 | False |  |  |  | False | Single-Speed | 142000 | 13396 | 10.6 | 10.4 | 12 |  | 142000 | 13005 | 3.2 | 3.2 | 76000 | 10865 | 2.05 | Federally-Regulated Commercial & Industrial Equipment | 06/03/2019 |  | 09/30/2019
Carrier Corp. - Syracuse | Comfortmaker | RHS150(H,L,S)******TA |  | HSP-A, Single-Package Heat Pum | Heat Pump | 460 | 3 | False |  |  |  | False | Single-Speed | 142000 | 13396 | 10.6 | 10.4 | 12 |  | 142000 | 13005 | 3.2 | 3.2 | 76000 | 10865 | 2.05 | Federally-Regulated Commercial & Industrial Equipment | 06/03/2019 |  | 09/30/2019
Carrier Corp. - Syracuse | Comfortmaker | RHS150(H,L,S)******TA |  | HSP-A, Single-Package Heat Pum | Heat Pump | 230 | 3 | False |  |  |  | False | Single-Speed | 142000 | 13396 | 10.6 | 10.4 | 12 |  | 142000 | 13005 | 3.2 | 3.2 | 76000 | 10865 | 2.05 | Federally-Regulated Commercial & Industrial Equipment | 06/03/2019 |  | 09/30/2019
Carrier Corp. - Syracuse | Comfortmaker | RHS150(H,L,S)******TA |  | HSP-A, Single-Package Heat Pum | Heat Pump | 208 | 3 | False |  |  |  | False | Single-Speed | 142000 | 13396 | 10.6 | 10.4 | 12 |  | 142000 | 13005 | 3.2 | 3.2 | 76000 | 10865 | 2.05 | Federally-Regulated Commercial & Industrial Equipment | 06/03/2019 |  | 09/30/2019
Carrier Corp. - Syracuse | Comfortmaker | RHH090(H,L,S)******TA |  | HSP-A, Single-Package Heat Pum | Heat Pump | 575 | 3 | False |  |  |  | True | Single-Speed | 90000 | 7438 | 12.1 | 10.8 | 13.7 |  | 84000 | 7033 | 3.5 | 3.3 | 47000 | 5739 | 2.4 | Federally-Regulated Commercial & Industrial Equipment | 06/03/2019 |  | 09/30/2019
Carrier Corp. - Syracuse | Comfortmaker | RHH090(H,L,S)******TA |  | HSP-A, Single-Package Heat Pum | Heat Pump | 460 | 3 | False |  |  |  | True | Single-Speed | 90000 | 7438 | 12.1 | 10.8 | 13.7 |  | 84000 | 7033 | 3.5 | 3.3 | 47000 | 5739 | 2.4 | Federally-Regulated Commercial & Industrial Equipment | 06/03/2019 |  | 09/30/2019
Carrier Corp. - Syracuse | Comfortmaker | RHH090(H,L,S)******TA |  | HSP-A, Single-Package Heat Pum | Heat Pump | 230 | 3 | False |  |  |  | True | Single-Speed | 90000 | 7438 | 12.1 | 10.8 | 13.7 |  | 84000 | 7033 | 3.5 | 3.3 | 47000 | 5739 | 2.4 | Federally-Regulated Commercial & Industrial Equipment | 06/03/2019 |  | 09/30/2019
Carrier Corp. - Syracuse | Comfortmaker | RHH090(H,L,S)******TA |  | HSP-A, Single-Package Heat Pum | Heat Pump | 208 | 3 | False |  |  |  | True | Single-Speed | 90000 | 7438 | 12.1 | 10.8 | 13.7 |  | 84000 | 7033 | 3.5 | 3.3 | 47000 | 5739 | 2.4 | Federally-Regulated Commercial & Industrial Equipment | 06/03/2019 |  | 09/30/2019
Carrier Corp. - Syracuse | Comfortmaker | CHS180(H,L,S)(D,E)* | FHS180(H,L,S)**A2* | HRCU-A-CB, Split System: Heat | Heat Pump | 575 | 3 |  | False |  |  | True | Single-Speed | 178000 | 16792 | 10.6 | 10.4 | 12.5 |  | 178000 | 15343 | 3.4 | 3.2 | 108000 | 13188 | 2.4 | Federally-Regulated Commercial & Industrial Equipment | 06/03/2019 |  | 09/30/2019
Carrier Corp. - Syracuse | Comfortmaker | CHS180(H,L,S)(D,E)* | FHS180(H,L,S)**A2* | HRCU-A-CB, Split System: Heat | Heat Pump | 460 | 3 |  | False |  |  | True | Single-Speed | 178000 | 16792 | 10.6 | 10.4 | 12.5 |  | 178000 | 15343 | 3.4 | 3.2 | 108000 | 13188 | 2.4 | Federally-Regulated Commercial & Industrial Equipment | 06/03/2019 |  | 09/30/2019
Carrier Corp. - Syracuse | Comfortmaker | CHS180(H,L,S)(D,E)* | FHS180(H,L,S)**A2* | HRCU-A-CB, Split System: Heat | Heat Pump | 230 | 3 |  | False |  |  | True | Single-Speed | 178000 | 16792 | 10.6 | 10.4 | 12.5 |  | 178000 | 15343 | 3.4 | 3.2 | 108000 | 13188 | 2.4 | Federally-Regulated Commercial & Industrial Equipment | 06/03/2019 |  | 09/30/2019
Carrier Corp. - Syracuse | Comfortmaker | CHS180(H,L,S)(D,E)* | FHS180(H,L,S)**A2* | HRCU-A-CB, Split System: Heat | Heat Pump | 208 | 3 |  | False |  |  | True | Single-Speed | 178000 | 16792 | 10.6 | 10.4 | 12.5 |  | 178000 | 15343 | 3.4 | 3.2 | 108000 | 13188 | 2.4 | Federally-Regulated Commercial & Industrial Equipment | 06/03/2019 |  | 09/30/2019
Carrier Corp. - Syracuse | Comfortmaker | CHS072(H,L,S)(A,B)** | FHS072(M,S,K)**A0** | HRCU-A-CB, Split System: Heat | Heat Pump | 575 | 3 |  | False |  |  | True | Single-Speed | 70000 | 6363 | 11 | 10.8 | 12.6 |  | 65000 | 5772 | 3.3 | 3.3 | 39000 | 4762 | 2.4 | Federally-Regulated Commercial & Industrial Equipment | 06/03/2019 |  | 09/30/2019
Carrier Corp. - Syracuse | Comfortmaker | CHS072(H,L,S)(A,B)** | FHS072(M,S,K)**A0** | HRCU-A-CB, Split System: Heat | Heat Pump | 460 | 3 |  | False |  |  | True | Single-Speed | 70000 | 6363 | 11 | 10.8 | 12.6 |  | 65000 | 5772 | 3.3 | 3.3 | 39000 | 4762 | 2.4 | Federally-Regulated Commercial & Industrial Equipment | 06/03/2019 |  | 09/30/2019
Carrier Corp. - Syracuse | Comfortmaker | CHS072(H,L,S)(A,B)** | FHS072(M,S,K)**A0** | HRCU-A-CB, Split System: Heat | Heat Pump | 230 | 3 |  | False |  |  | True | Single-Speed | 70000 | 6363 | 11 | 10.8 | 12.6 |  | 65000 | 5772 | 3.3 | 3.3 | 39000 | 4762 | 2.4 | Federally-Regulated Commercial & Industrial Equipment | 06/03/2019 |  | 09/30/2019
Carrier Corp. - Syracuse | Comfortmaker | CHS072(H,L,S)(A,B)** | FHS072(M,S,K)**A0** | HRCU-A-CB, Split System: Heat | Heat Pump | 208 | 3 |  | False |  |  | True | Single-Speed | 70000 | 6363 | 11 | 10.8 | 12.6 |  | 65000 | 5772 | 3.3 | 3.3 | 39000 | 4762 | 2.4 | Federally-Regulated Commercial & Industrial Equipment | 06/03/2019 |  | 09/30/2019
Carrier Corp. - Syracuse | Comfortmaker | CHS072(H,L,S)(G,H)* | FHS072(H,L,S)A*A2* | HRCU-A-CB, Split System: Heat | Heat Pump | 575 | 3 |  | False |  |  | True | Single-Speed | 70000 | 5982 | 11.7 | 10.8 | 13.8 |  | 66000 | 5861 | 3.3 | 3.3 | 39000 | 4762 | 2.4 | Federally-Regulated Commercial & Industrial Equipment | 06/03/2019 |  | 09/30/2019
Carrier Corp. - Syracuse | Comfortmaker | CHS072(H,L,S)(G,H)* | FHS072(H,L,S)A*A2* | HRCU-A-CB, Split System: Heat | Heat Pump | 460 | 3 |  | False |  |  | True | Single-Speed | 70000 | 5982 | 11.7 | 10.8 | 13.8 |  | 66000 | 5861 | 3.3 | 3.3 | 39000 | 4762 | 2.4 | Federally-Regulated Commercial & Industrial Equipment | 06/03/2019 |  | 09/30/2019
Carrier Corp. - Syracuse | Comfortmaker | CHS072(H,L,S)(G,H)* | FHS072(H,L,S)A*A2* | HRCU-A-CB, Split System: Heat | Heat Pump | 230 | 3 |  | False |  |  | True | Single-Speed | 70000 | 5982 | 11.7 | 10.8 | 13.8 |  | 66000 | 5861 | 3.3 | 3.3 | 39000 | 4762 | 2.4 | Federally-Regulated Commercial & Industrial Equipment | 06/03/2019 |  | 09/30/2019
Carrier Corp. - Syracuse | Comfortmaker | CHS072(H,L,S)(G,H)* | FHS072(H,L,S)A*A2* | HRCU-A-CB, Split System: Heat | Heat Pump | 208 | 3 |  | False |  |  | True | Single-Speed | 70000 | 5982 | 11.7 | 10.8 | 13.8 |  | 66000 | 5861 | 3.3 | 3.3 | 39000 | 4762 | 2.4 | Federally-Regulated Commercial & Industrial Equipment | 06/03/2019 |  | 09/30/2019
Carrier Corp. - Syracuse | Comfortmaker | CHS072(H,L,S)(A,B)** | FHS091(M,S,K)**A0** | HRCU-A-CB, Split System: Heat | Heat Pump | 575 | 3 |  | False |  |  | True | Single-Speed | 72000 | 6000 | 12 | 10.8 | 13.2 |  | 68000 | 5386 | 3.7 | 3.3 | 39000 | 4571 | 2.5 | Federally-Regulated Commercial & Industrial Equipment | 06/03/2019 |  | 09/30/2019
Carrier Corp. - Syracuse | Comfortmaker | CHS072(H,L,S)(A,B)** | FHS091(M,S,K)**A0** | HRCU-A-CB, Split System: Heat | Heat Pump | 460 | 3 |  | False |  |  | True | Single-Speed | 72000 | 6000 | 12 | 10.8 | 13.2 |  | 68000 | 5386 | 3.7 | 3.3 | 39000 | 4571 | 2.5 | Federally-Regulated Commercial & Industrial Equipment | 06/03/2019 |  | 09/30/2019
Carrier Corp. - Syracuse | Comfortmaker | CHS072(H,L,S)(A,B)** | FHS091(M,S,K)**A0** | HRCU-A-CB, Split System: Heat | Heat Pump | 230 | 3 |  | False |  |  | True | Single-Speed | 72000 | 6000 | 12 | 10.8 | 13.2 |  | 68000 | 5386 | 3.7 | 3.3 | 39000 | 4571 | 2.5 | Federally-Regulated Commercial & Industrial Equipment | 06/03/2019 |  | 09/30/2019
Carrier Corp. - Syracuse | Comfortmaker | CHS072(H,L,S)(A,B)** | FHS091(M,S,K)**A0** | HRCU-A-CB, Split System: Heat | Heat Pump | 208 | 3 |  | False |  |  | True | Single-Speed | 72000 | 6000 | 12 | 10.8 | 13.2 |  | 68000 | 5386 | 3.7 | 3.3 | 39000 | 4571 | 2.5 | Federally-Regulated Commercial & Industrial Equipment | 06/03/2019 |  | 09/30/2019
Carrier Corp. - Syracuse | Comfortmaker | CHS240(H,L,S)(D,E)* | FHS240(H,L,S)**A2* | HRCU-A-CB, Split System: Heat | Heat Pump | 575 | 3 |  | False |  |  | True | Single-Speed | 222000 | 20747 | 10.7 | 10.4 | 12.5 |  | 214000 | 17919 | 3.5 | 3.2 | 130000 | 15874 | 2.4 | Federally-Regulated Commercial & Industrial Equipment | 06/03/2019 |  | 09/30/2019
Carrier Corp. - Syracuse | Comfortmaker | CHS240(H,L,S)(D,E)* | FHS240(H,L,S)**A2* | HRCU-A-CB, Split System: Heat | Heat Pump | 460 | 3 |  | False |  |  | True | Single-Speed | 222000 | 20747 | 10.7 | 10.4 | 12.5 |  | 214000 | 17919 | 3.5 | 3.2 | 130000 | 15874 | 2.4 | Federally-Regulated Commercial & Industrial Equipment | 06/03/2019 |  | 09/30/2019
Carrier Corp. - Syracuse | Comfortmaker | CHS240(H,L,S)(D,E)* | FHS240(H,L,S)**A2* | HRCU-A-CB, Split System: Heat | Heat Pump | 230 | 3 |  | False |  |  | True | Single-Speed | 222000 | 20747 | 10.7 | 10.4 | 12.5 |  | 214000 | 17919 | 3.5 | 3.2 | 130000 | 15874 | 2.4 | Federally-Regulated Commercial & Industrial Equipment | 06/03/2019 |  | 09/30/2019
Carrier Corp. - Syracuse | Comfortmaker | CHS240(H,L,S)(D,E)* | FHS240(H,L,S)**A2* | HRCU-A-CB, Split System: Heat | Heat Pump | 208 | 3 |  | False |  |  | True | Single-Speed | 222000 | 20747 | 10.7 | 10.4 | 12.5 |  | 214000 | 17919 | 3.5 | 3.2 | 130000 | 15874 | 2.4 | Federally-Regulated Commercial & Industrial Equipment | 06/03/2019 |  | 09/30/2019
Carrier Corp. - Syracuse | Arcoaire | RHH102(H,L,S)******TA |  | HSP-A, Single-Package Heat Pum | Heat Pump | 230 | 3 | False |  |  |  | True | Single-Speed | 100000 | 8333 | 12 | 10.8 | 12.9 |  | 100000 | 8619 | 3.4 | 3.3 | 56000 | 7262 | 2.26 | Federally-Regulated Commercial & Industrial Equipment | 06/03/2019 |  | 09/30/2019
Carrier Corp. - Syracuse | Day & Night | RHH073(H,L,S)*****AA |  | HSP-A, Single-Package Heat Pum | Heat Pump | 575 | 3 | False |  |  |  | True | Dual-Speed | 70000 | 5833 | 12 | 10.8 | 14 |  | 69000 | 5947 | 3.4 | 3.3 | 38000 | 4640 | 2.4 | Federally-Regulated Commercial & Industrial Equipment | 06/03/2019 |  | 09/30/2019
Carrier Corp. - Syracuse | Day & Night | RHH073(H,L,S)*****AA |  | HSP-A, Single-Package Heat Pum | Heat Pump | 460 | 3 | False |  |  |  | True | Dual-Speed | 70000 | 5833 | 12 | 10.8 | 14 |  | 69000 | 5947 | 3.4 | 3.3 | 38000 | 4640 | 2.4 | Federally-Regulated Commercial & Industrial Equipment | 06/03/2019 |  | 09/30/2019
Carrier Corp. - Syracuse | Day & Night | RHH073(H,L,S)*****AA |  | HSP-A, Single-Package Heat Pum | Heat Pump | 230 | 3 | False |  |  |  | True | Dual-Speed | 70000 | 5833 | 12 | 10.8 | 14 |  | 69000 | 5947 | 3.4 | 3.3 | 38000 | 4640 | 2.4 | Federally-Regulated Commercial & Industrial Equipment | 06/03/2019 |  | 09/30/2019
Carrier Corp. - Syracuse | Day & Night | RHH073(H,L,S)*****AA |  | HSP-A, Single-Package Heat Pum | Heat Pump | 208 | 3 | False |  |  |  | True | Dual-Speed | 70000 | 5833 | 12 | 10.8 | 14 |  | 69000 | 5947 | 3.4 | 3.3 | 38000 | 4640 | 2.4 | Federally-Regulated Commercial & Industrial Equipment | 06/03/2019 |  | 09/30/2019
Carrier Corp. - Syracuse | Day & Night | RHH090(H,L,S)******TA |  | HSP-A, Single-Package Heat Pum | Heat Pump | 575 | 3 | False |  |  |  | True | Single-Speed | 90000 | 7438 | 12.1 | 10.8 | 13.7 |  | 84000 | 7033 | 3.5 | 3.3 | 47000 | 5739 | 2.4 | Federally-Regulated Commercial & Industrial Equipment | 06/03/2019 |  | 09/30/2019
Carrier Corp. - Syracuse | Day & Night | RHH090(H,L,S)******TA |  | HSP-A, Single-Package Heat Pum | Heat Pump | 460 | 3 | False |  |  |  | True | Single-Speed | 90000 | 7438 | 12.1 | 10.8 | 13.7 |  | 84000 | 7033 | 3.5 | 3.3 | 47000 | 5739 | 2.4 | Federally-Regulated Commercial & Industrial Equipment | 06/03/2019 |  | 09/30/2019
Carrier Corp. - Syracuse | Day & Night | RHH090(H,L,S)******TA |  | HSP-A, Single-Package Heat Pum | Heat Pump | 230 | 3 | False |  |  |  | True | Single-Speed | 90000 | 7438 | 12.1 | 10.8 | 13.7 |  | 84000 | 7033 | 3.5 | 3.3 | 47000 | 5739 | 2.4 | Federally-Regulated Commercial & Industrial Equipment | 06/03/2019 |  | 09/30/2019
Carrier Corp. - Syracuse | Day & Night | RHH090(H,L,S)******TA |  | HSP-A, Single-Package Heat Pum | Heat Pump | 208 | 3 | False |  |  |  | True | Single-Speed | 90000 | 7438 | 12.1 | 10.8 | 13.7 |  | 84000 | 7033 | 3.5 | 3.3 | 47000 | 5739 | 2.4 | Federally-Regulated Commercial & Industrial Equipment | 06/03/2019 |  | 09/30/2019
Carrier Corp. - Syracuse | Day & Night | CHS072(H,L,S)(G,H)* | FHS072(H,L,S)A*A2* | HRCU-A-CB, Split System: Heat | Heat Pump | 575 | 3 |  | False |  |  | True | Single-Speed | 70000 | 5982 | 11.7 | 10.8 | 13.8 |  | 66000 | 5861 | 3.3 | 3.3 | 39000 | 4762 | 2.4 | Federally-Regulated Commercial & Industrial Equipment | 06/03/2019 |  | 09/30/2019
Carrier Corp. - Syracuse | Day & Night | CHS072(H,L,S)(G,H)* | FHS072(H,L,S)A*A2* | HRCU-A-CB, Split System: Heat | Heat Pump | 460 | 3 |  | False |  |  | True | Single-Speed | 70000 | 5982 | 11.7 | 10.8 | 13.8 |  | 66000 | 5861 | 3.3 | 3.3 | 39000 | 4762 | 2.4 | Federally-Regulated Commercial & Industrial Equipment | 06/03/2019 |  | 09/30/2019
Carrier Corp. - Syracuse | Day & Night | CHS072(H,L,S)(G,H)* | FHS072(H,L,S)A*A2* | HRCU-A-CB, Split System: Heat | Heat Pump | 230 | 3 |  | False |  |  | True | Single-Speed | 70000 | 5982 | 11.7 | 10.8 | 13.8 |  | 66000 | 5861 | 3.3 | 3.3 | 39000 | 4762 | 2.4 | Federally-Regulated Commercial & Industrial Equipment | 06/03/2019 |  | 09/30/2019
Carrier Corp. - Syracuse | Day & Night | CHS072(H,L,S)(G,H)* | FHS072(H,L,S)A*A2* | HRCU-A-CB, Split System: Heat | Heat Pump | 208 | 3 |  | False |  |  | True | Single-Speed | 70000 | 5982 | 11.7 | 10.8 | 13.8 |  | 66000 | 5861 | 3.3 | 3.3 | 39000 | 4762 | 2.4 | Federally-Regulated Commercial & Industrial Equipment | 06/03/2019 |  | 09/30/2019
Carrier Corp. - Syracuse | Day & Night | CHS072(H,L,S)(A,B)** | FHS091(M,S,K)**A0** | HRCU-A-CB, Split System: Heat | Heat Pump | 575 | 3 |  | False |  |  | True | Single-Speed | 72000 | 6000 | 12 | 10.8 | 13.2 |  | 68000 | 5386 | 3.7 | 3.3 | 39000 | 4571 | 2.5 | Federally-Regulated Commercial & Industrial Equipment | 06/03/2019 |  | 09/30/2019
Carrier Corp. - Syracuse | Day & Night | CHS072(H,L,S)(A,B)** | FHS091(M,S,K)**A0** | HRCU-A-CB, Split System: Heat | Heat Pump | 460 | 3 |  | False |  |  | True | Single-Speed | 72000 | 6000 | 12 | 10.8 | 13.2 |  | 68000 | 5386 | 3.7 | 3.3 | 39000 | 4571 | 2.5 | Federally-Regulated Commercial & Industrial Equipment | 06/03/2019 |  | 09/30/2019
Carrier Corp. - Syracuse | Day & Night | CHS072(H,L,S)(A,B)** | FHS091(M,S,K)**A0** | HRCU-A-CB, Split System: Heat | Heat Pump | 230 | 3 |  | False |  |  | True | Single-Speed | 72000 | 6000 | 12 | 10.8 | 13.2 |  | 68000 | 5386 | 3.7 | 3.3 | 39000 | 4571 | 2.5 | Federally-Regulated Commercial & Industrial Equipment | 06/03/2019 |  | 09/30/2019
Carrier Corp. - Syracuse | Day & Night | CHS072(H,L,S)(A,B)** | FHS091(M,S,K)**A0** | HRCU-A-CB, Split System: Heat | Heat Pump | 208 | 3 |  | False |  |  | True | Single-Speed | 72000 | 6000 | 12 | 10.8 | 13.2 |  | 68000 | 5386 | 3.7 | 3.3 | 39000 | 4571 | 2.5 | Federally-Regulated Commercial & Industrial Equipment | 06/03/2019 |  | 09/30/2019
Carrier Corp. - Syracuse | Day & Night | RHS090H******TA |  | HSP-A, Single-Package Heat Pum | Heat Pump | 230 | 3 | False |  |  |  | False | Single-Speed | 88000 | 7857 | 11.2 | 10.8 | 12.5 |  | 86000 | 7413 | 3.4 | 3.3 | 44000 | 5731 | 2.25 | Federally-Regulated Commercial & Industrial Equipment | 07/19/2019 |  | 09/30/2019
Carrier Corp. - Syracuse | Day & Night | RHS090H******TA |  | HSP-A, Single-Package Heat Pum | Heat Pump | 208 | 3 | False |  |  |  | False | Single-Speed | 87000 | 7767 | 11.2 | 10.8 | 12.5 |  | 86000 | 7413 | 3.4 | 3.3 | 44000 | 5731 | 2.25 | Federally-Regulated Commercial & Industrial Equipment | 07/19/2019 |  | 09/30/2019
Carrier Corp. - Syracuse | Day & Night | CHS240(H,L,S)(D,E)* | FHS240(H,L,S)**A2* | HRCU-A-CB, Split System: Heat | Heat Pump | 575 | 3 |  | False |  |  | True | Single-Speed | 222000 | 20747 | 10.7 | 10.4 | 12.5 |  | 214000 | 17919 | 3.5 | 3.2 | 130000 | 15874 | 2.4 | Federally-Regulated Commercial & Industrial Equipment | 06/03/2019 |  | 09/30/2019
Carrier Corp. - Syracuse | Day & Night | CHS240(H,L,S)(D,E)* | FHS240(H,L,S)**A2* | HRCU-A-CB, Split System: Heat | Heat Pump | 460 | 3 |  | False |  |  | True | Single-Speed | 222000 | 20747 | 10.7 | 10.4 | 12.5 |  | 214000 | 17919 | 3.5 | 3.2 | 130000 | 15874 | 2.4 | Federally-Regulated Commercial & Industrial Equipment | 06/03/2019 |  | 09/30/2019
Carrier Corp. - Syracuse | Day & Night | CHS240(H,L,S)(D,E)* | FHS240(H,L,S)**A2* | HRCU-A-CB, Split System: Heat | Heat Pump | 230 | 3 |  | False |  |  | True | Single-Speed | 222000 | 20747 | 10.7 | 10.4 | 12.5 |  | 214000 | 17919 | 3.5 | 3.2 | 130000 | 15874 | 2.4 | Federally-Regulated Commercial & Industrial Equipment | 06/03/2019 |  | 09/30/2019
Carrier Corp. - Syracuse | Day & Night | CHS240(H,L,S)(D,E)* | FHS240(H,L,S)**A2* | HRCU-A-CB, Split System: Heat | Heat Pump | 208 | 3 |  | False |  |  | True | Single-Speed | 222000 | 20747 | 10.7 | 10.4 | 12.5 |  | 214000 | 17919 | 3.5 | 3.2 | 130000 | 15874 | 2.4 | Federally-Regulated Commercial & Industrial Equipment | 06/03/2019 |  | 09/30/2019
Carrier Corp. - Syracuse | Day & Night | RHS150(H,L,S)******TA |  | HSP-A, Single-Package Heat Pum | Heat Pump | 575 | 3 | False |  |  |  | False | Single-Speed | 142000 | 13396 | 10.6 | 10.4 | 12 |  | 142000 | 13005 | 3.2 | 3.2 | 76000 | 10865 | 2.05 | Federally-Regulated Commercial & Industrial Equipment | 06/03/2019 |  | 09/30/2019
Carrier Corp. - Syracuse | Day & Night | RHS150(H,L,S)******TA |  | HSP-A, Single-Package Heat Pum | Heat Pump | 460 | 3 | False |  |  |  | False | Single-Speed | 142000 | 13396 | 10.6 | 10.4 | 12 |  | 142000 | 13005 | 3.2 | 3.2 | 76000 | 10865 | 2.05 | Federally-Regulated Commercial & Industrial Equipment | 06/03/2019 |  | 09/30/2019
Carrier Corp. - Syracuse | Day & Night | RHS150(H,L,S)******TA |  | HSP-A, Single-Package Heat Pum | Heat Pump | 230 | 3 | False |  |  |  | False | Single-Speed | 142000 | 13396 | 10.6 | 10.4 | 12 |  | 142000 | 13005 | 3.2 | 3.2 | 76000 | 10865 | 2.05 | Federally-Regulated Commercial & Industrial Equipment | 06/03/2019 |  | 09/30/2019
Carrier Corp. - Syracuse | Day & Night | RHS150(H,L,S)******TA |  | HSP-A, Single-Package Heat Pum | Heat Pump | 208 | 3 | False |  |  |  | False | Single-Speed | 142000 | 13396 | 10.6 | 10.4 | 12 |  | 142000 | 13005 | 3.2 | 3.2 | 76000 | 10865 | 2.05 | Federally-Regulated Commercial & Industrial Equipment | 06/03/2019 |  | 09/30/2019
Carrier Corp. - Syracuse | Day & Night | RHH(120,121)(H,L,S)******AA |  | HSP-A, Single-Package Heat Pum | Heat Pump | 575 | 3 | False |  |  |  | True | Single-Speed | 119000 | 9674 | 12.3 | 10.8 | 13 |  | 116000 | 9713 | 3.5 | 3.3 | 65000 | 7937 | 2.4 | Federally-Regulated Commercial & Industrial Equipment | 06/03/2019 |  | 09/30/2019
Carrier Corp. - Syracuse | Day & Night | RHH(120,121)(H,L,S)******AA |  | HSP-A, Single-Package Heat Pum | Heat Pump | 460 | 3 | False |  |  |  | True | Single-Speed | 119000 | 9674 | 12.3 | 10.8 | 13 |  | 116000 | 9713 | 3.5 | 3.3 | 65000 | 7937 | 2.4 | Federally-Regulated Commercial & Industrial Equipment | 06/03/2019 |  | 09/30/2019
Carrier Corp. - Syracuse | Day & Night | RHH(120,121)(H,L,S)******AA |  | HSP-A, Single-Package Heat Pum | Heat Pump | 230 | 3 | False |  |  |  | True | Single-Speed | 119000 | 9674 | 12.3 | 10.8 | 13 |  | 116000 | 9713 | 3.5 | 3.3 | 65000 | 7937 | 2.4 | Federally-Regulated Commercial & Industrial Equipment | 06/03/2019 |  | 09/30/2019
Carrier Corp. - Syracuse | Day & Night | RHH(120,121)(H,L,S)******AA |  | HSP-A, Single-Package Heat Pum | Heat Pump | 208 | 3 | False |  |  |  | True | Single-Speed | 119000 | 9674 | 12.3 | 10.8 | 13 |  | 116000 | 9713 | 3.5 | 3.3 | 65000 | 7937 | 2.4 | Federally-Regulated Commercial & Industrial Equipment | 06/03/2019 |  | 09/30/2019
Carrier Corp. - Syracuse | Day & Night | RHH102(H,L,S)******TA |  | HSP-A, Single-Package Heat Pum | Heat Pump | 575 | 3 | False |  |  |  | True | Single-Speed | 100000 | 8333 | 12 | 10.8 | 12.9 |  | 100000 | 8619 | 3.4 | 3.3 | 56000 | 7262 | 2.26 | Federally-Regulated Commercial & Industrial Equipment | 06/03/2019 |  | 09/30/2019
Carrier Corp. - Syracuse | Day & Night | RHH102(H,L,S)******TA |  | HSP-A, Single-Package Heat Pum | Heat Pump | 460 | 3 | False |  |  |  | True | Single-Speed | 100000 | 8333 | 12 | 10.8 | 12.9 |  | 100000 | 8619 | 3.4 | 3.3 | 56000 | 7262 | 2.26 | Federally-Regulated Commercial & Industrial Equipment | 06/03/2019 |  | 09/30/2019
Carrier Corp. - Syracuse | Day & Night | RHH102(H,L,S)******TA |  | HSP-A, Single-Package Heat Pum | Heat Pump | 230 | 3 | False |  |  |  | True | Single-Speed | 100000 | 8333 | 12 | 10.8 | 12.9 |  | 100000 | 8619 | 3.4 | 3.3 | 56000 | 7262 | 2.26 | Federally-Regulated Commercial & Industrial Equipment | 06/03/2019 |  | 09/30/2019
Carrier Corp. - Syracuse | Day & Night | RHH102(H,L,S)******TA |  | HSP-A, Single-Package Heat Pum | Heat Pump | 208 | 3 | False |  |  |  | True | Single-Speed | 100000 | 8333 | 12 | 10.8 | 12.9 |  | 100000 | 8619 | 3.4 | 3.3 | 56000 | 7262 | 2.26 | Federally-Regulated Commercial & Industrial Equipment | 06/03/2019 |  | 09/30/2019
Carrier Corp. - Syracuse | Day & Night | CHS072(H,L,S)(G,H)* | FHS072(H,L,S)B*A2* | HRCU-A-CB, Split System: Heat | Heat Pump | 575 | 3 |  | False |  |  | True | Single-Speed | 70000 | 5982 | 11.7 | 10.8 | 13.8 |  | 66000 | 5861 | 3.3 | 3.3 | 39000 | 4762 | 2.4 | Federally-Regulated Commercial & Industrial Equipment | 06/03/2019 |  | 09/30/2019
Carrier Corp. - Syracuse | Day & Night | CHS072(H,L,S)(G,H)* | FHS072(H,L,S)B*A2* | HRCU-A-CB, Split System: Heat | Heat Pump | 460 | 3 |  | False |  |  | True | Single-Speed | 70000 | 5982 | 11.7 | 10.8 | 13.8 |  | 66000 | 5861 | 3.3 | 3.3 | 39000 | 4762 | 2.4 | Federally-Regulated Commercial & Industrial Equipment | 06/03/2019 |  | 09/30/2019
Carrier Corp. - Syracuse | Day & Night | CHS072(H,L,S)(G,H)* | FHS072(H,L,S)B*A2* | HRCU-A-CB, Split System: Heat | Heat Pump | 230 | 3 |  | False |  |  | True | Single-Speed | 70000 | 5982 | 11.7 | 10.8 | 13.8 |  | 66000 | 5861 | 3.3 | 3.3 | 39000 | 4762 | 2.4 | Federally-Regulated Commercial & Industrial Equipment | 06/03/2019 |  | 09/30/2019
Carrier Corp. - Syracuse | Day & Night | CHS072(H,L,S)(G,H)* | FHS072(H,L,S)B*A2* | HRCU-A-CB, Split System: Heat | Heat Pump | 208 | 3 |  | False |  |  | True | Single-Speed | 70000 | 5982 | 11.7 | 10.8 | 13.8 |  | 66000 | 5861 | 3.3 | 3.3 | 39000 | 4762 | 2.4 | Federally-Regulated Commercial & Industrial Equipment | 06/03/2019 |  | 09/30/2019
Carrier Corp. - Syracuse | Day & Night | RHH102(H,L,S)******AA |  | HSP-A, Single-Package Heat Pum | Heat Pump | 575 | 3 | False |  |  |  | True | Single-Speed | 100000 | 8333 | 12 | 10.8 | 12.5 |  | 100000 | 8619 | 3.4 | 3.3 | 56000 | 7262 | 2.26 | Federally-Regulated Commercial & Industrial Equipment | 06/03/2019 |  | 09/30/2019
Carrier Corp. - Syracuse | Day & Night | RHH102(H,L,S)******AA |  | HSP-A, Single-Package Heat Pum | Heat Pump | 460 | 3 | False |  |  |  | True | Single-Speed | 100000 | 8333 | 12 | 10.8 | 12.5 |  | 100000 | 8619 | 3.4 | 3.3 | 56000 | 7262 | 2.26 | Federally-Regulated Commercial & Industrial Equipment | 06/03/2019 |  | 09/30/2019
Carrier Corp. - Syracuse | Day & Night | RHH102(H,L,S)******AA |  | HSP-A, Single-Package Heat Pum | Heat Pump | 230 | 3 | False |  |  |  | True | Single-Speed | 100000 | 8333 | 12 | 10.8 | 12.5 |  | 100000 | 8619 | 3.4 | 3.3 | 56000 | 7262 | 2.26 | Federally-Regulated Commercial & Industrial Equipment | 06/03/2019 |  | 09/30/2019
Carrier Corp. - Syracuse | Day & Night | RHH102(H,L,S)******AA |  | HSP-A, Single-Package Heat Pum | Heat Pump | 208 | 3 | False |  |  |  | True | Single-Speed | 100000 | 8333 | 12 | 10.8 | 12.5 |  | 100000 | 8619 | 3.4 | 3.3 | 56000 | 7262 | 2.26 | Federally-Regulated Commercial & Industrial Equipment | 06/03/2019 |  | 09/30/2019
Carrier Corp. - Syracuse | Day & Night | CHS091(H,L,S)(A,B)* | FHS091(H,L,S)**A2* | HRCU-A-CB, Split System: Heat | Heat Pump | 575 | 3 |  | False |  |  | True | Single-Speed | 88000 | 8000 | 11 | 10.8 | 12.4 |  | 86000 | 7637 | 3.3 | 3.3 | 51000 | 6227 | 2.4 | Federally-Regulated Commercial & Industrial Equipment | 06/03/2019 |  | 09/30/2019
Carrier Corp. - Syracuse | Day & Night | CHS091(H,L,S)(A,B)* | FHS091(H,L,S)**A2* | HRCU-A-CB, Split System: Heat | Heat Pump | 460 | 3 |  | False |  |  | True | Single-Speed | 88000 | 8000 | 11 | 10.8 | 12.4 |  | 86000 | 7637 | 3.3 | 3.3 | 51000 | 6227 | 2.4 | Federally-Regulated Commercial & Industrial Equipment | 06/03/2019 |  | 09/30/2019
Carrier Corp. - Syracuse | Day & Night | CHS091(H,L,S)(A,B)* | FHS091(H,L,S)**A2* | HRCU-A-CB, Split System: Heat | Heat Pump | 230 | 3 |  | False |  |  | True | Single-Speed | 88000 | 8000 | 11 | 10.8 | 12.4 |  | 86000 | 7637 | 3.3 | 3.3 | 51000 | 6227 | 2.4 | Federally-Regulated Commercial & Industrial Equipment | 06/03/2019 |  | 09/30/2019
Carrier Corp. - Syracuse | Day & Night | CHS091(H,L,S)(A,B)* | FHS091(H,L,S)**A2* | HRCU-A-CB, Split System: Heat | Heat Pump | 208 | 3 |  | False |  |  | True | Single-Speed | 88000 | 8000 | 11 | 10.8 | 12.4 |  | 86000 | 7637 | 3.3 | 3.3 | 51000 | 6227 | 2.4 | Federally-Regulated Commercial & Industrial Equipment | 06/03/2019 |  | 09/30/2019
Carrier Corp. - Syracuse | Day & Night | CHS072(H,L,S)(A,B)** | FHS072(M,S,K)**A0** | HRCU-A-CB, Split System: Heat | Heat Pump | 575 | 3 |  | False |  |  | True | Single-Speed | 70000 | 6363 | 11 | 10.8 | 12.6 |  | 65000 | 5772 | 3.3 | 3.3 | 39000 | 4762 | 2.4 | Federally-Regulated Commercial & Industrial Equipment | 06/03/2019 |  | 09/30/2019
Carrier Corp. - Syracuse | Day & Night | CHS072(H,L,S)(A,B)** | FHS072(M,S,K)**A0** | HRCU-A-CB, Split System: Heat | Heat Pump | 460 | 3 |  | False |  |  | True | Single-Speed | 70000 | 6363 | 11 | 10.8 | 12.6 |  | 65000 | 5772 | 3.3 | 3.3 | 39000 | 4762 | 2.4 | Federally-Regulated Commercial & Industrial Equipment | 06/03/2019 |  | 09/30/2019
Carrier Corp. - Syracuse | Day & Night | CHS072(H,L,S)(A,B)** | FHS072(M,S,K)**A0** | HRCU-A-CB, Split System: Heat | Heat Pump | 230 | 3 |  | False |  |  | True | Single-Speed | 70000 | 6363 | 11 | 10.8 | 12.6 |  | 65000 | 5772 | 3.3 | 3.3 | 39000 | 4762 | 2.4 | Federally-Regulated Commercial & Industrial Equipment | 06/03/2019 |  | 09/30/2019
Carrier Corp. - Syracuse | Day & Night | CHS072(H,L,S)(A,B)** | FHS072(M,S,K)**A0** | HRCU-A-CB, Split System: Heat | Heat Pump | 208 | 3 |  | False |  |  | True | Single-Speed | 70000 | 6363 | 11 | 10.8 | 12.6 |  | 65000 | 5772 | 3.3 | 3.3 | 39000 | 4762 | 2.4 | Federally-Regulated Commercial & Industrial Equipment | 06/03/2019 |  | 09/30/2019
Carrier Corp. - Syracuse | Day & Night | CHS091(H,L,S)(A,B)* | FHS091(M,S,K)**A0* | HRCU-A-CB, Split System: Heat | Heat Pump | 575 | 3 |  | False |  |  | True | Single-Speed | 88000 | 8000 | 11 | 10.8 | 12.2 |  | 86000 | 7637 | 3.3 | 3.3 | 51000 | 6227 | 2.4 | Federally-Regulated Commercial & Industrial Equipment | 06/03/2019 |  | 09/30/2019
Carrier Corp. - Syracuse | Day & Night | CHS091(H,L,S)(A,B)* | FHS091(M,S,K)**A0* | HRCU-A-CB, Split System: Heat | Heat Pump | 460 | 3 |  | False |  |  | True | Single-Speed | 88000 | 8000 | 11 | 10.8 | 12.2 |  | 86000 | 7637 | 3.3 | 3.3 | 51000 | 6227 | 2.4 | Federally-Regulated Commercial & Industrial Equipment | 06/03/2019 |  | 09/30/2019
Carrier Corp. - Syracuse | Day & Night | CHS091(H,L,S)(A,B)* | FHS091(M,S,K)**A0* | HRCU-A-CB, Split System: Heat | Heat Pump | 230 | 3 |  | False |  |  | True | Single-Speed | 88000 | 8000 | 11 | 10.8 | 12.2 |  | 86000 | 7637 | 3.3 | 3.3 | 51000 | 6227 | 2.4 | Federally-Regulated Commercial & Industrial Equipment | 06/03/2019 |  | 09/30/2019
Carrier Corp. - Syracuse | Day & Night | CHS091(H,L,S)(A,B)* | FHS091(M,S,K)**A0* | HRCU-A-CB, Split System: Heat | Heat Pump | 208 | 3 |  | False |  |  | True | Single-Speed | 88000 | 8000 | 11 | 10.8 | 12.2 |  | 86000 | 7637 | 3.3 | 3.3 | 51000 | 6227 | 2.4 | Federally-Regulated Commercial & Industrial Equipment | 06/03/2019 |  | 09/30/2019
Carrier Corp. - Syracuse | Day & Night | RHH(120,121)(H,L,S)******TA |  | HSP-A, Single-Package Heat Pum | Heat Pump | 575 | 3 | False |  |  |  | True | Single-Speed | 119000 | 9674 | 12.3 | 10.8 | 13.6 |  | 116000 | 9713 | 3.5 | 3.3 | 65000 | 7937 | 2.4 | Federally-Regulated Commercial & Industrial Equipment | 06/03/2019 |  | 09/30/2019
Carrier Corp. - Syracuse | Day & Night | RHH(120,121)(H,L,S)******TA |  | HSP-A, Single-Package Heat Pum | Heat Pump | 460 | 3 | False |  |  |  | True | Single-Speed | 119000 | 9674 | 12.3 | 10.8 | 13.6 |  | 116000 | 9713 | 3.5 | 3.3 | 65000 | 7937 | 2.4 | Federally-Regulated Commercial & Industrial Equipment | 06/03/2019 |  | 09/30/2019
Carrier Corp. - Syracuse | Day & Night | RHH(120,121)(H,L,S)******TA |  | HSP-A, Single-Package Heat Pum | Heat Pump | 230 | 3 | False |  |  |  | True | Single-Speed | 119000 | 9674 | 12.3 | 10.8 | 13.6 |  | 116000 | 9713 | 3.5 | 3.3 | 65000 | 7937 | 2.4 | Federally-Regulated Commercial & Industrial Equipment | 06/03/2019 |  | 09/30/2019
Carrier Corp. - Syracuse | Day & Night | RHH(120,121)(H,L,S)******TA |  | HSP-A, Single-Package Heat Pum | Heat Pump | 208 | 3 | False |  |  |  | True | Single-Speed | 119000 | 9674 | 12.3 | 10.8 | 13.6 |  | 116000 | 9713 | 3.5 | 3.3 | 65000 | 7937 | 2.4 | Federally-Regulated Commercial & Industrial Equipment | 06/03/2019 |  | 09/30/2019
Carrier Corp. - Syracuse | Day & Night | RHH090(H,L,S)******AA |  | HSP-A, Single-Package Heat Pum | Heat Pump | 575 | 3 | False |  |  |  | True | Single-Speed | 90000 | 7438 | 12.1 | 10.8 | 12.9 |  | 84000 | 7033 | 3.5 | 3.3 | 47000 | 5739 | 2.4 | Federally-Regulated Commercial & Industrial Equipment | 06/03/2019 |  | 09/30/2019
Carrier Corp. - Syracuse | Day & Night | RHH090(H,L,S)******AA |  | HSP-A, Single-Package Heat Pum | Heat Pump | 460 | 3 | False |  |  |  | True | Single-Speed | 90000 | 7438 | 12.1 | 10.8 | 12.9 |  | 84000 | 7033 | 3.5 | 3.3 | 47000 | 5739 | 2.4 | Federally-Regulated Commercial & Industrial Equipment | 06/03/2019 |  | 09/30/2019
Carrier Corp. - Syracuse | Day & Night | RHH090(H,L,S)******AA |  | HSP-A, Single-Package Heat Pum | Heat Pump | 230 | 3 | False |  |  |  | True | Single-Speed | 90000 | 7438 | 12.1 | 10.8 | 12.9 |  | 84000 | 7033 | 3.5 | 3.3 | 47000 | 5739 | 2.4 | Federally-Regulated Commercial & Industrial Equipment | 06/03/2019 |  | 09/30/2019
Carrier Corp. - Syracuse | Day & Night | RHH090(H,L,S)******AA |  | HSP-A, Single-Package Heat Pum | Heat Pump | 208 | 3 | False |  |  |  | True | Single-Speed | 90000 | 7438 | 12.1 | 10.8 | 12.9 |  | 84000 | 7033 | 3.5 | 3.3 | 47000 | 5739 | 2.4 | Federally-Regulated Commercial & Industrial Equipment | 06/03/2019 |  | 09/30/2019
Carrier Corp. - Syracuse | Day & Night | CHS091(H,L,S)(G,H)* | FHS091(H,L,S)B*A2* | HRCU-A-CB, Split System: Heat | Heat Pump | 575 | 3 |  | False |  |  | True | Single-Speed | 88000 | 8000 | 11 | 10.8 | 12.7 |  | 87000 | 7726 | 3.3 | 3.3 | 52000 | 6349 | 2.4 | Federally-Regulated Commercial & Industrial Equipment | 06/03/2019 |  | 09/30/2019
Carrier Corp. - Syracuse | Day & Night | CHS091(H,L,S)(G,H)* | FHS091(H,L,S)B*A2* | HRCU-A-CB, Split System: Heat | Heat Pump | 460 | 3 |  | False |  |  | True | Single-Speed | 88000 | 8000 | 11 | 10.8 | 12.7 |  | 87000 | 7726 | 3.3 | 3.3 | 52000 | 6349 | 2.4 | Federally-Regulated Commercial & Industrial Equipment | 06/03/2019 |  | 09/30/2019
Carrier Corp. - Syracuse | Day & Night | CHS091(H,L,S)(G,H)* | FHS091(H,L,S)B*A2* | HRCU-A-CB, Split System: Heat | Heat Pump | 230 | 3 |  | False |  |  | True | Single-Speed | 88000 | 8000 | 11 | 10.8 | 12.7 |  | 87000 | 7726 | 3.3 | 3.3 | 52000 | 6349 | 2.4 | Federally-Regulated Commercial & Industrial Equipment | 06/03/2019 |  | 09/30/2019
Carrier Corp. - Syracuse | Day & Night | CHS091(H,L,S)(G,H)* | FHS091(H,L,S)B*A2* | HRCU-A-CB, Split System: Heat | Heat Pump | 208 | 3 |  | False |  |  | True | Single-Speed | 88000 | 8000 | 11 | 10.8 | 12.7 |  | 87000 | 7726 | 3.3 | 3.3 | 52000 | 6349 | 2.4 | Federally-Regulated Commercial & Industrial Equipment | 06/03/2019 |  | 09/30/2019
Carrier Corp. - Syracuse | Day & Night | CHS121(H,L,S)(G,H)* | FHS120(H,L,S)**A2* | HRCU-A-CB, Split System: Heat | Heat Pump | 575 | 3 |  | False |  |  | True | Single-Speed | 112000 | 10181 | 11 | 10.8 | 13.8 |  | 106000 | 9413 | 3.3 | 3.3 | 66000 | 8059 | 2.4 | Federally-Regulated Commercial & Industrial Equipment | 06/03/2019 |  | 09/30/2019
Carrier Corp. - Syracuse | Day & Night | CHS121(H,L,S)(G,H)* | FHS120(H,L,S)**A2* | HRCU-A-CB, Split System: Heat | Heat Pump | 460 | 3 |  | False |  |  | True | Single-Speed | 112000 | 10181 | 11 | 10.8 | 13.8 |  | 106000 | 9413 | 3.3 | 3.3 | 66000 | 8059 | 2.4 | Federally-Regulated Commercial & Industrial Equipment | 06/03/2019 |  | 09/30/2019
Carrier Corp. - Syracuse | Day & Night | CHS121(H,L,S)(G,H)* | FHS120(H,L,S)**A2* | HRCU-A-CB, Split System: Heat | Heat Pump | 230 | 3 |  | False |  |  | True | Single-Speed | 112000 | 10181 | 11 | 10.8 | 13.8 |  | 106000 | 9413 | 3.3 | 3.3 | 66000 | 8059 | 2.4 | Federally-Regulated Commercial & Industrial Equipment | 06/03/2019 |  | 09/30/2019
Carrier Corp. - Syracuse | Day & Night | CHS121(H,L,S)(G,H)* | FHS120(H,L,S)**A2* | HRCU-A-CB, Split System: Heat | Heat Pump | 208 | 3 |  | False |  |  | True | Single-Speed | 112000 | 10181 | 11 | 10.8 | 13.8 |  | 106000 | 9413 | 3.3 | 3.3 | 66000 | 8059 | 2.4 | Federally-Regulated Commercial & Industrial Equipment | 06/03/2019 |  | 09/30/2019
Carrier Corp. - Syracuse | Day & Night | RHH073(H,L,S)*****TA |  | HSP-A, Single-Package Heat Pum | Heat Pump | 575 | 3 | False |  |  |  | True | Dual-Speed | 70000 | 5833 | 12 | 10.8 | 15.6 |  | 69000 | 5947 | 3.4 | 3.3 | 38000 | 4640 | 2.4 | Federally-Regulated Commercial & Industrial Equipment | 06/03/2019 |  | 09/30/2019
Carrier Corp. - Syracuse | Day & Night | RHH073(H,L,S)*****TA |  | HSP-A, Single-Package Heat Pum | Heat Pump | 460 | 3 | False |  |  |  | True | Dual-Speed | 70000 | 5833 | 12 | 10.8 | 15.6 |  | 69000 | 5947 | 3.4 | 3.3 | 38000 | 4640 | 2.4 | Federally-Regulated Commercial & Industrial Equipment | 06/03/2019 |  | 09/30/2019
Carrier Corp. - Syracuse | Day & Night | RHH073(H,L,S)*****TA |  | HSP-A, Single-Package Heat Pum | Heat Pump | 230 | 3 | False |  |  |  | True | Dual-Speed | 70000 | 5833 | 12 | 10.8 | 15.6 |  | 69000 | 5947 | 3.4 | 3.3 | 38000 | 4640 | 2.4 | Federally-Regulated Commercial & Industrial Equipment | 06/03/2019 |  | 09/30/2019
Carrier Corp. - Syracuse | Day & Night | RHH073(H,L,S)*****TA |  | HSP-A, Single-Package Heat Pum | Heat Pump | 208 | 3 | False |  |  |  | True | Dual-Speed | 70000 | 5833 | 12 | 10.8 | 15.6 |  | 69000 | 5947 | 3.4 | 3.3 | 38000 | 4640 | 2.4 | Federally-Regulated Commercial & Industrial Equipment | 06/03/2019 |  | 09/30/2019
Carrier Corp. - Syracuse | Day & Night | RHS102H******TA |  | HSP-A, Single-Package Heat Pum | Heat Pump | 208 | 3 | False |  |  |  | False | Single-Speed | 98000 | 8750 | 11.2 | 10.8 | 12.5 |  | 94000 | 8348 | 3.3 | 3.3 | 53000 | 6903 | 2.25 | Federally-Regulated Commercial & Industrial Equipment | 07/19/2019 |  | 09/30/2019
Carrier Corp. - Syracuse | Day & Night | CHS091(H,L,S)(G,H)* | FHS091(H,L,S)A*A2* | HRCU-A-CB, Split System: Heat | Heat Pump | 575 | 3 |  | False |  |  | True | Single-Speed | 88000 | 8000 | 11 | 10.8 | 12.7 |  | 87000 | 7726 | 3.3 | 3.3 | 52000 | 6349 | 2.4 | Federally-Regulated Commercial & Industrial Equipment | 06/03/2019 |  | 09/30/2019
Carrier Corp. - Syracuse | Day & Night | CHS091(H,L,S)(G,H)* | FHS091(H,L,S)A*A2* | HRCU-A-CB, Split System: Heat | Heat Pump | 460 | 3 |  | False |  |  | True | Single-Speed | 88000 | 8000 | 11 | 10.8 | 12.7 |  | 87000 | 7726 | 3.3 | 3.3 | 52000 | 6349 | 2.4 | Federally-Regulated Commercial & Industrial Equipment | 06/03/2019 |  | 09/30/2019
Carrier Corp. - Syracuse | Day & Night | CHS091(H,L,S)(G,H)* | FHS091(H,L,S)A*A2* | HRCU-A-CB, Split System: Heat | Heat Pump | 230 | 3 |  | False |  |  | True | Single-Speed | 88000 | 8000 | 11 | 10.8 | 12.7 |  | 87000 | 7726 | 3.3 | 3.3 | 52000 | 6349 | 2.4 | Federally-Regulated Commercial & Industrial Equipment | 06/03/2019 |  | 09/30/2019
Carrier Corp. - Syracuse | Day & Night | CHS091(H,L,S)(G,H)* | FHS091(H,L,S)A*A2* | HRCU-A-CB, Split System: Heat | Heat Pump | 208 | 3 |  | False |  |  | True | Single-Speed | 88000 | 8000 | 11 | 10.8 | 12.7 |  | 87000 | 7726 | 3.3 | 3.3 | 52000 | 6349 | 2.4 | Federally-Regulated Commercial & Industrial Equipment | 06/03/2019 |  | 09/30/2019
Carrier Corp. - Syracuse | Day & Night | RHS(120,121)(H,L,S)******TA |  | HSP-A, Single-Package Heat Pum | Heat Pump | 575 | 3 | False |  |  |  | False | Single-Speed | 116000 | 10545 | 11 | 10.8 | 12.5 |  | 116000 | 9999 | 3.4 | 3.3 | 63000 | 8206 | 2.25 | Federally-Regulated Commercial & Industrial Equipment | 06/03/2019 |  | 09/30/2019
Carrier Corp. - Syracuse | Day & Night | RHS(120,121)(H,L,S)******TA |  | HSP-A, Single-Package Heat Pum | Heat Pump | 460 | 3 | False |  |  |  | False | Single-Speed | 116000 | 10545 | 11 | 10.8 | 12.5 |  | 116000 | 9999 | 3.4 | 3.3 | 63000 | 8206 | 2.25 | Federally-Regulated Commercial & Industrial Equipment | 06/03/2019 |  | 09/30/2019
Carrier Corp. - Syracuse | Day & Night | RHS(120,121)(H,L,S)******TA |  | HSP-A, Single-Package Heat Pum | Heat Pump | 230 | 3 | False |  |  |  | False | Single-Speed | 116000 | 10545 | 11 | 10.8 | 12.5 |  | 116000 | 9999 | 3.4 | 3.3 | 63000 | 8206 | 2.25 | Federally-Regulated Commercial & Industrial Equipment | 06/03/2019 |  | 09/30/2019
Carrier Corp. - Syracuse | Day & Night | RHS(120,121)(H,L,S)******TA |  | HSP-A, Single-Package Heat Pum | Heat Pump | 208 | 3 | False |  |  |  | False | Single-Speed | 116000 | 10545 | 11 | 10.8 | 12.5 |  | 116000 | 9999 | 3.4 | 3.3 | 63000 | 8206 | 2.25 | Federally-Regulated Commercial & Industrial Equipment | 06/03/2019 |  | 09/30/2019
Carrier Corp. - Syracuse | Day & Night | CHS180(H,L,S)(D,E)* | FHS180(H,L,S)**A2* | HRCU-A-CB, Split System: Heat | Heat Pump | 575 | 3 |  | False |  |  | True | Single-Speed | 178000 | 16792 | 10.6 | 10.4 | 12.5 |  | 178000 | 15343 | 3.4 | 3.2 | 108000 | 13188 | 2.4 | Federally-Regulated Commercial & Industrial Equipment | 06/03/2019 |  | 09/30/2019
Carrier Corp. - Syracuse | Day & Night | CHS180(H,L,S)(D,E)* | FHS180(H,L,S)**A2* | HRCU-A-CB, Split System: Heat | Heat Pump | 460 | 3 |  | False |  |  | True | Single-Speed | 178000 | 16792 | 10.6 | 10.4 | 12.5 |  | 178000 | 15343 | 3.4 | 3.2 | 108000 | 13188 | 2.4 | Federally-Regulated Commercial & Industrial Equipment | 06/03/2019 |  | 09/30/2019
Carrier Corp. - Syracuse | Day & Night | CHS180(H,L,S)(D,E)* | FHS180(H,L,S)**A2* | HRCU-A-CB, Split System: Heat | Heat Pump | 230 | 3 |  | False |  |  | True | Single-Speed | 178000 | 16792 | 10.6 | 10.4 | 12.5 |  | 178000 | 15343 | 3.4 | 3.2 | 108000 | 13188 | 2.4 | Federally-Regulated Commercial & Industrial Equipment | 06/03/2019 |  | 09/30/2019
Carrier Corp. - Syracuse | Day & Night | CHS180(H,L,S)(D,E)* | FHS180(H,L,S)**A2* | HRCU-A-CB, Split System: Heat | Heat Pump | 208 | 3 |  | False |  |  | True | Single-Speed | 178000 | 16792 | 10.6 | 10.4 | 12.5 |  | 178000 | 15343 | 3.4 | 3.2 | 108000 | 13188 | 2.4 | Federally-Regulated Commercial & Industrial Equipment | 06/03/2019 |  | 09/30/2019
Carrier Corp. - Syracuse | Arcoaire | CHS121(H,L,S)(G,H)* | FHS120(H,L,S)**A2* | HRCU-A-CB, Split System: Heat | Heat Pump | 575 | 3 |  | False |  |  | True | Single-Speed | 112000 | 10181 | 11 | 10.8 | 13.8 |  | 106000 | 9413 | 3.3 | 3.3 | 66000 | 8059 | 2.4 | Federally-Regulated Commercial & Industrial Equipment | 06/03/2019 |  | 09/30/2019
Carrier Corp. - Syracuse | Arcoaire | CHS121(H,L,S)(G,H)* | FHS120(H,L,S)**A2* | HRCU-A-CB, Split System: Heat | Heat Pump | 460 | 3 |  | False |  |  | True | Single-Speed | 112000 | 10181 | 11 | 10.8 | 13.8 |  | 106000 | 9413 | 3.3 | 3.3 | 66000 | 8059 | 2.4 | Federally-Regulated Commercial & Industrial Equipment | 06/03/2019 |  | 09/30/2019
Carrier Corp. - Syracuse | Arcoaire | CHS121(H,L,S)(G,H)* | FHS120(H,L,S)**A2* | HRCU-A-CB, Split System: Heat | Heat Pump | 230 | 3 |  | False |  |  | True | Single-Speed | 112000 | 10181 | 11 | 10.8 | 13.8 |  | 106000 | 9413 | 3.3 | 3.3 | 66000 | 8059 | 2.4 | Federally-Regulated Commercial & Industrial Equipment | 06/03/2019 |  | 09/30/2019
Carrier Corp. - Syracuse | Arcoaire | CHS121(H,L,S)(G,H)* | FHS120(H,L,S)**A2* | HRCU-A-CB, Split System: Heat | Heat Pump | 208 | 3 |  | False |  |  | True | Single-Speed | 112000 | 10181 | 11 | 10.8 | 13.8 |  | 106000 | 9413 | 3.3 | 3.3 | 66000 | 8059 | 2.4 | Federally-Regulated Commercial & Industrial Equipment | 06/03/2019 |  | 09/30/2019
Carrier Corp. - Syracuse | Arcoaire | RHH090(H,L,S)******AA |  | HSP-A, Single-Package Heat Pum | Heat Pump | 575 | 3 | False |  |  |  | True | Single-Speed | 90000 | 7438 | 12.1 | 10.8 | 12.9 |  | 84000 | 7033 | 3.5 | 3.3 | 47000 | 5739 | 2.4 | Federally-Regulated Commercial & Industrial Equipment | 06/03/2019 |  | 09/30/2019
Carrier Corp. - Syracuse | Arcoaire | RHH090(H,L,S)******AA |  | HSP-A, Single-Package Heat Pum | Heat Pump | 460 | 3 | False |  |  |  | True | Single-Speed | 90000 | 7438 | 12.1 | 10.8 | 12.9 |  | 84000 | 7033 | 3.5 | 3.3 | 47000 | 5739 | 2.4 | Federally-Regulated Commercial & Industrial Equipment | 06/03/2019 |  | 09/30/2019
Carrier Corp. - Syracuse | Arcoaire | RHH090(H,L,S)******AA |  | HSP-A, Single-Package Heat Pum | Heat Pump | 230 | 3 | False |  |  |  | True | Single-Speed | 90000 | 7438 | 12.1 | 10.8 | 12.9 |  | 84000 | 7033 | 3.5 | 3.3 | 47000 | 5739 | 2.4 | Federally-Regulated Commercial & Industrial Equipment | 06/03/2019 |  | 09/30/2019
Carrier Corp. - Syracuse | Arcoaire | RHH090(H,L,S)******AA |  | HSP-A, Single-Package Heat Pum | Heat Pump | 208 | 3 | False |  |  |  | True | Single-Speed | 90000 | 7438 | 12.1 | 10.8 | 12.9 |  | 84000 | 7033 | 3.5 | 3.3 | 47000 | 5739 | 2.4 | Federally-Regulated Commercial & Industrial Equipment | 06/03/2019 |  | 09/30/2019
Carrier Corp. - Syracuse | Arcoaire | CHS240(H,L,S)(D,E)* | FHS240(H,L,S)**A2* | HRCU-A-CB, Split System: Heat | Heat Pump | 575 | 3 |  | False |  |  | True | Single-Speed | 222000 | 20747 | 10.7 | 10.4 | 12.5 |  | 214000 | 17919 | 3.5 | 3.2 | 130000 | 15874 | 2.4 | Federally-Regulated Commercial & Industrial Equipment | 06/03/2019 |  | 09/30/2019
Carrier Corp. - Syracuse | Arcoaire | CHS240(H,L,S)(D,E)* | FHS240(H,L,S)**A2* | HRCU-A-CB, Split System: Heat | Heat Pump | 460 | 3 |  | False |  |  | True | Single-Speed | 222000 | 20747 | 10.7 | 10.4 | 12.5 |  | 214000 | 17919 | 3.5 | 3.2 | 130000 | 15874 | 2.4 | Federally-Regulated Commercial & Industrial Equipment | 06/03/2019 |  | 09/30/2019
Carrier Corp. - Syracuse | Arcoaire | CHS240(H,L,S)(D,E)* | FHS240(H,L,S)**A2* | HRCU-A-CB, Split System: Heat | Heat Pump | 230 | 3 |  | False |  |  | True | Single-Speed | 222000 | 20747 | 10.7 | 10.4 | 12.5 |  | 214000 | 17919 | 3.5 | 3.2 | 130000 | 15874 | 2.4 | Federally-Regulated Commercial & Industrial Equipment | 06/03/2019 |  | 09/30/2019
Carrier Corp. - Syracuse | Arcoaire | CHS240(H,L,S)(D,E)* | FHS240(H,L,S)**A2* | HRCU-A-CB, Split System: Heat | Heat Pump | 208 | 3 |  | False |  |  | True | Single-Speed | 222000 | 20747 | 10.7 | 10.4 | 12.5 |  | 214000 | 17919 | 3.5 | 3.2 | 130000 | 15874 | 2.4 | Federally-Regulated Commercial & Industrial Equipment | 06/03/2019 |  | 09/30/2019
Carrier Corp. - Syracuse | Arcoaire | CHS072(H,L,S)(G,H)* | FHS072(H,L,S)A*A2* | HRCU-A-CB, Split System: Heat | Heat Pump | 575 | 3 |  | False |  |  | True | Single-Speed | 70000 | 5982 | 11.7 | 10.8 | 13.8 |  | 66000 | 5861 | 3.3 | 3.3 | 39000 | 4762 | 2.4 | Federally-Regulated Commercial & Industrial Equipment | 06/03/2019 |  | 09/30/2019
Carrier Corp. - Syracuse | Arcoaire | CHS072(H,L,S)(G,H)* | FHS072(H,L,S)A*A2* | HRCU-A-CB, Split System: Heat | Heat Pump | 460 | 3 |  | False |  |  | True | Single-Speed | 70000 | 5982 | 11.7 | 10.8 | 13.8 |  | 66000 | 5861 | 3.3 | 3.3 | 39000 | 4762 | 2.4 | Federally-Regulated Commercial & Industrial Equipment | 06/03/2019 |  | 09/30/2019
Carrier Corp. - Syracuse | Arcoaire | CHS072(H,L,S)(G,H)* | FHS072(H,L,S)A*A2* | HRCU-A-CB, Split System: Heat | Heat Pump | 230 | 3 |  | False |  |  | True | Single-Speed | 70000 | 5982 | 11.7 | 10.8 | 13.8 |  | 66000 | 5861 | 3.3 | 3.3 | 39000 | 4762 | 2.4 | Federally-Regulated Commercial & Industrial Equipment | 06/03/2019 |  | 09/30/2019
Carrier Corp. - Syracuse | Arcoaire | CHS072(H,L,S)(G,H)* | FHS072(H,L,S)A*A2* | HRCU-A-CB, Split System: Heat | Heat Pump | 208 | 3 |  | False |  |  | True | Single-Speed | 70000 | 5982 | 11.7 | 10.8 | 13.8 |  | 66000 | 5861 | 3.3 | 3.3 | 39000 | 4762 | 2.4 | Federally-Regulated Commercial & Industrial Equipment | 06/03/2019 |  | 09/30/2019
Carrier Corp. - Syracuse | Arcoaire | CHS180(H,L,S)(D,E)* | FHS180(H,L,S)**A2* | HRCU-A-CB, Split System: Heat | Heat Pump | 575 | 3 |  | False |  |  | True | Single-Speed | 178000 | 16792 | 10.6 | 10.4 | 12.5 |  | 178000 | 15343 | 3.4 | 3.2 | 108000 | 13188 | 2.4 | Federally-Regulated Commercial & Industrial Equipment | 06/03/2019 |  | 09/30/2019
Carrier Corp. - Syracuse | Arcoaire | CHS180(H,L,S)(D,E)* | FHS180(H,L,S)**A2* | HRCU-A-CB, Split System: Heat | Heat Pump | 460 | 3 |  | False |  |  | True | Single-Speed | 178000 | 16792 | 10.6 | 10.4 | 12.5 |  | 178000 | 15343 | 3.4 | 3.2 | 108000 | 13188 | 2.4 | Federally-Regulated Commercial & Industrial Equipment | 06/03/2019 |  | 09/30/2019
Carrier Corp. - Syracuse | Arcoaire | CHS180(H,L,S)(D,E)* | FHS180(H,L,S)**A2* | HRCU-A-CB, Split System: Heat | Heat Pump | 230 | 3 |  | False |  |  | True | Single-Speed | 178000 | 16792 | 10.6 | 10.4 | 12.5 |  | 178000 | 15343 | 3.4 | 3.2 | 108000 | 13188 | 2.4 | Federally-Regulated Commercial & Industrial Equipment | 06/03/2019 |  | 09/30/2019
Carrier Corp. - Syracuse | Arcoaire | CHS180(H,L,S)(D,E)* | FHS180(H,L,S)**A2* | HRCU-A-CB, Split System: Heat | Heat Pump | 208 | 3 |  | False |  |  | True | Single-Speed | 178000 | 16792 | 10.6 | 10.4 | 12.5 |  | 178000 | 15343 | 3.4 | 3.2 | 108000 | 13188 | 2.4 | Federally-Regulated Commercial & Industrial Equipment | 06/03/2019 |  | 09/30/2019
Carrier Corp. - Syracuse | Arcoaire | CHS072(H,L,S)(A,B)** | FHS091(M,S,K)**A0** | HRCU-A-CB, Split System: Heat | Heat Pump | 575 | 3 |  | False |  |  | True | Single-Speed | 72000 | 6000 | 12 | 10.8 | 13.2 |  | 68000 | 5386 | 3.7 | 3.3 | 39000 | 4571 | 2.5 | Federally-Regulated Commercial & Industrial Equipment | 06/03/2019 |  | 09/30/2019
Carrier Corp. - Syracuse | Arcoaire | CHS072(H,L,S)(A,B)** | FHS091(M,S,K)**A0** | HRCU-A-CB, Split System: Heat | Heat Pump | 460 | 3 |  | False |  |  | True | Single-Speed | 72000 | 6000 | 12 | 10.8 | 13.2 |  | 68000 | 5386 | 3.7 | 3.3 | 39000 | 4571 | 2.5 | Federally-Regulated Commercial & Industrial Equipment | 06/03/2019 |  | 09/30/2019
Carrier Corp. - Syracuse | Arcoaire | CHS072(H,L,S)(A,B)** | FHS091(M,S,K)**A0** | HRCU-A-CB, Split System: Heat | Heat Pump | 230 | 3 |  | False |  |  | True | Single-Speed | 72000 | 6000 | 12 | 10.8 | 13.2 |  | 68000 | 5386 | 3.7 | 3.3 | 39000 | 4571 | 2.5 | Federally-Regulated Commercial & Industrial Equipment | 06/03/2019 |  | 09/30/2019
Carrier Corp. - Syracuse | Arcoaire | CHS072(H,L,S)(A,B)** | FHS091(M,S,K)**A0** | HRCU-A-CB, Split System: Heat | Heat Pump | 208 | 3 |  | False |  |  | True | Single-Speed | 72000 | 6000 | 12 | 10.8 | 13.2 |  | 68000 | 5386 | 3.7 | 3.3 | 39000 | 4571 | 2.5 | Federally-Regulated Commercial & Industrial Equipment | 06/03/2019 |  | 09/30/2019
Carrier Corp. - Syracuse | Arcoaire | RHS150(H,L,S)******TA |  | HSP-A, Single-Package Heat Pum | Heat Pump | 575 | 3 | False |  |  |  | False | Single-Speed | 142000 | 13396 | 10.6 | 10.4 | 12 |  | 142000 | 13005 | 3.2 | 3.2 | 76000 | 10865 | 2.05 | Federally-Regulated Commercial & Industrial Equipment | 06/03/2019 |  | 09/30/2019
Carrier Corp. - Syracuse | Arcoaire | RHS150(H,L,S)******TA |  | HSP-A, Single-Package Heat Pum | Heat Pump | 460 | 3 | False |  |  |  | False | Single-Speed | 142000 | 13396 | 10.6 | 10.4 | 12 |  | 142000 | 13005 | 3.2 | 3.2 | 76000 | 10865 | 2.05 | Federally-Regulated Commercial & Industrial Equipment | 06/03/2019 |  | 09/30/2019
Carrier Corp. - Syracuse | Arcoaire | RHS150(H,L,S)******TA |  | HSP-A, Single-Package Heat Pum | Heat Pump | 230 | 3 | False |  |  |  | False | Single-Speed | 142000 | 13396 | 10.6 | 10.4 | 12 |  | 142000 | 13005 | 3.2 | 3.2 | 76000 | 10865 | 2.05 | Federally-Regulated Commercial & Industrial Equipment | 06/03/2019 |  | 09/30/2019
Carrier Corp. - Syracuse | Arcoaire | RHS150(H,L,S)******TA |  | HSP-A, Single-Package Heat Pum | Heat Pump | 208 | 3 | False |  |  |  | False | Single-Speed | 142000 | 13396 | 10.6 | 10.4 | 12 |  | 142000 | 13005 | 3.2 | 3.2 | 76000 | 10865 | 2.05 | Federally-Regulated Commercial & Industrial Equipment | 06/03/2019 |  | 09/30/2019
Carrier Corp. - Syracuse | Arcoaire | CHS091(H,L,S)(G,H)* | FHS091(H,L,S)A*A2* | HRCU-A-CB, Split System: Heat | Heat Pump | 575 | 3 |  | False |  |  | True | Single-Speed | 88000 | 8000 | 11 | 10.8 | 12.7 |  | 87000 | 7726 | 3.3 | 3.3 | 52000 | 6349 | 2.4 | Federally-Regulated Commercial & Industrial Equipment | 06/03/2019 |  | 09/30/2019
Carrier Corp. - Syracuse | Arcoaire | CHS091(H,L,S)(G,H)* | FHS091(H,L,S)A*A2* | HRCU-A-CB, Split System: Heat | Heat Pump | 460 | 3 |  | False |  |  | True | Single-Speed | 88000 | 8000 | 11 | 10.8 | 12.7 |  | 87000 | 7726 | 3.3 | 3.3 | 52000 | 6349 | 2.4 | Federally-Regulated Commercial & Industrial Equipment | 06/03/2019 |  | 09/30/2019
Carrier Corp. - Syracuse | Arcoaire | CHS091(H,L,S)(G,H)* | FHS091(H,L,S)A*A2* | HRCU-A-CB, Split System: Heat | Heat Pump | 230 | 3 |  | False |  |  | True | Single-Speed | 88000 | 8000 | 11 | 10.8 | 12.7 |  | 87000 | 7726 | 3.3 | 3.3 | 52000 | 6349 | 2.4 | Federally-Regulated Commercial & Industrial Equipment | 06/03/2019 |  | 09/30/2019
Carrier Corp. - Syracuse | Arcoaire | CHS091(H,L,S)(G,H)* | FHS091(H,L,S)A*A2* | HRCU-A-CB, Split System: Heat | Heat Pump | 208 | 3 |  | False |  |  | True | Single-Speed | 88000 | 8000 | 11 | 10.8 | 12.7 |  | 87000 | 7726 | 3.3 | 3.3 | 52000 | 6349 | 2.4 | Federally-Regulated Commercial & Industrial Equipment | 06/03/2019 |  | 09/30/2019
Carrier Corp. - Syracuse | Arcoaire | CHS072(H,L,S)(A,B)** | FHS072(M,S,K)**A0** | HRCU-A-CB, Split System: Heat | Heat Pump | 575 | 3 |  | False |  |  | True | Single-Speed | 70000 | 6363 | 11 | 10.8 | 12.6 |  | 65000 | 5772 | 3.3 | 3.3 | 39000 | 4762 | 2.4 | Federally-Regulated Commercial & Industrial Equipment | 06/03/2019 |  | 09/30/2019
Carrier Corp. - Syracuse | Arcoaire | CHS072(H,L,S)(A,B)** | FHS072(M,S,K)**A0** | HRCU-A-CB, Split System: Heat | Heat Pump | 460 | 3 |  | False |  |  | True | Single-Speed | 70000 | 6363 | 11 | 10.8 | 12.6 |  | 65000 | 5772 | 3.3 | 3.3 | 39000 | 4762 | 2.4 | Federally-Regulated Commercial & Industrial Equipment | 06/03/2019 |  | 09/30/2019
Carrier Corp. - Syracuse | Arcoaire | CHS072(H,L,S)(A,B)** | FHS072(M,S,K)**A0** | HRCU-A-CB, Split System: Heat | Heat Pump | 230 | 3 |  | False |  |  | True | Single-Speed | 70000 | 6363 | 11 | 10.8 | 12.6 |  | 65000 | 5772 | 3.3 | 3.3 | 39000 | 4762 | 2.4 | Federally-Regulated Commercial & Industrial Equipment | 06/03/2019 |  | 09/30/2019
Carrier Corp. - Syracuse | Arcoaire | CHS072(H,L,S)(A,B)** | FHS072(M,S,K)**A0** | HRCU-A-CB, Split System: Heat | Heat Pump | 208 | 3 |  | False |  |  | True | Single-Speed | 70000 | 6363 | 11 | 10.8 | 12.6 |  | 65000 | 5772 | 3.3 | 3.3 | 39000 | 4762 | 2.4 | Federally-Regulated Commercial & Industrial Equipment | 06/03/2019 |  | 09/30/2019
Carrier Corp. - Syracuse | Arcoaire | RHS090H******TA |  | HSP-A, Single-Package Heat Pum | Heat Pump | 230 | 3 | False |  |  |  | False | Single-Speed | 88000 | 7857 | 11.2 | 10.8 | 12.5 |  | 86000 | 7413 | 3.4 | 3.3 | 44000 | 5731 | 2.25 | Federally-Regulated Commercial & Industrial Equipment | 07/19/2019 |  | 09/30/2019
Carrier Corp. - Syracuse | Arcoaire | RHS090H******TA |  | HSP-A, Single-Package Heat Pum | Heat Pump | 208 | 3 | False |  |  |  | False | Single-Speed | 87000 | 7767 | 11.2 | 10.8 | 12.5 |  | 86000 | 7413 | 3.4 | 3.3 | 44000 | 5731 | 2.25 | Federally-Regulated Commercial & Industrial Equipment | 07/19/2019 |  | 09/30/2019
Carrier Corp. - Syracuse | Arcoaire | RHH102(H,L,S)******AA |  | HSP-A, Single-Package Heat Pum | Heat Pump | 575 | 3 | False |  |  |  | True | Single-Speed | 100000 | 8333 | 12 | 10.8 | 12.5 |  | 100000 | 8619 | 3.4 | 3.3 | 56000 | 7262 | 2.26 | Federally-Regulated Commercial & Industrial Equipment | 06/03/2019 |  | 09/30/2019
Carrier Corp. - Syracuse | Arcoaire | RHH102(H,L,S)******AA |  | HSP-A, Single-Package Heat Pum | Heat Pump | 460 | 3 | False |  |  |  | True | Single-Speed | 100000 | 8333 | 12 | 10.8 | 12.5 |  | 100000 | 8619 | 3.4 | 3.3 | 56000 | 7262 | 2.26 | Federally-Regulated Commercial & Industrial Equipment | 06/03/2019 |  | 09/30/2019
Carrier Corp. - Syracuse | Arcoaire | RHH102(H,L,S)******AA |  | HSP-A, Single-Package Heat Pum | Heat Pump | 230 | 3 | False |  |  |  | True | Single-Speed | 100000 | 8333 | 12 | 10.8 | 12.5 |  | 100000 | 8619 | 3.4 | 3.3 | 56000 | 7262 | 2.26 | Federally-Regulated Commercial & Industrial Equipment | 06/03/2019 |  | 09/30/2019
Carrier Corp. - Syracuse | Arcoaire | RHH102(H,L,S)******AA |  | HSP-A, Single-Package Heat Pum | Heat Pump | 208 | 3 | False |  |  |  | True | Single-Speed | 100000 | 8333 | 12 | 10.8 | 12.5 |  | 100000 | 8619 | 3.4 | 3.3 | 56000 | 7262 | 2.26 | Federally-Regulated Commercial & Industrial Equipment | 06/03/2019 |  | 09/30/2019
Carrier Corp. - Syracuse | Arcoaire | CHS091(H,L,S)(A,B)* | FHS091(M,S,K)**A0* | HRCU-A-CB, Split System: Heat | Heat Pump | 575 | 3 |  | False |  |  | True | Single-Speed | 88000 | 8000 | 11 | 10.8 | 12.2 |  | 86000 | 7637 | 3.3 | 3.3 | 51000 | 6227 | 2.4 | Federally-Regulated Commercial & Industrial Equipment | 06/03/2019 |  | 09/30/2019
Carrier Corp. - Syracuse | Arcoaire | CHS091(H,L,S)(A,B)* | FHS091(M,S,K)**A0* | HRCU-A-CB, Split System: Heat | Heat Pump | 460 | 3 |  | False |  |  | True | Single-Speed | 88000 | 8000 | 11 | 10.8 | 12.2 |  | 86000 | 7637 | 3.3 | 3.3 | 51000 | 6227 | 2.4 | Federally-Regulated Commercial & Industrial Equipment | 06/03/2019 |  | 09/30/2019
Carrier Corp. - Syracuse | Arcoaire | CHS091(H,L,S)(A,B)* | FHS091(M,S,K)**A0* | HRCU-A-CB, Split System: Heat | Heat Pump | 230 | 3 |  | False |  |  | True | Single-Speed | 88000 | 8000 | 11 | 10.8 | 12.2 |  | 86000 | 7637 | 3.3 | 3.3 | 51000 | 6227 | 2.4 | Federally-Regulated Commercial & Industrial Equipment | 06/03/2019 |  | 09/30/2019
Carrier Corp. - Syracuse | Arcoaire | CHS091(H,L,S)(A,B)* | FHS091(M,S,K)**A0* | HRCU-A-CB, Split System: Heat | Heat Pump | 208 | 3 |  | False |  |  | True | Single-Speed | 88000 | 8000 | 11 | 10.8 | 12.2 |  | 86000 | 7637 | 3.3 | 3.3 | 51000 | 6227 | 2.4 | Federally-Regulated Commercial & Industrial Equipment | 06/03/2019 |  | 09/30/2019
Carrier Corp. - Syracuse | Arcoaire | CHS091(H,L,S)(A,B)* | FHS091(H,L,S)**A2* | HRCU-A-CB, Split System: Heat | Heat Pump | 575 | 3 |  | False |  |  | True | Single-Speed | 88000 | 8000 | 11 | 10.8 | 12.4 |  | 86000 | 7637 | 3.3 | 3.3 | 51000 | 6227 | 2.4 | Federally-Regulated Commercial & Industrial Equipment | 06/03/2019 |  | 09/30/2019
Carrier Corp. - Syracuse | Arcoaire | CHS091(H,L,S)(A,B)* | FHS091(H,L,S)**A2* | HRCU-A-CB, Split System: Heat | Heat Pump | 460 | 3 |  | False |  |  | True | Single-Speed | 88000 | 8000 | 11 | 10.8 | 12.4 |  | 86000 | 7637 | 3.3 | 3.3 | 51000 | 6227 | 2.4 | Federally-Regulated Commercial & Industrial Equipment | 06/03/2019 |  | 09/30/2019
Carrier Corp. - Syracuse | Arcoaire | CHS091(H,L,S)(A,B)* | FHS091(H,L,S)**A2* | HRCU-A-CB, Split System: Heat | Heat Pump | 230 | 3 |  | False |  |  | True | Single-Speed | 88000 | 8000 | 11 | 10.8 | 12.4 |  | 86000 | 7637 | 3.3 | 3.3 | 51000 | 6227 | 2.4 | Federally-Regulated Commercial & Industrial Equipment | 06/03/2019 |  | 09/30/2019
Carrier Corp. - Syracuse | Arcoaire | CHS091(H,L,S)(A,B)* | FHS091(H,L,S)**A2* | HRCU-A-CB, Split System: Heat | Heat Pump | 208 | 3 |  | False |  |  | True | Single-Speed | 88000 | 8000 | 11 | 10.8 | 12.4 |  | 86000 | 7637 | 3.3 | 3.3 | 51000 | 6227 | 2.4 | Federally-Regulated Commercial & Industrial Equipment | 06/03/2019 |  | 09/30/2019
Carrier Corp. - Syracuse | Arcoaire | RHH(120,121)(H,L,S)******AA |  | HSP-A, Single-Package Heat Pum | Heat Pump | 575 | 3 | False |  |  |  | True | Single-Speed | 119000 | 9674 | 12.3 | 10.8 | 13 |  | 116000 | 9713 | 3.5 | 3.3 | 65000 | 7937 | 2.4 | Federally-Regulated Commercial & Industrial Equipment | 06/03/2019 |  | 09/30/2019
Carrier Corp. - Syracuse | Arcoaire | RHH(120,121)(H,L,S)******AA |  | HSP-A, Single-Package Heat Pum | Heat Pump | 460 | 3 | False |  |  |  | True | Single-Speed | 119000 | 9674 | 12.3 | 10.8 | 13 |  | 116000 | 9713 | 3.5 | 3.3 | 65000 | 7937 | 2.4 | Federally-Regulated Commercial & Industrial Equipment | 06/03/2019 |  | 09/30/2019
Carrier Corp. - Syracuse | Arcoaire | RHH(120,121)(H,L,S)******AA |  | HSP-A, Single-Package Heat Pum | Heat Pump | 230 | 3 | False |  |  |  | True | Single-Speed | 119000 | 9674 | 12.3 | 10.8 | 13 |  | 116000 | 9713 | 3.5 | 3.3 | 65000 | 7937 | 2.4 | Federally-Regulated Commercial & Industrial Equipment | 06/03/2019 |  | 09/30/2019
Carrier Corp. - Syracuse | Arcoaire | RHH(120,121)(H,L,S)******AA |  | HSP-A, Single-Package Heat Pum | Heat Pump | 208 | 3 | False |  |  |  | True | Single-Speed | 119000 | 9674 | 12.3 | 10.8 | 13 |  | 116000 | 9713 | 3.5 | 3.3 | 65000 | 7937 | 2.4 | Federally-Regulated Commercial & Industrial Equipment | 06/03/2019 |  | 09/30/2019
Carrier Corp. - Syracuse | Arcoaire | RHH090(H,L,S)******TA |  | HSP-A, Single-Package Heat Pum | Heat Pump | 575 | 3 | False |  |  |  | True | Single-Speed | 90000 | 7438 | 12.1 | 10.8 | 13.7 |  | 84000 | 7033 | 3.5 | 3.3 | 47000 | 5739 | 2.4 | Federally-Regulated Commercial & Industrial Equipment | 06/03/2019 |  | 09/30/2019
Carrier Corp. - Syracuse | Arcoaire | RHH090(H,L,S)******TA |  | HSP-A, Single-Package Heat Pum | Heat Pump | 460 | 3 | False |  |  |  | True | Single-Speed | 90000 | 7438 | 12.1 | 10.8 | 13.7 |  | 84000 | 7033 | 3.5 | 3.3 | 47000 | 5739 | 2.4 | Federally-Regulated Commercial & Industrial Equipment | 06/03/2019 |  | 09/30/2019
Carrier Corp. - Syracuse | Arcoaire | RHH090(H,L,S)******TA |  | HSP-A, Single-Package Heat Pum | Heat Pump | 230 | 3 | False |  |  |  | True | Single-Speed | 90000 | 7438 | 12.1 | 10.8 | 13.7 |  | 84000 | 7033 | 3.5 | 3.3 | 47000 | 5739 | 2.4 | Federally-Regulated Commercial & Industrial Equipment | 06/03/2019 |  | 09/30/2019
Carrier Corp. - Syracuse | Arcoaire | RHH090(H,L,S)******TA |  | HSP-A, Single-Package Heat Pum | Heat Pump | 208 | 3 | False |  |  |  | True | Single-Speed | 90000 | 7438 | 12.1 | 10.8 | 13.7 |  | 84000 | 7033 | 3.5 | 3.3 | 47000 | 5739 | 2.4 | Federally-Regulated Commercial & Industrial Equipment | 06/03/2019 |  | 09/30/2019
Carrier Corp. - Syracuse | Arcoaire | CHS091(H,L,S)(G,H)* | FHS091(H,L,S)B*A2* | HRCU-A-CB, Split System: Heat | Heat Pump | 575 | 3 |  | False |  |  | True | Single-Speed | 88000 | 8000 | 11 | 10.8 | 12.7 |  | 87000 | 7726 | 3.3 | 3.3 | 52000 | 6349 | 2.4 | Federally-Regulated Commercial & Industrial Equipment | 06/03/2019 |  | 09/30/2019
Carrier Corp. - Syracuse | Arcoaire | CHS091(H,L,S)(G,H)* | FHS091(H,L,S)B*A2* | HRCU-A-CB, Split System: Heat | Heat Pump | 460 | 3 |  | False |  |  | True | Single-Speed | 88000 | 8000 | 11 | 10.8 | 12.7 |  | 87000 | 7726 | 3.3 | 3.3 | 52000 | 6349 | 2.4 | Federally-Regulated Commercial & Industrial Equipment | 06/03/2019 |  | 09/30/2019
Carrier Corp. - Syracuse | Arcoaire | CHS091(H,L,S)(G,H)* | FHS091(H,L,S)B*A2* | HRCU-A-CB, Split System: Heat | Heat Pump | 230 | 3 |  | False |  |  | True | Single-Speed | 88000 | 8000 | 11 | 10.8 | 12.7 |  | 87000 | 7726 | 3.3 | 3.3 | 52000 | 6349 | 2.4 | Federally-Regulated Commercial & Industrial Equipment | 06/03/2019 |  | 09/30/2019
Carrier Corp. - Syracuse | Arcoaire | CHS091(H,L,S)(G,H)* | FHS091(H,L,S)B*A2* | HRCU-A-CB, Split System: Heat | Heat Pump | 208 | 3 |  | False |  |  | True | Single-Speed | 88000 | 8000 | 11 | 10.8 | 12.7 |  | 87000 | 7726 | 3.3 | 3.3 | 52000 | 6349 | 2.4 | Federally-Regulated Commercial & Industrial Equipment | 06/03/2019 |  | 09/30/2019
Carrier Corp. - Syracuse | Arcoaire | RHS102H******TA |  | HSP-A, Single-Package Heat Pum | Heat Pump | 208 | 3 | False |  |  |  | False | Single-Speed | 98000 | 8750 | 11.2 | 10.8 | 12.5 |  | 94000 | 8348 | 3.3 | 3.3 | 53000 | 6903 | 2.25 | Federally-Regulated Commercial & Industrial Equipment | 07/19/2019 |  | 09/30/2019
Carrier Corp. - Syracuse | Arcoaire | CHS072(H,L,S)(G,H)* | FHS072(H,L,S)B*A2* | HRCU-A-CB, Split System: Heat | Heat Pump | 575 | 3 |  | False |  |  | True | Single-Speed | 70000 | 5982 | 11.7 | 10.8 | 13.8 |  | 66000 | 5861 | 3.3 | 3.3 | 39000 | 4762 | 2.4 | Federally-Regulated Commercial & Industrial Equipment | 06/03/2019 |  | 09/30/2019
Carrier Corp. - Syracuse | Arcoaire | CHS072(H,L,S)(G,H)* | FHS072(H,L,S)B*A2* | HRCU-A-CB, Split System: Heat | Heat Pump | 460 | 3 |  | False |  |  | True | Single-Speed | 70000 | 5982 | 11.7 | 10.8 | 13.8 |  | 66000 | 5861 | 3.3 | 3.3 | 39000 | 4762 | 2.4 | Federally-Regulated Commercial & Industrial Equipment | 06/03/2019 |  | 09/30/2019
Carrier Corp. - Syracuse | Arcoaire | CHS072(H,L,S)(G,H)* | FHS072(H,L,S)B*A2* | HRCU-A-CB, Split System: Heat | Heat Pump | 230 | 3 |  | False |  |  | True | Single-Speed | 70000 | 5982 | 11.7 | 10.8 | 13.8 |  | 66000 | 5861 | 3.3 | 3.3 | 39000 | 4762 | 2.4 | Federally-Regulated Commercial & Industrial Equipment | 06/03/2019 |  | 09/30/2019
Carrier Corp. - Syracuse | Arcoaire | CHS072(H,L,S)(G,H)* | FHS072(H,L,S)B*A2* | HRCU-A-CB, Split System: Heat | Heat Pump | 208 | 3 |  | False |  |  | True | Single-Speed | 70000 | 5982 | 11.7 | 10.8 | 13.8 |  | 66000 | 5861 | 3.3 | 3.3 | 39000 | 4762 | 2.4 | Federally-Regulated Commercial & Industrial Equipment | 06/03/2019 |  | 09/30/2019
Carrier Corp. - Syracuse | Arcoaire | RHS(120,121)(H,L,S)******TA |  | HSP-A, Single-Package Heat Pum | Heat Pump | 575 | 3 | False |  |  |  | False | Single-Speed | 116000 | 10545 | 11 | 10.8 | 12.5 |  | 116000 | 9999 | 3.4 | 3.3 | 63000 | 8206 | 2.25 | Federally-Regulated Commercial & Industrial Equipment | 06/03/2019 |  | 09/30/2019
Carrier Corp. - Syracuse | Arcoaire | RHS(120,121)(H,L,S)******TA |  | HSP-A, Single-Package Heat Pum | Heat Pump | 460 | 3 | False |  |  |  | False | Single-Speed | 116000 | 10545 | 11 | 10.8 | 12.5 |  | 116000 | 9999 | 3.4 | 3.3 | 63000 | 8206 | 2.25 | Federally-Regulated Commercial & Industrial Equipment | 06/03/2019 |  | 09/30/2019
Carrier Corp. - Syracuse | Arcoaire | RHS(120,121)(H,L,S)******TA |  | HSP-A, Single-Package Heat Pum | Heat Pump | 230 | 3 | False |  |  |  | False | Single-Speed | 116000 | 10545 | 11 | 10.8 | 12.5 |  | 116000 | 9999 | 3.4 | 3.3 | 63000 | 8206 | 2.25 | Federally-Regulated Commercial & Industrial Equipment | 06/03/2019 |  | 09/30/2019
Carrier Corp. - Syracuse | Arcoaire | RHS(120,121)(H,L,S)******TA |  | HSP-A, Single-Package Heat Pum | Heat Pump | 208 | 3 | False |  |  |  | False | Single-Speed | 116000 | 10545 | 11 | 10.8 | 12.5 |  | 116000 | 9999 | 3.4 | 3.3 | 63000 | 8206 | 2.25 | Federally-Regulated Commercial & Industrial Equipment | 06/03/2019 |  | 09/30/2019
Carrier Corp. - Syracuse | Arcoaire | RHH073(H,L,S)*****AA |  | HSP-A, Single-Package Heat Pum | Heat Pump | 575 | 3 | False |  |  |  | True | Dual-Speed | 70000 | 5833 | 12 | 10.8 | 14 |  | 69000 | 5947 | 3.4 | 3.3 | 38000 | 4640 | 2.4 | Federally-Regulated Commercial & Industrial Equipment | 06/03/2019 |  | 09/30/2019
Carrier Corp. - Syracuse | Arcoaire | RHH073(H,L,S)*****AA |  | HSP-A, Single-Package Heat Pum | Heat Pump | 460 | 3 | False |  |  |  | True | Dual-Speed | 70000 | 5833 | 12 | 10.8 | 14 |  | 69000 | 5947 | 3.4 | 3.3 | 38000 | 4640 | 2.4 | Federally-Regulated Commercial & Industrial Equipment | 06/03/2019 |  | 09/30/2019
Carrier Corp. - Syracuse | Arcoaire | RHH073(H,L,S)*****AA |  | HSP-A, Single-Package Heat Pum | Heat Pump | 230 | 3 | False |  |  |  | True | Dual-Speed | 70000 | 5833 | 12 | 10.8 | 14 |  | 69000 | 5947 | 3.4 | 3.3 | 38000 | 4640 | 2.4 | Federally-Regulated Commercial & Industrial Equipment | 06/03/2019 |  | 09/30/2019
Carrier Corp. - Syracuse | Arcoaire | RHH073(H,L,S)*****AA |  | HSP-A, Single-Package Heat Pum | Heat Pump | 208 | 3 | False |  |  |  | True | Dual-Speed | 70000 | 5833 | 12 | 10.8 | 14 |  | 69000 | 5947 | 3.4 | 3.3 | 38000 | 4640 | 2.4 | Federally-Regulated Commercial & Industrial Equipment | 06/03/2019 |  | 09/30/2019
Carrier Corp. - Syracuse | Arcoaire | RHH073(H,L,S)*****TA |  | HSP-A, Single-Package Heat Pum | Heat Pump | 575 | 3 | False |  |  |  | True | Dual-Speed | 70000 | 5833 | 12 | 10.8 | 15.6 |  | 69000 | 5947 | 3.4 | 3.3 | 38000 | 4640 | 2.4 | Federally-Regulated Commercial & Industrial Equipment | 06/03/2019 |  | 09/30/2019
Carrier Corp. - Syracuse | Arcoaire | RHH073(H,L,S)*****TA |  | HSP-A, Single-Package Heat Pum | Heat Pump | 460 | 3 | False |  |  |  | True | Dual-Speed | 70000 | 5833 | 12 | 10.8 | 15.6 |  | 69000 | 5947 | 3.4 | 3.3 | 38000 | 4640 | 2.4 | Federally-Regulated Commercial & Industrial Equipment | 06/03/2019 |  | 09/30/2019
Carrier Corp. - Syracuse | Arcoaire | RHH073(H,L,S)*****TA |  | HSP-A, Single-Package Heat Pum | Heat Pump | 230 | 3 | False |  |  |  | True | Dual-Speed | 70000 | 5833 | 12 | 10.8 | 15.6 |  | 69000 | 5947 | 3.4 | 3.3 | 38000 | 4640 | 2.4 | Federally-Regulated Commercial & Industrial Equipment | 06/03/2019 |  | 09/30/2019
Carrier Corp. - Syracuse | Arcoaire | RHH073(H,L,S)*****TA |  | HSP-A, Single-Package Heat Pum | Heat Pump | 208 | 3 | False |  |  |  | True | Dual-Speed | 70000 | 5833 | 12 | 10.8 | 15.6 |  | 69000 | 5947 | 3.4 | 3.3 | 38000 | 4640 | 2.4 | Federally-Regulated Commercial & Industrial Equipment | 06/03/2019 |  | 09/30/2019
Carrier Corp. - Syracuse | Arcoaire | RHH(120,121)(H,L,S)******TA |  | HSP-A, Single-Package Heat Pum | Heat Pump | 575 | 3 | False |  |  |  | True | Single-Speed | 119000 | 9674 | 12.3 | 10.8 | 13.6 |  | 116000 | 9713 | 3.5 | 3.3 | 65000 | 7937 | 2.4 | Federally-Regulated Commercial & Industrial Equipment | 06/03/2019 |  | 09/30/2019
Carrier Corp. - Syracuse | Arcoaire | RHH(120,121)(H,L,S)******TA |  | HSP-A, Single-Package Heat Pum | Heat Pump | 460 | 3 | False |  |  |  | True | Single-Speed | 119000 | 9674 | 12.3 | 10.8 | 13.6 |  | 116000 | 9713 | 3.5 | 3.3 | 65000 | 7937 | 2.4 | Federally-Regulated Commercial & Industrial Equipment | 06/03/2019 |  | 09/30/2019
Carrier Corp. - Syracuse | Arcoaire | RHH(120,121)(H,L,S)******TA |  | HSP-A, Single-Package Heat Pum | Heat Pump | 230 | 3 | False |  |  |  | True | Single-Speed | 119000 | 9674 | 12.3 | 10.8 | 13.6 |  | 116000 | 9713 | 3.5 | 3.3 | 65000 | 7937 | 2.4 | Federally-Regulated Commercial & Industrial Equipment | 06/03/2019 |  | 09/30/2019
Carrier Corp. - Syracuse | Arcoaire | RHH(120,121)(H,L,S)******TA |  | HSP-A, Single-Package Heat Pum | Heat Pump | 208 | 3 | False |  |  |  | True | Single-Speed | 119000 | 9674 | 12.3 | 10.8 | 13.6 |  | 116000 | 9713 | 3.5 | 3.3 | 65000 | 7937 | 2.4 | Federally-Regulated Commercial & Industrial Equipment | 06/03/2019 |  | 09/30/2019
Carrier Corp. - Syracuse | ICP Commercial | RHH090(H,L,S)******TA |  | HSP-A, Single-Package Heat Pum | Heat Pump | 575 | 3 | False |  |  |  | True | Single-Speed | 90000 | 7438 | 12.1 | 10.8 | 13.7 |  | 84000 | 7033 | 3.5 | 3.3 | 47000 | 5739 | 2.4 | Federally-Regulated Commercial & Industrial Equipment | 06/03/2019 |  | 09/30/2019
Carrier Corp. - Syracuse | ICP Commercial | RHH090(H,L,S)******TA |  | HSP-A, Single-Package Heat Pum | Heat Pump | 460 | 3 | False |  |  |  | True | Single-Speed | 90000 | 7438 | 12.1 | 10.8 | 13.7 |  | 84000 | 7033 | 3.5 | 3.3 | 47000 | 5739 | 2.4 | Federally-Regulated Commercial & Industrial Equipment | 06/03/2019 |  | 09/30/2019
Carrier Corp. - Syracuse | ICP Commercial | RHH090(H,L,S)******TA |  | HSP-A, Single-Package Heat Pum | Heat Pump | 230 | 3 | False |  |  |  | True | Single-Speed | 90000 | 7438 | 12.1 | 10.8 | 13.7 |  | 84000 | 7033 | 3.5 | 3.3 | 47000 | 5739 | 2.4 | Federally-Regulated Commercial & Industrial Equipment | 06/03/2019 |  | 09/30/2019
Carrier Corp. - Syracuse | ICP Commercial | RHH090(H,L,S)******TA |  | HSP-A, Single-Package Heat Pum | Heat Pump | 208 | 3 | False |  |  |  | True | Single-Speed | 90000 | 7438 | 12.1 | 10.8 | 13.7 |  | 84000 | 7033 | 3.5 | 3.3 | 47000 | 5739 | 2.4 | Federally-Regulated Commercial & Industrial Equipment | 06/03/2019 |  | 09/30/2019
Carrier Corp. - Syracuse | ICP Commercial | RHH(120,121)(H,L,S)******TA |  | HSP-A, Single-Package Heat Pum | Heat Pump | 575 | 3 | False |  |  |  | True | Single-Speed | 119000 | 9674 | 12.3 | 10.8 | 13.6 |  | 116000 | 9713 | 3.5 | 3.3 | 65000 | 7937 | 2.4 | Federally-Regulated Commercial & Industrial Equipment | 06/03/2019 |  | 09/30/2019
Carrier Corp. - Syracuse | ICP Commercial | RHH(120,121)(H,L,S)******TA |  | HSP-A, Single-Package Heat Pum | Heat Pump | 460 | 3 | False |  |  |  | True | Single-Speed | 119000 | 9674 | 12.3 | 10.8 | 13.6 |  | 116000 | 9713 | 3.5 | 3.3 | 65000 | 7937 | 2.4 | Federally-Regulated Commercial & Industrial Equipment | 06/03/2019 |  | 09/30/2019
Carrier Corp. - Syracuse | ICP Commercial | RHH(120,121)(H,L,S)******TA |  | HSP-A, Single-Package Heat Pum | Heat Pump | 230 | 3 | False |  |  |  | True | Single-Speed | 119000 | 9674 | 12.3 | 10.8 | 13.6 |  | 116000 | 9713 | 3.5 | 3.3 | 65000 | 7937 | 2.4 | Federally-Regulated Commercial & Industrial Equipment | 06/03/2019 |  | 09/30/2019
Carrier Corp. - Syracuse | ICP Commercial | RHH(120,121)(H,L,S)******TA |  | HSP-A, Single-Package Heat Pum | Heat Pump | 208 | 3 | False |  |  |  | True | Single-Speed | 119000 | 9674 | 12.3 | 10.8 | 13.6 |  | 116000 | 9713 | 3.5 | 3.3 | 65000 | 7937 | 2.4 | Federally-Regulated Commercial & Industrial Equipment | 06/03/2019 |  | 09/30/2019
Carrier Corp. - Syracuse | ICP Commercial | CHS072(H,L,S)(A,B)** | FHS091(M,S,K)**A0** | HRCU-A-CB, Split System: Heat | Heat Pump | 575 | 3 |  | False |  |  | True | Single-Speed | 72000 | 6000 | 12 | 10.8 | 13.2 |  | 68000 | 5386 | 3.7 | 3.3 | 39000 | 4571 | 2.5 | Federally-Regulated Commercial & Industrial Equipment | 06/03/2019 |  | 09/30/2019
Carrier Corp. - Syracuse | ICP Commercial | CHS072(H,L,S)(A,B)** | FHS091(M,S,K)**A0** | HRCU-A-CB, Split System: Heat | Heat Pump | 460 | 3 |  | False |  |  | True | Single-Speed | 72000 | 6000 | 12 | 10.8 | 13.2 |  | 68000 | 5386 | 3.7 | 3.3 | 39000 | 4571 | 2.5 | Federally-Regulated Commercial & Industrial Equipment | 06/03/2019 |  | 09/30/2019
Carrier Corp. - Syracuse | ICP Commercial | CHS072(H,L,S)(A,B)** | FHS091(M,S,K)**A0** | HRCU-A-CB, Split System: Heat | Heat Pump | 230 | 3 |  | False |  |  | True | Single-Speed | 72000 | 6000 | 12 | 10.8 | 13.2 |  | 68000 | 5386 | 3.7 | 3.3 | 39000 | 4571 | 2.5 | Federally-Regulated Commercial & Industrial Equipment | 06/03/2019 |  | 09/30/2019
Carrier Corp. - Syracuse | ICP Commercial | CHS072(H,L,S)(A,B)** | FHS091(M,S,K)**A0** | HRCU-A-CB, Split System: Heat | Heat Pump | 208 | 3 |  | False |  |  | True | Single-Speed | 72000 | 6000 | 12 | 10.8 | 13.2 |  | 68000 | 5386 | 3.7 | 3.3 | 39000 | 4571 | 2.5 | Federally-Regulated Commercial & Industrial Equipment | 06/03/2019 |  | 09/30/2019
Carrier Corp. - Syracuse | ICP Commercial | RHH073(H,L,S)*****AA |  | HSP-A, Single-Package Heat Pum | Heat Pump | 575 | 3 | False |  |  |  | True | Dual-Speed | 70000 | 5833 | 12 | 10.8 | 14 |  | 69000 | 5947 | 3.4 | 3.3 | 38000 | 4640 | 2.4 | Federally-Regulated Commercial & Industrial Equipment | 06/03/2019 |  | 09/30/2019
Carrier Corp. - Syracuse | ICP Commercial | RHH073(H,L,S)*****AA |  | HSP-A, Single-Package Heat Pum | Heat Pump | 460 | 3 | False |  |  |  | True | Dual-Speed | 70000 | 5833 | 12 | 10.8 | 14 |  | 69000 | 5947 | 3.4 | 3.3 | 38000 | 4640 | 2.4 | Federally-Regulated Commercial & Industrial Equipment | 06/03/2019 |  | 09/30/2019
Carrier Corp. - Syracuse | ICP Commercial | RHH073(H,L,S)*****AA |  | HSP-A, Single-Package Heat Pum | Heat Pump | 230 | 3 | False |  |  |  | True | Dual-Speed | 70000 | 5833 | 12 | 10.8 | 14 |  | 69000 | 5947 | 3.4 | 3.3 | 38000 | 4640 | 2.4 | Federally-Regulated Commercial & Industrial Equipment | 06/03/2019 |  | 09/30/2019
Carrier Corp. - Syracuse | ICP Commercial | RHH073(H,L,S)*****AA |  | HSP-A, Single-Package Heat Pum | Heat Pump | 208 | 3 | False |  |  |  | True | Dual-Speed | 70000 | 5833 | 12 | 10.8 | 14 |  | 69000 | 5947 | 3.4 | 3.3 | 38000 | 4640 | 2.4 | Federally-Regulated Commercial & Industrial Equipment | 06/03/2019 |  | 09/30/2019
Carrier Corp. - Syracuse | ICP Commercial | CHS091(H,L,S)(A,B)* | FHS091(H,L,S)**A2* | HRCU-A-CB, Split System: Heat | Heat Pump | 575 | 3 |  | False |  |  | True | Single-Speed | 88000 | 8000 | 11 | 10.8 | 12.4 |  | 86000 | 7637 | 3.3 | 3.3 | 51000 | 6227 | 2.4 | Federally-Regulated Commercial & Industrial Equipment | 06/03/2019 |  | 09/30/2019
Carrier Corp. - Syracuse | ICP Commercial | CHS091(H,L,S)(A,B)* | FHS091(H,L,S)**A2* | HRCU-A-CB, Split System: Heat | Heat Pump | 460 | 3 |  | False |  |  | True | Single-Speed | 88000 | 8000 | 11 | 10.8 | 12.4 |  | 86000 | 7637 | 3.3 | 3.3 | 51000 | 6227 | 2.4 | Federally-Regulated Commercial & Industrial Equipment | 06/03/2019 |  | 09/30/2019
Carrier Corp. - Syracuse | ICP Commercial | CHS091(H,L,S)(A,B)* | FHS091(H,L,S)**A2* | HRCU-A-CB, Split System: Heat | Heat Pump | 230 | 3 |  | False |  |  | True | Single-Speed | 88000 | 8000 | 11 | 10.8 | 12.4 |  | 86000 | 7637 | 3.3 | 3.3 | 51000 | 6227 | 2.4 | Federally-Regulated Commercial & Industrial Equipment | 06/03/2019 |  | 09/30/2019
Carrier Corp. - Syracuse | ICP Commercial | CHS091(H,L,S)(A,B)* | FHS091(H,L,S)**A2* | HRCU-A-CB, Split System: Heat | Heat Pump | 208 | 3 |  | False |  |  | True | Single-Speed | 88000 | 8000 | 11 | 10.8 | 12.4 |  | 86000 | 7637 | 3.3 | 3.3 | 51000 | 6227 | 2.4 | Federally-Regulated Commercial & Industrial Equipment | 06/03/2019 |  | 09/30/2019
Carrier Corp. - Syracuse | ICP Commercial | CHS072(H,L,S)(A,B)** | FHS072(M,S,K)**A0** | HRCU-A-CB, Split System: Heat | Heat Pump | 575 | 3 |  | False |  |  | True | Single-Speed | 70000 | 6363 | 11 | 10.8 | 12.6 |  | 65000 | 5772 | 3.3 | 3.3 | 39000 | 4762 | 2.4 | Federally-Regulated Commercial & Industrial Equipment | 06/03/2019 |  | 09/30/2019
Carrier Corp. - Syracuse | ICP Commercial | CHS072(H,L,S)(A,B)** | FHS072(M,S,K)**A0** | HRCU-A-CB, Split System: Heat | Heat Pump | 460 | 3 |  | False |  |  | True | Single-Speed | 70000 | 6363 | 11 | 10.8 | 12.6 |  | 65000 | 5772 | 3.3 | 3.3 | 39000 | 4762 | 2.4 | Federally-Regulated Commercial & Industrial Equipment | 06/03/2019 |  | 09/30/2019
Carrier Corp. - Syracuse | ICP Commercial | CHS072(H,L,S)(A,B)** | FHS072(M,S,K)**A0** | HRCU-A-CB, Split System: Heat | Heat Pump | 230 | 3 |  | False |  |  | True | Single-Speed | 70000 | 6363 | 11 | 10.8 | 12.6 |  | 65000 | 5772 | 3.3 | 3.3 | 39000 | 4762 | 2.4 | Federally-Regulated Commercial & Industrial Equipment | 06/03/2019 |  | 09/30/2019
Carrier Corp. - Syracuse | ICP Commercial | CHS072(H,L,S)(A,B)** | FHS072(M,S,K)**A0** | HRCU-A-CB, Split System: Heat | Heat Pump | 208 | 3 |  | False |  |  | True | Single-Speed | 70000 | 6363 | 11 | 10.8 | 12.6 |  | 65000 | 5772 | 3.3 | 3.3 | 39000 | 4762 | 2.4 | Federally-Regulated Commercial & Industrial Equipment | 06/03/2019 |  | 09/30/2019
Carrier Corp. - Syracuse | ICP Commercial | RHH090(H,L,S)******AA |  | HSP-A, Single-Package Heat Pum | Heat Pump | 575 | 3 | False |  |  |  | True | Single-Speed | 90000 | 7438 | 12.1 | 10.8 | 12.9 |  | 84000 | 7033 | 3.5 | 3.3 | 47000 | 5739 | 2.4 | Federally-Regulated Commercial & Industrial Equipment | 06/03/2019 |  | 09/30/2019
Carrier Corp. - Syracuse | ICP Commercial | RHH090(H,L,S)******AA |  | HSP-A, Single-Package Heat Pum | Heat Pump | 460 | 3 | False |  |  |  | True | Single-Speed | 90000 | 7438 | 12.1 | 10.8 | 12.9 |  | 84000 | 7033 | 3.5 | 3.3 | 47000 | 5739 | 2.4 | Federally-Regulated Commercial & Industrial Equipment | 06/03/2019 |  | 09/30/2019
Carrier Corp. - Syracuse | ICP Commercial | RHH090(H,L,S)******AA |  | HSP-A, Single-Package Heat Pum | Heat Pump | 230 | 3 | False |  |  |  | True | Single-Speed | 90000 | 7438 | 12.1 | 10.8 | 12.9 |  | 84000 | 7033 | 3.5 | 3.3 | 47000 | 5739 | 2.4 | Federally-Regulated Commercial & Industrial Equipment | 06/03/2019 |  | 09/30/2019
Carrier Corp. - Syracuse | ICP Commercial | RHH090(H,L,S)******AA |  | HSP-A, Single-Package Heat Pum | Heat Pump | 208 | 3 | False |  |  |  | True | Single-Speed | 90000 | 7438 | 12.1 | 10.8 | 12.9 |  | 84000 | 7033 | 3.5 | 3.3 | 47000 | 5739 | 2.4 | Federally-Regulated Commercial & Industrial Equipment | 06/03/2019 |  | 09/30/2019
Carrier Corp. - Syracuse | ICP Commercial | CHS091(H,L,S)(G,H)* | FHS091(H,L,S)A*A2* | HRCU-A-CB, Split System: Heat | Heat Pump | 575 | 3 |  | False |  |  | True | Single-Speed | 88000 | 8000 | 11 | 10.8 | 12.7 |  | 87000 | 7726 | 3.3 | 3.3 | 52000 | 6349 | 2.4 | Federally-Regulated Commercial & Industrial Equipment | 06/03/2019 |  | 09/30/2019
Carrier Corp. - Syracuse | ICP Commercial | CHS091(H,L,S)(G,H)* | FHS091(H,L,S)A*A2* | HRCU-A-CB, Split System: Heat | Heat Pump | 460 | 3 |  | False |  |  | True | Single-Speed | 88000 | 8000 | 11 | 10.8 | 12.7 |  | 87000 | 7726 | 3.3 | 3.3 | 52000 | 6349 | 2.4 | Federally-Regulated Commercial & Industrial Equipment | 06/03/2019 |  | 09/30/2019
Carrier Corp. - Syracuse | ICP Commercial | CHS091(H,L,S)(G,H)* | FHS091(H,L,S)A*A2* | HRCU-A-CB, Split System: Heat | Heat Pump | 230 | 3 |  | False |  |  | True | Single-Speed | 88000 | 8000 | 11 | 10.8 | 12.7 |  | 87000 | 7726 | 3.3 | 3.3 | 52000 | 6349 | 2.4 | Federally-Regulated Commercial & Industrial Equipment | 06/03/2019 |  | 09/30/2019
Carrier Corp. - Syracuse | ICP Commercial | CHS091(H,L,S)(G,H)* | FHS091(H,L,S)A*A2* | HRCU-A-CB, Split System: Heat | Heat Pump | 208 | 3 |  | False |  |  | True | Single-Speed | 88000 | 8000 | 11 | 10.8 | 12.7 |  | 87000 | 7726 | 3.3 | 3.3 | 52000 | 6349 | 2.4 | Federally-Regulated Commercial & Industrial Equipment | 06/03/2019 |  | 09/30/2019
Carrier Corp. - Syracuse | ICP Commercial | CHS091(H,L,S)(A,B)* | FHS091(M,S,K)**A0* | HRCU-A-CB, Split System: Heat | Heat Pump | 575 | 3 |  | False |  |  | True | Single-Speed | 88000 | 8000 | 11 | 10.8 | 12.2 |  | 86000 | 7637 | 3.3 | 3.3 | 51000 | 6227 | 2.4 | Federally-Regulated Commercial & Industrial Equipment | 06/03/2019 |  | 09/30/2019
Carrier Corp. - Syracuse | ICP Commercial | CHS091(H,L,S)(A,B)* | FHS091(M,S,K)**A0* | HRCU-A-CB, Split System: Heat | Heat Pump | 460 | 3 |  | False |  |  | True | Single-Speed | 88000 | 8000 | 11 | 10.8 | 12.2 |  | 86000 | 7637 | 3.3 | 3.3 | 51000 | 6227 | 2.4 | Federally-Regulated Commercial & Industrial Equipment | 06/03/2019 |  | 09/30/2019
Carrier Corp. - Syracuse | ICP Commercial | CHS091(H,L,S)(A,B)* | FHS091(M,S,K)**A0* | HRCU-A-CB, Split System: Heat | Heat Pump | 230 | 3 |  | False |  |  | True | Single-Speed | 88000 | 8000 | 11 | 10.8 | 12.2 |  | 86000 | 7637 | 3.3 | 3.3 | 51000 | 6227 | 2.4 | Federally-Regulated Commercial & Industrial Equipment | 06/03/2019 |  | 09/30/2019
Carrier Corp. - Syracuse | ICP Commercial | CHS091(H,L,S)(A,B)* | FHS091(M,S,K)**A0* | HRCU-A-CB, Split System: Heat | Heat Pump | 208 | 3 |  | False |  |  | True | Single-Speed | 88000 | 8000 | 11 | 10.8 | 12.2 |  | 86000 | 7637 | 3.3 | 3.3 | 51000 | 6227 | 2.4 | Federally-Regulated Commercial & Industrial Equipment | 06/03/2019 |  | 09/30/2019
Carrier Corp. - Syracuse | ICP Commercial | CHS121(H,L,S)(G,H)* | FHS120(H,L,S)**A2* | HRCU-A-CB, Split System: Heat | Heat Pump | 575 | 3 |  | False |  |  | True | Single-Speed | 112000 | 10181 | 11 | 10.8 | 13.8 |  | 106000 | 9413 | 3.3 | 3.3 | 66000 | 8059 | 2.4 | Federally-Regulated Commercial & Industrial Equipment | 06/03/2019 |  | 09/30/2019
Carrier Corp. - Syracuse | ICP Commercial | CHS121(H,L,S)(G,H)* | FHS120(H,L,S)**A2* | HRCU-A-CB, Split System: Heat | Heat Pump | 460 | 3 |  | False |  |  | True | Single-Speed | 112000 | 10181 | 11 | 10.8 | 13.8 |  | 106000 | 9413 | 3.3 | 3.3 | 66000 | 8059 | 2.4 | Federally-Regulated Commercial & Industrial Equipment | 06/03/2019 |  | 09/30/2019
Carrier Corp. - Syracuse | ICP Commercial | CHS121(H,L,S)(G,H)* | FHS120(H,L,S)**A2* | HRCU-A-CB, Split System: Heat | Heat Pump | 230 | 3 |  | False |  |  | True | Single-Speed | 112000 | 10181 | 11 | 10.8 | 13.8 |  | 106000 | 9413 | 3.3 | 3.3 | 66000 | 8059 | 2.4 | Federally-Regulated Commercial & Industrial Equipment | 06/03/2019 |  | 09/30/2019
Carrier Corp. - Syracuse | ICP Commercial | CHS121(H,L,S)(G,H)* | FHS120(H,L,S)**A2* | HRCU-A-CB, Split System: Heat | Heat Pump | 208 | 3 |  | False |  |  | True | Single-Speed | 112000 | 10181 | 11 | 10.8 | 13.8 |  | 106000 | 9413 | 3.3 | 3.3 | 66000 | 8059 | 2.4 | Federally-Regulated Commercial & Industrial Equipment | 06/03/2019 |  | 09/30/2019
Carrier Corp. - Syracuse | ICP Commercial | CHS180(H,L,S)(D,E)* | FHS180(H,L,S)**A2* | HRCU-A-CB, Split System: Heat | Heat Pump | 575 | 3 |  | False |  |  | True | Single-Speed | 178000 | 16792 | 10.6 | 10.4 | 12.5 |  | 178000 | 15343 | 3.4 | 3.2 | 108000 | 13188 | 2.4 | Federally-Regulated Commercial & Industrial Equipment | 06/03/2019 |  | 09/30/2019
Carrier Corp. - Syracuse | ICP Commercial | CHS180(H,L,S)(D,E)* | FHS180(H,L,S)**A2* | HRCU-A-CB, Split System: Heat | Heat Pump | 460 | 3 |  | False |  |  | True | Single-Speed | 178000 | 16792 | 10.6 | 10.4 | 12.5 |  | 178000 | 15343 | 3.4 | 3.2 | 108000 | 13188 | 2.4 | Federally-Regulated Commercial & Industrial Equipment | 06/03/2019 |  | 09/30/2019
Carrier Corp. - Syracuse | ICP Commercial | CHS180(H,L,S)(D,E)* | FHS180(H,L,S)**A2* | HRCU-A-CB, Split System: Heat | Heat Pump | 230 | 3 |  | False |  |  | True | Single-Speed | 178000 | 16792 | 10.6 | 10.4 | 12.5 |  | 178000 | 15343 | 3.4 | 3.2 | 108000 | 13188 | 2.4 | Federally-Regulated Commercial & Industrial Equipment | 06/03/2019 |  | 09/30/2019
Carrier Corp. - Syracuse | ICP Commercial | CHS180(H,L,S)(D,E)* | FHS180(H,L,S)**A2* | HRCU-A-CB, Split System: Heat | Heat Pump | 208 | 3 |  | False |  |  | True | Single-Speed | 178000 | 16792 | 10.6 | 10.4 | 12.5 |  | 178000 | 15343 | 3.4 | 3.2 | 108000 | 13188 | 2.4 | Federally-Regulated Commercial & Industrial Equipment | 06/03/2019 |  | 09/30/2019
Carrier Corp. - Syracuse | ICP Commercial | RHS150(H,L,S)******TA |  | HSP-A, Single-Package Heat Pum | Heat Pump | 575 | 3 | False |  |  |  | False | Single-Speed | 142000 | 13396 | 10.6 | 10.4 | 12 |  | 142000 | 13005 | 3.2 | 3.2 | 76000 | 10865 | 2.05 | Federally-Regulated Commercial & Industrial Equipment | 06/03/2019 |  | 09/30/2019
Carrier Corp. - Syracuse | ICP Commercial | RHS150(H,L,S)******TA |  | HSP-A, Single-Package Heat Pum | Heat Pump | 460 | 3 | False |  |  |  | False | Single-Speed | 142000 | 13396 | 10.6 | 10.4 | 12 |  | 142000 | 13005 | 3.2 | 3.2 | 76000 | 10865 | 2.05 | Federally-Regulated Commercial & Industrial Equipment | 06/03/2019 |  | 09/30/2019
Carrier Corp. - Syracuse | ICP Commercial | RHS150(H,L,S)******TA |  | HSP-A, Single-Package Heat Pum | Heat Pump | 230 | 3 | False |  |  |  | False | Single-Speed | 142000 | 13396 | 10.6 | 10.4 | 12 |  | 142000 | 13005 | 3.2 | 3.2 | 76000 | 10865 | 2.05 | Federally-Regulated Commercial & Industrial Equipment | 06/03/2019 |  | 09/30/2019
Carrier Corp. - Syracuse | ICP Commercial | RHS150(H,L,S)******TA |  | HSP-A, Single-Package Heat Pum | Heat Pump | 208 | 3 | False |  |  |  | False | Single-Speed | 142000 | 13396 | 10.6 | 10.4 | 12 |  | 142000 | 13005 | 3.2 | 3.2 | 76000 | 10865 | 2.05 | Federally-Regulated Commercial & Industrial Equipment | 06/03/2019 |  | 09/30/2019
Carrier Corp. - Syracuse | ICP Commercial | RHS102H******TA |  | HSP-A, Single-Package Heat Pum | Heat Pump | 208 | 3 | False |  |  |  | False | Single-Speed | 98000 | 8750 | 11.2 | 10.8 | 12.5 |  | 94000 | 8348 | 3.3 | 3.3 | 53000 | 6903 | 2.25 | Federally-Regulated Commercial & Industrial Equipment | 07/19/2019 |  | 09/30/2019
Carrier Corp. - Syracuse | ICP Commercial | CHS240(H,L,S)(D,E)* | FHS240(H,L,S)**A2* | HRCU-A-CB, Split System: Heat | Heat Pump | 575 | 3 |  | False |  |  | True | Single-Speed | 222000 | 20747 | 10.7 | 10.4 | 12.5 |  | 214000 | 17919 | 3.5 | 3.2 | 130000 | 15874 | 2.4 | Federally-Regulated Commercial & Industrial Equipment | 06/03/2019 |  | 09/30/2019
Carrier Corp. - Syracuse | ICP Commercial | CHS240(H,L,S)(D,E)* | FHS240(H,L,S)**A2* | HRCU-A-CB, Split System: Heat | Heat Pump | 460 | 3 |  | False |  |  | True | Single-Speed | 222000 | 20747 | 10.7 | 10.4 | 12.5 |  | 214000 | 17919 | 3.5 | 3.2 | 130000 | 15874 | 2.4 | Federally-Regulated Commercial & Industrial Equipment | 06/03/2019 |  | 09/30/2019
Carrier Corp. - Syracuse | ICP Commercial | CHS240(H,L,S)(D,E)* | FHS240(H,L,S)**A2* | HRCU-A-CB, Split System: Heat | Heat Pump | 230 | 3 |  | False |  |  | True | Single-Speed | 222000 | 20747 | 10.7 | 10.4 | 12.5 |  | 214000 | 17919 | 3.5 | 3.2 | 130000 | 15874 | 2.4 | Federally-Regulated Commercial & Industrial Equipment | 06/03/2019 |  | 09/30/2019
Carrier Corp. - Syracuse | ICP Commercial | CHS240(H,L,S)(D,E)* | FHS240(H,L,S)**A2* | HRCU-A-CB, Split System: Heat | Heat Pump | 208 | 3 |  | False |  |  | True | Single-Speed | 222000 | 20747 | 10.7 | 10.4 | 12.5 |  | 214000 | 17919 | 3.5 | 3.2 | 130000 | 15874 | 2.4 | Federally-Regulated Commercial & Industrial Equipment | 06/03/2019 |  | 09/30/2019
Carrier Corp. - Syracuse | ICP Commercial | CHS072(H,L,S)(G,H)* | FHS072(H,L,S)A*A2* | HRCU-A-CB, Split System: Heat | Heat Pump | 575 | 3 |  | False |  |  | True | Single-Speed | 70000 | 5982 | 11.7 | 10.8 | 13.8 |  | 66000 | 5861 | 3.3 | 3.3 | 39000 | 4762 | 2.4 | Federally-Regulated Commercial & Industrial Equipment | 06/03/2019 |  | 09/30/2019
Carrier Corp. - Syracuse | ICP Commercial | CHS072(H,L,S)(G,H)* | FHS072(H,L,S)A*A2* | HRCU-A-CB, Split System: Heat | Heat Pump | 460 | 3 |  | False |  |  | True | Single-Speed | 70000 | 5982 | 11.7 | 10.8 | 13.8 |  | 66000 | 5861 | 3.3 | 3.3 | 39000 | 4762 | 2.4 | Federally-Regulated Commercial & Industrial Equipment | 06/03/2019 |  | 09/30/2019
Carrier Corp. - Syracuse | ICP Commercial | CHS072(H,L,S)(G,H)* | FHS072(H,L,S)A*A2* | HRCU-A-CB, Split System: Heat | Heat Pump | 230 | 3 |  | False |  |  | True | Single-Speed | 70000 | 5982 | 11.7 | 10.8 | 13.8 |  | 66000 | 5861 | 3.3 | 3.3 | 39000 | 4762 | 2.4 | Federally-Regulated Commercial & Industrial Equipment | 06/03/2019 |  | 09/30/2019
Carrier Corp. - Syracuse | ICP Commercial | CHS072(H,L,S)(G,H)* | FHS072(H,L,S)A*A2* | HRCU-A-CB, Split System: Heat | Heat Pump | 208 | 3 |  | False |  |  | True | Single-Speed | 70000 | 5982 | 11.7 | 10.8 | 13.8 |  | 66000 | 5861 | 3.3 | 3.3 | 39000 | 4762 | 2.4 | Federally-Regulated Commercial & Industrial Equipment | 06/03/2019 |  | 09/30/2019
Carrier Corp. - Syracuse | ICP Commercial | RHS090H******TA |  | HSP-A, Single-Package Heat Pum | Heat Pump | 230 | 3 | False |  |  |  | False | Single-Speed | 88000 | 7857 | 11.2 | 10.8 | 12.5 |  | 86000 | 7413 | 3.4 | 3.3 | 44000 | 5731 | 2.25 | Federally-Regulated Commercial & Industrial Equipment | 07/19/2019 |  | 09/30/2019
Carrier Corp. - Syracuse | ICP Commercial | RHS090H******TA |  | HSP-A, Single-Package Heat Pum | Heat Pump | 208 | 3 | False |  |  |  | False | Single-Speed | 87000 | 7767 | 11.2 | 10.8 | 12.5 |  | 86000 | 7413 | 3.4 | 3.3 | 44000 | 5731 | 2.25 | Federally-Regulated Commercial & Industrial Equipment | 07/19/2019 |  | 09/30/2019
Carrier Corp. - Syracuse | ICP Commercial | RHH(120,121)(H,L,S)******AA |  | HSP-A, Single-Package Heat Pum | Heat Pump | 575 | 3 | False |  |  |  | True | Single-Speed | 119000 | 9674 | 12.3 | 10.8 | 13 |  | 116000 | 9713 | 3.5 | 3.3 | 65000 | 7937 | 2.4 | Federally-Regulated Commercial & Industrial Equipment | 06/03/2019 |  | 09/30/2019
Carrier Corp. - Syracuse | ICP Commercial | RHH(120,121)(H,L,S)******AA |  | HSP-A, Single-Package Heat Pum | Heat Pump | 460 | 3 | False |  |  |  | True | Single-Speed | 119000 | 9674 | 12.3 | 10.8 | 13 |  | 116000 | 9713 | 3.5 | 3.3 | 65000 | 7937 | 2.4 | Federally-Regulated Commercial & Industrial Equipment | 06/03/2019 |  | 09/30/2019
Carrier Corp. - Syracuse | ICP Commercial | RHH(120,121)(H,L,S)******AA |  | HSP-A, Single-Package Heat Pum | Heat Pump | 230 | 3 | False |  |  |  | True | Single-Speed | 119000 | 9674 | 12.3 | 10.8 | 13 |  | 116000 | 9713 | 3.5 | 3.3 | 65000 | 7937 | 2.4 | Federally-Regulated Commercial & Industrial Equipment | 06/03/2019 |  | 09/30/2019
Carrier Corp. - Syracuse | ICP Commercial | RHH(120,121)(H,L,S)******AA |  | HSP-A, Single-Package Heat Pum | Heat Pump | 208 | 3 | False |  |  |  | True | Single-Speed | 119000 | 9674 | 12.3 | 10.8 | 13 |  | 116000 | 9713 | 3.5 | 3.3 | 65000 | 7937 | 2.4 | Federally-Regulated Commercial & Industrial Equipment | 06/03/2019 |  | 09/30/2019
Carrier Corp. - Syracuse | ICP Commercial | RHH073(H,L,S)*****TA |  | HSP-A, Single-Package Heat Pum | Heat Pump | 575 | 3 | False |  |  |  | True | Dual-Speed | 70000 | 5833 | 12 | 10.8 | 15.6 |  | 69000 | 5947 | 3.4 | 3.3 | 38000 | 4640 | 2.4 | Federally-Regulated Commercial & Industrial Equipment | 06/03/2019 |  | 09/30/2019
Carrier Corp. - Syracuse | ICP Commercial | RHH073(H,L,S)*****TA |  | HSP-A, Single-Package Heat Pum | Heat Pump | 460 | 3 | False |  |  |  | True | Dual-Speed | 70000 | 5833 | 12 | 10.8 | 15.6 |  | 69000 | 5947 | 3.4 | 3.3 | 38000 | 4640 | 2.4 | Federally-Regulated Commercial & Industrial Equipment | 06/03/2019 |  | 09/30/2019
Carrier Corp. - Syracuse | ICP Commercial | RHH073(H,L,S)*****TA |  | HSP-A, Single-Package Heat Pum | Heat Pump | 230 | 3 | False |  |  |  | True | Dual-Speed | 70000 | 5833 | 12 | 10.8 | 15.6 |  | 69000 | 5947 | 3.4 | 3.3 | 38000 | 4640 | 2.4 | Federally-Regulated Commercial & Industrial Equipment | 06/03/2019 |  | 09/30/2019
Carrier Corp. - Syracuse | ICP Commercial | RHH073(H,L,S)*****TA |  | HSP-A, Single-Package Heat Pum | Heat Pump | 208 | 3 | False |  |  |  | True | Dual-Speed | 70000 | 5833 | 12 | 10.8 | 15.6 |  | 69000 | 5947 | 3.4 | 3.3 | 38000 | 4640 | 2.4 | Federally-Regulated Commercial & Industrial Equipment | 06/03/2019 |  | 09/30/2019
Carrier Corp. - Syracuse | ICP Commercial | CHS091(H,L,S)(G,H)* | FHS091(H,L,S)B*A2* | HRCU-A-CB, Split System: Heat | Heat Pump | 575 | 3 |  | False |  |  | True | Single-Speed | 88000 | 8000 | 11 | 10.8 | 12.7 |  | 87000 | 7726 | 3.3 | 3.3 | 52000 | 6349 | 2.4 | Federally-Regulated Commercial & Industrial Equipment | 06/03/2019 |  | 09/30/2019
Carrier Corp. - Syracuse | ICP Commercial | CHS091(H,L,S)(G,H)* | FHS091(H,L,S)B*A2* | HRCU-A-CB, Split System: Heat | Heat Pump | 460 | 3 |  | False |  |  | True | Single-Speed | 88000 | 8000 | 11 | 10.8 | 12.7 |  | 87000 | 7726 | 3.3 | 3.3 | 52000 | 6349 | 2.4 | Federally-Regulated Commercial & Industrial Equipment | 06/03/2019 |  | 09/30/2019
Carrier Corp. - Syracuse | ICP Commercial | CHS091(H,L,S)(G,H)* | FHS091(H,L,S)B*A2* | HRCU-A-CB, Split System: Heat | Heat Pump | 230 | 3 |  | False |  |  | True | Single-Speed | 88000 | 8000 | 11 | 10.8 | 12.7 |  | 87000 | 7726 | 3.3 | 3.3 | 52000 | 6349 | 2.4 | Federally-Regulated Commercial & Industrial Equipment | 06/03/2019 |  | 09/30/2019
Carrier Corp. - Syracuse | ICP Commercial | CHS091(H,L,S)(G,H)* | FHS091(H,L,S)B*A2* | HRCU-A-CB, Split System: Heat | Heat Pump | 208 | 3 |  | False |  |  | True | Single-Speed | 88000 | 8000 | 11 | 10.8 | 12.7 |  | 87000 | 7726 | 3.3 | 3.3 | 52000 | 6349 | 2.4 | Federally-Regulated Commercial & Industrial Equipment | 06/03/2019 |  | 09/30/2019
Carrier Corp. - Syracuse | ICP Commercial | CHS072(H,L,S)(G,H)* | FHS072(H,L,S)B*A2* | HRCU-A-CB, Split System: Heat | Heat Pump | 575 | 3 |  | False |  |  | True | Single-Speed | 70000 | 5982 | 11.7 | 10.8 | 13.8 |  | 66000 | 5861 | 3.3 | 3.3 | 39000 | 4762 | 2.4 | Federally-Regulated Commercial & Industrial Equipment | 06/03/2019 |  | 09/30/2019
Carrier Corp. - Syracuse | ICP Commercial | CHS072(H,L,S)(G,H)* | FHS072(H,L,S)B*A2* | HRCU-A-CB, Split System: Heat | Heat Pump | 460 | 3 |  | False |  |  | True | Single-Speed | 70000 | 5982 | 11.7 | 10.8 | 13.8 |  | 66000 | 5861 | 3.3 | 3.3 | 39000 | 4762 | 2.4 | Federally-Regulated Commercial & Industrial Equipment | 06/03/2019 |  | 09/30/2019
Carrier Corp. - Syracuse | ICP Commercial | CHS072(H,L,S)(G,H)* | FHS072(H,L,S)B*A2* | HRCU-A-CB, Split System: Heat | Heat Pump | 230 | 3 |  | False |  |  | True | Single-Speed | 70000 | 5982 | 11.7 | 10.8 | 13.8 |  | 66000 | 5861 | 3.3 | 3.3 | 39000 | 4762 | 2.4 | Federally-Regulated Commercial & Industrial Equipment | 06/03/2019 |  | 09/30/2019
Carrier Corp. - Syracuse | ICP Commercial | CHS072(H,L,S)(G,H)* | FHS072(H,L,S)B*A2* | HRCU-A-CB, Split System: Heat | Heat Pump | 208 | 3 |  | False |  |  | True | Single-Speed | 70000 | 5982 | 11.7 | 10.8 | 13.8 |  | 66000 | 5861 | 3.3 | 3.3 | 39000 | 4762 | 2.4 | Federally-Regulated Commercial & Industrial Equipment | 06/03/2019 |  | 09/30/2019
Carrier Corp. - Syracuse | ICP Commercial | RHS(120,121)(H,L,S)******TA |  | HSP-A, Single-Package Heat Pum | Heat Pump | 575 | 3 | False |  |  |  | False | Single-Speed | 116000 | 10545 | 11 | 10.8 | 12.5 |  | 116000 | 9999 | 3.4 | 3.3 | 63000 | 8206 | 2.25 | Federally-Regulated Commercial & Industrial Equipment | 06/03/2019 |  | 09/30/2019
Carrier Corp. - Syracuse | ICP Commercial | RHS(120,121)(H,L,S)******TA |  | HSP-A, Single-Package Heat Pum | Heat Pump | 460 | 3 | False |  |  |  | False | Single-Speed | 116000 | 10545 | 11 | 10.8 | 12.5 |  | 116000 | 9999 | 3.4 | 3.3 | 63000 | 8206 | 2.25 | Federally-Regulated Commercial & Industrial Equipment | 06/03/2019 |  | 09/30/2019
Carrier Corp. - Syracuse | ICP Commercial | RHS(120,121)(H,L,S)******TA |  | HSP-A, Single-Package Heat Pum | Heat Pump | 230 | 3 | False |  |  |  | False | Single-Speed | 116000 | 10545 | 11 | 10.8 | 12.5 |  | 116000 | 9999 | 3.4 | 3.3 | 63000 | 8206 | 2.25 | Federally-Regulated Commercial & Industrial Equipment | 06/03/2019 |  | 09/30/2019
Carrier Corp. - Syracuse | ICP Commercial | RHS(120,121)(H,L,S)******TA |  | HSP-A, Single-Package Heat Pum | Heat Pump | 208 | 3 | False |  |  |  | False | Single-Speed | 116000 | 10545 | 11 | 10.8 | 12.5 |  | 116000 | 9999 | 3.4 | 3.3 | 63000 | 8206 | 2.25 | Federally-Regulated Commercial & Industrial Equipment | 06/03/2019 |  | 09/30/2019
Carrier Corp. - Syracuse | ICP Commercial | RHH102(H,L,S)******AA |  | HSP-A, Single-Package Heat Pum | Heat Pump | 575 | 3 | False |  |  |  | True | Single-Speed | 100000 | 8333 | 12 | 10.8 | 12.5 |  | 100000 | 8619 | 3.4 | 3.3 | 56000 | 7262 | 2.26 | Federally-Regulated Commercial & Industrial Equipment | 06/03/2019 |  | 09/30/2019
Carrier Corp. - Syracuse | ICP Commercial | RHH102(H,L,S)******AA |  | HSP-A, Single-Package Heat Pum | Heat Pump | 460 | 3 | False |  |  |  | True | Single-Speed | 100000 | 8333 | 12 | 10.8 | 12.5 |  | 100000 | 8619 | 3.4 | 3.3 | 56000 | 7262 | 2.26 | Federally-Regulated Commercial & Industrial Equipment | 06/03/2019 |  | 09/30/2019
Carrier Corp. - Syracuse | ICP Commercial | RHH102(H,L,S)******AA |  | HSP-A, Single-Package Heat Pum | Heat Pump | 230 | 3 | False |  |  |  | True | Single-Speed | 100000 | 8333 | 12 | 10.8 | 12.5 |  | 100000 | 8619 | 3.4 | 3.3 | 56000 | 7262 | 2.26 | Federally-Regulated Commercial & Industrial Equipment | 06/03/2019 |  | 09/30/2019
Carrier Corp. - Syracuse | ICP Commercial | RHH102(H,L,S)******AA |  | HSP-A, Single-Package Heat Pum | Heat Pump | 208 | 3 | False |  |  |  | True | Single-Speed | 100000 | 8333 | 12 | 10.8 | 12.5 |  | 100000 | 8619 | 3.4 | 3.3 | 56000 | 7262 | 2.26 | Federally-Regulated Commercial & Industrial Equipment | 06/03/2019 |  | 09/30/2019
Carrier Corp. - Syracuse | ICP Commercial | RHH102(H,L,S)******TA |  | HSP-A, Single-Package Heat Pum | Heat Pump | 575 | 3 | False |  |  |  | True | Single-Speed | 100000 | 8333 | 12 | 10.8 | 12.9 |  | 100000 | 8619 | 3.4 | 3.3 | 56000 | 7262 | 2.26 | Federally-Regulated Commercial & Industrial Equipment | 06/03/2019 |  | 09/30/2019
Carrier Corp. - Syracuse | ICP Commercial | RHH102(H,L,S)******TA |  | HSP-A, Single-Package Heat Pum | Heat Pump | 460 | 3 | False |  |  |  | True | Single-Speed | 100000 | 8333 | 12 | 10.8 | 12.9 |  | 100000 | 8619 | 3.4 | 3.3 | 56000 | 7262 | 2.26 | Federally-Regulated Commercial & Industrial Equipment | 06/03/2019 |  | 09/30/2019
Carrier Corp. - Syracuse | ICP Commercial | RHH102(H,L,S)******TA |  | HSP-A, Single-Package Heat Pum | Heat Pump | 230 | 3 | False |  |  |  | True | Single-Speed | 100000 | 8333 | 12 | 10.8 | 12.9 |  | 100000 | 8619 | 3.4 | 3.3 | 56000 | 7262 | 2.26 | Federally-Regulated Commercial & Industrial Equipment | 06/03/2019 |  | 09/30/2019
Carrier Corp. - Syracuse | ICP Commercial | RHH102(H,L,S)******TA |  | HSP-A, Single-Package Heat Pum | Heat Pump | 208 | 3 | False |  |  |  | True | Single-Speed | 100000 | 8333 | 12 | 10.8 | 12.9 |  | 100000 | 8619 | 3.4 | 3.3 | 56000 | 7262 | 2.26 | Federally-Regulated Commercial & Industrial Equipment | 06/03/2019 |  | 09/30/2019
Carrier Corp. - Syracuse | Keeprite | RHS150(H,L,S)******TA |  | HSP-A, Single-Package Heat Pum | Heat Pump | 575 | 3 | False |  |  |  | False | Single-Speed | 142000 | 13396 | 10.6 | 10.4 | 12 |  | 142000 | 13005 | 3.2 | 3.2 | 76000 | 10865 | 2.05 | Federally-Regulated Commercial & Industrial Equipment | 06/03/2019 |  | 09/30/2019
Carrier Corp. - Syracuse | Keeprite | RHS150(H,L,S)******TA |  | HSP-A, Single-Package Heat Pum | Heat Pump | 460 | 3 | False |  |  |  | False | Single-Speed | 142000 | 13396 | 10.6 | 10.4 | 12 |  | 142000 | 13005 | 3.2 | 3.2 | 76000 | 10865 | 2.05 | Federally-Regulated Commercial & Industrial Equipment | 06/03/2019 |  | 09/30/2019
Carrier Corp. - Syracuse | Keeprite | RHS150(H,L,S)******TA |  | HSP-A, Single-Package Heat Pum | Heat Pump | 230 | 3 | False |  |  |  | False | Single-Speed | 142000 | 13396 | 10.6 | 10.4 | 12 |  | 142000 | 13005 | 3.2 | 3.2 | 76000 | 10865 | 2.05 | Federally-Regulated Commercial & Industrial Equipment | 06/03/2019 |  | 09/30/2019
Carrier Corp. - Syracuse | Keeprite | RHS150(H,L,S)******TA |  | HSP-A, Single-Package Heat Pum | Heat Pump | 208 | 3 | False |  |  |  | False | Single-Speed | 142000 | 13396 | 10.6 | 10.4 | 12 |  | 142000 | 13005 | 3.2 | 3.2 | 76000 | 10865 | 2.05 | Federally-Regulated Commercial & Industrial Equipment | 06/03/2019 |  | 09/30/2019
Carrier Corp. - Syracuse | Keeprite | RHH090(H,L,S)******TA |  | HSP-A, Single-Package Heat Pum | Heat Pump | 575 | 3 | False |  |  |  | True | Single-Speed | 90000 | 7438 | 12.1 | 10.8 | 13.7 |  | 84000 | 7033 | 3.5 | 3.3 | 47000 | 5739 | 2.4 | Federally-Regulated Commercial & Industrial Equipment | 06/03/2019 |  | 09/30/2019
Carrier Corp. - Syracuse | Keeprite | RHH090(H,L,S)******TA |  | HSP-A, Single-Package Heat Pum | Heat Pump | 460 | 3 | False |  |  |  | True | Single-Speed | 90000 | 7438 | 12.1 | 10.8 | 13.7 |  | 84000 | 7033 | 3.5 | 3.3 | 47000 | 5739 | 2.4 | Federally-Regulated Commercial & Industrial Equipment | 06/03/2019 |  | 09/30/2019
Carrier Corp. - Syracuse | Keeprite | RHH090(H,L,S)******TA |  | HSP-A, Single-Package Heat Pum | Heat Pump | 230 | 3 | False |  |  |  | True | Single-Speed | 90000 | 7438 | 12.1 | 10.8 | 13.7 |  | 84000 | 7033 | 3.5 | 3.3 | 47000 | 5739 | 2.4 | Federally-Regulated Commercial & Industrial Equipment | 06/03/2019 |  | 09/30/2019
Carrier Corp. - Syracuse | Keeprite | RHH090(H,L,S)******TA |  | HSP-A, Single-Package Heat Pum | Heat Pump | 208 | 3 | False |  |  |  | True | Single-Speed | 90000 | 7438 | 12.1 | 10.8 | 13.7 |  | 84000 | 7033 | 3.5 | 3.3 | 47000 | 5739 | 2.4 | Federally-Regulated Commercial & Industrial Equipment | 06/03/2019 |  | 09/30/2019
Carrier Corp. - Syracuse | Keeprite | CHS240(H,L,S)(D,E)* | FHS240(H,L,S)**A2* | HRCU-A-CB, Split System: Heat | Heat Pump | 575 | 3 |  | False |  |  | True | Single-Speed | 222000 | 20747 | 10.7 | 10.4 | 12.5 |  | 214000 | 17919 | 3.5 | 3.2 | 130000 | 15874 | 2.4 | Federally-Regulated Commercial & Industrial Equipment | 06/03/2019 |  | 09/30/2019
Carrier Corp. - Syracuse | Keeprite | CHS240(H,L,S)(D,E)* | FHS240(H,L,S)**A2* | HRCU-A-CB, Split System: Heat | Heat Pump | 460 | 3 |  | False |  |  | True | Single-Speed | 222000 | 20747 | 10.7 | 10.4 | 12.5 |  | 214000 | 17919 | 3.5 | 3.2 | 130000 | 15874 | 2.4 | Federally-Regulated Commercial & Industrial Equipment | 06/03/2019 |  | 09/30/2019
Carrier Corp. - Syracuse | Keeprite | CHS240(H,L,S)(D,E)* | FHS240(H,L,S)**A2* | HRCU-A-CB, Split System: Heat | Heat Pump | 230 | 3 |  | False |  |  | True | Single-Speed | 222000 | 20747 | 10.7 | 10.4 | 12.5 |  | 214000 | 17919 | 3.5 | 3.2 | 130000 | 15874 | 2.4 | Federally-Regulated Commercial & Industrial Equipment | 06/03/2019 |  | 09/30/2019
Carrier Corp. - Syracuse | Keeprite | CHS240(H,L,S)(D,E)* | FHS240(H,L,S)**A2* | HRCU-A-CB, Split System: Heat | Heat Pump | 208 | 3 |  | False |  |  | True | Single-Speed | 222000 | 20747 | 10.7 | 10.4 | 12.5 |  | 214000 | 17919 | 3.5 | 3.2 | 130000 | 15874 | 2.4 | Federally-Regulated Commercial & Industrial Equipment | 06/03/2019 |  | 09/30/2019
Carrier Corp. - Syracuse | Keeprite | CHS072(H,L,S)(G,H)* | FHS072(H,L,S)A*A2* | HRCU-A-CB, Split System: Heat | Heat Pump | 575 | 3 |  | False |  |  | True | Single-Speed | 70000 | 5982 | 11.7 | 10.8 | 13.8 |  | 66000 | 5861 | 3.3 | 3.3 | 39000 | 4762 | 2.4 | Federally-Regulated Commercial & Industrial Equipment | 06/03/2019 |  | 09/30/2019
Carrier Corp. - Syracuse | Keeprite | CHS072(H,L,S)(G,H)* | FHS072(H,L,S)A*A2* | HRCU-A-CB, Split System: Heat | Heat Pump | 460 | 3 |  | False |  |  | True | Single-Speed | 70000 | 5982 | 11.7 | 10.8 | 13.8 |  | 66000 | 5861 | 3.3 | 3.3 | 39000 | 4762 | 2.4 | Federally-Regulated Commercial & Industrial Equipment | 06/03/2019 |  | 09/30/2019
Carrier Corp. - Syracuse | Keeprite | CHS072(H,L,S)(G,H)* | FHS072(H,L,S)A*A2* | HRCU-A-CB, Split System: Heat | Heat Pump | 230 | 3 |  | False |  |  | True | Single-Speed | 70000 | 5982 | 11.7 | 10.8 | 13.8 |  | 66000 | 5861 | 3.3 | 3.3 | 39000 | 4762 | 2.4 | Federally-Regulated Commercial & Industrial Equipment | 06/03/2019 |  | 09/30/2019
Carrier Corp. - Syracuse | Keeprite | CHS072(H,L,S)(G,H)* | FHS072(H,L,S)A*A2* | HRCU-A-CB, Split System: Heat | Heat Pump | 208 | 3 |  | False |  |  | True | Single-Speed | 70000 | 5982 | 11.7 | 10.8 | 13.8 |  | 66000 | 5861 | 3.3 | 3.3 | 39000 | 4762 | 2.4 | Federally-Regulated Commercial & Industrial Equipment | 06/03/2019 |  | 09/30/2019
Carrier Corp. - Syracuse | Keeprite | CHS072(H,L,S)(A,B)** | FHS091(M,S,K)**A0** | HRCU-A-CB, Split System: Heat | Heat Pump | 575 | 3 |  | False |  |  | True | Single-Speed | 72000 | 6000 | 12 | 10.8 | 13.2 |  | 68000 | 5386 | 3.7 | 3.3 | 39000 | 4571 | 2.5 | Federally-Regulated Commercial & Industrial Equipment | 06/03/2019 |  | 09/30/2019
Carrier Corp. - Syracuse | Keeprite | CHS072(H,L,S)(A,B)** | FHS091(M,S,K)**A0** | HRCU-A-CB, Split System: Heat | Heat Pump | 460 | 3 |  | False |  |  | True | Single-Speed | 72000 | 6000 | 12 | 10.8 | 13.2 |  | 68000 | 5386 | 3.7 | 3.3 | 39000 | 4571 | 2.5 | Federally-Regulated Commercial & Industrial Equipment | 06/03/2019 |  | 09/30/2019
Carrier Corp. - Syracuse | Keeprite | CHS072(H,L,S)(A,B)** | FHS091(M,S,K)**A0** | HRCU-A-CB, Split System: Heat | Heat Pump | 230 | 3 |  | False |  |  | True | Single-Speed | 72000 | 6000 | 12 | 10.8 | 13.2 |  | 68000 | 5386 | 3.7 | 3.3 | 39000 | 4571 | 2.5 | Federally-Regulated Commercial & Industrial Equipment | 06/03/2019 |  | 09/30/2019
Carrier Corp. - Syracuse | Keeprite | CHS072(H,L,S)(A,B)** | FHS091(M,S,K)**A0** | HRCU-A-CB, Split System: Heat | Heat Pump | 208 | 3 |  | False |  |  | True | Single-Speed | 72000 | 6000 | 12 | 10.8 | 13.2 |  | 68000 | 5386 | 3.7 | 3.3 | 39000 | 4571 | 2.5 | Federally-Regulated Commercial & Industrial Equipment | 06/03/2019 |  | 09/30/2019
Carrier Corp. - Syracuse | Keeprite | RHH102(H,L,S)******AA |  | HSP-A, Single-Package Heat Pum | Heat Pump | 575 | 3 | False |  |  |  | True | Single-Speed | 100000 | 8333 | 12 | 10.8 | 12.5 |  | 100000 | 8619 | 3.4 | 3.3 | 56000 | 7262 | 2.26 | Federally-Regulated Commercial & Industrial Equipment | 06/03/2019 |  | 09/30/2019
Carrier Corp. - Syracuse | Keeprite | RHH102(H,L,S)******AA |  | HSP-A, Single-Package Heat Pum | Heat Pump | 460 | 3 | False |  |  |  | True | Single-Speed | 100000 | 8333 | 12 | 10.8 | 12.5 |  | 100000 | 8619 | 3.4 | 3.3 | 56000 | 7262 | 2.26 | Federally-Regulated Commercial & Industrial Equipment | 06/03/2019 |  | 09/30/2019
Carrier Corp. - Syracuse | Keeprite | RHH102(H,L,S)******AA |  | HSP-A, Single-Package Heat Pum | Heat Pump | 230 | 3 | False |  |  |  | True | Single-Speed | 100000 | 8333 | 12 | 10.8 | 12.5 |  | 100000 | 8619 | 3.4 | 3.3 | 56000 | 7262 | 2.26 | Federally-Regulated Commercial & Industrial Equipment | 06/03/2019 |  | 09/30/2019
Carrier Corp. - Syracuse | Keeprite | RHH102(H,L,S)******AA |  | HSP-A, Single-Package Heat Pum | Heat Pump | 208 | 3 | False |  |  |  | True | Single-Speed | 100000 | 8333 | 12 | 10.8 | 12.5 |  | 100000 | 8619 | 3.4 | 3.3 | 56000 | 7262 | 2.26 | Federally-Regulated Commercial & Industrial Equipment | 06/03/2019 |  | 09/30/2019
Carrier Corp. - Syracuse | Keeprite | CHS091(H,L,S)(G,H)* | FHS091(H,L,S)B*A2* | HRCU-A-CB, Split System: Heat | Heat Pump | 575 | 3 |  | False |  |  | True | Single-Speed | 88000 | 8000 | 11 | 10.8 | 12.7 |  | 87000 | 7726 | 3.3 | 3.3 | 52000 | 6349 | 2.4 | Federally-Regulated Commercial & Industrial Equipment | 06/03/2019 |  | 09/30/2019
Carrier Corp. - Syracuse | Keeprite | CHS091(H,L,S)(G,H)* | FHS091(H,L,S)B*A2* | HRCU-A-CB, Split System: Heat | Heat Pump | 460 | 3 |  | False |  |  | True | Single-Speed | 88000 | 8000 | 11 | 10.8 | 12.7 |  | 87000 | 7726 | 3.3 | 3.3 | 52000 | 6349 | 2.4 | Federally-Regulated Commercial & Industrial Equipment | 06/03/2019 |  | 09/30/2019
Carrier Corp. - Syracuse | Keeprite | CHS091(H,L,S)(G,H)* | FHS091(H,L,S)B*A2* | HRCU-A-CB, Split System: Heat | Heat Pump | 230 | 3 |  | False |  |  | True | Single-Speed | 88000 | 8000 | 11 | 10.8 | 12.7 |  | 87000 | 7726 | 3.3 | 3.3 | 52000 | 6349 | 2.4 | Federally-Regulated Commercial & Industrial Equipment | 06/03/2019 |  | 09/30/2019
Carrier Corp. - Syracuse | Keeprite | CHS091(H,L,S)(G,H)* | FHS091(H,L,S)B*A2* | HRCU-A-CB, Split System: Heat | Heat Pump | 208 | 3 |  | False |  |  | True | Single-Speed | 88000 | 8000 | 11 | 10.8 | 12.7 |  | 87000 | 7726 | 3.3 | 3.3 | 52000 | 6349 | 2.4 | Federally-Regulated Commercial & Industrial Equipment | 06/03/2019 |  | 09/30/2019
Carrier Corp. - Syracuse | Keeprite | RHH(120,121)(H,L,S)******AA |  | HSP-A, Single-Package Heat Pum | Heat Pump | 575 | 3 | False |  |  |  | True | Single-Speed | 119000 | 9674 | 12.3 | 10.8 | 13 |  | 116000 | 9713 | 3.5 | 3.3 | 65000 | 7937 | 2.4 | Federally-Regulated Commercial & Industrial Equipment | 06/03/2019 |  | 09/30/2019
Carrier Corp. - Syracuse | Keeprite | RHH(120,121)(H,L,S)******AA |  | HSP-A, Single-Package Heat Pum | Heat Pump | 460 | 3 | False |  |  |  | True | Single-Speed | 119000 | 9674 | 12.3 | 10.8 | 13 |  | 116000 | 9713 | 3.5 | 3.3 | 65000 | 7937 | 2.4 | Federally-Regulated Commercial & Industrial Equipment | 06/03/2019 |  | 09/30/2019
Carrier Corp. - Syracuse | Keeprite | RHH(120,121)(H,L,S)******AA |  | HSP-A, Single-Package Heat Pum | Heat Pump | 230 | 3 | False |  |  |  | True | Single-Speed | 119000 | 9674 | 12.3 | 10.8 | 13 |  | 116000 | 9713 | 3.5 | 3.3 | 65000 | 7937 | 2.4 | Federally-Regulated Commercial & Industrial Equipment | 06/03/2019 |  | 09/30/2019
Carrier Corp. - Syracuse | Keeprite | RHH(120,121)(H,L,S)******AA |  | HSP-A, Single-Package Heat Pum | Heat Pump | 208 | 3 | False |  |  |  | True | Single-Speed | 119000 | 9674 | 12.3 | 10.8 | 13 |  | 116000 | 9713 | 3.5 | 3.3 | 65000 | 7937 | 2.4 | Federally-Regulated Commercial & Industrial Equipment | 06/03/2019 |  | 09/30/2019
Carrier Corp. - Syracuse | Keeprite | CHS180(H,L,S)(D,E)* | FHS180(H,L,S)**A2* | HRCU-A-CB, Split System: Heat | Heat Pump | 575 | 3 |  | False |  |  | True | Single-Speed | 178000 | 16792 | 10.6 | 10.4 | 12.5 |  | 178000 | 15343 | 3.4 | 3.2 | 108000 | 13188 | 2.4 | Federally-Regulated Commercial & Industrial Equipment | 06/03/2019 |  | 09/30/2019
Carrier Corp. - Syracuse | Keeprite | CHS180(H,L,S)(D,E)* | FHS180(H,L,S)**A2* | HRCU-A-CB, Split System: Heat | Heat Pump | 460 | 3 |  | False |  |  | True | Single-Speed | 178000 | 16792 | 10.6 | 10.4 | 12.5 |  | 178000 | 15343 | 3.4 | 3.2 | 108000 | 13188 | 2.4 | Federally-Regulated Commercial & Industrial Equipment | 06/03/2019 |  | 09/30/2019
Carrier Corp. - Syracuse | Keeprite | CHS180(H,L,S)(D,E)* | FHS180(H,L,S)**A2* | HRCU-A-CB, Split System: Heat | Heat Pump | 230 | 3 |  | False |  |  | True | Single-Speed | 178000 | 16792 | 10.6 | 10.4 | 12.5 |  | 178000 | 15343 | 3.4 | 3.2 | 108000 | 13188 | 2.4 | Federally-Regulated Commercial & Industrial Equipment | 06/03/2019 |  | 09/30/2019
Carrier Corp. - Syracuse | Keeprite | CHS180(H,L,S)(D,E)* | FHS180(H,L,S)**A2* | HRCU-A-CB, Split System: Heat | Heat Pump | 208 | 3 |  | False |  |  | True | Single-Speed | 178000 | 16792 | 10.6 | 10.4 | 12.5 |  | 178000 | 15343 | 3.4 | 3.2 | 108000 | 13188 | 2.4 | Federally-Regulated Commercial & Industrial Equipment | 06/03/2019 |  | 09/30/2019
Carrier Corp. - Syracuse | Keeprite | RHH(120,121)(H,L,S)******TA |  | HSP-A, Single-Package Heat Pum | Heat Pump | 575 | 3 | False |  |  |  | True | Single-Speed | 119000 | 9674 | 12.3 | 10.8 | 13.6 |  | 116000 | 9713 | 3.5 | 3.3 | 65000 | 7937 | 2.4 | Federally-Regulated Commercial & Industrial Equipment | 06/03/2019 |  | 09/30/2019
Carrier Corp. - Syracuse | Keeprite | RHH(120,121)(H,L,S)******TA |  | HSP-A, Single-Package Heat Pum | Heat Pump | 460 | 3 | False |  |  |  | True | Single-Speed | 119000 | 9674 | 12.3 | 10.8 | 13.6 |  | 116000 | 9713 | 3.5 | 3.3 | 65000 | 7937 | 2.4 | Federally-Regulated Commercial & Industrial Equipment | 06/03/2019 |  | 09/30/2019
Carrier Corp. - Syracuse | Keeprite | RHH(120,121)(H,L,S)******TA |  | HSP-A, Single-Package Heat Pum | Heat Pump | 230 | 3 | False |  |  |  | True | Single-Speed | 119000 | 9674 | 12.3 | 10.8 | 13.6 |  | 116000 | 9713 | 3.5 | 3.3 | 65000 | 7937 | 2.4 | Federally-Regulated Commercial & Industrial Equipment | 06/03/2019 |  | 09/30/2019
Carrier Corp. - Syracuse | Keeprite | RHH(120,121)(H,L,S)******TA |  | HSP-A, Single-Package Heat Pum | Heat Pump | 208 | 3 | False |  |  |  | True | Single-Speed | 119000 | 9674 | 12.3 | 10.8 | 13.6 |  | 116000 | 9713 | 3.5 | 3.3 | 65000 | 7937 | 2.4 | Federally-Regulated Commercial & Industrial Equipment | 06/03/2019 |  | 09/30/2019
Carrier Corp. - Syracuse | Keeprite | CHS091(H,L,S)(A,B)* | FHS091(H,L,S)**A2* | HRCU-A-CB, Split System: Heat | Heat Pump | 575 | 3 |  | False |  |  | True | Single-Speed | 88000 | 8000 | 11 | 10.8 | 12.4 |  | 86000 | 7637 | 3.3 | 3.3 | 51000 | 6227 | 2.4 | Federally-Regulated Commercial & Industrial Equipment | 06/03/2019 |  | 09/30/2019
Carrier Corp. - Syracuse | Keeprite | CHS091(H,L,S)(A,B)* | FHS091(H,L,S)**A2* | HRCU-A-CB, Split System: Heat | Heat Pump | 460 | 3 |  | False |  |  | True | Single-Speed | 88000 | 8000 | 11 | 10.8 | 12.4 |  | 86000 | 7637 | 3.3 | 3.3 | 51000 | 6227 | 2.4 | Federally-Regulated Commercial & Industrial Equipment | 06/03/2019 |  | 09/30/2019
Carrier Corp. - Syracuse | Keeprite | CHS091(H,L,S)(A,B)* | FHS091(H,L,S)**A2* | HRCU-A-CB, Split System: Heat | Heat Pump | 230 | 3 |  | False |  |  | True | Single-Speed | 88000 | 8000 | 11 | 10.8 | 12.4 |  | 86000 | 7637 | 3.3 | 3.3 | 51000 | 6227 | 2.4 | Federally-Regulated Commercial & Industrial Equipment | 06/03/2019 |  | 09/30/2019
Carrier Corp. - Syracuse | Keeprite | CHS091(H,L,S)(A,B)* | FHS091(H,L,S)**A2* | HRCU-A-CB, Split System: Heat | Heat Pump | 208 | 3 |  | False |  |  | True | Single-Speed | 88000 | 8000 | 11 | 10.8 | 12.4 |  | 86000 | 7637 | 3.3 | 3.3 | 51000 | 6227 | 2.4 | Federally-Regulated Commercial & Industrial Equipment | 06/03/2019 |  | 09/30/2019
Carrier Corp. - Syracuse | Keeprite | RHS090H******TA |  | HSP-A, Single-Package Heat Pum | Heat Pump | 230 | 3 | False |  |  |  | False | Single-Speed | 88000 | 7857 | 11.2 | 10.8 | 12.5 |  | 86000 | 7413 | 3.4 | 3.3 | 44000 | 5731 | 2.25 | Federally-Regulated Commercial & Industrial Equipment | 07/19/2019 |  | 09/30/2019
Carrier Corp. - Syracuse | Keeprite | RHS090H******TA |  | HSP-A, Single-Package Heat Pum | Heat Pump | 208 | 3 | False |  |  |  | False | Single-Speed | 87000 | 7767 | 11.2 | 10.8 | 12.5 |  | 86000 | 7413 | 3.4 | 3.3 | 44000 | 5731 | 2.25 | Federally-Regulated Commercial & Industrial Equipment | 07/19/2019 |  | 09/30/2019
Carrier Corp. - Syracuse | Keeprite | RHH102(H,L,S)******TA |  | HSP-A, Single-Package Heat Pum | Heat Pump | 575 | 3 | False |  |  |  | True | Single-Speed | 100000 | 8333 | 12 | 10.8 | 12.9 |  | 100000 | 8619 | 3.4 | 3.3 | 56000 | 7262 | 2.26 | Federally-Regulated Commercial & Industrial Equipment | 06/03/2019 |  | 09/30/2019
Carrier Corp. - Syracuse | Keeprite | RHH102(H,L,S)******TA |  | HSP-A, Single-Package Heat Pum | Heat Pump | 460 | 3 | False |  |  |  | True | Single-Speed | 100000 | 8333 | 12 | 10.8 | 12.9 |  | 100000 | 8619 | 3.4 | 3.3 | 56000 | 7262 | 2.26 | Federally-Regulated Commercial & Industrial Equipment | 06/03/2019 |  | 09/30/2019
Carrier Corp. - Syracuse | Keeprite | RHH102(H,L,S)******TA |  | HSP-A, Single-Package Heat Pum | Heat Pump | 230 | 3 | False |  |  |  | True | Single-Speed | 100000 | 8333 | 12 | 10.8 | 12.9 |  | 100000 | 8619 | 3.4 | 3.3 | 56000 | 7262 | 2.26 | Federally-Regulated Commercial & Industrial Equipment | 06/03/2019 |  | 09/30/2019
Carrier Corp. - Syracuse | Keeprite | RHH102(H,L,S)******TA |  | HSP-A, Single-Package Heat Pum | Heat Pump | 208 | 3 | False |  |  |  | True | Single-Speed | 100000 | 8333 | 12 | 10.8 | 12.9 |  | 100000 | 8619 | 3.4 | 3.3 | 56000 | 7262 | 2.26 | Federally-Regulated Commercial & Industrial Equipment | 06/03/2019 |  | 09/30/2019
Carrier Corp. - Syracuse | Keeprite | CHS091(H,L,S)(A,B)* | FHS091(M,S,K)**A0* | HRCU-A-CB, Split System: Heat | Heat Pump | 575 | 3 |  | False |  |  | True | Single-Speed | 88000 | 8000 | 11 | 10.8 | 12.2 |  | 86000 | 7637 | 3.3 | 3.3 | 51000 | 6227 | 2.4 | Federally-Regulated Commercial & Industrial Equipment | 06/03/2019 |  | 09/30/2019
Carrier Corp. - Syracuse | Keeprite | CHS091(H,L,S)(A,B)* | FHS091(M,S,K)**A0* | HRCU-A-CB, Split System: Heat | Heat Pump | 460 | 3 |  | False |  |  | True | Single-Speed | 88000 | 8000 | 11 | 10.8 | 12.2 |  | 86000 | 7637 | 3.3 | 3.3 | 51000 | 6227 | 2.4 | Federally-Regulated Commercial & Industrial Equipment | 06/03/2019 |  | 09/30/2019
Carrier Corp. - Syracuse | Keeprite | CHS091(H,L,S)(A,B)* | FHS091(M,S,K)**A0* | HRCU-A-CB, Split System: Heat | Heat Pump | 230 | 3 |  | False |  |  | True | Single-Speed | 88000 | 8000 | 11 | 10.8 | 12.2 |  | 86000 | 7637 | 3.3 | 3.3 | 51000 | 6227 | 2.4 | Federally-Regulated Commercial & Industrial Equipment | 06/03/2019 |  | 09/30/2019
Carrier Corp. - Syracuse | Keeprite | CHS091(H,L,S)(A,B)* | FHS091(M,S,K)**A0* | HRCU-A-CB, Split System: Heat | Heat Pump | 208 | 3 |  | False |  |  | True | Single-Speed | 88000 | 8000 | 11 | 10.8 | 12.2 |  | 86000 | 7637 | 3.3 | 3.3 | 51000 | 6227 | 2.4 | Federally-Regulated Commercial & Industrial Equipment | 06/03/2019 |  | 09/30/2019
Carrier Corp. - Syracuse | Keeprite | RHH073(H,L,S)*****TA |  | HSP-A, Single-Package Heat Pum | Heat Pump | 575 | 3 | False |  |  |  | True | Dual-Speed | 70000 | 5833 | 12 | 10.8 | 15.6 |  | 69000 | 5947 | 3.4 | 3.3 | 38000 | 4640 | 2.4 | Federally-Regulated Commercial & Industrial Equipment | 06/03/2019 |  | 09/30/2019
Carrier Corp. - Syracuse | Keeprite | RHH073(H,L,S)*****TA |  | HSP-A, Single-Package Heat Pum | Heat Pump | 460 | 3 | False |  |  |  | True | Dual-Speed | 70000 | 5833 | 12 | 10.8 | 15.6 |  | 69000 | 5947 | 3.4 | 3.3 | 38000 | 4640 | 2.4 | Federally-Regulated Commercial & Industrial Equipment | 06/03/2019 |  | 09/30/2019
Carrier Corp. - Syracuse | Keeprite | RHH073(H,L,S)*****TA |  | HSP-A, Single-Package Heat Pum | Heat Pump | 230 | 3 | False |  |  |  | True | Dual-Speed | 70000 | 5833 | 12 | 10.8 | 15.6 |  | 69000 | 5947 | 3.4 | 3.3 | 38000 | 4640 | 2.4 | Federally-Regulated Commercial & Industrial Equipment | 06/03/2019 |  | 09/30/2019
Carrier Corp. - Syracuse | Keeprite | RHH073(H,L,S)*****TA |  | HSP-A, Single-Package Heat Pum | Heat Pump | 208 | 3 | False |  |  |  | True | Dual-Speed | 70000 | 5833 | 12 | 10.8 | 15.6 |  | 69000 | 5947 | 3.4 | 3.3 | 38000 | 4640 | 2.4 | Federally-Regulated Commercial & Industrial Equipment | 06/03/2019 |  | 09/30/2019
Carrier Corp. - Syracuse | Keeprite | CHS072(H,L,S)(G,H)* | FHS072(H,L,S)B*A2* | HRCU-A-CB, Split System: Heat | Heat Pump | 575 | 3 |  | False |  |  | True | Single-Speed | 70000 | 5982 | 11.7 | 10.8 | 13.8 |  | 66000 | 5861 | 3.3 | 3.3 | 39000 | 4762 | 2.4 | Federally-Regulated Commercial & Industrial Equipment | 06/03/2019 |  | 09/30/2019
Carrier Corp. - Syracuse | Keeprite | CHS072(H,L,S)(G,H)* | FHS072(H,L,S)B*A2* | HRCU-A-CB, Split System: Heat | Heat Pump | 460 | 3 |  | False |  |  | True | Single-Speed | 70000 | 5982 | 11.7 | 10.8 | 13.8 |  | 66000 | 5861 | 3.3 | 3.3 | 39000 | 4762 | 2.4 | Federally-Regulated Commercial & Industrial Equipment | 06/03/2019 |  | 09/30/2019
Carrier Corp. - Syracuse | Keeprite | CHS072(H,L,S)(G,H)* | FHS072(H,L,S)B*A2* | HRCU-A-CB, Split System: Heat | Heat Pump | 230 | 3 |  | False |  |  | True | Single-Speed | 70000 | 5982 | 11.7 | 10.8 | 13.8 |  | 66000 | 5861 | 3.3 | 3.3 | 39000 | 4762 | 2.4 | Federally-Regulated Commercial & Industrial Equipment | 06/03/2019 |  | 09/30/2019
Carrier Corp. - Syracuse | Keeprite | CHS072(H,L,S)(G,H)* | FHS072(H,L,S)B*A2* | HRCU-A-CB, Split System: Heat | Heat Pump | 208 | 3 |  | False |  |  | True | Single-Speed | 70000 | 5982 | 11.7 | 10.8 | 13.8 |  | 66000 | 5861 | 3.3 | 3.3 | 39000 | 4762 | 2.4 | Federally-Regulated Commercial & Industrial Equipment | 06/03/2019 |  | 09/30/2019
Carrier Corp. - Syracuse | Keeprite | RHH090(H,L,S)******AA |  | HSP-A, Single-Package Heat Pum | Heat Pump | 575 | 3 | False |  |  |  | True | Single-Speed | 90000 | 7438 | 12.1 | 10.8 | 12.9 |  | 84000 | 7033 | 3.5 | 3.3 | 47000 | 5739 | 2.4 | Federally-Regulated Commercial & Industrial Equipment | 06/03/2019 |  | 09/30/2019
Carrier Corp. - Syracuse | Keeprite | RHH090(H,L,S)******AA |  | HSP-A, Single-Package Heat Pum | Heat Pump | 460 | 3 | False |  |  |  | True | Single-Speed | 90000 | 7438 | 12.1 | 10.8 | 12.9 |  | 84000 | 7033 | 3.5 | 3.3 | 47000 | 5739 | 2.4 | Federally-Regulated Commercial & Industrial Equipment | 06/03/2019 |  | 09/30/2019
Carrier Corp. - Syracuse | Keeprite | RHH090(H,L,S)******AA |  | HSP-A, Single-Package Heat Pum | Heat Pump | 230 | 3 | False |  |  |  | True | Single-Speed | 90000 | 7438 | 12.1 | 10.8 | 12.9 |  | 84000 | 7033 | 3.5 | 3.3 | 47000 | 5739 | 2.4 | Federally-Regulated Commercial & Industrial Equipment | 06/03/2019 |  | 09/30/2019
Carrier Corp. - Syracuse | Keeprite | RHH090(H,L,S)******AA |  | HSP-A, Single-Package Heat Pum | Heat Pump | 208 | 3 | False |  |  |  | True | Single-Speed | 90000 | 7438 | 12.1 | 10.8 | 12.9 |  | 84000 | 7033 | 3.5 | 3.3 | 47000 | 5739 | 2.4 | Federally-Regulated Commercial & Industrial Equipment | 06/03/2019 |  | 09/30/2019
Carrier Corp. - Syracuse | Keeprite | CHS121(H,L,S)(G,H)* | FHS120(H,L,S)**A2* | HRCU-A-CB, Split System: Heat | Heat Pump | 575 | 3 |  | False |  |  | True | Single-Speed | 112000 | 10181 | 11 | 10.8 | 13.8 |  | 106000 | 9413 | 3.3 | 3.3 | 66000 | 8059 | 2.4 | Federally-Regulated Commercial & Industrial Equipment | 06/03/2019 |  | 09/30/2019
Carrier Corp. - Syracuse | Keeprite | CHS121(H,L,S)(G,H)* | FHS120(H,L,S)**A2* | HRCU-A-CB, Split System: Heat | Heat Pump | 460 | 3 |  | False |  |  | True | Single-Speed | 112000 | 10181 | 11 | 10.8 | 13.8 |  | 106000 | 9413 | 3.3 | 3.3 | 66000 | 8059 | 2.4 | Federally-Regulated Commercial & Industrial Equipment | 06/03/2019 |  | 09/30/2019
Carrier Corp. - Syracuse | Keeprite | CHS121(H,L,S)(G,H)* | FHS120(H,L,S)**A2* | HRCU-A-CB, Split System: Heat | Heat Pump | 230 | 3 |  | False |  |  | True | Single-Speed | 112000 | 10181 | 11 | 10.8 | 13.8 |  | 106000 | 9413 | 3.3 | 3.3 | 66000 | 8059 | 2.4 | Federally-Regulated Commercial & Industrial Equipment | 06/03/2019 |  | 09/30/2019
Carrier Corp. - Syracuse | Keeprite | CHS121(H,L,S)(G,H)* | FHS120(H,L,S)**A2* | HRCU-A-CB, Split System: Heat | Heat Pump | 208 | 3 |  | False |  |  | True | Single-Speed | 112000 | 10181 | 11 | 10.8 | 13.8 |  | 106000 | 9413 | 3.3 | 3.3 | 66000 | 8059 | 2.4 | Federally-Regulated Commercial & Industrial Equipment | 06/03/2019 |  | 09/30/2019
Carrier Corp. - Syracuse | Keeprite | CHS091(H,L,S)(G,H)* | FHS091(H,L,S)A*A2* | HRCU-A-CB, Split System: Heat | Heat Pump | 575 | 3 |  | False |  |  | True | Single-Speed | 88000 | 8000 | 11 | 10.8 | 12.7 |  | 87000 | 7726 | 3.3 | 3.3 | 52000 | 6349 | 2.4 | Federally-Regulated Commercial & Industrial Equipment | 06/03/2019 |  | 09/30/2019
Carrier Corp. - Syracuse | Keeprite | CHS091(H,L,S)(G,H)* | FHS091(H,L,S)A*A2* | HRCU-A-CB, Split System: Heat | Heat Pump | 460 | 3 |  | False |  |  | True | Single-Speed | 88000 | 8000 | 11 | 10.8 | 12.7 |  | 87000 | 7726 | 3.3 | 3.3 | 52000 | 6349 | 2.4 | Federally-Regulated Commercial & Industrial Equipment | 06/03/2019 |  | 09/30/2019
Carrier Corp. - Syracuse | Keeprite | CHS091(H,L,S)(G,H)* | FHS091(H,L,S)A*A2* | HRCU-A-CB, Split System: Heat | Heat Pump | 230 | 3 |  | False |  |  | True | Single-Speed | 88000 | 8000 | 11 | 10.8 | 12.7 |  | 87000 | 7726 | 3.3 | 3.3 | 52000 | 6349 | 2.4 | Federally-Regulated Commercial & Industrial Equipment | 06/03/2019 |  | 09/30/2019
Carrier Corp. - Syracuse | Keeprite | CHS091(H,L,S)(G,H)* | FHS091(H,L,S)A*A2* | HRCU-A-CB, Split System: Heat | Heat Pump | 208 | 3 |  | False |  |  | True | Single-Speed | 88000 | 8000 | 11 | 10.8 | 12.7 |  | 87000 | 7726 | 3.3 | 3.3 | 52000 | 6349 | 2.4 | Federally-Regulated Commercial & Industrial Equipment | 06/03/2019 |  | 09/30/2019
Carrier Corp. - Syracuse | Keeprite | CHS072(H,L,S)(A,B)** | FHS072(M,S,K)**A0** | HRCU-A-CB, Split System: Heat | Heat Pump | 575 | 3 |  | False |  |  | True | Single-Speed | 70000 | 6363 | 11 | 10.8 | 12.6 |  | 65000 | 5772 | 3.3 | 3.3 | 39000 | 4762 | 2.4 | Federally-Regulated Commercial & Industrial Equipment | 06/03/2019 |  | 09/30/2019
Carrier Corp. - Syracuse | Keeprite | CHS072(H,L,S)(A,B)** | FHS072(M,S,K)**A0** | HRCU-A-CB, Split System: Heat | Heat Pump | 460 | 3 |  | False |  |  | True | Single-Speed | 70000 | 6363 | 11 | 10.8 | 12.6 |  | 65000 | 5772 | 3.3 | 3.3 | 39000 | 4762 | 2.4 | Federally-Regulated Commercial & Industrial Equipment | 06/03/2019 |  | 09/30/2019
Carrier Corp. - Syracuse | Keeprite | CHS072(H,L,S)(A,B)** | FHS072(M,S,K)**A0** | HRCU-A-CB, Split System: Heat | Heat Pump | 230 | 3 |  | False |  |  | True | Single-Speed | 70000 | 6363 | 11 | 10.8 | 12.6 |  | 65000 | 5772 | 3.3 | 3.3 | 39000 | 4762 | 2.4 | Federally-Regulated Commercial & Industrial Equipment | 06/03/2019 |  | 09/30/2019
Carrier Corp. - Syracuse | Keeprite | CHS072(H,L,S)(A,B)** | FHS072(M,S,K)**A0** | HRCU-A-CB, Split System: Heat | Heat Pump | 208 | 3 |  | False |  |  | True | Single-Speed | 70000 | 6363 | 11 | 10.8 | 12.6 |  | 65000 | 5772 | 3.3 | 3.3 | 39000 | 4762 | 2.4 | Federally-Regulated Commercial & Industrial Equipment | 06/03/2019 |  | 09/30/2019
Carrier Corp. - Syracuse | Keeprite | RHS(120,121)(H,L,S)******TA |  | HSP-A, Single-Package Heat Pum | Heat Pump | 575 | 3 | False |  |  |  | False | Single-Speed | 116000 | 10545 | 11 | 10.8 | 12.5 |  | 116000 | 9999 | 3.4 | 3.3 | 63000 | 8206 | 2.25 | Federally-Regulated Commercial & Industrial Equipment | 06/03/2019 |  | 09/30/2019
Carrier Corp. - Syracuse | Keeprite | RHS(120,121)(H,L,S)******TA |  | HSP-A, Single-Package Heat Pum | Heat Pump | 460 | 3 | False |  |  |  | False | Single-Speed | 116000 | 10545 | 11 | 10.8 | 12.5 |  | 116000 | 9999 | 3.4 | 3.3 | 63000 | 8206 | 2.25 | Federally-Regulated Commercial & Industrial Equipment | 06/03/2019 |  | 09/30/2019
Carrier Corp. - Syracuse | Keeprite | RHS(120,121)(H,L,S)******TA |  | HSP-A, Single-Package Heat Pum | Heat Pump | 230 | 3 | False |  |  |  | False | Single-Speed | 116000 | 10545 | 11 | 10.8 | 12.5 |  | 116000 | 9999 | 3.4 | 3.3 | 63000 | 8206 | 2.25 | Federally-Regulated Commercial & Industrial Equipment | 06/03/2019 |  | 09/30/2019
Carrier Corp. - Syracuse | Keeprite | RHS(120,121)(H,L,S)******TA |  | HSP-A, Single-Package Heat Pum | Heat Pump | 208 | 3 | False |  |  |  | False | Single-Speed | 116000 | 10545 | 11 | 10.8 | 12.5 |  | 116000 | 9999 | 3.4 | 3.3 | 63000 | 8206 | 2.25 | Federally-Regulated Commercial & Industrial Equipment | 06/03/2019 |  | 09/30/2019
Carrier Corp. - Syracuse | Keeprite | RHS102H******TA |  | HSP-A, Single-Package Heat Pum | Heat Pump | 208 | 3 | False |  |  |  | False | Single-Speed | 98000 | 8750 | 11.2 | 10.8 | 12.5 |  | 94000 | 8348 | 3.3 | 3.3 | 53000 | 6903 | 2.25 | Federally-Regulated Commercial & Industrial Equipment | 07/19/2019 |  | 09/30/2019
Carrier Corp. - Syracuse | Keeprite | RHH073(H,L,S)*****AA |  | HSP-A, Single-Package Heat Pum | Heat Pump | 575 | 3 | False |  |  |  | True | Dual-Speed | 70000 | 5833 | 12 | 10.8 | 14 |  | 69000 | 5947 | 3.4 | 3.3 | 38000 | 4640 | 2.4 | Federally-Regulated Commercial & Industrial Equipment | 06/03/2019 |  | 09/30/2019
Carrier Corp. - Syracuse | Keeprite | RHH073(H,L,S)*****AA |  | HSP-A, Single-Package Heat Pum | Heat Pump | 460 | 3 | False |  |  |  | True | Dual-Speed | 70000 | 5833 | 12 | 10.8 | 14 |  | 69000 | 5947 | 3.4 | 3.3 | 38000 | 4640 | 2.4 | Federally-Regulated Commercial & Industrial Equipment | 06/03/2019 |  | 09/30/2019
Carrier Corp. - Syracuse | Keeprite | RHH073(H,L,S)*****AA |  | HSP-A, Single-Package Heat Pum | Heat Pump | 230 | 3 | False |  |  |  | True | Dual-Speed | 70000 | 5833 | 12 | 10.8 | 14 |  | 69000 | 5947 | 3.4 | 3.3 | 38000 | 4640 | 2.4 | Federally-Regulated Commercial & Industrial Equipment | 06/03/2019 |  | 09/30/2019
Carrier Corp. - Syracuse | Keeprite | RHH073(H,L,S)*****AA |  | HSP-A, Single-Package Heat Pum | Heat Pump | 208 | 3 | False |  |  |  | True | Dual-Speed | 70000 | 5833 | 12 | 10.8 | 14 |  | 69000 | 5947 | 3.4 | 3.3 | 38000 | 4640 | 2.4 | Federally-Regulated Commercial & Industrial Equipment | 06/03/2019 |  | 09/30/2019
Carrier Corp. - Syracuse | Tempstar | RHH090(H,L,S)******AA |  | HSP-A, Single-Package Heat Pum | Heat Pump | 575 | 3 | False |  |  |  | True | Single-Speed | 90000 | 7438 | 12.1 | 10.8 | 12.9 |  | 84000 | 7033 | 3.5 | 3.3 | 47000 | 5739 | 2.4 | Federally-Regulated Commercial & Industrial Equipment | 06/03/2019 |  | 09/30/2019
Carrier Corp. - Syracuse | Tempstar | RHH090(H,L,S)******AA |  | HSP-A, Single-Package Heat Pum | Heat Pump | 460 | 3 | False |  |  |  | True | Single-Speed | 90000 | 7438 | 12.1 | 10.8 | 12.9 |  | 84000 | 7033 | 3.5 | 3.3 | 47000 | 5739 | 2.4 | Federally-Regulated Commercial & Industrial Equipment | 06/03/2019 |  | 09/30/2019
Carrier Corp. - Syracuse | Tempstar | RHH090(H,L,S)******AA |  | HSP-A, Single-Package Heat Pum | Heat Pump | 230 | 3 | False |  |  |  | True | Single-Speed | 90000 | 7438 | 12.1 | 10.8 | 12.9 |  | 84000 | 7033 | 3.5 | 3.3 | 47000 | 5739 | 2.4 | Federally-Regulated Commercial & Industrial Equipment | 06/03/2019 |  | 09/30/2019
Carrier Corp. - Syracuse | Tempstar | RHH090(H,L,S)******AA |  | HSP-A, Single-Package Heat Pum | Heat Pump | 208 | 3 | False |  |  |  | True | Single-Speed | 90000 | 7438 | 12.1 | 10.8 | 12.9 |  | 84000 | 7033 | 3.5 | 3.3 | 47000 | 5739 | 2.4 | Federally-Regulated Commercial & Industrial Equipment | 06/03/2019 |  | 09/30/2019
Carrier Corp. - Syracuse | Tempstar | CHS091(H,L,S)(A,B)* | FHS091(H,L,S)**A2* | HRCU-A-CB, Split System: Heat | Heat Pump | 575 | 3 |  | False |  |  | True | Single-Speed | 88000 | 8000 | 11 | 10.8 | 12.4 |  | 86000 | 7637 | 3.3 | 3.3 | 51000 | 6227 | 2.4 | Federally-Regulated Commercial & Industrial Equipment | 04/16/2019 |  | 09/30/2019
Carrier Corp. - Syracuse | Tempstar | CHS091(H,L,S)(A,B)* | FHS091(H,L,S)**A2* | HRCU-A-CB, Split System: Heat | Heat Pump | 460 | 3 |  | False |  |  | True | Single-Speed | 88000 | 8000 | 11 | 10.8 | 12.4 |  | 86000 | 7637 | 3.3 | 3.3 | 51000 | 6227 | 2.4 | Federally-Regulated Commercial & Industrial Equipment | 04/16/2019 |  | 09/30/2019
Carrier Corp. - Syracuse | Tempstar | CHS091(H,L,S)(A,B)* | FHS091(H,L,S)**A2* | HRCU-A-CB, Split System: Heat | Heat Pump | 230 | 3 |  | False |  |  | True | Single-Speed | 88000 | 8000 | 11 | 10.8 | 12.4 |  | 86000 | 7637 | 3.3 | 3.3 | 51000 | 6227 | 2.4 | Federally-Regulated Commercial & Industrial Equipment | 04/16/2019 |  | 09/30/2019
Carrier Corp. - Syracuse | Tempstar | CHS091(H,L,S)(A,B)* | FHS091(H,L,S)**A2* | HRCU-A-CB, Split System: Heat | Heat Pump | 208 | 3 |  | False |  |  | True | Single-Speed | 88000 | 8000 | 11 | 10.8 | 12.4 |  | 86000 | 7637 | 3.3 | 3.3 | 51000 | 6227 | 2.4 | Federally-Regulated Commercial & Industrial Equipment | 04/16/2019 |  | 09/30/2019
Carrier Corp. - Syracuse | Tempstar | RHH102(H,L,S)******AA |  | HSP-A, Single-Package Heat Pum | Heat Pump | 575 | 3 | False |  |  |  | True | Single-Speed | 100000 | 8333 | 12 | 10.8 | 12.5 |  | 100000 | 8619 | 3.4 | 3.3 | 56000 | 7262 | 2.26 | Federally-Regulated Commercial & Industrial Equipment | 05/03/2019 |  | 09/30/2019
Carrier Corp. - Syracuse | Tempstar | RHH102(H,L,S)******AA |  | HSP-A, Single-Package Heat Pum | Heat Pump | 460 | 3 | False |  |  |  | True | Single-Speed | 100000 | 8333 | 12 | 10.8 | 12.5 |  | 100000 | 8619 | 3.4 | 3.3 | 56000 | 7262 | 2.26 | Federally-Regulated Commercial & Industrial Equipment | 05/03/2019 |  | 09/30/2019
Carrier Corp. - Syracuse | Tempstar | RHH102(H,L,S)******AA |  | HSP-A, Single-Package Heat Pum | Heat Pump | 230 | 3 | False |  |  |  | True | Single-Speed | 100000 | 8333 | 12 | 10.8 | 12.5 |  | 100000 | 8619 | 3.4 | 3.3 | 56000 | 7262 | 2.26 | Federally-Regulated Commercial & Industrial Equipment | 05/03/2019 |  | 09/30/2019
Carrier Corp. - Syracuse | Tempstar | RHH102(H,L,S)******AA |  | HSP-A, Single-Package Heat Pum | Heat Pump | 208 | 3 | False |  |  |  | True | Single-Speed | 100000 | 8333 | 12 | 10.8 | 12.5 |  | 100000 | 8619 | 3.4 | 3.3 | 56000 | 7262 | 2.26 | Federally-Regulated Commercial & Industrial Equipment | 05/03/2019 |  | 09/30/2019
Carrier Corp. - Syracuse | Tempstar | RHS150(H,L,S)******TA |  | HSP-A, Single-Package Heat Pum | Heat Pump | 575 | 3 | False |  |  |  | False | Single-Speed | 142000 | 13396 | 10.6 | 10.4 | 12 |  | 142000 | 13005 | 3.2 | 3.2 | 76000 | 10865 | 2.05 | Federally-Regulated Commercial & Industrial Equipment | 05/03/2019 |  | 09/30/2019
Carrier Corp. - Syracuse | Tempstar | RHS150(H,L,S)******TA |  | HSP-A, Single-Package Heat Pum | Heat Pump | 460 | 3 | False |  |  |  | False | Single-Speed | 142000 | 13396 | 10.6 | 10.4 | 12 |  | 142000 | 13005 | 3.2 | 3.2 | 76000 | 10865 | 2.05 | Federally-Regulated Commercial & Industrial Equipment | 05/03/2019 |  | 09/30/2019
Carrier Corp. - Syracuse | Tempstar | RHS150(H,L,S)******TA |  | HSP-A, Single-Package Heat Pum | Heat Pump | 230 | 3 | False |  |  |  | False | Single-Speed | 142000 | 13396 | 10.6 | 10.4 | 12 |  | 142000 | 13005 | 3.2 | 3.2 | 76000 | 10865 | 2.05 | Federally-Regulated Commercial & Industrial Equipment | 05/03/2019 |  | 09/30/2019
Carrier Corp. - Syracuse | Tempstar | RHS150(H,L,S)******TA |  | HSP-A, Single-Package Heat Pum | Heat Pump | 208 | 3 | False |  |  |  | False | Single-Speed | 142000 | 13396 | 10.6 | 10.4 | 12 |  | 142000 | 13005 | 3.2 | 3.2 | 76000 | 10865 | 2.05 | Federally-Regulated Commercial & Industrial Equipment | 05/03/2019 |  | 09/30/2019
Carrier Corp. - Syracuse | Tempstar | CHS091(H,L,S)(G,H)* | FHS091(H,L,S)B*A2* | HRCU-A-CB, Split System: Heat | Heat Pump | 575 | 3 |  | False |  |  | True | Single-Speed | 88000 | 8000 | 11 | 10.8 | 12.7 |  | 87000 | 7726 | 3.3 | 3.3 | 52000 | 6349 | 2.4 | Federally-Regulated Commercial & Industrial Equipment | 04/16/2019 |  | 09/30/2019
Carrier Corp. - Syracuse | Tempstar | CHS091(H,L,S)(G,H)* | FHS091(H,L,S)B*A2* | HRCU-A-CB, Split System: Heat | Heat Pump | 460 | 3 |  | False |  |  | True | Single-Speed | 88000 | 8000 | 11 | 10.8 | 12.7 |  | 87000 | 7726 | 3.3 | 3.3 | 52000 | 6349 | 2.4 | Federally-Regulated Commercial & Industrial Equipment | 04/16/2019 |  | 09/30/2019
Carrier Corp. - Syracuse | Tempstar | CHS091(H,L,S)(G,H)* | FHS091(H,L,S)B*A2* | HRCU-A-CB, Split System: Heat | Heat Pump | 230 | 3 |  | False |  |  | True | Single-Speed | 88000 | 8000 | 11 | 10.8 | 12.7 |  | 87000 | 7726 | 3.3 | 3.3 | 52000 | 6349 | 2.4 | Federally-Regulated Commercial & Industrial Equipment | 04/16/2019 |  | 09/30/2019
Carrier Corp. - Syracuse | Tempstar | CHS091(H,L,S)(G,H)* | FHS091(H,L,S)B*A2* | HRCU-A-CB, Split System: Heat | Heat Pump | 208 | 3 |  | False |  |  | True | Single-Speed | 88000 | 8000 | 11 | 10.8 | 12.7 |  | 87000 | 7726 | 3.3 | 3.3 | 52000 | 6349 | 2.4 | Federally-Regulated Commercial & Industrial Equipment | 04/16/2019 |  | 09/30/2019
Carrier Corp. - Syracuse | Tempstar | CHS180(H,L,S)(D,E)* | FHS180(H,L,S)**A2* | HRCU-A-CB, Split System: Heat | Heat Pump | 575 | 3 |  | False |  |  | True | Single-Speed | 178000 | 16792 | 10.6 | 10.4 | 12.5 |  | 178000 | 15343 | 3.4 | 3.2 | 108000 | 13188 | 2.4 | Federally-Regulated Commercial & Industrial Equipment | 04/16/2019 |  | 09/30/2019
Carrier Corp. - Syracuse | Tempstar | CHS180(H,L,S)(D,E)* | FHS180(H,L,S)**A2* | HRCU-A-CB, Split System: Heat | Heat Pump | 460 | 3 |  | False |  |  | True | Single-Speed | 178000 | 16792 | 10.6 | 10.4 | 12.5 |  | 178000 | 15343 | 3.4 | 3.2 | 108000 | 13188 | 2.4 | Federally-Regulated Commercial & Industrial Equipment | 04/16/2019 |  | 09/30/2019
Carrier Corp. - Syracuse | Tempstar | CHS180(H,L,S)(D,E)* | FHS180(H,L,S)**A2* | HRCU-A-CB, Split System: Heat | Heat Pump | 230 | 3 |  | False |  |  | True | Single-Speed | 178000 | 16792 | 10.6 | 10.4 | 12.5 |  | 178000 | 15343 | 3.4 | 3.2 | 108000 | 13188 | 2.4 | Federally-Regulated Commercial & Industrial Equipment | 04/16/2019 |  | 09/30/2019
Carrier Corp. - Syracuse | Tempstar | CHS180(H,L,S)(D,E)* | FHS180(H,L,S)**A2* | HRCU-A-CB, Split System: Heat | Heat Pump | 208 | 3 |  | False |  |  | True | Single-Speed | 178000 | 16792 | 10.6 | 10.4 | 12.5 |  | 178000 | 15343 | 3.4 | 3.2 | 108000 | 13188 | 2.4 | Federally-Regulated Commercial & Industrial Equipment | 04/16/2019 |  | 09/30/2019
Carrier Corp. - Syracuse | Tempstar | RHS(120,121)(H,L,S)******TA |  | HSP-A, Single-Package Heat Pum | Heat Pump | 575 | 3 | False |  |  |  | False | Single-Speed | 116000 | 10545 | 11 | 10.8 | 12.5 |  | 116000 | 9999 | 3.4 | 3.3 | 63000 | 8206 | 2.25 | Federally-Regulated Commercial & Industrial Equipment | 05/03/2019 |  | 09/30/2019
Carrier Corp. - Syracuse | Tempstar | RHS(120,121)(H,L,S)******TA |  | HSP-A, Single-Package Heat Pum | Heat Pump | 460 | 3 | False |  |  |  | False | Single-Speed | 116000 | 10545 | 11 | 10.8 | 12.5 |  | 116000 | 9999 | 3.4 | 3.3 | 63000 | 8206 | 2.25 | Federally-Regulated Commercial & Industrial Equipment | 05/03/2019 |  | 09/30/2019
Carrier Corp. - Syracuse | Tempstar | RHS(120,121)(H,L,S)******TA |  | HSP-A, Single-Package Heat Pum | Heat Pump | 230 | 3 | False |  |  |  | False | Single-Speed | 116000 | 10545 | 11 | 10.8 | 12.5 |  | 116000 | 9999 | 3.4 | 3.3 | 63000 | 8206 | 2.25 | Federally-Regulated Commercial & Industrial Equipment | 05/03/2019 |  | 09/30/2019
Carrier Corp. - Syracuse | Tempstar | RHS(120,121)(H,L,S)******TA |  | HSP-A, Single-Package Heat Pum | Heat Pump | 208 | 3 | False |  |  |  | False | Single-Speed | 116000 | 10545 | 11 | 10.8 | 12.5 |  | 116000 | 9999 | 3.4 | 3.3 | 63000 | 8206 | 2.25 | Federally-Regulated Commercial & Industrial Equipment | 05/03/2019 |  | 09/30/2019
Carrier Corp. - Syracuse | Tempstar | CHS121(H,L,S)(G,H)* | FHS120(H,L,S)**A2* | HRCU-A-CB, Split System: Heat | Heat Pump | 575 | 3 |  | False |  |  | True | Single-Speed | 112000 | 10181 | 11 | 10.8 | 13.8 |  | 106000 | 9413 | 3.3 | 3.3 | 66000 | 8059 | 2.4 | Federally-Regulated Commercial & Industrial Equipment | 04/16/2019 |  | 09/30/2019
Carrier Corp. - Syracuse | Tempstar | CHS121(H,L,S)(G,H)* | FHS120(H,L,S)**A2* | HRCU-A-CB, Split System: Heat | Heat Pump | 460 | 3 |  | False |  |  | True | Single-Speed | 112000 | 10181 | 11 | 10.8 | 13.8 |  | 106000 | 9413 | 3.3 | 3.3 | 66000 | 8059 | 2.4 | Federally-Regulated Commercial & Industrial Equipment | 04/16/2019 |  | 09/30/2019
Carrier Corp. - Syracuse | Tempstar | CHS121(H,L,S)(G,H)* | FHS120(H,L,S)**A2* | HRCU-A-CB, Split System: Heat | Heat Pump | 230 | 3 |  | False |  |  | True | Single-Speed | 112000 | 10181 | 11 | 10.8 | 13.8 |  | 106000 | 9413 | 3.3 | 3.3 | 66000 | 8059 | 2.4 | Federally-Regulated Commercial & Industrial Equipment | 04/16/2019 |  | 09/30/2019
Carrier Corp. - Syracuse | Tempstar | CHS121(H,L,S)(G,H)* | FHS120(H,L,S)**A2* | HRCU-A-CB, Split System: Heat | Heat Pump | 208 | 3 |  | False |  |  | True | Single-Speed | 112000 | 10181 | 11 | 10.8 | 13.8 |  | 106000 | 9413 | 3.3 | 3.3 | 66000 | 8059 | 2.4 | Federally-Regulated Commercial & Industrial Equipment | 04/16/2019 |  | 09/30/2019
Carrier Corp. - Syracuse | Tempstar | RHH102(H,L,S)******TA |  | HSP-A, Single-Package Heat Pum | Heat Pump | 575 | 3 | False |  |  |  | True | Single-Speed | 100000 | 8333 | 12 | 10.8 | 12.9 |  | 100000 | 8619 | 3.4 | 3.3 | 56000 | 7262 | 2.26 | Federally-Regulated Commercial & Industrial Equipment | 05/03/2019 |  | 09/30/2019
Carrier Corp. - Syracuse | Tempstar | RHH102(H,L,S)******TA |  | HSP-A, Single-Package Heat Pum | Heat Pump | 460 | 3 | False |  |  |  | True | Single-Speed | 100000 | 8333 | 12 | 10.8 | 12.9 |  | 100000 | 8619 | 3.4 | 3.3 | 56000 | 7262 | 2.26 | Federally-Regulated Commercial & Industrial Equipment | 05/03/2019 |  | 09/30/2019
Carrier Corp. - Syracuse | Tempstar | RHH102(H,L,S)******TA |  | HSP-A, Single-Package Heat Pum | Heat Pump | 230 | 3 | False |  |  |  | True | Single-Speed | 100000 | 8333 | 12 | 10.8 | 12.9 |  | 100000 | 8619 | 3.4 | 3.3 | 56000 | 7262 | 2.26 | Federally-Regulated Commercial & Industrial Equipment | 05/03/2019 |  | 09/30/2019
Carrier Corp. - Syracuse | Tempstar | RHH102(H,L,S)******TA |  | HSP-A, Single-Package Heat Pum | Heat Pump | 208 | 3 | False |  |  |  | True | Single-Speed | 100000 | 8333 | 12 | 10.8 | 12.9 |  | 100000 | 8619 | 3.4 | 3.3 | 56000 | 7262 | 2.26 | Federally-Regulated Commercial & Industrial Equipment | 05/03/2019 |  | 09/30/2019
Carrier Corp. - Syracuse | Tempstar | RHH073(H,L,S)*****TA |  | HSP-A, Single-Package Heat Pum | Heat Pump | 575 | 3 | False |  |  |  | True | Dual-Speed | 70000 | 5833 | 12 | 10.8 | 15.6 |  | 69000 | 5947 | 3.4 | 3.3 | 38000 | 4640 | 2.4 | Federally-Regulated Commercial & Industrial Equipment | 04/16/2019 |  | 09/30/2019
Carrier Corp. - Syracuse | Tempstar | RHH073(H,L,S)*****TA |  | HSP-A, Single-Package Heat Pum | Heat Pump | 460 | 3 | False |  |  |  | True | Dual-Speed | 70000 | 5833 | 12 | 10.8 | 15.6 |  | 69000 | 5947 | 3.4 | 3.3 | 38000 | 4640 | 2.4 | Federally-Regulated Commercial & Industrial Equipment | 04/16/2019 |  | 09/30/2019
Carrier Corp. - Syracuse | Tempstar | RHH073(H,L,S)*****TA |  | HSP-A, Single-Package Heat Pum | Heat Pump | 230 | 3 | False |  |  |  | True | Dual-Speed | 70000 | 5833 | 12 | 10.8 | 15.6 |  | 69000 | 5947 | 3.4 | 3.3 | 38000 | 4640 | 2.4 | Federally-Regulated Commercial & Industrial Equipment | 04/16/2019 |  | 09/30/2019
Carrier Corp. - Syracuse | Tempstar | RHH073(H,L,S)*****TA |  | HSP-A, Single-Package Heat Pum | Heat Pump | 208 | 3 | False |  |  |  | True | Dual-Speed | 70000 | 5833 | 12 | 10.8 | 15.6 |  | 69000 | 5947 | 3.4 | 3.3 | 38000 | 4640 | 2.4 | Federally-Regulated Commercial & Industrial Equipment | 04/16/2019 |  | 09/30/2019
Carrier Corp. - Syracuse | Tempstar | CHS072(H,L,S)(A,B)** | FHS072(M,S,K)**A0** | HRCU-A-CB, Split System: Heat | Heat Pump | 575 | 3 |  | False |  |  | True | Single-Speed | 70000 | 6363 | 11 | 10.8 | 12.6 |  | 65000 | 5772 | 3.3 | 3.3 | 39000 | 4762 | 2.4 | Federally-Regulated Commercial & Industrial Equipment | 04/16/2019 |  | 09/30/2019
Carrier Corp. - Syracuse | Tempstar | CHS072(H,L,S)(A,B)** | FHS072(M,S,K)**A0** | HRCU-A-CB, Split System: Heat | Heat Pump | 460 | 3 |  | False |  |  | True | Single-Speed | 70000 | 6363 | 11 | 10.8 | 12.6 |  | 65000 | 5772 | 3.3 | 3.3 | 39000 | 4762 | 2.4 | Federally-Regulated Commercial & Industrial Equipment | 04/16/2019 |  | 09/30/2019
Carrier Corp. - Syracuse | Tempstar | CHS072(H,L,S)(A,B)** | FHS072(M,S,K)**A0** | HRCU-A-CB, Split System: Heat | Heat Pump | 230 | 3 |  | False |  |  | True | Single-Speed | 70000 | 6363 | 11 | 10.8 | 12.6 |  | 65000 | 5772 | 3.3 | 3.3 | 39000 | 4762 | 2.4 | Federally-Regulated Commercial & Industrial Equipment | 04/16/2019 |  | 09/30/2019
Carrier Corp. - Syracuse | Tempstar | CHS072(H,L,S)(A,B)** | FHS072(M,S,K)**A0** | HRCU-A-CB, Split System: Heat | Heat Pump | 208 | 3 |  | False |  |  | True | Single-Speed | 70000 | 6363 | 11 | 10.8 | 12.6 |  | 65000 | 5772 | 3.3 | 3.3 | 39000 | 4762 | 2.4 | Federally-Regulated Commercial & Industrial Equipment | 04/16/2019 |  | 09/30/2019
Carrier Corp. - Syracuse | Tempstar | RHH073(H,L,S)*****AA |  | HSP-A, Single-Package Heat Pum | Heat Pump | 575 | 3 | False |  |  |  | True | Dual-Speed | 70000 | 5833 | 12 | 10.8 | 14 |  | 69000 | 5947 | 3.4 | 3.3 | 38000 | 4640 | 2.4 | Federally-Regulated Commercial & Industrial Equipment | 04/16/2019 |  | 09/30/2019
Carrier Corp. - Syracuse | Tempstar | RHH073(H,L,S)*****AA |  | HSP-A, Single-Package Heat Pum | Heat Pump | 460 | 3 | False |  |  |  | True | Dual-Speed | 70000 | 5833 | 12 | 10.8 | 14 |  | 69000 | 5947 | 3.4 | 3.3 | 38000 | 4640 | 2.4 | Federally-Regulated Commercial & Industrial Equipment | 04/16/2019 |  | 09/30/2019
Carrier Corp. - Syracuse | Tempstar | RHH073(H,L,S)*****AA |  | HSP-A, Single-Package Heat Pum | Heat Pump | 230 | 3 | False |  |  |  | True | Dual-Speed | 70000 | 5833 | 12 | 10.8 | 14 |  | 69000 | 5947 | 3.4 | 3.3 | 38000 | 4640 | 2.4 | Federally-Regulated Commercial & Industrial Equipment | 04/16/2019 |  | 09/30/2019
Carrier Corp. - Syracuse | Tempstar | RHH073(H,L,S)*****AA |  | HSP-A, Single-Package Heat Pum | Heat Pump | 208 | 3 | False |  |  |  | True | Dual-Speed | 70000 | 5833 | 12 | 10.8 | 14 |  | 69000 | 5947 | 3.4 | 3.3 | 38000 | 4640 | 2.4 | Federally-Regulated Commercial & Industrial Equipment | 04/16/2019 |  | 09/30/2019
Carrier Corp. - Syracuse | Tempstar | CHS091(H,L,S)(G,H)* | FHS091(H,L,S)A*A2* | HRCU-A-CB, Split System: Heat | Heat Pump | 575 | 3 |  | False |  |  | True | Single-Speed | 88000 | 8000 | 11 | 10.8 | 12.7 |  | 87000 | 7726 | 3.3 | 3.3 | 52000 | 6349 | 2.4 | Federally-Regulated Commercial & Industrial Equipment | 04/16/2019 |  | 09/30/2019
Carrier Corp. - Syracuse | Tempstar | CHS091(H,L,S)(G,H)* | FHS091(H,L,S)A*A2* | HRCU-A-CB, Split System: Heat | Heat Pump | 460 | 3 |  | False |  |  | True | Single-Speed | 88000 | 8000 | 11 | 10.8 | 12.7 |  | 87000 | 7726 | 3.3 | 3.3 | 52000 | 6349 | 2.4 | Federally-Regulated Commercial & Industrial Equipment | 04/16/2019 |  | 09/30/2019
Carrier Corp. - Syracuse | Tempstar | CHS091(H,L,S)(G,H)* | FHS091(H,L,S)A*A2* | HRCU-A-CB, Split System: Heat | Heat Pump | 230 | 3 |  | False |  |  | True | Single-Speed | 88000 | 8000 | 11 | 10.8 | 12.7 |  | 87000 | 7726 | 3.3 | 3.3 | 52000 | 6349 | 2.4 | Federally-Regulated Commercial & Industrial Equipment | 04/16/2019 |  | 09/30/2019
Carrier Corp. - Syracuse | Tempstar | CHS091(H,L,S)(G,H)* | FHS091(H,L,S)A*A2* | HRCU-A-CB, Split System: Heat | Heat Pump | 208 | 3 |  | False |  |  | True | Single-Speed | 88000 | 8000 | 11 | 10.8 | 12.7 |  | 87000 | 7726 | 3.3 | 3.3 | 52000 | 6349 | 2.4 | Federally-Regulated Commercial & Industrial Equipment | 04/16/2019 |  | 09/30/2019
Carrier Corp. - Syracuse | Tempstar | CHS091(H,L,S)(A,B)* | FHS091(M,S,K)**A0* | HRCU-A-CB, Split System: Heat | Heat Pump | 575 | 3 |  | False |  |  | True | Single-Speed | 88000 | 8000 | 11 | 10.8 | 12.2 |  | 86000 | 7637 | 3.3 | 3.3 | 51000 | 6227 | 2.4 | Federally-Regulated Commercial & Industrial Equipment | 04/16/2019 |  | 09/30/2019
Carrier Corp. - Syracuse | Tempstar | CHS091(H,L,S)(A,B)* | FHS091(M,S,K)**A0* | HRCU-A-CB, Split System: Heat | Heat Pump | 460 | 3 |  | False |  |  | True | Single-Speed | 88000 | 8000 | 11 | 10.8 | 12.2 |  | 86000 | 7637 | 3.3 | 3.3 | 51000 | 6227 | 2.4 | Federally-Regulated Commercial & Industrial Equipment | 04/16/2019 |  | 09/30/2019
Carrier Corp. - Syracuse | Tempstar | CHS091(H,L,S)(A,B)* | FHS091(M,S,K)**A0* | HRCU-A-CB, Split System: Heat | Heat Pump | 230 | 3 |  | False |  |  | True | Single-Speed | 88000 | 8000 | 11 | 10.8 | 12.2 |  | 86000 | 7637 | 3.3 | 3.3 | 51000 | 6227 | 2.4 | Federally-Regulated Commercial & Industrial Equipment | 04/16/2019 |  | 09/30/2019
Carrier Corp. - Syracuse | Tempstar | CHS091(H,L,S)(A,B)* | FHS091(M,S,K)**A0* | HRCU-A-CB, Split System: Heat | Heat Pump | 208 | 3 |  | False |  |  | True | Single-Speed | 88000 | 8000 | 11 | 10.8 | 12.2 |  | 86000 | 7637 | 3.3 | 3.3 | 51000 | 6227 | 2.4 | Federally-Regulated Commercial & Industrial Equipment | 04/16/2019 |  | 09/30/2019
Carrier Corp. - Syracuse | Tempstar | RHH090(H,L,S)******TA |  | HSP-A, Single-Package Heat Pum | Heat Pump | 575 | 3 | False |  |  |  | True | Single-Speed | 90000 | 7438 | 12.1 | 10.8 | 13.7 |  | 84000 | 7033 | 3.5 | 3.3 | 47000 | 5739 | 2.4 | Federally-Regulated Commercial & Industrial Equipment | 06/03/2019 |  | 09/30/2019
Carrier Corp. - Syracuse | Tempstar | RHH090(H,L,S)******TA |  | HSP-A, Single-Package Heat Pum | Heat Pump | 460 | 3 | False |  |  |  | True | Single-Speed | 90000 | 7438 | 12.1 | 10.8 | 13.7 |  | 84000 | 7033 | 3.5 | 3.3 | 47000 | 5739 | 2.4 | Federally-Regulated Commercial & Industrial Equipment | 06/03/2019 |  | 09/30/2019
Carrier Corp. - Syracuse | Tempstar | RHH090(H,L,S)******TA |  | HSP-A, Single-Package Heat Pum | Heat Pump | 230 | 3 | False |  |  |  | True | Single-Speed | 90000 | 7438 | 12.1 | 10.8 | 13.7 |  | 84000 | 7033 | 3.5 | 3.3 | 47000 | 5739 | 2.4 | Federally-Regulated Commercial & Industrial Equipment | 06/03/2019 |  | 09/30/2019
Carrier Corp. - Syracuse | Tempstar | RHH090(H,L,S)******TA |  | HSP-A, Single-Package Heat Pum | Heat Pump | 208 | 3 | False |  |  |  | True | Single-Speed | 90000 | 7438 | 12.1 | 10.8 | 13.7 |  | 84000 | 7033 | 3.5 | 3.3 | 47000 | 5739 | 2.4 | Federally-Regulated Commercial & Industrial Equipment | 06/03/2019 |  | 09/30/2019
Carrier Corp. - Syracuse | Tempstar | RHH(120,121)(H,L,S)******TA |  | HSP-A, Single-Package Heat Pum | Heat Pump | 575 | 3 | False |  |  |  | True | Single-Speed | 119000 | 9674 | 12.3 | 10.8 | 13.6 |  | 116000 | 9713 | 3.5 | 3.3 | 65000 | 7937 | 2.4 | Federally-Regulated Commercial & Industrial Equipment | 06/03/2019 |  | 09/30/2019
Carrier Corp. - Syracuse | Tempstar | RHH(120,121)(H,L,S)******TA |  | HSP-A, Single-Package Heat Pum | Heat Pump | 460 | 3 | False |  |  |  | True | Single-Speed | 119000 | 9674 | 12.3 | 10.8 | 13.6 |  | 116000 | 9713 | 3.5 | 3.3 | 65000 | 7937 | 2.4 | Federally-Regulated Commercial & Industrial Equipment | 06/03/2019 |  | 09/30/2019
Carrier Corp. - Syracuse | Tempstar | RHH(120,121)(H,L,S)******TA |  | HSP-A, Single-Package Heat Pum | Heat Pump | 230 | 3 | False |  |  |  | True | Single-Speed | 119000 | 9674 | 12.3 | 10.8 | 13.6 |  | 116000 | 9713 | 3.5 | 3.3 | 65000 | 7937 | 2.4 | Federally-Regulated Commercial & Industrial Equipment | 06/03/2019 |  | 09/30/2019
Carrier Corp. - Syracuse | Tempstar | RHH(120,121)(H,L,S)******TA |  | HSP-A, Single-Package Heat Pum | Heat Pump | 208 | 3 | False |  |  |  | True | Single-Speed | 119000 | 9674 | 12.3 | 10.8 | 13.6 |  | 116000 | 9713 | 3.5 | 3.3 | 65000 | 7937 | 2.4 | Federally-Regulated Commercial & Industrial Equipment | 06/03/2019 |  | 09/30/2019
Carrier Corp. - Syracuse | Tempstar | RHS102H******TA |  | HSP-A, Single-Package Heat Pum | Heat Pump | 208 | 3 | False |  |  |  | False | Single-Speed | 98000 | 8750 | 11.2 | 10.8 | 12.5 |  | 94000 | 8348 | 3.3 | 3.3 | 53000 | 6903 | 2.25 | Federally-Regulated Commercial & Industrial Equipment | 07/19/2019 |  | 09/30/2019
Carrier Corp. - Syracuse | Tempstar | RHS090H******TA |  | HSP-A, Single-Package Heat Pum | Heat Pump | 230 | 3 | False |  |  |  | False | Single-Speed | 88000 | 7857 | 11.2 | 10.8 | 12.5 |  | 86000 | 7413 | 3.4 | 3.3 | 44000 | 5731 | 2.25 | Federally-Regulated Commercial & Industrial Equipment | 07/19/2019 |  | 09/30/2019
Carrier Corp. - Syracuse | Tempstar | RHS090H******TA |  | HSP-A, Single-Package Heat Pum | Heat Pump | 208 | 3 | False |  |  |  | False | Single-Speed | 87000 | 7767 | 11.2 | 10.8 | 12.5 |  | 86000 | 7413 | 3.4 | 3.3 | 44000 | 5731 | 2.25 | Federally-Regulated Commercial & Industrial Equipment | 07/19/2019 |  | 09/30/2019
Carrier Corp. - Syracuse | Tempstar | CHS072(H,L,S)(G,H)* | FHS072(H,L,S)B*A2* | HRCU-A-CB, Split System: Heat | Heat Pump | 575 | 3 |  | False |  |  | True | Single-Speed | 70000 | 5982 | 11.7 | 10.8 | 13.8 |  | 66000 | 5861 | 3.3 | 3.3 | 39000 | 4762 | 2.4 | Federally-Regulated Commercial & Industrial Equipment | 04/16/2019 |  | 09/30/2019
Carrier Corp. - Syracuse | Tempstar | CHS072(H,L,S)(G,H)* | FHS072(H,L,S)B*A2* | HRCU-A-CB, Split System: Heat | Heat Pump | 460 | 3 |  | False |  |  | True | Single-Speed | 70000 | 5982 | 11.7 | 10.8 | 13.8 |  | 66000 | 5861 | 3.3 | 3.3 | 39000 | 4762 | 2.4 | Federally-Regulated Commercial & Industrial Equipment | 04/16/2019 |  | 09/30/2019
Carrier Corp. - Syracuse | Tempstar | CHS072(H,L,S)(G,H)* | FHS072(H,L,S)B*A2* | HRCU-A-CB, Split System: Heat | Heat Pump | 230 | 3 |  | False |  |  | True | Single-Speed | 70000 | 5982 | 11.7 | 10.8 | 13.8 |  | 66000 | 5861 | 3.3 | 3.3 | 39000 | 4762 | 2.4 | Federally-Regulated Commercial & Industrial Equipment | 04/16/2019 |  | 09/30/2019
Carrier Corp. - Syracuse | Tempstar | CHS072(H,L,S)(G,H)* | FHS072(H,L,S)B*A2* | HRCU-A-CB, Split System: Heat | Heat Pump | 208 | 3 |  | False |  |  | True | Single-Speed | 70000 | 5982 | 11.7 | 10.8 | 13.8 |  | 66000 | 5861 | 3.3 | 3.3 | 39000 | 4762 | 2.4 | Federally-Regulated Commercial & Industrial Equipment | 04/16/2019 |  | 09/30/2019
Carrier Corp. - Syracuse | Tempstar | CHS072(H,L,S)(G,H)* | FHS072(H,L,S)A*A2* | HRCU-A-CB, Split System: Heat | Heat Pump | 575 | 3 |  | False |  |  | True | Single-Speed | 70000 | 5982 | 11.7 | 10.8 | 13.8 |  | 66000 | 5861 | 3.3 | 3.3 | 39000 | 4762 | 2.4 | Federally-Regulated Commercial & Industrial Equipment | 04/16/2019 |  | 09/30/2019
Carrier Corp. - Syracuse | Tempstar | CHS072(H,L,S)(G,H)* | FHS072(H,L,S)A*A2* | HRCU-A-CB, Split System: Heat | Heat Pump | 460 | 3 |  | False |  |  | True | Single-Speed | 70000 | 5982 | 11.7 | 10.8 | 13.8 |  | 66000 | 5861 | 3.3 | 3.3 | 39000 | 4762 | 2.4 | Federally-Regulated Commercial & Industrial Equipment | 04/16/2019 |  | 09/30/2019
Carrier Corp. - Syracuse | Tempstar | CHS072(H,L,S)(G,H)* | FHS072(H,L,S)A*A2* | HRCU-A-CB, Split System: Heat | Heat Pump | 230 | 3 |  | False |  |  | True | Single-Speed | 70000 | 5982 | 11.7 | 10.8 | 13.8 |  | 66000 | 5861 | 3.3 | 3.3 | 39000 | 4762 | 2.4 | Federally-Regulated Commercial & Industrial Equipment | 04/16/2019 |  | 09/30/2019
Carrier Corp. - Syracuse | Tempstar | CHS072(H,L,S)(G,H)* | FHS072(H,L,S)A*A2* | HRCU-A-CB, Split System: Heat | Heat Pump | 208 | 3 |  | False |  |  | True | Single-Speed | 70000 | 5982 | 11.7 | 10.8 | 13.8 |  | 66000 | 5861 | 3.3 | 3.3 | 39000 | 4762 | 2.4 | Federally-Regulated Commercial & Industrial Equipment | 04/16/2019 |  | 09/30/2019
Carrier Corp. - Syracuse | Tempstar | CHS240(H,L,S)(D,E)* | FHS240(H,L,S)**A2* | HRCU-A-CB, Split System: Heat | Heat Pump | 575 | 3 |  | False |  |  | True | Single-Speed | 222000 | 20747 | 10.7 | 10.4 | 12.5 |  | 214000 | 17919 | 3.5 | 3.2 | 130000 | 15874 | 2.4 | Federally-Regulated Commercial & Industrial Equipment | 04/16/2019 |  | 09/30/2019
Carrier Corp. - Syracuse | Tempstar | CHS240(H,L,S)(D,E)* | FHS240(H,L,S)**A2* | HRCU-A-CB, Split System: Heat | Heat Pump | 460 | 3 |  | False |  |  | True | Single-Speed | 222000 | 20747 | 10.7 | 10.4 | 12.5 |  | 214000 | 17919 | 3.5 | 3.2 | 130000 | 15874 | 2.4 | Federally-Regulated Commercial & Industrial Equipment | 04/16/2019 |  | 09/30/2019
Carrier Corp. - Syracuse | Tempstar | CHS240(H,L,S)(D,E)* | FHS240(H,L,S)**A2* | HRCU-A-CB, Split System: Heat | Heat Pump | 230 | 3 |  | False |  |  | True | Single-Speed | 222000 | 20747 | 10.7 | 10.4 | 12.5 |  | 214000 | 17919 | 3.5 | 3.2 | 130000 | 15874 | 2.4 | Federally-Regulated Commercial & Industrial Equipment | 04/16/2019 |  | 09/30/2019
Carrier Corp. - Syracuse | Tempstar | CHS240(H,L,S)(D,E)* | FHS240(H,L,S)**A2* | HRCU-A-CB, Split System: Heat | Heat Pump | 208 | 3 |  | False |  |  | True | Single-Speed | 222000 | 20747 | 10.7 | 10.4 | 12.5 |  | 214000 | 17919 | 3.5 | 3.2 | 130000 | 15874 | 2.4 | Federally-Regulated Commercial & Industrial Equipment | 04/16/2019 |  | 09/30/2019
Carrier Corp. - Syracuse | Tempstar | CHS072(H,L,S)(A,B)** | FHS091(M,S,K)**A0** | HRCU-A-CB, Split System: Heat | Heat Pump | 575 | 3 |  | False |  |  | True | Single-Speed | 72000 | 6000 | 12 | 10.8 | 13.2 |  | 68000 | 5386 | 3.7 | 3.3 | 39000 | 4571 | 2.5 | Federally-Regulated Commercial & Industrial Equipment | 04/16/2019 |  | 09/30/2019
Carrier Corp. - Syracuse | Tempstar | CHS072(H,L,S)(A,B)** | FHS091(M,S,K)**A0** | HRCU-A-CB, Split System: Heat | Heat Pump | 460 | 3 |  | False |  |  | True | Single-Speed | 72000 | 6000 | 12 | 10.8 | 13.2 |  | 68000 | 5386 | 3.7 | 3.3 | 39000 | 4571 | 2.5 | Federally-Regulated Commercial & Industrial Equipment | 04/16/2019 |  | 09/30/2019
Carrier Corp. - Syracuse | Tempstar | CHS072(H,L,S)(A,B)** | FHS091(M,S,K)**A0** | HRCU-A-CB, Split System: Heat | Heat Pump | 230 | 3 |  | False |  |  | True | Single-Speed | 72000 | 6000 | 12 | 10.8 | 13.2 |  | 68000 | 5386 | 3.7 | 3.3 | 39000 | 4571 | 2.5 | Federally-Regulated Commercial & Industrial Equipment | 04/16/2019 |  | 09/30/2019
Carrier Corp. - Syracuse | Tempstar | CHS072(H,L,S)(A,B)** | FHS091(M,S,K)**A0** | HRCU-A-CB, Split System: Heat | Heat Pump | 208 | 3 |  | False |  |  | True | Single-Speed | 72000 | 6000 | 12 | 10.8 | 13.2 |  | 68000 | 5386 | 3.7 | 3.3 | 39000 | 4571 | 2.5 | Federally-Regulated Commercial & Industrial Equipment | 04/16/2019 |  | 09/30/2019
Carrier Corp. - Syracuse | Tempstar | RHH(120,121)(H,L,S)******AA |  | HSP-A, Single-Package Heat Pum | Heat Pump | 575 | 3 | False |  |  |  | True | Single-Speed | 119000 | 9674 | 12.3 | 10.8 | 13 |  | 116000 | 9713 | 3.5 | 3.3 | 65000 | 7937 | 2.4 | Federally-Regulated Commercial & Industrial Equipment | 06/03/2019 |  | 09/30/2019
Carrier Corp. - Syracuse | Tempstar | RHH(120,121)(H,L,S)******AA |  | HSP-A, Single-Package Heat Pum | Heat Pump | 460 | 3 | False |  |  |  | True | Single-Speed | 119000 | 9674 | 12.3 | 10.8 | 13 |  | 116000 | 9713 | 3.5 | 3.3 | 65000 | 7937 | 2.4 | Federally-Regulated Commercial & Industrial Equipment | 06/03/2019 |  | 09/30/2019
Carrier Corp. - Syracuse | Tempstar | RHH(120,121)(H,L,S)******AA |  | HSP-A, Single-Package Heat Pum | Heat Pump | 230 | 3 | False |  |  |  | True | Single-Speed | 119000 | 9674 | 12.3 | 10.8 | 13 |  | 116000 | 9713 | 3.5 | 3.3 | 65000 | 7937 | 2.4 | Federally-Regulated Commercial & Industrial Equipment | 06/03/2019 |  | 09/30/2019
Carrier Corp. - Syracuse | Tempstar | RHH(120,121)(H,L,S)******AA |  | HSP-A, Single-Package Heat Pum | Heat Pump | 208 | 3 | False |  |  |  | True | Single-Speed | 119000 | 9674 | 12.3 | 10.8 | 13 |  | 116000 | 9713 | 3.5 | 3.3 | 65000 | 7937 | 2.4 | Federally-Regulated Commercial & Industrial Equipment | 06/03/2019 |  | 09/30/2019
Carrier Corp. - Syracuse | CARRIER CORPORATION | 50TCQ*24*(1,2,3)*1A***(G,J)* |  | HSP-A, Single-Package Heat Pum | Heat Pump | 575 | 3 | False |  |  |  | True | Single-Speed | 232000 | 21886 | 10.6 | 10.4 | 12 |  | 220000 | 19538 | 3.3 | 3.2 | 136000 | 17329 | 2.3 | Federally-Regulated Commercial & Industrial Equipment | 06/03/2019 |  | 10/01/2019
Carrier Corp. - Syracuse | CARRIER CORPORATION | 50TCQ*24*(5,6,7)*6A***(G,J)* |  | HSP-A, Single-Package Heat Pum | Heat Pump | 460 | 3 | False |  |  |  | True | Single-Speed | 232000 | 21886 | 10.6 | 10.4 | 12 |  | 220000 | 19538 | 3.3 | 3.2 | 136000 | 17329 | 2.3 | Federally-Regulated Commercial & Industrial Equipment | 06/03/2019 |  | 10/01/2019
Carrier Corp. - Syracuse | CARRIER CORPORATION | 50TCQ*24*(1,2,3)*6A***(K,M)* |  | HSP-A, Single-Package Heat Pum | Heat Pump | 460 | 3 | False |  |  |  | True | Single-Speed | 232000 | 21886 | 10.6 | 10.4 | 12 |  | 220000 | 19538 | 3.3 | 3.2 | 136000 | 17329 | 2.3 | Federally-Regulated Commercial & Industrial Equipment | 06/03/2019 |  | 10/01/2019
Carrier Corp. - Syracuse | CARRIER CORPORATION | 50TCQ*24*(1,2,3)*6A***(G,J)* |  | HSP-A, Single-Package Heat Pum | Heat Pump | 460 | 3 | False |  |  |  | True | Single-Speed | 232000 | 21886 | 10.6 | 10.4 | 12 |  | 220000 | 19538 | 3.3 | 3.2 | 136000 | 17329 | 2.3 | Federally-Regulated Commercial & Industrial Equipment | 06/03/2019 |  | 10/01/2019
Carrier Corp. - Syracuse | CARRIER CORPORATION | 50TCQ*24*(5,6,7)*6A***(K,M)* |  | HSP-A, Single-Package Heat Pum | Heat Pump | 460 | 3 | False |  |  |  | True | Single-Speed | 232000 | 21886 | 10.6 | 10.4 | 12 |  | 220000 | 19538 | 3.3 | 3.2 | 136000 | 17329 | 2.3 | Federally-Regulated Commercial & Industrial Equipment | 06/03/2019 |  | 10/01/2019
Carrier Corp. - Syracuse | CARRIER CORPORATION | 50TCQ*24*(1,2,3)*1A***(K,M)* |  | HSP-A, Single-Package Heat Pum | Heat Pump | 575 | 3 | False |  |  |  | True | Single-Speed | 232000 | 21886 | 10.6 | 10.4 | 12 |  | 220000 | 19538 | 3.3 | 3.2 | 136000 | 17329 | 2.3 | Federally-Regulated Commercial & Industrial Equipment | 06/03/2019 |  | 10/01/2019
Carrier Corp. - Syracuse | CARRIER CORPORATION | 50TCQ*24*(5,6,7)*1A***(K,M)* |  | HSP-A, Single-Package Heat Pum | Heat Pump | 575 | 3 | False |  |  |  | True | Single-Speed | 232000 | 21886 | 10.6 | 10.4 | 12 |  | 220000 | 19538 | 3.3 | 3.2 | 136000 | 17329 | 2.3 | Federally-Regulated Commercial & Industrial Equipment | 06/03/2019 |  | 10/01/2019
Carrier Corp. - Syracuse | CARRIER CORPORATION | 50TCQ*24*(5,6,7)*1A***(G,J)* |  | HSP-A, Single-Package Heat Pum | Heat Pump | 575 | 3 | False |  |  |  | True | Single-Speed | 232000 | 21886 | 10.6 | 10.4 | 12 |  | 220000 | 19538 | 3.3 | 3.2 | 136000 | 17329 | 2.3 | Federally-Regulated Commercial & Industrial Equipment | 06/03/2019 |  | 10/01/2019
Carrier Corp. - Syracuse | CARRIER CORPORATION | 50HCQD08A2A6037422 |  | HSP-A, Single-Package Heat Pum | Heat Pump | 575 | 3 | False |  |  |  | True | Single-Speed | 90000 | 7438 | 12.1 | 10.8 | 13.7 |  | 84000 | 7033 | 3.5 | 3.3 | 47000 | 5739 | 2.4 | Federally-Regulated Commercial & Industrial Equipment | 06/03/2019 |  | 10/01/2019
Carrier Corp. - Syracuse | CARRIER CORPORATION | 50HCQD08A2A6037422 |  | HSP-A, Single-Package Heat Pum | Heat Pump | 460 | 3 | False |  |  |  | True | Single-Speed | 90000 | 7438 | 12.1 | 10.8 | 13.7 |  | 84000 | 7033 | 3.5 | 3.3 | 47000 | 5739 | 2.4 | Federally-Regulated Commercial & Industrial Equipment | 06/03/2019 |  | 10/01/2019
Carrier Corp. - Syracuse | CARRIER CORPORATION | 50HCQD08A2A6037422 |  | HSP-A, Single-Package Heat Pum | Heat Pump | 230 | 3 | False |  |  |  | True | Single-Speed | 90000 | 7438 | 12.1 | 10.8 | 13.7 |  | 84000 | 7033 | 3.5 | 3.3 | 47000 | 5739 | 2.4 | Federally-Regulated Commercial & Industrial Equipment | 06/03/2019 |  | 10/01/2019
Carrier Corp. - Syracuse | CARRIER CORPORATION | 50HCQD08A2A6037422 |  | HSP-A, Single-Package Heat Pum | Heat Pump | 208 | 3 | False |  |  |  | True | Single-Speed | 90000 | 7438 | 12.1 | 10.8 | 13.7 |  | 84000 | 7033 | 3.5 | 3.3 | 47000 | 5739 | 2.4 | Federally-Regulated Commercial & Industrial Equipment | 06/03/2019 |  | 10/01/2019
Carrier Corp. - Syracuse | CARRIER CORPORATION | 50HCQD12D2N5032228 |  | HSP-A, Single-Package Heat Pum | Heat Pump | 575 | 3 | False |  |  |  | True | Single-Speed | 119000 | 9674 | 12.3 | 10.8 | 13.6 |  | 116000 | 9713 | 3.5 | 3.3 | 65000 | 7937 | 2.4 | Federally-Regulated Commercial & Industrial Equipment | 06/03/2019 |  | 10/01/2019
Carrier Corp. - Syracuse | CARRIER CORPORATION | 50HCQD12D2N5032228 |  | HSP-A, Single-Package Heat Pum | Heat Pump | 460 | 3 | False |  |  |  | True | Single-Speed | 119000 | 9674 | 12.3 | 10.8 | 13.6 |  | 116000 | 9713 | 3.5 | 3.3 | 65000 | 7937 | 2.4 | Federally-Regulated Commercial & Industrial Equipment | 06/03/2019 |  | 10/01/2019
Carrier Corp. - Syracuse | CARRIER CORPORATION | 50HCQD12D2N5032228 |  | HSP-A, Single-Package Heat Pum | Heat Pump | 230 | 3 | False |  |  |  | True | Single-Speed | 119000 | 9674 | 12.3 | 10.8 | 13.6 |  | 116000 | 9713 | 3.5 | 3.3 | 65000 | 7937 | 2.4 | Federally-Regulated Commercial & Industrial Equipment | 06/03/2019 |  | 10/01/2019
Carrier Corp. - Syracuse | CARRIER CORPORATION | 50HCQD12D2N5032228 |  | HSP-A, Single-Package Heat Pum | Heat Pump | 208 | 3 | False |  |  |  | True | Single-Speed | 119000 | 9674 | 12.3 | 10.8 | 13.6 |  | 116000 | 9713 | 3.5 | 3.3 | 65000 | 7937 | 2.4 | Federally-Regulated Commercial & Industrial Equipment | 06/03/2019 |  | 10/01/2019
Carrier Corp. - Syracuse | CARRIER CORPORATION | 50TCQ*14***(5,6,1)A***(G,J,K,M)* |  | HSP-A, Single-Package Heat Pum | Heat Pump | 575 | 3 | False |  |  |  | False | Single-Speed | 142000 | 13396 | 10.6 | 10.4 | 12 |  | 142000 | 13005 | 3.2 | 3.2 | 76000 | 10865 | 2.05 | Federally-Regulated Commercial & Industrial Equipment | 06/03/2019 |  | 10/01/2019
Carrier Corp. - Syracuse | CARRIER CORPORATION | 50TCQ*14***(5,6,1)A***(G,J,K,M)* |  | HSP-A, Single-Package Heat Pum | Heat Pump | 460 | 3 | False |  |  |  | False | Single-Speed | 142000 | 13396 | 10.6 | 10.4 | 12 |  | 142000 | 13005 | 3.2 | 3.2 | 76000 | 10865 | 2.05 | Federally-Regulated Commercial & Industrial Equipment | 06/03/2019 |  | 10/01/2019
Carrier Corp. - Syracuse | CARRIER CORPORATION | 50TCQ*14***(5,6,1)A***(G,J,K,M)* |  | HSP-A, Single-Package Heat Pum | Heat Pump | 230 | 3 | False |  |  |  | False | Single-Speed | 142000 | 13396 | 10.6 | 10.4 | 12 |  | 142000 | 13005 | 3.2 | 3.2 | 76000 | 10865 | 2.05 | Federally-Regulated Commercial & Industrial Equipment | 06/03/2019 |  | 10/01/2019
Carrier Corp. - Syracuse | CARRIER CORPORATION | 50TCQ*14***(5,6,1)A***(G,J,K,M)* |  | HSP-A, Single-Package Heat Pum | Heat Pump | 208 | 3 | False |  |  |  | False | Single-Speed | 142000 | 13396 | 10.6 | 10.4 | 12 |  | 142000 | 13005 | 3.2 | 3.2 | 76000 | 10865 | 2.05 | Federally-Regulated Commercial & Industrial Equipment | 06/03/2019 |  | 10/01/2019
Carrier Corp. - Syracuse | CARRIER CORPORATION | 50HCQD12K2P6036405 |  | HSP-A, Single-Package Heat Pum | Heat Pump | 575 | 3 | False |  |  |  | True | Single-Speed | 119000 | 9674 | 12.3 | 10.8 | 13 |  | 116000 | 9713 | 3.5 | 3.3 | 65000 | 7937 | 2.4 | Federally-Regulated Commercial & Industrial Equipment | 06/03/2019 |  | 10/01/2019
Carrier Corp. - Syracuse | CARRIER CORPORATION | 50HCQD12K2P6036405 |  | HSP-A, Single-Package Heat Pum | Heat Pump | 460 | 3 | False |  |  |  | True | Single-Speed | 119000 | 9674 | 12.3 | 10.8 | 13 |  | 116000 | 9713 | 3.5 | 3.3 | 65000 | 7937 | 2.4 | Federally-Regulated Commercial & Industrial Equipment | 06/03/2019 |  | 10/01/2019
Carrier Corp. - Syracuse | CARRIER CORPORATION | 50HCQD12K2P6036405 |  | HSP-A, Single-Package Heat Pum | Heat Pump | 230 | 3 | False |  |  |  | True | Single-Speed | 119000 | 9674 | 12.3 | 10.8 | 13 |  | 116000 | 9713 | 3.5 | 3.3 | 65000 | 7937 | 2.4 | Federally-Regulated Commercial & Industrial Equipment | 06/03/2019 |  | 10/01/2019
Carrier Corp. - Syracuse | CARRIER CORPORATION | 50HCQD12K2P6036405 |  | HSP-A, Single-Package Heat Pum | Heat Pump | 208 | 3 | False |  |  |  | True | Single-Speed | 119000 | 9674 | 12.3 | 10.8 | 13 |  | 116000 | 9713 | 3.5 | 3.3 | 65000 | 7937 | 2.4 | Federally-Regulated Commercial & Industrial Equipment | 06/03/2019 |  | 10/01/2019
Carrier Corp. - Syracuse | CARRIER CORPORATION | 38AUQ(D,E)08A0*(5,6,1)A* | 40RUQA08T3A(5,6,1)A* | HRCU-A-CB, Split System: Heat | Heat Pump | 575 | 3 |  | False |  |  | True | Single-Speed | 88000 | 8000 | 11 | 10.8 | 12.7 |  | 87000 | 7726 | 3.3 | 3.3 | 52000 | 6349 | 2.4 | Federally-Regulated Commercial & Industrial Equipment | 06/03/2019 |  | 10/01/2019
Carrier Corp. - Syracuse | CARRIER CORPORATION | 38AUQ(D,E)08A0*(5,6,1)A* | 40RUQA08T3A(5,6,1)A* | HRCU-A-CB, Split System: Heat | Heat Pump | 460 | 3 |  | False |  |  | True | Single-Speed | 88000 | 8000 | 11 | 10.8 | 12.7 |  | 87000 | 7726 | 3.3 | 3.3 | 52000 | 6349 | 2.4 | Federally-Regulated Commercial & Industrial Equipment | 06/03/2019 |  | 10/01/2019
Carrier Corp. - Syracuse | CARRIER CORPORATION | 38AUQ(D,E)08A0*(5,6,1)A* | 40RUQA08T3A(5,6,1)A* | HRCU-A-CB, Split System: Heat | Heat Pump | 230 | 3 |  | False |  |  | True | Single-Speed | 88000 | 8000 | 11 | 10.8 | 12.7 |  | 87000 | 7726 | 3.3 | 3.3 | 52000 | 6349 | 2.4 | Federally-Regulated Commercial & Industrial Equipment | 06/03/2019 |  | 10/01/2019
Carrier Corp. - Syracuse | CARRIER CORPORATION | 38AUQ(D,E)08A0*(5,6,1)A* | 40RUQA08T3A(5,6,1)A* | HRCU-A-CB, Split System: Heat | Heat Pump | 208 | 3 |  | False |  |  | True | Single-Speed | 88000 | 8000 | 11 | 10.8 | 12.7 |  | 87000 | 7726 | 3.3 | 3.3 | 52000 | 6349 | 2.4 | Federally-Regulated Commercial & Industrial Equipment | 06/03/2019 |  | 10/01/2019
Carrier Corp. - Syracuse | CARRIER CORPORATION | 50HCQD08B2A5033966 |  | HSP-A, Single-Package Heat Pum | Heat Pump | 575 | 3 | False |  |  |  | True | Single-Speed | 90000 | 7438 | 12.1 | 10.8 | 12.9 |  | 84000 | 7033 | 3.5 | 3.3 | 47000 | 5739 | 2.4 | Federally-Regulated Commercial & Industrial Equipment | 06/03/2019 |  | 10/01/2019
Carrier Corp. - Syracuse | CARRIER CORPORATION | 50HCQD08B2A5033966 |  | HSP-A, Single-Package Heat Pum | Heat Pump | 460 | 3 | False |  |  |  | True | Single-Speed | 90000 | 7438 | 12.1 | 10.8 | 12.9 |  | 84000 | 7033 | 3.5 | 3.3 | 47000 | 5739 | 2.4 | Federally-Regulated Commercial & Industrial Equipment | 06/03/2019 |  | 10/01/2019
Carrier Corp. - Syracuse | CARRIER CORPORATION | 50HCQD08B2A5033966 |  | HSP-A, Single-Package Heat Pum | Heat Pump | 230 | 3 | False |  |  |  | True | Single-Speed | 90000 | 7438 | 12.1 | 10.8 | 12.9 |  | 84000 | 7033 | 3.5 | 3.3 | 47000 | 5739 | 2.4 | Federally-Regulated Commercial & Industrial Equipment | 06/03/2019 |  | 10/01/2019
Carrier Corp. - Syracuse | CARRIER CORPORATION | 50HCQD08B2A5033966 |  | HSP-A, Single-Package Heat Pum | Heat Pump | 208 | 3 | False |  |  |  | True | Single-Speed | 90000 | 7438 | 12.1 | 10.8 | 12.9 |  | 84000 | 7033 | 3.5 | 3.3 | 47000 | 5739 | 2.4 | Federally-Regulated Commercial & Industrial Equipment | 06/03/2019 |  | 10/01/2019
Carrier Corp. - Syracuse | CARRIER CORPORATION | 50HCQD12D2M5030970 |  | HSP-A, Single-Package Heat Pum | Heat Pump | 575 | 3 | False |  |  |  | True | Single-Speed | 119000 | 9674 | 12.3 | 10.8 | 13.6 |  | 116000 | 9713 | 3.5 | 3.3 | 65000 | 7937 | 2.4 | Federally-Regulated Commercial & Industrial Equipment | 06/03/2019 |  | 10/01/2019
Carrier Corp. - Syracuse | CARRIER CORPORATION | 50HCQD12D2M5030970 |  | HSP-A, Single-Package Heat Pum | Heat Pump | 460 | 3 | False |  |  |  | True | Single-Speed | 119000 | 9674 | 12.3 | 10.8 | 13.6 |  | 116000 | 9713 | 3.5 | 3.3 | 65000 | 7937 | 2.4 | Federally-Regulated Commercial & Industrial Equipment | 06/03/2019 |  | 10/01/2019
Carrier Corp. - Syracuse | CARRIER CORPORATION | 50HCQD12D2M5030970 |  | HSP-A, Single-Package Heat Pum | Heat Pump | 230 | 3 | False |  |  |  | True | Single-Speed | 119000 | 9674 | 12.3 | 10.8 | 13.6 |  | 116000 | 9713 | 3.5 | 3.3 | 65000 | 7937 | 2.4 | Federally-Regulated Commercial & Industrial Equipment | 06/03/2019 |  | 10/01/2019
Carrier Corp. - Syracuse | CARRIER CORPORATION | 50HCQD12D2M5030970 |  | HSP-A, Single-Package Heat Pum | Heat Pump | 208 | 3 | False |  |  |  | True | Single-Speed | 119000 | 9674 | 12.3 | 10.8 | 13.6 |  | 116000 | 9713 | 3.5 | 3.3 | 65000 | 7937 | 2.4 | Federally-Regulated Commercial & Industrial Equipment | 06/03/2019 |  | 10/01/2019
Carrier Corp. - Syracuse | CARRIER CORPORATION | 50HCQD08B2A5031631 |  | HSP-A, Single-Package Heat Pum | Heat Pump | 575 | 3 | False |  |  |  | True | Single-Speed | 90000 | 7438 | 12.1 | 10.8 | 12.9 |  | 84000 | 7033 | 3.5 | 3.3 | 47000 | 5739 | 2.4 | Federally-Regulated Commercial & Industrial Equipment | 06/03/2019 |  | 10/01/2019
Carrier Corp. - Syracuse | CARRIER CORPORATION | 50HCQD08B2A5031631 |  | HSP-A, Single-Package Heat Pum | Heat Pump | 460 | 3 | False |  |  |  | True | Single-Speed | 90000 | 7438 | 12.1 | 10.8 | 12.9 |  | 84000 | 7033 | 3.5 | 3.3 | 47000 | 5739 | 2.4 | Federally-Regulated Commercial & Industrial Equipment | 06/03/2019 |  | 10/01/2019
Carrier Corp. - Syracuse | CARRIER CORPORATION | 50HCQD08B2A5031631 |  | HSP-A, Single-Package Heat Pum | Heat Pump | 230 | 3 | False |  |  |  | True | Single-Speed | 90000 | 7438 | 12.1 | 10.8 | 12.9 |  | 84000 | 7033 | 3.5 | 3.3 | 47000 | 5739 | 2.4 | Federally-Regulated Commercial & Industrial Equipment | 06/03/2019 |  | 10/01/2019
Carrier Corp. - Syracuse | CARRIER CORPORATION | 50HCQD08B2A5031631 |  | HSP-A, Single-Package Heat Pum | Heat Pump | 208 | 3 | False |  |  |  | True | Single-Speed | 90000 | 7438 | 12.1 | 10.8 | 12.9 |  | 84000 | 7033 | 3.5 | 3.3 | 47000 | 5739 | 2.4 | Federally-Regulated Commercial & Industrial Equipment | 06/03/2019 |  | 10/01/2019
Carrier Corp. - Syracuse | CARRIER CORPORATION | 50HCQD08B2M5034358 |  | HSP-A, Single-Package Heat Pum | Heat Pump | 575 | 3 | False |  |  |  | True | Single-Speed | 90000 | 7438 | 12.1 | 10.8 | 12.9 |  | 84000 | 7033 | 3.5 | 3.3 | 47000 | 5739 | 2.4 | Federally-Regulated Commercial & Industrial Equipment | 06/03/2019 |  | 10/01/2019
Carrier Corp. - Syracuse | CARRIER CORPORATION | 50HCQD08B2M5034358 |  | HSP-A, Single-Package Heat Pum | Heat Pump | 460 | 3 | False |  |  |  | True | Single-Speed | 90000 | 7438 | 12.1 | 10.8 | 12.9 |  | 84000 | 7033 | 3.5 | 3.3 | 47000 | 5739 | 2.4 | Federally-Regulated Commercial & Industrial Equipment | 06/03/2019 |  | 10/01/2019
Carrier Corp. - Syracuse | CARRIER CORPORATION | 50HCQD08B2M5034358 |  | HSP-A, Single-Package Heat Pum | Heat Pump | 230 | 3 | False |  |  |  | True | Single-Speed | 90000 | 7438 | 12.1 | 10.8 | 12.9 |  | 84000 | 7033 | 3.5 | 3.3 | 47000 | 5739 | 2.4 | Federally-Regulated Commercial & Industrial Equipment | 06/03/2019 |  | 10/01/2019
Carrier Corp. - Syracuse | CARRIER CORPORATION | 50HCQD08B2M5034358 |  | HSP-A, Single-Package Heat Pum | Heat Pump | 208 | 3 | False |  |  |  | True | Single-Speed | 90000 | 7438 | 12.1 | 10.8 | 12.9 |  | 84000 | 7033 | 3.5 | 3.3 | 47000 | 5739 | 2.4 | Federally-Regulated Commercial & Industrial Equipment | 06/03/2019 |  | 10/01/2019
Carrier Corp. - Syracuse | CARRIER CORPORATION | 50HCQ*12***(5,6,1)A***(G,J,K,M)* |  | HSP-A, Single-Package Heat Pum | Heat Pump | 575 | 3 | False |  |  |  | True | Single-Speed | 119000 | 9674 | 12.3 | 10.8 | 13.6 |  | 116000 | 9713 | 3.5 | 3.3 | 65000 | 7937 | 2.4 | Federally-Regulated Commercial & Industrial Equipment | 06/03/2019 |  | 10/01/2019
Carrier Corp. - Syracuse | CARRIER CORPORATION | 50HCQ*12***(5,6,1)A***(G,J,K,M)* |  | HSP-A, Single-Package Heat Pum | Heat Pump | 460 | 3 | False |  |  |  | True | Single-Speed | 119000 | 9674 | 12.3 | 10.8 | 13.6 |  | 116000 | 9713 | 3.5 | 3.3 | 65000 | 7937 | 2.4 | Federally-Regulated Commercial & Industrial Equipment | 06/03/2019 |  | 10/01/2019
Carrier Corp. - Syracuse | CARRIER CORPORATION | 50HCQ*12***(5,6,1)A***(G,J,K,M)* |  | HSP-A, Single-Package Heat Pum | Heat Pump | 230 | 3 | False |  |  |  | True | Single-Speed | 119000 | 9674 | 12.3 | 10.8 | 13.6 |  | 116000 | 9713 | 3.5 | 3.3 | 65000 | 7937 | 2.4 | Federally-Regulated Commercial & Industrial Equipment | 06/03/2019 |  | 10/01/2019
Carrier Corp. - Syracuse | CARRIER CORPORATION | 50HCQ*12***(5,6,1)A***(G,J,K,M)* |  | HSP-A, Single-Package Heat Pum | Heat Pump | 208 | 3 | False |  |  |  | True | Single-Speed | 119000 | 9674 | 12.3 | 10.8 | 13.6 |  | 116000 | 9713 | 3.5 | 3.3 | 65000 | 7937 | 2.4 | Federally-Regulated Commercial & Industrial Equipment | 06/03/2019 |  | 10/01/2019
Carrier Corp. - Syracuse | CARRIER CORPORATION | 50TCQ*17*(5,6,7)*5C***(K,M)* |  | HSP-A, Single-Package Heat Pum | Heat Pump | 230 | 3 | False |  |  |  | True | Single-Speed | 172000 | 16074 | 10.7 | 10.4 | 12 |  | 166000 | 14742 | 3.3 | 3.2 | 103000 | 12577 | 2.4 | Federally-Regulated Commercial & Industrial Equipment | 07/19/2019 |  | 10/01/2019
Carrier Corp. - Syracuse | CARRIER CORPORATION | 50TCQ*17*(5,6,7)*5C***(K,M)* |  | HSP-A, Single-Package Heat Pum | Heat Pump | 208 | 3 | False |  |  |  | True | Single-Speed | 172000 | 16074 | 10.7 | 10.4 | 12 |  | 166000 | 14742 | 3.3 | 3.2 | 103000 | 12577 | 2.4 | Federally-Regulated Commercial & Industrial Equipment | 07/19/2019 |  | 10/01/2019
Carrier Corp. - Syracuse | CARRIER CORPORATION | 50TCQ*24*(1,2,3)*5A***(K,M)* |  | HSP-A, Single-Package Heat Pum | Heat Pump | 230 | 3 | False |  |  |  | True | Single-Speed | 232000 | 21886 | 10.6 | 10.4 | 12 |  | 220000 | 19538 | 3.3 | 3.2 | 136000 | 17329 | 2.3 | Federally-Regulated Commercial & Industrial Equipment | 06/03/2019 |  | 10/01/2019
Carrier Corp. - Syracuse | CARRIER CORPORATION | 50TCQ*24*(1,2,3)*5A***(K,M)* |  | HSP-A, Single-Package Heat Pum | Heat Pump | 208 | 3 | False |  |  |  | True | Single-Speed | 232000 | 21886 | 10.6 | 10.4 | 12 |  | 220000 | 19538 | 3.3 | 3.2 | 136000 | 17329 | 2.3 | Federally-Regulated Commercial & Industrial Equipment | 06/03/2019 |  | 10/01/2019
Carrier Corp. - Syracuse | CARRIER CORPORATION | 38AUQ*16A0*(5,6,1)A* | 40RUQA16T*A(5,6,1)A* | HRCU-A-CB, Split System: Heat | Heat Pump | 575 | 3 |  | False |  |  | True | Single-Speed | 178000 | 16792 | 10.6 | 10.4 | 12.5 |  | 178000 | 15343 | 3.4 | 3.2 | 108000 | 13188 | 2.4 | Federally-Regulated Commercial & Industrial Equipment | 06/03/2019 |  | 10/01/2019
Carrier Corp. - Syracuse | CARRIER CORPORATION | 38AUQ*16A0*(5,6,1)A* | 40RUQA16T*A(5,6,1)A* | HRCU-A-CB, Split System: Heat | Heat Pump | 460 | 3 |  | False |  |  | True | Single-Speed | 178000 | 16792 | 10.6 | 10.4 | 12.5 |  | 178000 | 15343 | 3.4 | 3.2 | 108000 | 13188 | 2.4 | Federally-Regulated Commercial & Industrial Equipment | 06/03/2019 |  | 10/01/2019
Carrier Corp. - Syracuse | CARRIER CORPORATION | 38AUQ*16A0*(5,6,1)A* | 40RUQA16T*A(5,6,1)A* | HRCU-A-CB, Split System: Heat | Heat Pump | 230 | 3 |  | False |  |  | True | Single-Speed | 178000 | 16792 | 10.6 | 10.4 | 12.5 |  | 178000 | 15343 | 3.4 | 3.2 | 108000 | 13188 | 2.4 | Federally-Regulated Commercial & Industrial Equipment | 06/03/2019 |  | 10/01/2019
Carrier Corp. - Syracuse | CARRIER CORPORATION | 38AUQ*16A0*(5,6,1)A* | 40RUQA16T*A(5,6,1)A* | HRCU-A-CB, Split System: Heat | Heat Pump | 208 | 3 |  | False |  |  | True | Single-Speed | 178000 | 16792 | 10.6 | 10.4 | 12.5 |  | 178000 | 15343 | 3.4 | 3.2 | 108000 | 13188 | 2.4 | Federally-Regulated Commercial & Industrial Equipment | 06/03/2019 |  | 10/01/2019
Carrier Corp. - Syracuse | CARRIER CORPORATION | 50TCQ*17*(1,2,3)*5C***(G,J)* |  | HSP-A, Single-Package Heat Pum | Heat Pump | 230 | 3 | False |  |  |  | True | Single-Speed | 172000 | 15925 | 10.8 | 10.4 | 12 |  | 166000 | 14742 | 3.3 | 3.2 | 103000 | 12577 | 2.4 | Federally-Regulated Commercial & Industrial Equipment | 07/19/2019 |  | 10/01/2019
Carrier Corp. - Syracuse | CARRIER CORPORATION | 50TCQ*17*(1,2,3)*5C***(G,J)* |  | HSP-A, Single-Package Heat Pum | Heat Pump | 208 | 3 | False |  |  |  | True | Single-Speed | 172000 | 15925 | 10.8 | 10.4 | 12 |  | 166000 | 14742 | 3.3 | 3.2 | 103000 | 12577 | 2.4 | Federally-Regulated Commercial & Industrial Equipment | 07/19/2019 |  | 10/01/2019
Carrier Corp. - Syracuse | CARRIER CORPORATION | 38AUQ(D,E)07A0*(5,6,1)A* | 40RUQA07T3A(5,6,1)A* | HRCU-A-CB, Split System: Heat | Heat Pump | 575 | 3 |  | False |  |  | True | Single-Speed | 70000 | 5982 | 11.7 | 10.8 | 13.8 |  | 66000 | 5861 | 3.3 | 3.3 | 39000 | 4762 | 2.4 | Federally-Regulated Commercial & Industrial Equipment | 06/03/2019 |  | 10/01/2019
Carrier Corp. - Syracuse | CARRIER CORPORATION | 38AUQ(D,E)07A0*(5,6,1)A* | 40RUQA07T3A(5,6,1)A* | HRCU-A-CB, Split System: Heat | Heat Pump | 460 | 3 |  | False |  |  | True | Single-Speed | 70000 | 5982 | 11.7 | 10.8 | 13.8 |  | 66000 | 5861 | 3.3 | 3.3 | 39000 | 4762 | 2.4 | Federally-Regulated Commercial & Industrial Equipment | 06/03/2019 |  | 10/01/2019
Carrier Corp. - Syracuse | CARRIER CORPORATION | 38AUQ(D,E)07A0*(5,6,1)A* | 40RUQA07T3A(5,6,1)A* | HRCU-A-CB, Split System: Heat | Heat Pump | 230 | 3 |  | False |  |  | True | Single-Speed | 70000 | 5982 | 11.7 | 10.8 | 13.8 |  | 66000 | 5861 | 3.3 | 3.3 | 39000 | 4762 | 2.4 | Federally-Regulated Commercial & Industrial Equipment | 06/03/2019 |  | 10/01/2019
Carrier Corp. - Syracuse | CARRIER CORPORATION | 38AUQ(D,E)07A0*(5,6,1)A* | 40RUQA07T3A(5,6,1)A* | HRCU-A-CB, Split System: Heat | Heat Pump | 208 | 3 |  | False |  |  | True | Single-Speed | 70000 | 5982 | 11.7 | 10.8 | 13.8 |  | 66000 | 5861 | 3.3 | 3.3 | 39000 | 4762 | 2.4 | Federally-Regulated Commercial & Industrial Equipment | 06/03/2019 |  | 10/01/2019
Carrier Corp. - Syracuse | CARRIER CORPORATION | 50HCQD12D2N5032227 |  | HSP-A, Single-Package Heat Pum | Heat Pump | 575 | 3 | False |  |  |  | True | Single-Speed | 119000 | 9674 | 12.3 | 10.8 | 13.6 |  | 116000 | 9713 | 3.5 | 3.3 | 65000 | 7937 | 2.4 | Federally-Regulated Commercial & Industrial Equipment | 06/03/2019 |  | 10/01/2019
Carrier Corp. - Syracuse | CARRIER CORPORATION | 50HCQD12D2N5032227 |  | HSP-A, Single-Package Heat Pum | Heat Pump | 460 | 3 | False |  |  |  | True | Single-Speed | 119000 | 9674 | 12.3 | 10.8 | 13.6 |  | 116000 | 9713 | 3.5 | 3.3 | 65000 | 7937 | 2.4 | Federally-Regulated Commercial & Industrial Equipment | 06/03/2019 |  | 10/01/2019
Carrier Corp. - Syracuse | CARRIER CORPORATION | 50HCQD12D2N5032227 |  | HSP-A, Single-Package Heat Pum | Heat Pump | 230 | 3 | False |  |  |  | True | Single-Speed | 119000 | 9674 | 12.3 | 10.8 | 13.6 |  | 116000 | 9713 | 3.5 | 3.3 | 65000 | 7937 | 2.4 | Federally-Regulated Commercial & Industrial Equipment | 06/03/2019 |  | 10/01/2019
Carrier Corp. - Syracuse | CARRIER CORPORATION | 50HCQD12D2N5032227 |  | HSP-A, Single-Package Heat Pum | Heat Pump | 208 | 3 | False |  |  |  | True | Single-Speed | 119000 | 9674 | 12.3 | 10.8 | 13.6 |  | 116000 | 9713 | 3.5 | 3.3 | 65000 | 7937 | 2.4 | Federally-Regulated Commercial & Industrial Equipment | 06/03/2019 |  | 10/01/2019
Carrier Corp. - Syracuse | CARRIER CORPORATION | 50TCQD12A2P6038724 |  | HSP-A, Single-Package Heat Pum | Heat Pump | 575 | 3 | False |  |  |  | False | Single-Speed | 116000 | 10545 | 11 | 10.8 | 12.5 |  | 116000 | 9999 | 3.4 | 3.3 | 63000 | 8206 | 2.25 | Federally-Regulated Commercial & Industrial Equipment | 06/03/2019 |  | 10/01/2019
Carrier Corp. - Syracuse | CARRIER CORPORATION | 50TCQD12A2P6038724 |  | HSP-A, Single-Package Heat Pum | Heat Pump | 460 | 3 | False |  |  |  | False | Single-Speed | 116000 | 10545 | 11 | 10.8 | 12.5 |  | 116000 | 9999 | 3.4 | 3.3 | 63000 | 8206 | 2.25 | Federally-Regulated Commercial & Industrial Equipment | 06/03/2019 |  | 10/01/2019
Carrier Corp. - Syracuse | CARRIER CORPORATION | 50TCQD12A2P6038724 |  | HSP-A, Single-Package Heat Pum | Heat Pump | 230 | 3 | False |  |  |  | False | Single-Speed | 116000 | 10545 | 11 | 10.8 | 12.5 |  | 116000 | 9999 | 3.4 | 3.3 | 63000 | 8206 | 2.25 | Federally-Regulated Commercial & Industrial Equipment | 06/03/2019 |  | 10/01/2019
Carrier Corp. - Syracuse | CARRIER CORPORATION | 50TCQD12A2P6038724 |  | HSP-A, Single-Package Heat Pum | Heat Pump | 208 | 3 | False |  |  |  | False | Single-Speed | 116000 | 10545 | 11 | 10.8 | 12.5 |  | 116000 | 9999 | 3.4 | 3.3 | 63000 | 8206 | 2.25 | Federally-Regulated Commercial & Industrial Equipment | 06/03/2019 |  | 10/01/2019
Carrier Corp. - Syracuse | CARRIER CORPORATION | 50HCQ(D,G)07***(5,6,1)A***(G,J,K,M)* |  | HSP-A, Single-Package Heat Pum | Heat Pump | 575 | 3 | False |  |  |  | True | Dual-Speed | 70000 | 5833 | 12 | 10.8 | 15.6 |  | 69000 | 5947 | 3.4 | 3.3 | 38000 | 4640 | 2.4 | Federally-Regulated Commercial & Industrial Equipment | 06/03/2019 |  | 10/01/2019
Carrier Corp. - Syracuse | CARRIER CORPORATION | 50HCQ(D,G)07***(5,6,1)A***(G,J,K,M)* |  | HSP-A, Single-Package Heat Pum | Heat Pump | 460 | 3 | False |  |  |  | True | Dual-Speed | 70000 | 5833 | 12 | 10.8 | 15.6 |  | 69000 | 5947 | 3.4 | 3.3 | 38000 | 4640 | 2.4 | Federally-Regulated Commercial & Industrial Equipment | 06/03/2019 |  | 10/01/2019
Carrier Corp. - Syracuse | CARRIER CORPORATION | 50HCQ(D,G)07***(5,6,1)A***(G,J,K,M)* |  | HSP-A, Single-Package Heat Pum | Heat Pump | 230 | 3 | False |  |  |  | True | Dual-Speed | 70000 | 5833 | 12 | 10.8 | 15.6 |  | 69000 | 5947 | 3.4 | 3.3 | 38000 | 4640 | 2.4 | Federally-Regulated Commercial & Industrial Equipment | 06/03/2019 |  | 10/01/2019
Carrier Corp. - Syracuse | CARRIER CORPORATION | 50HCQ(D,G)07***(5,6,1)A***(G,J,K,M)* |  | HSP-A, Single-Package Heat Pum | Heat Pump | 208 | 3 | False |  |  |  | True | Dual-Speed | 70000 | 5833 | 12 | 10.8 | 15.6 |  | 69000 | 5947 | 3.4 | 3.3 | 38000 | 4640 | 2.4 | Federally-Regulated Commercial & Industrial Equipment | 06/03/2019 |  | 10/01/2019
Carrier Corp. - Syracuse | CARRIER CORPORATION | 50HCQD08B2M5034158 |  | HSP-A, Single-Package Heat Pum | Heat Pump | 575 | 3 | False |  |  |  | True | Single-Speed | 90000 | 7438 | 12.1 | 10.8 | 12.9 |  | 84000 | 7033 | 3.5 | 3.3 | 47000 | 5739 | 2.4 | Federally-Regulated Commercial & Industrial Equipment | 06/03/2019 |  | 10/01/2019
Carrier Corp. - Syracuse | CARRIER CORPORATION | 50HCQD08B2M5034158 |  | HSP-A, Single-Package Heat Pum | Heat Pump | 460 | 3 | False |  |  |  | True | Single-Speed | 90000 | 7438 | 12.1 | 10.8 | 12.9 |  | 84000 | 7033 | 3.5 | 3.3 | 47000 | 5739 | 2.4 | Federally-Regulated Commercial & Industrial Equipment | 06/03/2019 |  | 10/01/2019
Carrier Corp. - Syracuse | CARRIER CORPORATION | 50HCQD08B2M5034158 |  | HSP-A, Single-Package Heat Pum | Heat Pump | 230 | 3 | False |  |  |  | True | Single-Speed | 90000 | 7438 | 12.1 | 10.8 | 12.9 |  | 84000 | 7033 | 3.5 | 3.3 | 47000 | 5739 | 2.4 | Federally-Regulated Commercial & Industrial Equipment | 06/03/2019 |  | 10/01/2019
Carrier Corp. - Syracuse | CARRIER CORPORATION | 50HCQD08B2M5034158 |  | HSP-A, Single-Package Heat Pum | Heat Pump | 208 | 3 | False |  |  |  | True | Single-Speed | 90000 | 7438 | 12.1 | 10.8 | 12.9 |  | 84000 | 7033 | 3.5 | 3.3 | 47000 | 5739 | 2.4 | Federally-Regulated Commercial & Industrial Equipment | 06/03/2019 |  | 10/01/2019
Carrier Corp. - Syracuse | CARRIER CORPORATION | 50HCQ*09***(5,6,1)A***(A,C,D,F)* |  | HSP-A, Single-Package Heat Pum | Heat Pump | 575 | 3 | False |  |  |  | True | Single-Speed | 100000 | 8333 | 12 | 10.8 | 12.5 |  | 100000 | 8619 | 3.4 | 3.3 | 56000 | 7262 | 2.26 | Federally-Regulated Commercial & Industrial Equipment | 06/03/2019 |  | 10/01/2019
Carrier Corp. - Syracuse | CARRIER CORPORATION | 50HCQ*09***(5,6,1)A***(A,C,D,F)* |  | HSP-A, Single-Package Heat Pum | Heat Pump | 460 | 3 | False |  |  |  | True | Single-Speed | 100000 | 8333 | 12 | 10.8 | 12.5 |  | 100000 | 8619 | 3.4 | 3.3 | 56000 | 7262 | 2.26 | Federally-Regulated Commercial & Industrial Equipment | 06/03/2019 |  | 10/01/2019
Carrier Corp. - Syracuse | CARRIER CORPORATION | 50HCQ*09***(5,6,1)A***(A,C,D,F)* |  | HSP-A, Single-Package Heat Pum | Heat Pump | 230 | 3 | False |  |  |  | True | Single-Speed | 100000 | 8333 | 12 | 10.8 | 12.5 |  | 100000 | 8619 | 3.4 | 3.3 | 56000 | 7262 | 2.26 | Federally-Regulated Commercial & Industrial Equipment | 06/03/2019 |  | 10/01/2019
Carrier Corp. - Syracuse | CARRIER CORPORATION | 50HCQ*09***(5,6,1)A***(A,C,D,F)* |  | HSP-A, Single-Package Heat Pum | Heat Pump | 208 | 3 | False |  |  |  | True | Single-Speed | 100000 | 8333 | 12 | 10.8 | 12.5 |  | 100000 | 8619 | 3.4 | 3.3 | 56000 | 7262 | 2.26 | Federally-Regulated Commercial & Industrial Equipment | 06/03/2019 |  | 10/01/2019
Carrier Corp. - Syracuse | CARRIER CORPORATION | 50HCQD08B2A5033969 |  | HSP-A, Single-Package Heat Pum | Heat Pump | 575 | 3 | False |  |  |  | True | Single-Speed | 90000 | 7438 | 12.1 | 10.8 | 12.9 |  | 84000 | 7033 | 3.5 | 3.3 | 47000 | 5739 | 2.4 | Federally-Regulated Commercial & Industrial Equipment | 06/03/2019 |  | 10/01/2019
Carrier Corp. - Syracuse | CARRIER CORPORATION | 50HCQD08B2A5033969 |  | HSP-A, Single-Package Heat Pum | Heat Pump | 460 | 3 | False |  |  |  | True | Single-Speed | 90000 | 7438 | 12.1 | 10.8 | 12.9 |  | 84000 | 7033 | 3.5 | 3.3 | 47000 | 5739 | 2.4 | Federally-Regulated Commercial & Industrial Equipment | 06/03/2019 |  | 10/01/2019
Carrier Corp. - Syracuse | CARRIER CORPORATION | 50HCQD08B2A5033969 |  | HSP-A, Single-Package Heat Pum | Heat Pump | 230 | 3 | False |  |  |  | True | Single-Speed | 90000 | 7438 | 12.1 | 10.8 | 12.9 |  | 84000 | 7033 | 3.5 | 3.3 | 47000 | 5739 | 2.4 | Federally-Regulated Commercial & Industrial Equipment | 06/03/2019 |  | 10/01/2019
Carrier Corp. - Syracuse | CARRIER CORPORATION | 50HCQD08B2A5033969 |  | HSP-A, Single-Package Heat Pum | Heat Pump | 208 | 3 | False |  |  |  | True | Single-Speed | 90000 | 7438 | 12.1 | 10.8 | 12.9 |  | 84000 | 7033 | 3.5 | 3.3 | 47000 | 5739 | 2.4 | Federally-Regulated Commercial & Industrial Equipment | 06/03/2019 |  | 10/01/2019
Carrier Corp. - Syracuse | CARRIER CORPORATION | 38AUQA12A0A5037862 | 40RUQA12T*A(5,6,1)A* | HRCU-A-CB, Split System: Heat | Heat Pump | 575 | 3 |  | False |  |  | True | Single-Speed | 112000 | 10181 | 11 | 10.8 | 12.2 |  | 106000 | 9413 | 3.3 | 3.3 | 66000 | 8059 | 2.4 | Federally-Regulated Commercial & Industrial Equipment | 06/03/2019 |  | 10/01/2019
Carrier Corp. - Syracuse | CARRIER CORPORATION | 38AUQA12A0A5037862 | 40RUQA12T*A(5,6,1)A* | HRCU-A-CB, Split System: Heat | Heat Pump | 460 | 3 |  | False |  |  | True | Single-Speed | 112000 | 10181 | 11 | 10.8 | 12.2 |  | 106000 | 9413 | 3.3 | 3.3 | 66000 | 8059 | 2.4 | Federally-Regulated Commercial & Industrial Equipment | 06/03/2019 |  | 10/01/2019
Carrier Corp. - Syracuse | CARRIER CORPORATION | 38AUQA12A0A5037862 | 40RUQA12T*A(5,6,1)A* | HRCU-A-CB, Split System: Heat | Heat Pump | 230 | 3 |  | False |  |  | True | Single-Speed | 112000 | 10181 | 11 | 10.8 | 12.2 |  | 106000 | 9413 | 3.3 | 3.3 | 66000 | 8059 | 2.4 | Federally-Regulated Commercial & Industrial Equipment | 06/03/2019 |  | 10/01/2019
Carrier Corp. - Syracuse | CARRIER CORPORATION | 38AUQA12A0A5037862 | 40RUQA12T*A(5,6,1)A* | HRCU-A-CB, Split System: Heat | Heat Pump | 208 | 3 |  | False |  |  | True | Single-Speed | 112000 | 10181 | 11 | 10.8 | 12.2 |  | 106000 | 9413 | 3.3 | 3.3 | 66000 | 8059 | 2.4 | Federally-Regulated Commercial & Industrial Equipment | 06/03/2019 |  | 10/01/2019
Carrier Corp. - Syracuse | CARRIER CORPORATION | 50HCQD08B2A5031463 |  | HSP-A, Single-Package Heat Pum | Heat Pump | 575 | 3 | False |  |  |  | True | Single-Speed | 90000 | 7438 | 12.1 | 10.8 | 12.9 |  | 84000 | 7033 | 3.5 | 3.3 | 47000 | 5739 | 2.4 | Federally-Regulated Commercial & Industrial Equipment | 06/03/2019 |  | 10/01/2019
Carrier Corp. - Syracuse | CARRIER CORPORATION | 50HCQD08B2A5031463 |  | HSP-A, Single-Package Heat Pum | Heat Pump | 460 | 3 | False |  |  |  | True | Single-Speed | 90000 | 7438 | 12.1 | 10.8 | 12.9 |  | 84000 | 7033 | 3.5 | 3.3 | 47000 | 5739 | 2.4 | Federally-Regulated Commercial & Industrial Equipment | 06/03/2019 |  | 10/01/2019
Carrier Corp. - Syracuse | CARRIER CORPORATION | 50HCQD08B2A5031463 |  | HSP-A, Single-Package Heat Pum | Heat Pump | 230 | 3 | False |  |  |  | True | Single-Speed | 90000 | 7438 | 12.1 | 10.8 | 12.9 |  | 84000 | 7033 | 3.5 | 3.3 | 47000 | 5739 | 2.4 | Federally-Regulated Commercial & Industrial Equipment | 06/03/2019 |  | 10/01/2019
Carrier Corp. - Syracuse | CARRIER CORPORATION | 50HCQD08B2A5031463 |  | HSP-A, Single-Package Heat Pum | Heat Pump | 208 | 3 | False |  |  |  | True | Single-Speed | 90000 | 7438 | 12.1 | 10.8 | 12.9 |  | 84000 | 7033 | 3.5 | 3.3 | 47000 | 5739 | 2.4 | Federally-Regulated Commercial & Industrial Equipment | 06/03/2019 |  | 10/01/2019
Carrier Corp. - Syracuse | CARRIER CORPORATION | 50HCQ*08***(5,6,1)A***(A,C,D,F)* |  | HSP-A, Single-Package Heat Pum | Heat Pump | 575 | 3 | False |  |  |  | True | Single-Speed | 90000 | 7438 | 12.1 | 10.8 | 12.9 |  | 84000 | 7033 | 3.5 | 3.3 | 47000 | 5739 | 2.4 | Federally-Regulated Commercial & Industrial Equipment | 06/03/2019 |  | 10/01/2019
Carrier Corp. - Syracuse | CARRIER CORPORATION | 50HCQ*08***(5,6,1)A***(A,C,D,F)* |  | HSP-A, Single-Package Heat Pum | Heat Pump | 460 | 3 | False |  |  |  | True | Single-Speed | 90000 | 7438 | 12.1 | 10.8 | 12.9 |  | 84000 | 7033 | 3.5 | 3.3 | 47000 | 5739 | 2.4 | Federally-Regulated Commercial & Industrial Equipment | 06/03/2019 |  | 10/01/2019
Carrier Corp. - Syracuse | CARRIER CORPORATION | 50HCQ*08***(5,6,1)A***(A,C,D,F)* |  | HSP-A, Single-Package Heat Pum | Heat Pump | 230 | 3 | False |  |  |  | True | Single-Speed | 90000 | 7438 | 12.1 | 10.8 | 12.9 |  | 84000 | 7033 | 3.5 | 3.3 | 47000 | 5739 | 2.4 | Federally-Regulated Commercial & Industrial Equipment | 06/03/2019 |  | 10/01/2019
Carrier Corp. - Syracuse | CARRIER CORPORATION | 50HCQ*08***(5,6,1)A***(A,C,D,F)* |  | HSP-A, Single-Package Heat Pum | Heat Pump | 208 | 3 | False |  |  |  | True | Single-Speed | 90000 | 7438 | 12.1 | 10.8 | 12.9 |  | 84000 | 7033 | 3.5 | 3.3 | 47000 | 5739 | 2.4 | Federally-Regulated Commercial & Industrial Equipment | 06/03/2019 |  | 10/01/2019
Carrier Corp. - Syracuse | CARRIER CORPORATION | 50TCQ*24*(5,6,7)*5A***(K,M)* |  | HSP-A, Single-Package Heat Pum | Heat Pump | 230 | 3 | False |  |  |  | True | Single-Speed | 232000 | 21886 | 10.6 | 10.4 | 12 |  | 220000 | 19538 | 3.3 | 3.2 | 136000 | 17329 | 2.3 | Federally-Regulated Commercial & Industrial Equipment | 06/03/2019 |  | 10/01/2019
Carrier Corp. - Syracuse | CARRIER CORPORATION | 50TCQ*24*(5,6,7)*5A***(K,M)* |  | HSP-A, Single-Package Heat Pum | Heat Pump | 208 | 3 | False |  |  |  | True | Single-Speed | 232000 | 21886 | 10.6 | 10.4 | 12 |  | 220000 | 19538 | 3.3 | 3.2 | 136000 | 17329 | 2.3 | Federally-Regulated Commercial & Industrial Equipment | 06/03/2019 |  | 10/01/2019
Carrier Corp. - Syracuse | CARRIER CORPORATION | 50TCQD12B2A5033265 |  | HSP-A, Single-Package Heat Pum | Heat Pump | 575 | 3 | False |  |  |  | False | Single-Speed | 116000 | 10545 | 11 | 10.8 | 12.5 |  | 116000 | 9999 | 3.4 | 3.3 | 63000 | 8206 | 2.25 | Federally-Regulated Commercial & Industrial Equipment | 06/03/2019 |  | 10/01/2019
Carrier Corp. - Syracuse | CARRIER CORPORATION | 50TCQD12B2A5033265 |  | HSP-A, Single-Package Heat Pum | Heat Pump | 460 | 3 | False |  |  |  | False | Single-Speed | 116000 | 10545 | 11 | 10.8 | 12.5 |  | 116000 | 9999 | 3.4 | 3.3 | 63000 | 8206 | 2.25 | Federally-Regulated Commercial & Industrial Equipment | 06/03/2019 |  | 10/01/2019
Carrier Corp. - Syracuse | CARRIER CORPORATION | 50TCQD12B2A5033265 |  | HSP-A, Single-Package Heat Pum | Heat Pump | 230 | 3 | False |  |  |  | False | Single-Speed | 116000 | 10545 | 11 | 10.8 | 12.5 |  | 116000 | 9999 | 3.4 | 3.3 | 63000 | 8206 | 2.25 | Federally-Regulated Commercial & Industrial Equipment | 06/03/2019 |  | 10/01/2019
Carrier Corp. - Syracuse | CARRIER CORPORATION | 50TCQD12B2A5033265 |  | HSP-A, Single-Package Heat Pum | Heat Pump | 208 | 3 | False |  |  |  | False | Single-Speed | 116000 | 10545 | 11 | 10.8 | 12.5 |  | 116000 | 9999 | 3.4 | 3.3 | 63000 | 8206 | 2.25 | Federally-Regulated Commercial & Industrial Equipment | 06/03/2019 |  | 10/01/2019
Carrier Corp. - Syracuse | CARRIER CORPORATION | 50HCQ(D,G)07***(5,6,1)A***(A,C,D,F)* |  | HSP-A, Single-Package Heat Pum | Heat Pump | 575 | 3 | False |  |  |  | True | Dual-Speed | 70000 | 5833 | 12 | 10.8 | 14 |  | 69000 | 5947 | 3.4 | 3.3 | 38000 | 4640 | 2.4 | Federally-Regulated Commercial & Industrial Equipment | 06/03/2019 |  | 10/01/2019
Carrier Corp. - Syracuse | CARRIER CORPORATION | 50HCQ(D,G)07***(5,6,1)A***(A,C,D,F)* |  | HSP-A, Single-Package Heat Pum | Heat Pump | 460 | 3 | False |  |  |  | True | Dual-Speed | 70000 | 5833 | 12 | 10.8 | 14 |  | 69000 | 5947 | 3.4 | 3.3 | 38000 | 4640 | 2.4 | Federally-Regulated Commercial & Industrial Equipment | 06/03/2019 |  | 10/01/2019
Carrier Corp. - Syracuse | CARRIER CORPORATION | 50HCQ(D,G)07***(5,6,1)A***(A,C,D,F)* |  | HSP-A, Single-Package Heat Pum | Heat Pump | 230 | 3 | False |  |  |  | True | Dual-Speed | 70000 | 5833 | 12 | 10.8 | 14 |  | 69000 | 5947 | 3.4 | 3.3 | 38000 | 4640 | 2.4 | Federally-Regulated Commercial & Industrial Equipment | 06/03/2019 |  | 10/01/2019
Carrier Corp. - Syracuse | CARRIER CORPORATION | 50HCQ(D,G)07***(5,6,1)A***(A,C,D,F)* |  | HSP-A, Single-Package Heat Pum | Heat Pump | 208 | 3 | False |  |  |  | True | Dual-Speed | 70000 | 5833 | 12 | 10.8 | 14 |  | 69000 | 5947 | 3.4 | 3.3 | 38000 | 4640 | 2.4 | Federally-Regulated Commercial & Industrial Equipment | 06/03/2019 |  | 10/01/2019
Carrier Corp. - Syracuse | CARRIER CORPORATION | 50HCQD08B2M5034438 |  | HSP-A, Single-Package Heat Pum | Heat Pump | 575 | 3 | False |  |  |  | True | Single-Speed | 90000 | 7438 | 12.1 | 10.8 | 12.9 |  | 84000 | 7033 | 3.5 | 3.3 | 47000 | 5739 | 2.4 | Federally-Regulated Commercial & Industrial Equipment | 06/03/2019 |  | 10/01/2019
Carrier Corp. - Syracuse | CARRIER CORPORATION | 50HCQD08B2M5034438 |  | HSP-A, Single-Package Heat Pum | Heat Pump | 460 | 3 | False |  |  |  | True | Single-Speed | 90000 | 7438 | 12.1 | 10.8 | 12.9 |  | 84000 | 7033 | 3.5 | 3.3 | 47000 | 5739 | 2.4 | Federally-Regulated Commercial & Industrial Equipment | 06/03/2019 |  | 10/01/2019
Carrier Corp. - Syracuse | CARRIER CORPORATION | 50HCQD08B2M5034438 |  | HSP-A, Single-Package Heat Pum | Heat Pump | 230 | 3 | False |  |  |  | True | Single-Speed | 90000 | 7438 | 12.1 | 10.8 | 12.9 |  | 84000 | 7033 | 3.5 | 3.3 | 47000 | 5739 | 2.4 | Federally-Regulated Commercial & Industrial Equipment | 06/03/2019 |  | 10/01/2019
Carrier Corp. - Syracuse | CARRIER CORPORATION | 50HCQD08B2M5034438 |  | HSP-A, Single-Package Heat Pum | Heat Pump | 208 | 3 | False |  |  |  | True | Single-Speed | 90000 | 7438 | 12.1 | 10.8 | 12.9 |  | 84000 | 7033 | 3.5 | 3.3 | 47000 | 5739 | 2.4 | Federally-Regulated Commercial & Industrial Equipment | 06/03/2019 |  | 10/01/2019
Carrier Corp. - Syracuse | CARRIER CORPORATION | 50HCQD08B2A5031587 |  | HSP-A, Single-Package Heat Pum | Heat Pump | 575 | 3 | False |  |  |  | True | Single-Speed | 90000 | 7438 | 12.1 | 10.8 | 12.9 |  | 84000 | 7033 | 3.5 | 3.3 | 47000 | 5739 | 2.4 | Federally-Regulated Commercial & Industrial Equipment | 06/03/2019 |  | 10/01/2019
Carrier Corp. - Syracuse | CARRIER CORPORATION | 50HCQD08B2A5031587 |  | HSP-A, Single-Package Heat Pum | Heat Pump | 460 | 3 | False |  |  |  | True | Single-Speed | 90000 | 7438 | 12.1 | 10.8 | 12.9 |  | 84000 | 7033 | 3.5 | 3.3 | 47000 | 5739 | 2.4 | Federally-Regulated Commercial & Industrial Equipment | 06/03/2019 |  | 10/01/2019
Carrier Corp. - Syracuse | CARRIER CORPORATION | 50HCQD08B2A5031587 |  | HSP-A, Single-Package Heat Pum | Heat Pump | 230 | 3 | False |  |  |  | True | Single-Speed | 90000 | 7438 | 12.1 | 10.8 | 12.9 |  | 84000 | 7033 | 3.5 | 3.3 | 47000 | 5739 | 2.4 | Federally-Regulated Commercial & Industrial Equipment | 06/03/2019 |  | 10/01/2019
Carrier Corp. - Syracuse | CARRIER CORPORATION | 50HCQD08B2A5031587 |  | HSP-A, Single-Package Heat Pum | Heat Pump | 208 | 3 | False |  |  |  | True | Single-Speed | 90000 | 7438 | 12.1 | 10.8 | 12.9 |  | 84000 | 7033 | 3.5 | 3.3 | 47000 | 5739 | 2.4 | Federally-Regulated Commercial & Industrial Equipment | 06/03/2019 |  | 10/01/2019
Carrier Corp. - Syracuse | CARRIER CORPORATION | 38AUQ(D,E)07A0*(5,6,1)A* | 40RUQA07T(1,2)A(5,6,1)A* | HRCU-A-CB, Split System: Heat | Heat Pump | 575 | 3 |  | False |  |  | True | Single-Speed | 70000 | 5982 | 11.7 | 10.8 | 13.8 |  | 66000 | 5861 | 3.3 | 3.3 | 39000 | 4762 | 2.4 | Federally-Regulated Commercial & Industrial Equipment | 06/03/2019 |  | 10/01/2019
Carrier Corp. - Syracuse | CARRIER CORPORATION | 38AUQ(D,E)07A0*(5,6,1)A* | 40RUQA07T(1,2)A(5,6,1)A* | HRCU-A-CB, Split System: Heat | Heat Pump | 460 | 3 |  | False |  |  | True | Single-Speed | 70000 | 5982 | 11.7 | 10.8 | 13.8 |  | 66000 | 5861 | 3.3 | 3.3 | 39000 | 4762 | 2.4 | Federally-Regulated Commercial & Industrial Equipment | 06/03/2019 |  | 10/01/2019
Carrier Corp. - Syracuse | CARRIER CORPORATION | 38AUQ(D,E)07A0*(5,6,1)A* | 40RUQA07T(1,2)A(5,6,1)A* | HRCU-A-CB, Split System: Heat | Heat Pump | 230 | 3 |  | False |  |  | True | Single-Speed | 70000 | 5982 | 11.7 | 10.8 | 13.8 |  | 66000 | 5861 | 3.3 | 3.3 | 39000 | 4762 | 2.4 | Federally-Regulated Commercial & Industrial Equipment | 06/03/2019 |  | 10/01/2019
Carrier Corp. - Syracuse | CARRIER CORPORATION | 38AUQ(D,E)07A0*(5,6,1)A* | 40RUQA07T(1,2)A(5,6,1)A* | HRCU-A-CB, Split System: Heat | Heat Pump | 208 | 3 |  | False |  |  | True | Single-Speed | 70000 | 5982 | 11.7 | 10.8 | 13.8 |  | 66000 | 5861 | 3.3 | 3.3 | 39000 | 4762 | 2.4 | Federally-Regulated Commercial & Industrial Equipment | 06/03/2019 |  | 10/01/2019
Carrier Corp. - Syracuse | CARRIER CORPORATION | 50TCQ*12***(5,6,1)A***(G,J,K,M)* |  | HSP-A, Single-Package Heat Pum | Heat Pump | 575 | 3 | False |  |  |  | False | Single-Speed | 116000 | 10545 | 11 | 10.8 | 12.5 |  | 116000 | 9999 | 3.4 | 3.3 | 63000 | 8206 | 2.25 | Federally-Regulated Commercial & Industrial Equipment | 06/03/2019 |  | 10/01/2019
Carrier Corp. - Syracuse | CARRIER CORPORATION | 50TCQ*12***(5,6,1)A***(G,J,K,M)* |  | HSP-A, Single-Package Heat Pum | Heat Pump | 460 | 3 | False |  |  |  | False | Single-Speed | 116000 | 10545 | 11 | 10.8 | 12.5 |  | 116000 | 9999 | 3.4 | 3.3 | 63000 | 8206 | 2.25 | Federally-Regulated Commercial & Industrial Equipment | 06/03/2019 |  | 10/01/2019
Carrier Corp. - Syracuse | CARRIER CORPORATION | 50TCQ*12***(5,6,1)A***(G,J,K,M)* |  | HSP-A, Single-Package Heat Pum | Heat Pump | 230 | 3 | False |  |  |  | False | Single-Speed | 116000 | 10545 | 11 | 10.8 | 12.5 |  | 116000 | 9999 | 3.4 | 3.3 | 63000 | 8206 | 2.25 | Federally-Regulated Commercial & Industrial Equipment | 06/03/2019 |  | 10/01/2019
Carrier Corp. - Syracuse | CARRIER CORPORATION | 50TCQ*12***(5,6,1)A***(G,J,K,M)* |  | HSP-A, Single-Package Heat Pum | Heat Pump | 208 | 3 | False |  |  |  | False | Single-Speed | 116000 | 10545 | 11 | 10.8 | 12.5 |  | 116000 | 9999 | 3.4 | 3.3 | 63000 | 8206 | 2.25 | Federally-Regulated Commercial & Industrial Equipment | 06/03/2019 |  | 10/01/2019
Carrier Corp. - Syracuse | CARRIER CORPORATION | 38AUQ(A,B)08A0*(5,6,1)A* | 40RUQA08A*A(3,6,1)A* | HRCU-A-CB, Split System: Heat | Heat Pump | 575 | 3 |  | False |  |  | True | Single-Speed | 88000 | 8000 | 11 | 10.8 | 12.2 |  | 86000 | 7637 | 3.3 | 3.3 | 51000 | 6227 | 2.4 | Federally-Regulated Commercial & Industrial Equipment | 06/03/2019 |  | 10/01/2019
Carrier Corp. - Syracuse | CARRIER CORPORATION | 38AUQ(A,B)08A0*(5,6,1)A* | 40RUQA08A*A(3,6,1)A* | HRCU-A-CB, Split System: Heat | Heat Pump | 460 | 3 |  | False |  |  | True | Single-Speed | 88000 | 8000 | 11 | 10.8 | 12.2 |  | 86000 | 7637 | 3.3 | 3.3 | 51000 | 6227 | 2.4 | Federally-Regulated Commercial & Industrial Equipment | 06/03/2019 |  | 10/01/2019
Carrier Corp. - Syracuse | CARRIER CORPORATION | 38AUQ(A,B)08A0*(5,6,1)A* | 40RUQA08A*A(3,6,1)A* | HRCU-A-CB, Split System: Heat | Heat Pump | 230 | 3 |  | False |  |  | True | Single-Speed | 88000 | 8000 | 11 | 10.8 | 12.2 |  | 86000 | 7637 | 3.3 | 3.3 | 51000 | 6227 | 2.4 | Federally-Regulated Commercial & Industrial Equipment | 06/03/2019 |  | 10/01/2019
Carrier Corp. - Syracuse | CARRIER CORPORATION | 38AUQ(A,B)08A0*(5,6,1)A* | 40RUQA08A*A(3,6,1)A* | HRCU-A-CB, Split System: Heat | Heat Pump | 208 | 3 |  | False |  |  | True | Single-Speed | 88000 | 8000 | 11 | 10.8 | 12.2 |  | 86000 | 7637 | 3.3 | 3.3 | 51000 | 6227 | 2.4 | Federally-Regulated Commercial & Industrial Equipment | 06/03/2019 |  | 10/01/2019
Carrier Corp. - Syracuse | CARRIER CORPORATION | 50HCQ*08***(5,6,1)A***(G,J,K,M)* |  | HSP-A, Single-Package Heat Pum | Heat Pump | 575 | 3 | False |  |  |  | True | Single-Speed | 90000 | 7438 | 12.1 | 10.8 | 13.7 |  | 84000 | 7033 | 3.5 | 3.3 | 47000 | 5739 | 2.4 | Federally-Regulated Commercial & Industrial Equipment | 06/03/2019 |  | 10/01/2019
Carrier Corp. - Syracuse | CARRIER CORPORATION | 50HCQ*08***(5,6,1)A***(G,J,K,M)* |  | HSP-A, Single-Package Heat Pum | Heat Pump | 460 | 3 | False |  |  |  | True | Single-Speed | 90000 | 7438 | 12.1 | 10.8 | 13.7 |  | 84000 | 7033 | 3.5 | 3.3 | 47000 | 5739 | 2.4 | Federally-Regulated Commercial & Industrial Equipment | 06/03/2019 |  | 10/01/2019
Carrier Corp. - Syracuse | CARRIER CORPORATION | 50HCQ*08***(5,6,1)A***(G,J,K,M)* |  | HSP-A, Single-Package Heat Pum | Heat Pump | 230 | 3 | False |  |  |  | True | Single-Speed | 90000 | 7438 | 12.1 | 10.8 | 13.7 |  | 84000 | 7033 | 3.5 | 3.3 | 47000 | 5739 | 2.4 | Federally-Regulated Commercial & Industrial Equipment | 06/03/2019 |  | 10/01/2019
Carrier Corp. - Syracuse | CARRIER CORPORATION | 50HCQ*08***(5,6,1)A***(G,J,K,M)* |  | HSP-A, Single-Package Heat Pum | Heat Pump | 208 | 3 | False |  |  |  | True | Single-Speed | 90000 | 7438 | 12.1 | 10.8 | 13.7 |  | 84000 | 7033 | 3.5 | 3.3 | 47000 | 5739 | 2.4 | Federally-Regulated Commercial & Industrial Equipment | 06/03/2019 |  | 10/01/2019
Carrier Corp. - Syracuse | CARRIER CORPORATION | 50TCQ*17*(1,2,3)*5C***(K,M)* |  | HSP-A, Single-Package Heat Pum | Heat Pump | 230 | 3 | False |  |  |  | True | Single-Speed | 172000 | 15925 | 10.8 | 10.4 | 12 |  | 166000 | 14742 | 3.3 | 3.2 | 103000 | 12577 | 2.4 | Federally-Regulated Commercial & Industrial Equipment | 07/19/2019 |  | 10/01/2019
Carrier Corp. - Syracuse | CARRIER CORPORATION | 50TCQ*17*(1,2,3)*5C***(K,M)* |  | HSP-A, Single-Package Heat Pum | Heat Pump | 208 | 3 | False |  |  |  | True | Single-Speed | 172000 | 15925 | 10.8 | 10.4 | 12 |  | 166000 | 14742 | 3.3 | 3.2 | 103000 | 12577 | 2.4 | Federally-Regulated Commercial & Industrial Equipment | 07/19/2019 |  | 10/01/2019
Carrier Corp. - Syracuse | CARRIER CORPORATION | 50TCQ*07***(5,6,1)A***(G,J,K,M)* |  | HSP-A, Single-Package Heat Pum | Heat Pump | 575 | 3 | False |  |  |  | False | Single-Speed | 69000 | 6216 | 11.1 | 10.8 | 12.7 |  | 66000 | 5526 | 3.5 | 3.3 | 29000 | 3777 | 2.25 | Federally-Regulated Commercial & Industrial Equipment | 06/03/2019 |  | 10/01/2019
Carrier Corp. - Syracuse | CARRIER CORPORATION | 50TCQ*07***(5,6,1)A***(G,J,K,M)* |  | HSP-A, Single-Package Heat Pum | Heat Pump | 460 | 3 | False |  |  |  | False | Single-Speed | 69000 | 6216 | 11.1 | 10.8 | 12.7 |  | 66000 | 5526 | 3.5 | 3.3 | 29000 | 3777 | 2.25 | Federally-Regulated Commercial & Industrial Equipment | 06/03/2019 |  | 10/01/2019
Carrier Corp. - Syracuse | CARRIER CORPORATION | 50TCQ*07***(5,6,1)A***(G,J,K,M)* |  | HSP-A, Single-Package Heat Pum | Heat Pump | 230 | 3 | False |  |  |  | False | Single-Speed | 69000 | 6216 | 11.1 | 10.8 | 12.7 |  | 66000 | 5526 | 3.5 | 3.3 | 31500 | 4103 | 2.25 | Federally-Regulated Commercial & Industrial Equipment | 06/03/2019 |  | 10/01/2019
Carrier Corp. - Syracuse | CARRIER CORPORATION | 50TCQ*07***(5,6,1)A***(G,J,K,M)* |  | HSP-A, Single-Package Heat Pum | Heat Pump | 208 | 3 | False |  |  |  | False | Single-Speed | 69000 | 6216 | 11.1 | 10.8 | 12.7 |  | 66000 | 5526 | 3.5 | 3.3 | 29000 | 3777 | 2.25 | Federally-Regulated Commercial & Industrial Equipment | 06/03/2019 |  | 10/01/2019
Carrier Corp. - Syracuse | CARRIER CORPORATION | 50HCQD08B2M5030672 |  | HSP-A, Single-Package Heat Pum | Heat Pump | 575 | 3 | False |  |  |  | True | Single-Speed | 90000 | 7438 | 12.1 | 10.8 | 12.9 |  | 84000 | 7033 | 3.5 | 3.3 | 47000 | 5739 | 2.4 | Federally-Regulated Commercial & Industrial Equipment | 06/03/2019 |  | 10/01/2019
Carrier Corp. - Syracuse | CARRIER CORPORATION | 50HCQD08B2M5030672 |  | HSP-A, Single-Package Heat Pum | Heat Pump | 460 | 3 | False |  |  |  | True | Single-Speed | 90000 | 7438 | 12.1 | 10.8 | 12.9 |  | 84000 | 7033 | 3.5 | 3.3 | 47000 | 5739 | 2.4 | Federally-Regulated Commercial & Industrial Equipment | 06/03/2019 |  | 10/01/2019
Carrier Corp. - Syracuse | CARRIER CORPORATION | 50HCQD08B2M5030672 |  | HSP-A, Single-Package Heat Pum | Heat Pump | 230 | 3 | False |  |  |  | True | Single-Speed | 90000 | 7438 | 12.1 | 10.8 | 12.9 |  | 84000 | 7033 | 3.5 | 3.3 | 47000 | 5739 | 2.4 | Federally-Regulated Commercial & Industrial Equipment | 06/03/2019 |  | 10/01/2019
Carrier Corp. - Syracuse | CARRIER CORPORATION | 50HCQD08B2M5030672 |  | HSP-A, Single-Package Heat Pum | Heat Pump | 208 | 3 | False |  |  |  | True | Single-Speed | 90000 | 7438 | 12.1 | 10.8 | 12.9 |  | 84000 | 7033 | 3.5 | 3.3 | 47000 | 5739 | 2.4 | Federally-Regulated Commercial & Industrial Equipment | 06/03/2019 |  | 10/01/2019
Carrier Corp. - Syracuse | CARRIER CORPORATION | 50TCQ*09***5A***(G,J,K,M)* |  | HSP-A, Single-Package Heat Pum | Heat Pump | 208 | 3 | False |  |  |  | False | Single-Speed | 98000 | 8750 | 11.2 | 10.8 | 12.5 |  | 94000 | 8348 | 3.3 | 3.3 | 53000 | 6903 | 2.25 | Federally-Regulated Commercial & Industrial Equipment | 07/19/2019 |  | 10/01/2019
Carrier Corp. - Syracuse | CARRIER CORPORATION | 50HCQ*12***(5,6,1)A***(A,C,D,F)* |  | HSP-A, Single-Package Heat Pum | Heat Pump | 575 | 3 | False |  |  |  | True | Single-Speed | 119000 | 9674 | 12.3 | 10.8 | 13 |  | 116000 | 9713 | 3.5 | 3.3 | 65000 | 7937 | 2.4 | Federally-Regulated Commercial & Industrial Equipment | 06/03/2019 |  | 10/01/2019
Carrier Corp. - Syracuse | CARRIER CORPORATION | 50HCQ*12***(5,6,1)A***(A,C,D,F)* |  | HSP-A, Single-Package Heat Pum | Heat Pump | 460 | 3 | False |  |  |  | True | Single-Speed | 119000 | 9674 | 12.3 | 10.8 | 13 |  | 116000 | 9713 | 3.5 | 3.3 | 65000 | 7937 | 2.4 | Federally-Regulated Commercial & Industrial Equipment | 06/03/2019 |  | 10/01/2019
Carrier Corp. - Syracuse | CARRIER CORPORATION | 50HCQ*12***(5,6,1)A***(A,C,D,F)* |  | HSP-A, Single-Package Heat Pum | Heat Pump | 230 | 3 | False |  |  |  | True | Single-Speed | 119000 | 9674 | 12.3 | 10.8 | 13 |  | 116000 | 9713 | 3.5 | 3.3 | 65000 | 7937 | 2.4 | Federally-Regulated Commercial & Industrial Equipment | 06/03/2019 |  | 10/01/2019
Carrier Corp. - Syracuse | CARRIER CORPORATION | 50HCQ*12***(5,6,1)A***(A,C,D,F)* |  | HSP-A, Single-Package Heat Pum | Heat Pump | 208 | 3 | False |  |  |  | True | Single-Speed | 119000 | 9674 | 12.3 | 10.8 | 13 |  | 116000 | 9713 | 3.5 | 3.3 | 65000 | 7937 | 2.4 | Federally-Regulated Commercial & Industrial Equipment | 06/03/2019 |  | 10/01/2019
Carrier Corp. - Syracuse | CARRIER CORPORATION | 38AUQ(D,E)08A0*(5,6,1)A* | 40RUQA08T(1,2)A(5,6,1)A* | HRCU-A-CB, Split System: Heat | Heat Pump | 575 | 3 |  | False |  |  | True | Single-Speed | 88000 | 8000 | 11 | 10.8 | 12.7 |  | 87000 | 7726 | 3.3 | 3.3 | 52000 | 6349 | 2.4 | Federally-Regulated Commercial & Industrial Equipment | 06/03/2019 |  | 10/01/2019
Carrier Corp. - Syracuse | CARRIER CORPORATION | 38AUQ(D,E)08A0*(5,6,1)A* | 40RUQA08T(1,2)A(5,6,1)A* | HRCU-A-CB, Split System: Heat | Heat Pump | 460 | 3 |  | False |  |  | True | Single-Speed | 88000 | 8000 | 11 | 10.8 | 12.7 |  | 87000 | 7726 | 3.3 | 3.3 | 52000 | 6349 | 2.4 | Federally-Regulated Commercial & Industrial Equipment | 06/03/2019 |  | 10/01/2019
Carrier Corp. - Syracuse | CARRIER CORPORATION | 38AUQ(D,E)08A0*(5,6,1)A* | 40RUQA08T(1,2)A(5,6,1)A* | HRCU-A-CB, Split System: Heat | Heat Pump | 230 | 3 |  | False |  |  | True | Single-Speed | 88000 | 8000 | 11 | 10.8 | 12.7 |  | 87000 | 7726 | 3.3 | 3.3 | 52000 | 6349 | 2.4 | Federally-Regulated Commercial & Industrial Equipment | 06/03/2019 |  | 10/01/2019
Carrier Corp. - Syracuse | CARRIER CORPORATION | 38AUQ(D,E)08A0*(5,6,1)A* | 40RUQA08T(1,2)A(5,6,1)A* | HRCU-A-CB, Split System: Heat | Heat Pump | 208 | 3 |  | False |  |  | True | Single-Speed | 88000 | 8000 | 11 | 10.8 | 12.7 |  | 87000 | 7726 | 3.3 | 3.3 | 52000 | 6349 | 2.4 | Federally-Regulated Commercial & Industrial Equipment | 06/03/2019 |  | 10/01/2019
Carrier Corp. - Syracuse | CARRIER CORPORATION | 50TCQ*17*(5,6,7)*5C***(G,J)* |  | HSP-A, Single-Package Heat Pum | Heat Pump | 230 | 3 | False |  |  |  | True | Single-Speed | 172000 | 16074 | 10.7 | 10.4 | 12 |  | 166000 | 14742 | 3.3 | 3.2 | 103000 | 12577 | 2.4 | Federally-Regulated Commercial & Industrial Equipment | 07/19/2019 |  | 10/01/2019
Carrier Corp. - Syracuse | CARRIER CORPORATION | 50TCQ*17*(5,6,7)*5C***(G,J)* |  | HSP-A, Single-Package Heat Pum | Heat Pump | 208 | 3 | False |  |  |  | True | Single-Speed | 172000 | 16074 | 10.7 | 10.4 | 12 |  | 166000 | 14742 | 3.3 | 3.2 | 103000 | 12577 | 2.4 | Federally-Regulated Commercial & Industrial Equipment | 07/19/2019 |  | 10/01/2019
Carrier Corp. - Syracuse | CARRIER CORPORATION | 50HCQD12D2N5029539 |  | HSP-A, Single-Package Heat Pum | Heat Pump | 575 | 3 | False |  |  |  | True | Single-Speed | 119000 | 9674 | 12.3 | 10.8 | 13.6 |  | 116000 | 9713 | 3.5 | 3.3 | 65000 | 7937 | 2.4 | Federally-Regulated Commercial & Industrial Equipment | 06/03/2019 |  | 10/01/2019
Carrier Corp. - Syracuse | CARRIER CORPORATION | 50HCQD12D2N5029539 |  | HSP-A, Single-Package Heat Pum | Heat Pump | 460 | 3 | False |  |  |  | True | Single-Speed | 119000 | 9674 | 12.3 | 10.8 | 13.6 |  | 116000 | 9713 | 3.5 | 3.3 | 65000 | 7937 | 2.4 | Federally-Regulated Commercial & Industrial Equipment | 06/03/2019 |  | 10/01/2019
Carrier Corp. - Syracuse | CARRIER CORPORATION | 50HCQD12D2N5029539 |  | HSP-A, Single-Package Heat Pum | Heat Pump | 230 | 3 | False |  |  |  | True | Single-Speed | 119000 | 9674 | 12.3 | 10.8 | 13.6 |  | 116000 | 9713 | 3.5 | 3.3 | 65000 | 7937 | 2.4 | Federally-Regulated Commercial & Industrial Equipment | 06/03/2019 |  | 10/01/2019
Carrier Corp. - Syracuse | CARRIER CORPORATION | 50HCQD12D2N5029539 |  | HSP-A, Single-Package Heat Pum | Heat Pump | 208 | 3 | False |  |  |  | True | Single-Speed | 119000 | 9674 | 12.3 | 10.8 | 13.6 |  | 116000 | 9713 | 3.5 | 3.3 | 65000 | 7937 | 2.4 | Federally-Regulated Commercial & Industrial Equipment | 06/03/2019 |  | 10/01/2019
Carrier Corp. - Syracuse | CARRIER CORPORATION | 50TCQ*08***5A***(G,J,K,M)* |  | HSP-A, Single-Package Heat Pum | Heat Pump | 230 | 3 | False |  |  |  | False | Single-Speed | 88000 | 7857 | 11.2 | 10.8 | 12.5 |  | 86000 | 7413 | 3.4 | 3.3 | 44000 | 5731 | 2.25 | Federally-Regulated Commercial & Industrial Equipment | 07/19/2019 |  | 10/01/2019
Carrier Corp. - Syracuse | CARRIER CORPORATION | 50TCQ*08***5A***(G,J,K,M)* |  | HSP-A, Single-Package Heat Pum | Heat Pump | 208 | 3 | False |  |  |  | False | Single-Speed | 87000 | 7767 | 11.2 | 10.8 | 12.5 |  | 86000 | 7413 | 3.4 | 3.3 | 44000 | 5731 | 2.25 | Federally-Regulated Commercial & Industrial Equipment | 07/19/2019 |  | 10/01/2019
Carrier Corp. - Syracuse | CARRIER CORPORATION | 50TCQD08A2M5036439 |  | HSP-A, Single-Package Heat Pum | Heat Pump | 230 | 3 | False |  |  |  | False | Single-Speed | 88000 | 7857 | 11.2 | 10.8 | 12.2 |  | 86000 | 7413 | 3.4 | 3.3 | 44000 | 5731 | 2.25 | Federally-Regulated Commercial & Industrial Equipment | 06/03/2019 |  | 10/01/2019
Carrier Corp. - Syracuse | CARRIER CORPORATION | 50TCQD08A2M5036439 |  | HSP-A, Single-Package Heat Pum | Heat Pump | 208 | 3 | False |  |  |  | False | Single-Speed | 87000 | 7767 | 11.2 | 10.8 | 12.2 |  | 86000 | 7413 | 3.4 | 3.3 | 44000 | 5731 | 2.25 | Federally-Regulated Commercial & Industrial Equipment | 06/03/2019 |  | 10/01/2019
Carrier Corp. - Syracuse | CARRIER CORPORATION | 50HCQ*09***(5,6,1)A***(G,J,K,M)* |  | HSP-A, Single-Package Heat Pum | Heat Pump | 575 | 3 | False |  |  |  | True | Single-Speed | 100000 | 8333 | 12 | 10.8 | 12.9 |  | 100000 | 8619 | 3.4 | 3.3 | 56000 | 7262 | 2.26 | Federally-Regulated Commercial & Industrial Equipment | 06/03/2019 |  | 10/01/2019
Carrier Corp. - Syracuse | CARRIER CORPORATION | 50HCQ*09***(5,6,1)A***(G,J,K,M)* |  | HSP-A, Single-Package Heat Pum | Heat Pump | 460 | 3 | False |  |  |  | True | Single-Speed | 100000 | 8333 | 12 | 10.8 | 12.9 |  | 100000 | 8619 | 3.4 | 3.3 | 56000 | 7262 | 2.26 | Federally-Regulated Commercial & Industrial Equipment | 06/03/2019 |  | 10/01/2019
Carrier Corp. - Syracuse | CARRIER CORPORATION | 50HCQ*09***(5,6,1)A***(G,J,K,M)* |  | HSP-A, Single-Package Heat Pum | Heat Pump | 230 | 3 | False |  |  |  | True | Single-Speed | 100000 | 8333 | 12 | 10.8 | 12.9 |  | 100000 | 8619 | 3.4 | 3.3 | 56000 | 7262 | 2.26 | Federally-Regulated Commercial & Industrial Equipment | 06/03/2019 |  | 10/01/2019
Carrier Corp. - Syracuse | CARRIER CORPORATION | 50HCQ*09***(5,6,1)A***(G,J,K,M)* |  | HSP-A, Single-Package Heat Pum | Heat Pump | 208 | 3 | False |  |  |  | True | Single-Speed | 100000 | 8333 | 12 | 10.8 | 12.9 |  | 100000 | 8619 | 3.4 | 3.3 | 56000 | 7262 | 2.26 | Federally-Regulated Commercial & Industrial Equipment | 06/03/2019 |  | 10/01/2019
Carrier Corp. - Syracuse | CARRIER CORPORATION | 50HCQD08B2M5031235 |  | HSP-A, Single-Package Heat Pum | Heat Pump | 575 | 3 | False |  |  |  | True | Single-Speed | 90000 | 7438 | 12.1 | 10.8 | 12.9 |  | 84000 | 7033 | 3.5 | 3.3 | 47000 | 5739 | 2.4 | Federally-Regulated Commercial & Industrial Equipment | 06/03/2019 |  | 10/01/2019
Carrier Corp. - Syracuse | CARRIER CORPORATION | 50HCQD08B2M5031235 |  | HSP-A, Single-Package Heat Pum | Heat Pump | 460 | 3 | False |  |  |  | True | Single-Speed | 90000 | 7438 | 12.1 | 10.8 | 12.9 |  | 84000 | 7033 | 3.5 | 3.3 | 47000 | 5739 | 2.4 | Federally-Regulated Commercial & Industrial Equipment | 06/03/2019 |  | 10/01/2019
Carrier Corp. - Syracuse | CARRIER CORPORATION | 50HCQD08B2M5031235 |  | HSP-A, Single-Package Heat Pum | Heat Pump | 230 | 3 | False |  |  |  | True | Single-Speed | 90000 | 7438 | 12.1 | 10.8 | 12.9 |  | 84000 | 7033 | 3.5 | 3.3 | 47000 | 5739 | 2.4 | Federally-Regulated Commercial & Industrial Equipment | 06/03/2019 |  | 10/01/2019
Carrier Corp. - Syracuse | CARRIER CORPORATION | 50HCQD08B2M5031235 |  | HSP-A, Single-Package Heat Pum | Heat Pump | 208 | 3 | False |  |  |  | True | Single-Speed | 90000 | 7438 | 12.1 | 10.8 | 12.9 |  | 84000 | 7033 | 3.5 | 3.3 | 47000 | 5739 | 2.4 | Federally-Regulated Commercial & Industrial Equipment | 06/03/2019 |  | 10/01/2019
Carrier Corp. - Syracuse | CARRIER CORPORATION | 50HCQD09K2P6036407 |  | HSP-A, Single-Package Heat Pum | Heat Pump | 575 | 3 | False |  |  |  | True | Single-Speed | 100000 | 8333 | 12 | 10.8 | 12.5 |  | 100000 | 8619 | 3.4 | 3.3 | 56000 | 7262 | 2.26 | Federally-Regulated Commercial & Industrial Equipment | 06/03/2019 |  | 10/01/2019
Carrier Corp. - Syracuse | CARRIER CORPORATION | 50HCQD09K2P6036407 |  | HSP-A, Single-Package Heat Pum | Heat Pump | 460 | 3 | False |  |  |  | True | Single-Speed | 100000 | 8333 | 12 | 10.8 | 12.5 |  | 100000 | 8619 | 3.4 | 3.3 | 56000 | 7262 | 2.26 | Federally-Regulated Commercial & Industrial Equipment | 06/03/2019 |  | 10/01/2019
Carrier Corp. - Syracuse | CARRIER CORPORATION | 50HCQD09K2P6036407 |  | HSP-A, Single-Package Heat Pum | Heat Pump | 230 | 3 | False |  |  |  | True | Single-Speed | 100000 | 8333 | 12 | 10.8 | 12.5 |  | 100000 | 8619 | 3.4 | 3.3 | 56000 | 7262 | 2.26 | Federally-Regulated Commercial & Industrial Equipment | 06/03/2019 |  | 10/01/2019
Carrier Corp. - Syracuse | CARRIER CORPORATION | 50HCQD09K2P6036407 |  | HSP-A, Single-Package Heat Pum | Heat Pump | 208 | 3 | False |  |  |  | True | Single-Speed | 100000 | 8333 | 12 | 10.8 | 12.5 |  | 100000 | 8619 | 3.4 | 3.3 | 56000 | 7262 | 2.26 | Federally-Regulated Commercial & Industrial Equipment | 06/03/2019 |  | 10/01/2019
Carrier Corp. - Syracuse | CARRIER CORPORATION | 50HCQD12D2N5032584 |  | HSP-A, Single-Package Heat Pum | Heat Pump | 575 | 3 | False |  |  |  | True | Single-Speed | 119000 | 9674 | 12.3 | 10.8 | 13.6 |  | 116000 | 9713 | 3.5 | 3.3 | 65000 | 7937 | 2.4 | Federally-Regulated Commercial & Industrial Equipment | 06/03/2019 |  | 10/01/2019
Carrier Corp. - Syracuse | CARRIER CORPORATION | 50HCQD12D2N5032584 |  | HSP-A, Single-Package Heat Pum | Heat Pump | 460 | 3 | False |  |  |  | True | Single-Speed | 119000 | 9674 | 12.3 | 10.8 | 13.6 |  | 116000 | 9713 | 3.5 | 3.3 | 65000 | 7937 | 2.4 | Federally-Regulated Commercial & Industrial Equipment | 06/03/2019 |  | 10/01/2019
Carrier Corp. - Syracuse | CARRIER CORPORATION | 50HCQD12D2N5032584 |  | HSP-A, Single-Package Heat Pum | Heat Pump | 230 | 3 | False |  |  |  | True | Single-Speed | 119000 | 9674 | 12.3 | 10.8 | 13.6 |  | 116000 | 9713 | 3.5 | 3.3 | 65000 | 7937 | 2.4 | Federally-Regulated Commercial & Industrial Equipment | 06/03/2019 |  | 10/01/2019
Carrier Corp. - Syracuse | CARRIER CORPORATION | 50HCQD12D2N5032584 |  | HSP-A, Single-Package Heat Pum | Heat Pump | 208 | 3 | False |  |  |  | True | Single-Speed | 119000 | 9674 | 12.3 | 10.8 | 13.6 |  | 116000 | 9713 | 3.5 | 3.3 | 65000 | 7937 | 2.4 | Federally-Regulated Commercial & Industrial Equipment | 06/03/2019 |  | 10/01/2019
Carrier Corp. - Syracuse | CARRIER CORPORATION | 38AUQ(D,E)12A0*(5,6,1)A* | 40RUQA12T*A(5,6,1)A* | HRCU-A-CB, Split System: Heat | Heat Pump | 575 | 3 |  | False |  |  | True | Single-Speed | 112000 | 10181 | 11 | 10.8 | 13.8 |  | 106000 | 9413 | 3.3 | 3.3 | 66000 | 8059 | 2.4 | Federally-Regulated Commercial & Industrial Equipment | 06/03/2019 |  | 10/01/2019
Carrier Corp. - Syracuse | CARRIER CORPORATION | 38AUQ(D,E)12A0*(5,6,1)A* | 40RUQA12T*A(5,6,1)A* | HRCU-A-CB, Split System: Heat | Heat Pump | 460 | 3 |  | False |  |  | True | Single-Speed | 112000 | 10181 | 11 | 10.8 | 13.8 |  | 106000 | 9413 | 3.3 | 3.3 | 66000 | 8059 | 2.4 | Federally-Regulated Commercial & Industrial Equipment | 06/03/2019 |  | 10/01/2019
Carrier Corp. - Syracuse | CARRIER CORPORATION | 38AUQ(D,E)12A0*(5,6,1)A* | 40RUQA12T*A(5,6,1)A* | HRCU-A-CB, Split System: Heat | Heat Pump | 230 | 3 |  | False |  |  | True | Single-Speed | 112000 | 10181 | 11 | 10.8 | 13.8 |  | 106000 | 9413 | 3.3 | 3.3 | 66000 | 8059 | 2.4 | Federally-Regulated Commercial & Industrial Equipment | 06/03/2019 |  | 10/01/2019
Carrier Corp. - Syracuse | CARRIER CORPORATION | 38AUQ(D,E)12A0*(5,6,1)A* | 40RUQA12T*A(5,6,1)A* | HRCU-A-CB, Split System: Heat | Heat Pump | 208 | 3 |  | False |  |  | True | Single-Speed | 112000 | 10181 | 11 | 10.8 | 13.8 |  | 106000 | 9413 | 3.3 | 3.3 | 66000 | 8059 | 2.4 | Federally-Regulated Commercial & Industrial Equipment | 06/03/2019 |  | 10/01/2019
Carrier Corp. - Syracuse | CARRIER CORPORATION | 38AUQ(A,B)07A0*(5,6,1)A* | 40RUQA07A*A(3,6,1)A* | HRCU-A-CB, Split System: Heat | Heat Pump | 575 | 3 |  | False |  |  | True | Single-Speed | 70000 | 6363 | 11 | 10.8 | 12.6 |  | 65000 | 5772 | 3.3 | 3.3 | 39000 | 4762 | 2.4 | Federally-Regulated Commercial & Industrial Equipment | 06/03/2019 |  | 10/01/2019
Carrier Corp. - Syracuse | CARRIER CORPORATION | 38AUQ(A,B)07A0*(5,6,1)A* | 40RUQA07A*A(3,6,1)A* | HRCU-A-CB, Split System: Heat | Heat Pump | 460 | 3 |  | False |  |  | True | Single-Speed | 70000 | 6363 | 11 | 10.8 | 12.6 |  | 65000 | 5772 | 3.3 | 3.3 | 39000 | 4762 | 2.4 | Federally-Regulated Commercial & Industrial Equipment | 06/03/2019 |  | 10/01/2019
Carrier Corp. - Syracuse | CARRIER CORPORATION | 38AUQ(A,B)07A0*(5,6,1)A* | 40RUQA07A*A(3,6,1)A* | HRCU-A-CB, Split System: Heat | Heat Pump | 230 | 3 |  | False |  |  | True | Single-Speed | 70000 | 6363 | 11 | 10.8 | 12.6 |  | 65000 | 5772 | 3.3 | 3.3 | 39000 | 4762 | 2.4 | Federally-Regulated Commercial & Industrial Equipment | 06/03/2019 |  | 10/01/2019
Carrier Corp. - Syracuse | CARRIER CORPORATION | 38AUQ(A,B)07A0*(5,6,1)A* | 40RUQA07A*A(3,6,1)A* | HRCU-A-CB, Split System: Heat | Heat Pump | 208 | 3 |  | False |  |  | True | Single-Speed | 70000 | 6363 | 11 | 10.8 | 12.6 |  | 65000 | 5772 | 3.3 | 3.3 | 39000 | 4762 | 2.4 | Federally-Regulated Commercial & Industrial Equipment | 06/03/2019 |  | 10/01/2019
Carrier Corp. - Syracuse | CARRIER CORPORATION | 38AUQ*25A0*(5,6,1)A* | 40RUQA25T*A(5,6,1)A* | HRCU-A-CB, Split System: Heat | Heat Pump | 575 | 3 |  | False |  |  | True | Single-Speed | 222000 | 20747 | 10.7 | 10.4 | 12.5 |  | 214000 | 17919 | 3.5 | 3.2 | 130000 | 15874 | 2.4 | Federally-Regulated Commercial & Industrial Equipment | 06/03/2019 |  | 10/01/2019
Carrier Corp. - Syracuse | CARRIER CORPORATION | 38AUQ*25A0*(5,6,1)A* | 40RUQA25T*A(5,6,1)A* | HRCU-A-CB, Split System: Heat | Heat Pump | 460 | 3 |  | False |  |  | True | Single-Speed | 222000 | 20747 | 10.7 | 10.4 | 12.5 |  | 214000 | 17919 | 3.5 | 3.2 | 130000 | 15874 | 2.4 | Federally-Regulated Commercial & Industrial Equipment | 06/03/2019 |  | 10/01/2019
Carrier Corp. - Syracuse | CARRIER CORPORATION | 38AUQ*25A0*(5,6,1)A* | 40RUQA25T*A(5,6,1)A* | HRCU-A-CB, Split System: Heat | Heat Pump | 230 | 3 |  | False |  |  | True | Single-Speed | 222000 | 20747 | 10.7 | 10.4 | 12.5 |  | 214000 | 17919 | 3.5 | 3.2 | 130000 | 15874 | 2.4 | Federally-Regulated Commercial & Industrial Equipment | 06/03/2019 |  | 10/01/2019
Carrier Corp. - Syracuse | CARRIER CORPORATION | 38AUQ*25A0*(5,6,1)A* | 40RUQA25T*A(5,6,1)A* | HRCU-A-CB, Split System: Heat | Heat Pump | 208 | 3 |  | False |  |  | True | Single-Speed | 222000 | 20747 | 10.7 | 10.4 | 12.5 |  | 214000 | 17919 | 3.5 | 3.2 | 130000 | 15874 | 2.4 | Federally-Regulated Commercial & Industrial Equipment | 06/03/2019 |  | 10/01/2019
Carrier Corp. - Syracuse | CARRIER CORPORATION | 38AUQ(A,B)07A0*(5,6,1)A* | 40RUQA08A*A(3,6,1)A* | HRCU-A-CB, Split System: Heat | Heat Pump | 575 | 3 |  | False |  |  | True | Single-Speed | 72000 | 6000 | 12 | 10.8 | 13.2 |  | 68000 | 5386 | 3.7 | 3.3 | 39000 | 4571 | 2.5 | Federally-Regulated Commercial & Industrial Equipment | 06/03/2019 |  | 10/01/2019
Carrier Corp. - Syracuse | CARRIER CORPORATION | 38AUQ(A,B)07A0*(5,6,1)A* | 40RUQA08A*A(3,6,1)A* | HRCU-A-CB, Split System: Heat | Heat Pump | 460 | 3 |  | False |  |  | True | Single-Speed | 72000 | 6000 | 12 | 10.8 | 13.2 |  | 68000 | 5386 | 3.7 | 3.3 | 39000 | 4571 | 2.5 | Federally-Regulated Commercial & Industrial Equipment | 06/03/2019 |  | 10/01/2019
Carrier Corp. - Syracuse | CARRIER CORPORATION | 38AUQ(A,B)07A0*(5,6,1)A* | 40RUQA08A*A(3,6,1)A* | HRCU-A-CB, Split System: Heat | Heat Pump | 230 | 3 |  | False |  |  | True | Single-Speed | 72000 | 6000 | 12 | 10.8 | 13.2 |  | 68000 | 5386 | 3.7 | 3.3 | 39000 | 4571 | 2.5 | Federally-Regulated Commercial & Industrial Equipment | 06/03/2019 |  | 10/01/2019
Carrier Corp. - Syracuse | CARRIER CORPORATION | 38AUQ(A,B)07A0*(5,6,1)A* | 40RUQA08A*A(3,6,1)A* | HRCU-A-CB, Split System: Heat | Heat Pump | 208 | 3 |  | False |  |  | True | Single-Speed | 72000 | 6000 | 12 | 10.8 | 13.2 |  | 68000 | 5386 | 3.7 | 3.3 | 39000 | 4571 | 2.5 | Federally-Regulated Commercial & Industrial Equipment | 06/03/2019 |  | 10/01/2019
Trane U.S. Inc. | AMERICAN STANDARD | WS(D,H)240E(3,4,W)R(G,N,P,R)****6 |  | HSP-A, Single-Package Heat Pum | Both Heat Pump and Electric Re | 575 | 3 | False |  |  |  | False | Single-Speed | 240000 | 24742 | 9.7 | 9.5 | 12 |  | 210000 | 19233 | 3.2 | 3.2 | 120000 | 16747 | 2.1 | Federally-Regulated Commercial & Industrial Equipment | 09/23/2019 |  | 10/29/2019
Trane U.S. Inc. | AMERICAN STANDARD | WS(D,H)240E(3,4,W)R(G,N,P,R)****6 |  | HSP-A, Single-Package Heat Pum | Both Heat Pump and Electric Re | 460 | 3 | False |  |  |  | False | Single-Speed | 240000 | 24742 | 9.7 | 9.5 | 12 |  | 210000 | 19233 | 3.2 | 3.2 | 120000 | 16747 | 2.1 | Federally-Regulated Commercial & Industrial Equipment | 09/23/2019 |  | 10/29/2019
Trane U.S. Inc. | AMERICAN STANDARD | WS(D,H)240E(3,4,W)R(G,N,P,R)****6 |  | HSP-A, Single-Package Heat Pum | Both Heat Pump and Electric Re | 230 | 3 | False |  |  |  | False | Single-Speed | 240000 | 24742 | 9.7 | 9.5 | 12 |  | 210000 | 19233 | 3.2 | 3.2 | 120000 | 16747 | 2.1 | Federally-Regulated Commercial & Industrial Equipment | 09/23/2019 |  | 10/29/2019
Trane U.S. Inc. | AMERICAN STANDARD | WS(D,H)240E(3,4,W)R(G,N,P,R)****6 |  | HSP-A, Single-Package Heat Pum | Both Heat Pump and Electric Re | 208 | 3 | False |  |  |  | False | Single-Speed | 240000 | 24742 | 9.7 | 9.5 | 12 |  | 210000 | 19233 | 3.2 | 3.2 | 120000 | 16747 | 2.1 | Federally-Regulated Commercial & Industrial Equipment | 09/23/2019 |  | 10/29/2019
Trane U.S. Inc. | AMERICAN STANDARD | WS(D,H)240E(3,4,W)R0****6 |  | HSP-A, Single-Package Heat Pum | Heat Pump | 575 | 3 | False |  |  |  | False | Single-Speed | 240000 | 24742 | 9.7 | 9.3 | 12 |  | 210000 | 19233 | 3.2 | 3.2 | 120000 | 16747 | 2.1 | Federally-Regulated Commercial & Industrial Equipment | 09/23/2019 |  | 10/29/2019
Trane U.S. Inc. | AMERICAN STANDARD | WS(D,H)240E(3,4,W)R0****6 |  | HSP-A, Single-Package Heat Pum | Heat Pump | 460 | 3 | False |  |  |  | False | Single-Speed | 240000 | 24742 | 9.7 | 9.3 | 12 |  | 210000 | 19233 | 3.2 | 3.2 | 120000 | 16747 | 2.1 | Federally-Regulated Commercial & Industrial Equipment | 09/23/2019 |  | 10/29/2019
Trane U.S. Inc. | AMERICAN STANDARD | WS(D,H)240E(3,4,W)R0****6 |  | HSP-A, Single-Package Heat Pum | Heat Pump | 230 | 3 | False |  |  |  | False | Single-Speed | 240000 | 24742 | 9.7 | 9.3 | 12 |  | 210000 | 19233 | 3.2 | 3.2 | 120000 | 16747 | 2.1 | Federally-Regulated Commercial & Industrial Equipment | 09/23/2019 |  | 10/29/2019
Trane U.S. Inc. | AMERICAN STANDARD | WS(D,H)240E(3,4,W)R0****6 |  | HSP-A, Single-Package Heat Pum | Heat Pump | 208 | 3 | False |  |  |  | False | Single-Speed | 240000 | 24742 | 9.7 | 9.3 | 12 |  | 210000 | 19233 | 3.2 | 3.2 | 120000 | 16747 | 2.1 | Federally-Regulated Commercial & Industrial Equipment | 09/23/2019 |  | 10/29/2019
Trane U.S. Inc. | AMERICAN STANDARD | WS(D,H)180E(3,4,W)R(G,N,P,R)****6 |  | HSP-A, Single-Package Heat Pum | Both Heat Pump and Electric Re | 575 | 3 | False |  |  |  | False | Single-Speed | 170000 | 16037 | 10.6 | 10.6 | 13.5 |  | 170000 | 15569 | 3.2 | 3.2 | 90000 | 12560 | 2.1 | Federally-Regulated Commercial & Industrial Equipment | 09/23/2019 |  | 10/29/2019
Trane U.S. Inc. | AMERICAN STANDARD | WS(D,H)180E(3,4,W)R(G,N,P,R)****6 |  | HSP-A, Single-Package Heat Pum | Both Heat Pump and Electric Re | 460 | 3 | False |  |  |  | False | Single-Speed | 170000 | 16037 | 10.6 | 10.6 | 13.5 |  | 170000 | 15569 | 3.2 | 3.2 | 90000 | 12560 | 2.1 | Federally-Regulated Commercial & Industrial Equipment | 09/23/2019 |  | 10/29/2019
Trane U.S. Inc. | AMERICAN STANDARD | WS(D,H)180E(3,4,W)R(G,N,P,R)****6 |  | HSP-A, Single-Package Heat Pum | Both Heat Pump and Electric Re | 230 | 3 | False |  |  |  | False | Single-Speed | 170000 | 16037 | 10.6 | 10.6 | 13.5 |  | 170000 | 15569 | 3.2 | 3.2 | 90000 | 12560 | 2.1 | Federally-Regulated Commercial & Industrial Equipment | 09/23/2019 |  | 10/29/2019
Trane U.S. Inc. | AMERICAN STANDARD | WS(D,H)180E(3,4,W)R(G,N,P,R)****6 |  | HSP-A, Single-Package Heat Pum | Both Heat Pump and Electric Re | 208 | 3 | False |  |  |  | False | Single-Speed | 170000 | 16037 | 10.6 | 10.6 | 13.5 |  | 170000 | 15569 | 3.2 | 3.2 | 90000 | 12560 | 2.1 | Federally-Regulated Commercial & Industrial Equipment | 09/23/2019 |  | 10/29/2019
Trane U.S. Inc. | AMERICAN STANDARD | WS(D,H)180E(3,4,W)R0****6 |  | HSP-A, Single-Package Heat Pum | Heat Pump | 575 | 3 | False |  |  |  | False | Single-Speed | 170000 | 16037 | 10.6 | 10.4 | 13.5 |  | 170000 | 15569 | 3.2 | 3.2 | 90000 | 12560 | 2.1 | Federally-Regulated Commercial & Industrial Equipment | 09/23/2019 |  | 10/29/2019
Trane U.S. Inc. | AMERICAN STANDARD | WS(D,H)180E(3,4,W)R0****6 |  | HSP-A, Single-Package Heat Pum | Heat Pump | 460 | 3 | False |  |  |  | False | Single-Speed | 170000 | 16037 | 10.6 | 10.4 | 13.5 |  | 170000 | 15569 | 3.2 | 3.2 | 90000 | 12560 | 2.1 | Federally-Regulated Commercial & Industrial Equipment | 09/23/2019 |  | 10/29/2019
Trane U.S. Inc. | AMERICAN STANDARD | WS(D,H)180E(3,4,W)R0****6 |  | HSP-A, Single-Package Heat Pum | Heat Pump | 230 | 3 | False |  |  |  | False | Single-Speed | 170000 | 16037 | 10.6 | 10.4 | 13.5 |  | 170000 | 15569 | 3.2 | 3.2 | 90000 | 12560 | 2.1 | Federally-Regulated Commercial & Industrial Equipment | 09/23/2019 |  | 10/29/2019
Trane U.S. Inc. | AMERICAN STANDARD | WS(D,H)180E(3,4,W)R0****6 |  | HSP-A, Single-Package Heat Pum | Heat Pump | 208 | 3 | False |  |  |  | False | Single-Speed | 170000 | 16037 | 10.6 | 10.4 | 13.5 |  | 170000 | 15569 | 3.2 | 3.2 | 90000 | 12560 | 2.1 | Federally-Regulated Commercial & Industrial Equipment | 09/23/2019 |  | 10/29/2019
Trane U.S. Inc. | AMERICAN STANDARD | WS(D,H)150E(3,4,W)R(G,N,P,R)****6 |  | HSP-A, Single-Package Heat Pum | Both Heat Pump and Electric Re | 575 | 3 | False |  |  |  | False | Single-Speed | 146000 | 13773 | 10.6 | 10.6 | 13.5 |  | 136000 | 12455 | 3.2 | 3.2 | 75000 | 10466 | 2.1 | Federally-Regulated Commercial & Industrial Equipment | 09/23/2019 |  | 10/29/2019
Trane U.S. Inc. | AMERICAN STANDARD | WS(D,H)150E(3,4,W)R(G,N,P,R)****6 |  | HSP-A, Single-Package Heat Pum | Both Heat Pump and Electric Re | 460 | 3 | False |  |  |  | False | Single-Speed | 146000 | 13773 | 10.6 | 10.6 | 13.5 |  | 136000 | 12455 | 3.2 | 3.2 | 75000 | 10466 | 2.1 | Federally-Regulated Commercial & Industrial Equipment | 09/23/2019 |  | 10/29/2019
Trane U.S. Inc. | AMERICAN STANDARD | WS(D,H)150E(3,4,W)R(G,N,P,R)****6 |  | HSP-A, Single-Package Heat Pum | Both Heat Pump and Electric Re | 230 | 3 | False |  |  |  | False | Single-Speed | 146000 | 13773 | 10.6 | 10.6 | 13.5 |  | 136000 | 12455 | 3.2 | 3.2 | 75000 | 10466 | 2.1 | Federally-Regulated Commercial & Industrial Equipment | 09/23/2019 |  | 10/29/2019
Trane U.S. Inc. | AMERICAN STANDARD | WS(D,H)150E(3,4,W)R(G,N,P,R)****6 |  | HSP-A, Single-Package Heat Pum | Both Heat Pump and Electric Re | 208 | 3 | False |  |  |  | False | Single-Speed | 146000 | 13773 | 10.6 | 10.6 | 13.5 |  | 136000 | 12455 | 3.2 | 3.2 | 75000 | 10466 | 2.1 | Federally-Regulated Commercial & Industrial Equipment | 09/23/2019 |  | 10/29/2019
Trane U.S. Inc. | AMERICAN STANDARD | WS(D,H)150E(3,4,W)R0****6 |  | HSP-A, Single-Package Heat Pum | Heat Pump | 575 | 3 | False |  |  |  | False | Single-Speed | 146000 | 13773 | 10.6 | 10.4 | 13.5 |  | 136000 | 12455 | 3.2 | 3.2 | 75000 | 10466 | 2.1 | Federally-Regulated Commercial & Industrial Equipment | 09/23/2019 |  | 10/29/2019
Trane U.S. Inc. | AMERICAN STANDARD | WS(D,H)150E(3,4,W)R0****6 |  | HSP-A, Single-Package Heat Pum | Heat Pump | 460 | 3 | False |  |  |  | False | Single-Speed | 146000 | 13773 | 10.6 | 10.4 | 13.5 |  | 136000 | 12455 | 3.2 | 3.2 | 75000 | 10466 | 2.1 | Federally-Regulated Commercial & Industrial Equipment | 09/23/2019 |  | 10/29/2019
Trane U.S. Inc. | AMERICAN STANDARD | WS(D,H)150E(3,4,W)R0****6 |  | HSP-A, Single-Package Heat Pum | Heat Pump | 230 | 3 | False |  |  |  | False | Single-Speed | 146000 | 13773 | 10.6 | 10.4 | 13.5 |  | 136000 | 12455 | 3.2 | 3.2 | 75000 | 10466 | 2.1 | Federally-Regulated Commercial & Industrial Equipment | 09/23/2019 |  | 10/29/2019
Trane U.S. Inc. | AMERICAN STANDARD | WS(D,H)150E(3,4,W)R0****6 |  | HSP-A, Single-Package Heat Pum | Heat Pump | 208 | 3 | False |  |  |  | False | Single-Speed | 146000 | 13773 | 10.6 | 10.4 | 13.5 |  | 136000 | 12455 | 3.2 | 3.2 | 75000 | 10466 | 2.1 | Federally-Regulated Commercial & Industrial Equipment | 09/23/2019 |  | 10/29/2019
Trane U.S. Inc. | Trane | WS(D,H)240E(3,4,W)R(G,N,P,R)****6 |  | HSP-A, Single-Package Heat Pum | Both Heat Pump and Electric Re | 575 | 3 | False |  |  |  | False | Single-Speed | 240000 | 24742 | 9.7 | 9.5 | 12 |  | 210000 | 19233 | 3.2 | 3.2 | 120000 | 16747 | 2.1 | Federally-Regulated Commercial & Industrial Equipment | 09/23/2019 |  | 10/29/2019
Trane U.S. Inc. | Trane | WS(D,H)240E(3,4,W)R(G,N,P,R)****6 |  | HSP-A, Single-Package Heat Pum | Both Heat Pump and Electric Re | 460 | 3 | False |  |  |  | False | Single-Speed | 240000 | 24742 | 9.7 | 9.5 | 12 |  | 210000 | 19233 | 3.2 | 3.2 | 120000 | 16747 | 2.1 | Federally-Regulated Commercial & Industrial Equipment | 09/23/2019 |  | 10/29/2019
Trane U.S. Inc. | Trane | WS(D,H)240E(3,4,W)R(G,N,P,R)****6 |  | HSP-A, Single-Package Heat Pum | Both Heat Pump and Electric Re | 230 | 3 | False |  |  |  | False | Single-Speed | 240000 | 24742 | 9.7 | 9.5 | 12 |  | 210000 | 19233 | 3.2 | 3.2 | 120000 | 16747 | 2.1 | Federally-Regulated Commercial & Industrial Equipment | 09/23/2019 |  | 10/29/2019
Trane U.S. Inc. | Trane | WS(D,H)240E(3,4,W)R(G,N,P,R)****6 |  | HSP-A, Single-Package Heat Pum | Both Heat Pump and Electric Re | 208 | 3 | False |  |  |  | False | Single-Speed | 240000 | 24742 | 9.7 | 9.5 | 12 |  | 210000 | 19233 | 3.2 | 3.2 | 120000 | 16747 | 2.1 | Federally-Regulated Commercial & Industrial Equipment | 09/23/2019 |  | 10/29/2019
Trane U.S. Inc. | Trane | WS(D,H)240E(3,4,W)R0****6 |  | HSP-A, Single-Package Heat Pum | Heat Pump | 575 | 3 | False |  |  |  | False | Single-Speed | 240000 | 24742 | 9.7 | 9.3 | 12 |  | 210000 | 19233 | 3.2 | 3.2 | 120000 | 16747 | 2.1 | Federally-Regulated Commercial & Industrial Equipment | 09/23/2019 |  | 10/29/2019
Trane U.S. Inc. | Trane | WS(D,H)240E(3,4,W)R0****6 |  | HSP-A, Single-Package Heat Pum | Heat Pump | 460 | 3 | False |  |  |  | False | Single-Speed | 240000 | 24742 | 9.7 | 9.3 | 12 |  | 210000 | 19233 | 3.2 | 3.2 | 120000 | 16747 | 2.1 | Federally-Regulated Commercial & Industrial Equipment | 09/23/2019 |  | 10/29/2019
Trane U.S. Inc. | Trane | WS(D,H)240E(3,4,W)R0****6 |  | HSP-A, Single-Package Heat Pum | Heat Pump | 230 | 3 | False |  |  |  | False | Single-Speed | 240000 | 24742 | 9.7 | 9.3 | 12 |  | 210000 | 19233 | 3.2 | 3.2 | 120000 | 16747 | 2.1 | Federally-Regulated Commercial & Industrial Equipment | 09/23/2019 |  | 10/29/2019
Trane U.S. Inc. | Trane | WS(D,H)240E(3,4,W)R0****6 |  | HSP-A, Single-Package Heat Pum | Heat Pump | 208 | 3 | False |  |  |  | False | Single-Speed | 240000 | 24742 | 9.7 | 9.3 | 12 |  | 210000 | 19233 | 3.2 | 3.2 | 120000 | 16747 | 2.1 | Federally-Regulated Commercial & Industrial Equipment | 09/23/2019 |  | 10/29/2019
Trane U.S. Inc. | Trane | WS(D,H)180E(3,4,W)R(G,N,P,R)****6 |  | HSP-A, Single-Package Heat Pum | Both Heat Pump and Electric Re | 575 | 3 | False |  |  |  | False | Single-Speed | 170000 | 16037 | 10.6 | 10.6 | 13.5 |  | 170000 | 15569 | 3.2 | 3.2 | 90000 | 12560 | 2.1 | Federally-Regulated Commercial & Industrial Equipment | 09/23/2019 |  | 10/29/2019
Trane U.S. Inc. | Trane | WS(D,H)180E(3,4,W)R(G,N,P,R)****6 |  | HSP-A, Single-Package Heat Pum | Both Heat Pump and Electric Re | 460 | 3 | False |  |  |  | False | Single-Speed | 170000 | 16037 | 10.6 | 10.6 | 13.5 |  | 170000 | 15569 | 3.2 | 3.2 | 90000 | 12560 | 2.1 | Federally-Regulated Commercial & Industrial Equipment | 09/23/2019 |  | 10/29/2019
Trane U.S. Inc. | Trane | WS(D,H)180E(3,4,W)R(G,N,P,R)****6 |  | HSP-A, Single-Package Heat Pum | Both Heat Pump and Electric Re | 230 | 3 | False |  |  |  | False | Single-Speed | 170000 | 16037 | 10.6 | 10.6 | 13.5 |  | 170000 | 15569 | 3.2 | 3.2 | 90000 | 12560 | 2.1 | Federally-Regulated Commercial & Industrial Equipment | 09/23/2019 |  | 10/29/2019
Trane U.S. Inc. | Trane | WS(D,H)180E(3,4,W)R(G,N,P,R)****6 |  | HSP-A, Single-Package Heat Pum | Both Heat Pump and Electric Re | 208 | 3 | False |  |  |  | False | Single-Speed | 170000 | 16037 | 10.6 | 10.6 | 13.5 |  | 170000 | 15569 | 3.2 | 3.2 | 90000 | 12560 | 2.1 | Federally-Regulated Commercial & Industrial Equipment | 09/23/2019 |  | 10/29/2019
Trane U.S. Inc. | Trane | WS(D,H)180E(3,4,W)R0****6 |  | HSP-A, Single-Package Heat Pum | Heat Pump | 575 | 3 | False |  |  |  | False | Single-Speed | 170000 | 16037 | 10.6 | 10.4 | 13.5 |  | 170000 | 15569 | 3.2 | 3.2 | 90000 | 12560 | 2.1 | Federally-Regulated Commercial & Industrial Equipment | 09/23/2019 |  | 10/29/2019
Trane U.S. Inc. | Trane | WS(D,H)180E(3,4,W)R0****6 |  | HSP-A, Single-Package Heat Pum | Heat Pump | 460 | 3 | False |  |  |  | False | Single-Speed | 170000 | 16037 | 10.6 | 10.4 | 13.5 |  | 170000 | 15569 | 3.2 | 3.2 | 90000 | 12560 | 2.1 | Federally-Regulated Commercial & Industrial Equipment | 09/23/2019 |  | 10/29/2019
Trane U.S. Inc. | Trane | WS(D,H)180E(3,4,W)R0****6 |  | HSP-A, Single-Package Heat Pum | Heat Pump | 230 | 3 | False |  |  |  | False | Single-Speed | 170000 | 16037 | 10.6 | 10.4 | 13.5 |  | 170000 | 15569 | 3.2 | 3.2 | 90000 | 12560 | 2.1 | Federally-Regulated Commercial & Industrial Equipment | 09/23/2019 |  | 10/29/2019
Trane U.S. Inc. | Trane | WS(D,H)180E(3,4,W)R0****6 |  | HSP-A, Single-Package Heat Pum | Heat Pump | 208 | 3 | False |  |  |  | False | Single-Speed | 170000 | 16037 | 10.6 | 10.4 | 13.5 |  | 170000 | 15569 | 3.2 | 3.2 | 90000 | 12560 | 2.1 | Federally-Regulated Commercial & Industrial Equipment | 09/23/2019 |  | 10/29/2019
Trane U.S. Inc. | Trane | WS(D,H)150E(3,4,W)R(G,N,P,R)****6 |  | HSP-A, Single-Package Heat Pum | Both Heat Pump and Electric Re | 575 | 3 | False |  |  |  | False | Single-Speed | 146000 | 13773 | 10.6 | 10.6 | 13.5 |  | 136000 | 12455 | 3.2 | 3.2 | 75000 | 10466 | 2.1 | Federally-Regulated Commercial & Industrial Equipment | 09/23/2019 |  | 10/29/2019
Trane U.S. Inc. | Trane | WS(D,H)150E(3,4,W)R(G,N,P,R)****6 |  | HSP-A, Single-Package Heat Pum | Both Heat Pump and Electric Re | 460 | 3 | False |  |  |  | False | Single-Speed | 146000 | 13773 | 10.6 | 10.6 | 13.5 |  | 136000 | 12455 | 3.2 | 3.2 | 75000 | 10466 | 2.1 | Federally-Regulated Commercial & Industrial Equipment | 09/23/2019 |  | 10/29/2019
Trane U.S. Inc. | Trane | WS(D,H)150E(3,4,W)R(G,N,P,R)****6 |  | HSP-A, Single-Package Heat Pum | Both Heat Pump and Electric Re | 230 | 3 | False |  |  |  | False | Single-Speed | 146000 | 13773 | 10.6 | 10.6 | 13.5 |  | 136000 | 12455 | 3.2 | 3.2 | 75000 | 10466 | 2.1 | Federally-Regulated Commercial & Industrial Equipment | 09/23/2019 |  | 10/29/2019
Trane U.S. Inc. | Trane | WS(D,H)150E(3,4,W)R(G,N,P,R)****6 |  | HSP-A, Single-Package Heat Pum | Both Heat Pump and Electric Re | 208 | 3 | False |  |  |  | False | Single-Speed | 146000 | 13773 | 10.6 | 10.6 | 13.5 |  | 136000 | 12455 | 3.2 | 3.2 | 75000 | 10466 | 2.1 | Federally-Regulated Commercial & Industrial Equipment | 09/23/2019 |  | 10/29/2019
Trane U.S. Inc. | Trane | WS(D,H)150E(3,4,W)R0****6 |  | HSP-A, Single-Package Heat Pum | Heat Pump | 575 | 3 | False |  |  |  | False | Single-Speed | 146000 | 13773 | 10.6 | 10.4 | 13.5 |  | 136000 | 12455 | 3.2 | 3.2 | 75000 | 10466 | 2.1 | Federally-Regulated Commercial & Industrial Equipment | 09/23/2019 |  | 10/29/2019
Trane U.S. Inc. | Trane | WS(D,H)150E(3,4,W)R0****6 |  | HSP-A, Single-Package Heat Pum | Heat Pump | 460 | 3 | False |  |  |  | False | Single-Speed | 146000 | 13773 | 10.6 | 10.4 | 13.5 |  | 136000 | 12455 | 3.2 | 3.2 | 75000 | 10466 | 2.1 | Federally-Regulated Commercial & Industrial Equipment | 09/23/2019 |  | 10/29/2019
Trane U.S. Inc. | Trane | WS(D,H)150E(3,4,W)R0****6 |  | HSP-A, Single-Package Heat Pum | Heat Pump | 230 | 3 | False |  |  |  | False | Single-Speed | 146000 | 13773 | 10.6 | 10.4 | 13.5 |  | 136000 | 12455 | 3.2 | 3.2 | 75000 | 10466 | 2.1 | Federally-Regulated Commercial & Industrial Equipment | 09/23/2019 |  | 10/29/2019
Trane U.S. Inc. | Trane | WS(D,H)150E(3,4,W)R0****6 |  | HSP-A, Single-Package Heat Pum | Heat Pump | 208 | 3 | False |  |  |  | False | Single-Speed | 146000 | 13773 | 10.6 | 10.4 | 13.5 |  | 136000 | 12455 | 3.2 | 3.2 | 75000 | 10466 | 2.1 | Federally-Regulated Commercial & Industrial Equipment | 09/23/2019 |  | 10/29/2019
Daikin Comfort Technologies Manufacturing, L.P. | AMANA DISTINCTIONS | GSZ130604A* (2) | AT12044A* | HRCU-A-CB, Split System: Heat | Both Heat Pump and Electric Re | 460 | 3 |  | False |  |  | True | Single-Speed | 114000 | 9913 | 11.5 | 11 | 13 |  | 110000 | 9769 | 3.3 | 3.3 | 70000 | 8919 | 2.3 | Federally-Regulated Commercial & Industrial Equipment | 07/19/2019 |  | 12/11/2019
Daikin Comfort Technologies Manufacturing, L.P. | AMANA DISTINCTIONS | GSZ130603A* (2) | AT12043A* | HRCU-A-CB, Split System: Heat | Both Heat Pump and Electric Re | 230 | 3 |  | False |  |  | True | Single-Speed | 114000 | 9913 | 11.5 | 11 | 13 |  | 110000 | 9769 | 3.3 | 3.3 | 70000 | 8919 | 2.3 | Federally-Regulated Commercial & Industrial Equipment | 09/23/2019 |  | 12/11/2019
Daikin Comfort Technologies Manufacturing, L.P. | AMANA DISTINCTIONS | GSZ130603A* (2) | AT12043A* | HRCU-A-CB, Split System: Heat | Both Heat Pump and Electric Re | 208 | 3 |  | False |  |  | True | Single-Speed | 114000 | 9913 | 11.5 | 11 | 13 |  | 110000 | 9769 | 3.3 | 3.3 | 70000 | 8919 | 2.3 | Federally-Regulated Commercial & Industrial Equipment | 09/23/2019 |  | 12/11/2019
Daikin Comfort Technologies Manufacturing, L.P. | AMANA DISTINCTIONS | CPH102****B***A* |  | HSP-A, Single-Package Heat Pum | Both Heat Pump and Electric Re | 575 | 3 | False |  |  |  | False | Single-Speed | 102000 | 9189 | 11.1 | 11 |  |  | 102000 | 8792 | 3.4 | 3.3 | 52000 | 6773 | 2.25 | Federally-Regulated Commercial & Industrial Equipment | 01/28/2019 |  | 12/11/2019
Daikin Comfort Technologies Manufacturing, L.P. | AMANA DISTINCTIONS | CPH102****B***A* |  | HSP-A, Single-Package Heat Pum | Both Heat Pump and Electric Re | 460 | 3 | False |  |  |  | False | Single-Speed | 102000 | 9189 | 11.1 | 11 |  |  | 102000 | 8792 | 3.4 | 3.3 | 52000 | 6773 | 2.25 | Federally-Regulated Commercial & Industrial Equipment | 01/28/2019 |  | 12/11/2019
Daikin Comfort Technologies Manufacturing, L.P. | AMANA DISTINCTIONS | CPH102****B***A* |  | HSP-A, Single-Package Heat Pum | Both Heat Pump and Electric Re | 230 | 3 | False |  |  |  | False | Single-Speed | 102000 | 9189 | 11.1 | 11 |  |  | 102000 | 8792 | 3.4 | 3.3 | 55500 | 7229 | 2.25 | Federally-Regulated Commercial & Industrial Equipment | 01/28/2019 |  | 12/11/2019
Daikin Comfort Technologies Manufacturing, L.P. | AMANA DISTINCTIONS | CPH102****B***A* |  | HSP-A, Single-Package Heat Pum | Both Heat Pump and Electric Re | 208 | 3 | False |  |  |  | False | Single-Speed | 102000 | 9189 | 11.1 | 11 |  |  | 102000 | 8792 | 3.4 | 3.3 | 52000 | 6773 | 2.25 | Federally-Regulated Commercial & Industrial Equipment | 01/28/2019 |  | 12/11/2019
Daikin Comfort Technologies Manufacturing, L.P. | AMANA DISTINCTIONS | CPH150****B***A* |  | HSP-A, Single-Package Heat Pum | Both Heat Pump and Electric Re | 575 | 3 | False |  |  |  | False | Single-Speed | 140000 | 13207 | 10.6 | 10.6 |  |  | 142000 | 13005 | 3.2 | 3.2 | 82000 | 11443 | 2.1 | Federally-Regulated Commercial & Industrial Equipment | 01/28/2019 |  | 12/11/2019
Daikin Comfort Technologies Manufacturing, L.P. | AMANA DISTINCTIONS | CPH150****B***A* |  | HSP-A, Single-Package Heat Pum | Both Heat Pump and Electric Re | 460 | 3 | False |  |  |  | False | Single-Speed | 140000 | 13207 | 10.6 | 10.6 |  |  | 142000 | 13005 | 3.2 | 3.2 | 82000 | 11443 | 2.1 | Federally-Regulated Commercial & Industrial Equipment | 01/28/2019 |  | 12/11/2019
Daikin Comfort Technologies Manufacturing, L.P. | AMANA DISTINCTIONS | CPH150****B***A* |  | HSP-A, Single-Package Heat Pum | Both Heat Pump and Electric Re | 230 | 3 | False |  |  |  | False | Single-Speed | 140000 | 13207 | 10.6 | 10.6 |  |  | 142000 | 13005 | 3.2 | 3.2 | 82000 | 11443 | 2.1 | Federally-Regulated Commercial & Industrial Equipment | 01/28/2019 |  | 12/11/2019
Daikin Comfort Technologies Manufacturing, L.P. | AMANA DISTINCTIONS | CPH150****B***A* |  | HSP-A, Single-Package Heat Pum | Both Heat Pump and Electric Re | 208 | 3 | False |  |  |  | False | Single-Speed | 140000 | 13207 | 10.6 | 10.6 |  |  | 142000 | 13005 | 3.2 | 3.2 | 82000 | 11443 | 2.1 | Federally-Regulated Commercial & Industrial Equipment | 01/28/2019 |  | 12/11/2019
Daikin Comfort Technologies Manufacturing, L.P. | AMANA DISTINCTIONS | GSZ111204A* | AR1204A* | HRCU-A-CB, Split System: Heat | Heat Pump | 460 | 3 |  | False |  |  | True | Single-Speed | 110000 | 10000 | 11 | 10.8 |  |  | 100000 | 8881 | 3.3 | 3.3 | 60000 | 7992 | 2.2 | Federally-Regulated Commercial & Industrial Equipment | 01/28/2019 |  | 12/11/2019
Daikin Comfort Technologies Manufacturing, L.P. | AMANA DISTINCTIONS | GSZ111203A* | AR1204A* | HRCU-A-CB, Split System: Heat | Heat Pump | 230 | 3 |  | False |  |  | True | Single-Speed | 110000 | 10000 | 11 | 10.8 |  |  | 100000 | 8881 | 3.3 | 3.3 | 60000 | 7992 | 2.2 | Federally-Regulated Commercial & Industrial Equipment | 01/28/2019 |  | 12/11/2019
Daikin Comfort Technologies Manufacturing, L.P. | AMANA DISTINCTIONS | GSZ111203A* | AR1204A* | HRCU-A-CB, Split System: Heat | Heat Pump | 208 | 3 |  | False |  |  | True | Single-Speed | 110000 | 10000 | 11 | 10.8 |  |  | 100000 | 8881 | 3.3 | 3.3 | 60000 | 7992 | 2.2 | Federally-Regulated Commercial & Industrial Equipment | 01/28/2019 |  | 12/11/2019
Daikin Comfort Technologies Manufacturing, L.P. | AMANA DISTINCTIONS | GSZ130484A* (2) | AT09044A* | HRCU-A-CB, Split System: Heat | Both Heat Pump and Electric Re | 460 | 3 |  | False |  |  | True | Single-Speed | 88000 | 7652 | 11.5 | 11 | 14 |  | 82000 | 7282 | 3.3 | 3.3 | 52000 | 6626 | 2.3 | Federally-Regulated Commercial & Industrial Equipment | 07/19/2019 |  | 12/11/2019
Daikin Comfort Technologies Manufacturing, L.P. | AMANA DISTINCTIONS | GSZ130483A* (2) | AT09043A* | HRCU-A-CB, Split System: Heat | Both Heat Pump and Electric Re | 230 | 3 |  | False |  |  | True | Single-Speed | 88000 | 7652 | 11.5 | 11 | 14 |  | 82000 | 7282 | 3.3 | 3.3 | 52000 | 6626 | 2.3 | Federally-Regulated Commercial & Industrial Equipment | 09/23/2019 |  | 12/11/2019
Daikin Comfort Technologies Manufacturing, L.P. | AMANA DISTINCTIONS | GSZ130483A* (2) | AT09043A* | HRCU-A-CB, Split System: Heat | Both Heat Pump and Electric Re | 208 | 3 |  | False |  |  | True | Single-Speed | 88000 | 7652 | 11.5 | 11 | 14 |  | 82000 | 7282 | 3.3 | 3.3 | 52000 | 6626 | 2.3 | Federally-Regulated Commercial & Industrial Equipment | 09/23/2019 |  | 12/11/2019
Daikin Comfort Technologies Manufacturing, L.P. | AMANA DISTINCTIONS | CPH090****B***A* |  | HSP-A, Single-Package Heat Pum | Both Heat Pump and Electric Re | 575 | 3 | False |  |  |  | False | Single-Speed | 90000 | 7826 | 11.5 | 11 |  |  | 90000 | 7757 | 3.4 | 3.3 | 52000 | 6349 | 2.4 | Federally-Regulated Commercial & Industrial Equipment | 01/28/2019 |  | 12/11/2019
Daikin Comfort Technologies Manufacturing, L.P. | AMANA DISTINCTIONS | CPH090****B***A* |  | HSP-A, Single-Package Heat Pum | Both Heat Pump and Electric Re | 460 | 3 | False |  |  |  | False | Single-Speed | 90000 | 7826 | 11.5 | 11 |  |  | 90000 | 7757 | 3.4 | 3.3 | 52000 | 6349 | 2.4 | Federally-Regulated Commercial & Industrial Equipment | 01/28/2019 |  | 12/11/2019
Daikin Comfort Technologies Manufacturing, L.P. | AMANA DISTINCTIONS | CPH090****B***A* |  | HSP-A, Single-Package Heat Pum | Both Heat Pump and Electric Re | 230 | 3 | False |  |  |  | False | Single-Speed | 90000 | 7826 | 11.5 | 11 |  |  | 90000 | 7757 | 3.4 | 3.3 | 52000 | 6349 | 2.4 | Federally-Regulated Commercial & Industrial Equipment | 01/28/2019 |  | 12/11/2019
Daikin Comfort Technologies Manufacturing, L.P. | AMANA DISTINCTIONS | CPH090****B***A* |  | HSP-A, Single-Package Heat Pum | Both Heat Pump and Electric Re | 208 | 3 | False |  |  |  | False | Single-Speed | 90000 | 7826 | 11.5 | 11 |  |  | 90000 | 7757 | 3.4 | 3.3 | 52000 | 6349 | 2.4 | Federally-Regulated Commercial & Industrial Equipment | 01/28/2019 |  | 12/11/2019
Daikin Comfort Technologies Manufacturing, L.P. | AMANA DISTINCTIONS | CPH120********A* |  | HSP-A, Single-Package Heat Pum | Both Heat Pump and Electric Re | 575 | 3 | False |  |  |  | False | Single-Speed | 115000 | 10360 | 11.1 | 11 |  |  | 116000 | 9999 | 3.4 | 3.3 | 56000 | 7135 | 2.3 | Federally-Regulated Commercial & Industrial Equipment | 01/28/2019 |  | 12/11/2019
Daikin Comfort Technologies Manufacturing, L.P. | AMANA DISTINCTIONS | CPH120********A* |  | HSP-A, Single-Package Heat Pum | Both Heat Pump and Electric Re | 460 | 3 | False |  |  |  | False | Single-Speed | 115000 | 10360 | 11.1 | 11 |  |  | 116000 | 9999 | 3.4 | 3.3 | 56000 | 7135 | 2.3 | Federally-Regulated Commercial & Industrial Equipment | 01/28/2019 |  | 12/11/2019
Daikin Comfort Technologies Manufacturing, L.P. | AMANA DISTINCTIONS | CPH120********A* |  | HSP-A, Single-Package Heat Pum | Both Heat Pump and Electric Re | 230 | 3 | False |  |  |  | False | Single-Speed | 115000 | 10360 | 11.1 | 11 |  |  | 116000 | 9999 | 3.4 | 3.3 | 56000 | 7135 | 2.3 | Federally-Regulated Commercial & Industrial Equipment | 01/28/2019 |  | 12/11/2019
Daikin Comfort Technologies Manufacturing, L.P. | AMANA DISTINCTIONS | CPH120********A* |  | HSP-A, Single-Package Heat Pum | Both Heat Pump and Electric Re | 208 | 3 | False |  |  |  | False | Single-Speed | 115000 | 10360 | 11.1 | 11 |  |  | 116000 | 9999 | 3.4 | 3.3 | 56000 | 7135 | 2.3 | Federally-Regulated Commercial & Industrial Equipment | 01/28/2019 |  | 12/11/2019
Daikin Comfort Technologies Manufacturing, L.P. | AMANA DISTINCTIONS | GSZ110904A* | AR0904A* | HRCU-A-CB, Split System: Heat | Heat Pump | 460 | 3 |  | False |  |  | True | Single-Speed | 87000 | 7909 | 11 | 10.8 |  |  | 82000 | 7282 | 3.3 | 3.3 | 52000 | 6927 | 2.2 | Federally-Regulated Commercial & Industrial Equipment | 01/28/2019 |  | 12/11/2019
Daikin Comfort Technologies Manufacturing, L.P. | AMANA DISTINCTIONS | GSZ110903A* | AR0904A* | HRCU-A-CB, Split System: Heat | Heat Pump | 230 | 3 |  | False |  |  | True | Single-Speed | 87000 | 7909 | 11 | 10.8 |  |  | 82000 | 7282 | 3.3 | 3.3 | 52000 | 6927 | 2.2 | Federally-Regulated Commercial & Industrial Equipment | 01/28/2019 |  | 12/11/2019
Daikin Comfort Technologies Manufacturing, L.P. | AMANA DISTINCTIONS | GSZ110903A* | AR0904A* | HRCU-A-CB, Split System: Heat | Heat Pump | 208 | 3 |  | False |  |  | True | Single-Speed | 87000 | 7909 | 11 | 10.8 |  |  | 82000 | 7282 | 3.3 | 3.3 | 52000 | 6927 | 2.2 | Federally-Regulated Commercial & Industrial Equipment | 01/28/2019 |  | 12/11/2019
Daikin Comfort Technologies Manufacturing, L.P. | AMANA DISTINCTIONS | CPH150****V***A* |  | HSP-A, Single-Package Heat Pum | Both Heat Pump and Electric Re | 575 | 3 | False |  |  |  | False | Single-Speed | 140000 | 13207 | 10.6 | 10.6 | 11.8 |  | 142000 | 13005 | 3.2 | 3.2 | 82000 | 11443 | 2.1 | Federally-Regulated Commercial & Industrial Equipment | 09/23/2019 |  | 12/11/2019
Daikin Comfort Technologies Manufacturing, L.P. | AMANA DISTINCTIONS | CPH150****V***A* |  | HSP-A, Single-Package Heat Pum | Both Heat Pump and Electric Re | 460 | 3 | False |  |  |  | False | Single-Speed | 140000 | 13207 | 10.6 | 10.6 | 11.8 |  | 142000 | 13005 | 3.2 | 3.2 | 82000 | 11443 | 2.1 | Federally-Regulated Commercial & Industrial Equipment | 09/23/2019 |  | 12/11/2019
Daikin Comfort Technologies Manufacturing, L.P. | AMANA DISTINCTIONS | CPH150****V***A* |  | HSP-A, Single-Package Heat Pum | Both Heat Pump and Electric Re | 230 | 3 | False |  |  |  | False | Single-Speed | 140000 | 13207 | 10.6 | 10.6 | 11.8 |  | 142000 | 13005 | 3.2 | 3.2 | 82000 | 11443 | 2.1 | Federally-Regulated Commercial & Industrial Equipment | 09/23/2019 |  | 12/11/2019
Daikin Comfort Technologies Manufacturing, L.P. | AMANA DISTINCTIONS | CPH150****V***A* |  | HSP-A, Single-Package Heat Pum | Both Heat Pump and Electric Re | 208 | 3 | False |  |  |  | False | Single-Speed | 140000 | 13207 | 10.6 | 10.6 | 11.8 |  | 142000 | 13005 | 3.2 | 3.2 | 82000 | 11443 | 2.1 | Federally-Regulated Commercial & Industrial Equipment | 09/23/2019 |  | 12/11/2019
Daikin Comfort Technologies Manufacturing, L.P. | AMANA DISTINCTIONS | CPH120****V***A* |  | HSP-A, Single-Package Heat Pum | Both Heat Pump and Electric Re | 575 | 3 | False |  |  |  | False | Single-Speed | 113000 | 10180 | 11.1 | 11 | 12.6 |  | 116000 | 9999 | 3.4 | 3.3 | 56000 | 7135 | 2.3 | Federally-Regulated Commercial & Industrial Equipment | 09/23/2019 |  | 12/11/2019
Daikin Comfort Technologies Manufacturing, L.P. | AMANA DISTINCTIONS | CPH120****V***A* |  | HSP-A, Single-Package Heat Pum | Both Heat Pump and Electric Re | 460 | 3 | False |  |  |  | False | Single-Speed | 113000 | 10180 | 11.1 | 11 | 12.6 |  | 116000 | 9999 | 3.4 | 3.3 | 56000 | 7135 | 2.3 | Federally-Regulated Commercial & Industrial Equipment | 09/23/2019 |  | 12/11/2019
Daikin Comfort Technologies Manufacturing, L.P. | AMANA DISTINCTIONS | CPH120****V***A* |  | HSP-A, Single-Package Heat Pum | Both Heat Pump and Electric Re | 230 | 3 | False |  |  |  | False | Single-Speed | 113000 | 10180 | 11.1 | 11 | 12.6 |  | 116000 | 9999 | 3.4 | 3.3 | 56000 | 7135 | 2.3 | Federally-Regulated Commercial & Industrial Equipment | 09/23/2019 |  | 12/11/2019
Daikin Comfort Technologies Manufacturing, L.P. | AMANA DISTINCTIONS | CPH120****V***A* |  | HSP-A, Single-Package Heat Pum | Both Heat Pump and Electric Re | 208 | 3 | False |  |  |  | False | Single-Speed | 113000 | 10180 | 11.1 | 11 | 12.6 |  | 116000 | 9999 | 3.4 | 3.3 | 56000 | 7135 | 2.3 | Federally-Regulated Commercial & Industrial Equipment | 09/23/2019 |  | 12/11/2019
Daikin Comfort Technologies Manufacturing, L.P. | AMANA DISTINCTIONS | CPH102****V***A* |  | HSP-A, Single-Package Heat Pum | Both Heat Pump and Electric Re | 575 | 3 | False |  |  |  | False | Single-Speed | 102000 | 9189 | 11.1 | 11 | 13 |  | 102000 | 8792 | 3.4 | 3.3 | 52000 | 6773 | 2.25 | Federally-Regulated Commercial & Industrial Equipment | 09/23/2019 |  | 12/11/2019
Daikin Comfort Technologies Manufacturing, L.P. | AMANA DISTINCTIONS | CPH102****V***A* |  | HSP-A, Single-Package Heat Pum | Both Heat Pump and Electric Re | 460 | 3 | False |  |  |  | False | Single-Speed | 102000 | 9189 | 11.1 | 11 | 13 |  | 102000 | 8792 | 3.4 | 3.3 | 52000 | 6773 | 2.25 | Federally-Regulated Commercial & Industrial Equipment | 09/23/2019 |  | 12/11/2019
Daikin Comfort Technologies Manufacturing, L.P. | AMANA DISTINCTIONS | CPH102****V***A* |  | HSP-A, Single-Package Heat Pum | Both Heat Pump and Electric Re | 230 | 3 | False |  |  |  | False | Single-Speed | 102000 | 9189 | 11.1 | 11 | 13 |  | 102000 | 8792 | 3.4 | 3.3 | 55500 | 7229 | 2.25 | Federally-Regulated Commercial & Industrial Equipment | 09/23/2019 |  | 12/11/2019
Daikin Comfort Technologies Manufacturing, L.P. | AMANA DISTINCTIONS | CPH102****V***A* |  | HSP-A, Single-Package Heat Pum | Both Heat Pump and Electric Re | 208 | 3 | False |  |  |  | False | Single-Speed | 102000 | 9189 | 11.1 | 11 | 13 |  | 102000 | 8792 | 3.4 | 3.3 | 52000 | 6773 | 2.25 | Federally-Regulated Commercial & Industrial Equipment | 09/23/2019 |  | 12/11/2019
Daikin Comfort Technologies Manufacturing, L.P. | AMANA DISTINCTIONS | CPH090****V***A* |  | HSP-A, Single-Package Heat Pum | Both Heat Pump and Electric Re | 575 | 3 | False |  |  |  | False | Single-Speed | 90000 | 7826 | 11.5 | 11 | 12.8 |  | 90000 | 7757 | 3.4 | 3.3 | 52000 | 6349 | 2.4 | Federally-Regulated Commercial & Industrial Equipment | 09/23/2019 |  | 12/11/2019
Daikin Comfort Technologies Manufacturing, L.P. | AMANA DISTINCTIONS | CPH090****V***A* |  | HSP-A, Single-Package Heat Pum | Both Heat Pump and Electric Re | 460 | 3 | False |  |  |  | False | Single-Speed | 90000 | 7826 | 11.5 | 11 | 12.8 |  | 90000 | 7757 | 3.4 | 3.3 | 52000 | 6349 | 2.4 | Federally-Regulated Commercial & Industrial Equipment | 09/23/2019 |  | 12/11/2019
Daikin Comfort Technologies Manufacturing, L.P. | AMANA DISTINCTIONS | CPH090****V***A* |  | HSP-A, Single-Package Heat Pum | Both Heat Pump and Electric Re | 230 | 3 | False |  |  |  | False | Single-Speed | 90000 | 7826 | 11.5 | 11 | 12.8 |  | 90000 | 7757 | 3.4 | 3.3 | 52000 | 6349 | 2.4 | Federally-Regulated Commercial & Industrial Equipment | 09/23/2019 |  | 12/11/2019
Daikin Comfort Technologies Manufacturing, L.P. | AMANA DISTINCTIONS | CPH090****V***A* |  | HSP-A, Single-Package Heat Pum | Both Heat Pump and Electric Re | 208 | 3 | False |  |  |  | False | Single-Speed | 90000 | 7826 | 11.5 | 11 | 12.8 |  | 90000 | 7757 | 3.4 | 3.3 | 52000 | 6349 | 2.4 | Federally-Regulated Commercial & Industrial Equipment | 09/23/2019 |  | 12/11/2019
Daikin Comfort Technologies Manufacturing, L.P. | AMANA DISTINCTIONS | CPH072****V***A* |  | HSP-A, Single-Package Heat Pum | Both Heat Pump and Electric Re | 575 | 3 | False |  |  |  | True | Dual-Speed | 69000 | 6160 | 11.2 | 11 | 15 |  | 69000 | 5465 | 3.7 | 3.3 | 38000 | 4842 | 2.3 | Federally-Regulated Commercial & Industrial Equipment | 09/23/2019 |  | 12/11/2019
Daikin Comfort Technologies Manufacturing, L.P. | AMANA DISTINCTIONS | CPH072****V***A* |  | HSP-A, Single-Package Heat Pum | Both Heat Pump and Electric Re | 460 | 3 | False |  |  |  | True | Dual-Speed | 69000 | 6160 | 11.2 | 11 | 15 |  | 69000 | 5465 | 3.7 | 3.3 | 38000 | 4842 | 2.3 | Federally-Regulated Commercial & Industrial Equipment | 09/23/2019 |  | 12/11/2019
Daikin Comfort Technologies Manufacturing, L.P. | AMANA DISTINCTIONS | CPH072****V***A* |  | HSP-A, Single-Package Heat Pum | Both Heat Pump and Electric Re | 230 | 3 | False |  |  |  | True | Dual-Speed | 69000 | 6160 | 11.2 | 11 | 15 |  | 69000 | 5465 | 3.7 | 3.3 | 38000 | 4842 | 2.3 | Federally-Regulated Commercial & Industrial Equipment | 09/23/2019 |  | 12/11/2019
Daikin Comfort Technologies Manufacturing, L.P. | AMANA DISTINCTIONS | CPH072****V***A* |  | HSP-A, Single-Package Heat Pum | Both Heat Pump and Electric Re | 208 | 3 | False |  |  |  | True | Dual-Speed | 69000 | 6160 | 11.2 | 11 | 15 |  | 69000 | 5465 | 3.7 | 3.3 | 38000 | 4842 | 2.3 | Federally-Regulated Commercial & Industrial Equipment | 09/23/2019 |  | 12/11/2019
Daikin Comfort Technologies Manufacturing, L.P. | ENERGI AIR | GSZ130604A* (2) | AT12044A* | HRCU-A-CB, Split System: Heat | Both Heat Pump and Electric Re | 460 | 3 |  | False |  |  | True | Single-Speed | 114000 | 9913 | 11.5 | 11 | 13 |  | 110000 | 9769 | 3.3 | 3.3 | 70000 | 8919 | 2.3 | Federally-Regulated Commercial & Industrial Equipment | 07/19/2019 |  | 12/11/2019
Daikin Comfort Technologies Manufacturing, L.P. | ENERGI AIR | GSZ130603A* (2) | AT12043A* | HRCU-A-CB, Split System: Heat | Both Heat Pump and Electric Re | 230 | 3 |  | False |  |  | True | Single-Speed | 114000 | 9913 | 11.5 | 11 | 13 |  | 110000 | 9769 | 3.3 | 3.3 | 70000 | 8919 | 2.3 | Federally-Regulated Commercial & Industrial Equipment | 09/23/2019 |  | 12/11/2019
Daikin Comfort Technologies Manufacturing, L.P. | ENERGI AIR | GSZ130603A* (2) | AT12043A* | HRCU-A-CB, Split System: Heat | Both Heat Pump and Electric Re | 208 | 3 |  | False |  |  | True | Single-Speed | 114000 | 9913 | 11.5 | 11 | 13 |  | 110000 | 9769 | 3.3 | 3.3 | 70000 | 8919 | 2.3 | Federally-Regulated Commercial & Industrial Equipment | 09/23/2019 |  | 12/11/2019
Daikin Comfort Technologies Manufacturing, L.P. | ENERGI AIR | CPH102****B***A* |  | HSP-A, Single-Package Heat Pum | Both Heat Pump and Electric Re | 575 | 3 | False |  |  |  | False | Single-Speed | 102000 | 9189 | 11.1 | 11 |  |  | 102000 | 8792 | 3.4 | 3.3 | 52000 | 6773 | 2.25 | Federally-Regulated Commercial & Industrial Equipment | 01/28/2019 |  | 12/11/2019
Daikin Comfort Technologies Manufacturing, L.P. | ENERGI AIR | CPH102****B***A* |  | HSP-A, Single-Package Heat Pum | Both Heat Pump and Electric Re | 460 | 3 | False |  |  |  | False | Single-Speed | 102000 | 9189 | 11.1 | 11 |  |  | 102000 | 8792 | 3.4 | 3.3 | 52000 | 6773 | 2.25 | Federally-Regulated Commercial & Industrial Equipment | 01/28/2019 |  | 12/11/2019
Daikin Comfort Technologies Manufacturing, L.P. | ENERGI AIR | CPH102****B***A* |  | HSP-A, Single-Package Heat Pum | Both Heat Pump and Electric Re | 230 | 3 | False |  |  |  | False | Single-Speed | 102000 | 9189 | 11.1 | 11 |  |  | 102000 | 8792 | 3.4 | 3.3 | 55500 | 7229 | 2.25 | Federally-Regulated Commercial & Industrial Equipment | 01/28/2019 |  | 12/11/2019
Daikin Comfort Technologies Manufacturing, L.P. | ENERGI AIR | CPH102****B***A* |  | HSP-A, Single-Package Heat Pum | Both Heat Pump and Electric Re | 208 | 3 | False |  |  |  | False | Single-Speed | 102000 | 9189 | 11.1 | 11 |  |  | 102000 | 8792 | 3.4 | 3.3 | 52000 | 6773 | 2.25 | Federally-Regulated Commercial & Industrial Equipment | 01/28/2019 |  | 12/11/2019
Daikin Comfort Technologies Manufacturing, L.P. | ENERGI AIR | CPH150****B***A* |  | HSP-A, Single-Package Heat Pum | Both Heat Pump and Electric Re | 575 | 3 | False |  |  |  | False | Single-Speed | 140000 | 13207 | 10.6 | 10.6 |  |  | 142000 | 13005 | 3.2 | 3.2 | 82000 | 11443 | 2.1 | Federally-Regulated Commercial & Industrial Equipment | 01/28/2019 |  | 12/11/2019
Daikin Comfort Technologies Manufacturing, L.P. | ENERGI AIR | CPH150****B***A* |  | HSP-A, Single-Package Heat Pum | Both Heat Pump and Electric Re | 460 | 3 | False |  |  |  | False | Single-Speed | 140000 | 13207 | 10.6 | 10.6 |  |  | 142000 | 13005 | 3.2 | 3.2 | 82000 | 11443 | 2.1 | Federally-Regulated Commercial & Industrial Equipment | 01/28/2019 |  | 12/11/2019
Daikin Comfort Technologies Manufacturing, L.P. | ENERGI AIR | CPH150****B***A* |  | HSP-A, Single-Package Heat Pum | Both Heat Pump and Electric Re | 230 | 3 | False |  |  |  | False | Single-Speed | 140000 | 13207 | 10.6 | 10.6 |  |  | 142000 | 13005 | 3.2 | 3.2 | 82000 | 11443 | 2.1 | Federally-Regulated Commercial & Industrial Equipment | 01/28/2019 |  | 12/11/2019
Daikin Comfort Technologies Manufacturing, L.P. | ENERGI AIR | CPH150****B***A* |  | HSP-A, Single-Package Heat Pum | Both Heat Pump and Electric Re | 208 | 3 | False |  |  |  | False | Single-Speed | 140000 | 13207 | 10.6 | 10.6 |  |  | 142000 | 13005 | 3.2 | 3.2 | 82000 | 11443 | 2.1 | Federally-Regulated Commercial & Industrial Equipment | 01/28/2019 |  | 12/11/2019
Daikin Comfort Technologies Manufacturing, L.P. | ENERGI AIR | GSZ111204A* | AR1204A* | HRCU-A-CB, Split System: Heat | Heat Pump | 460 | 3 |  | False |  |  | True | Single-Speed | 110000 | 10000 | 11 | 10.8 |  |  | 100000 | 8881 | 3.3 | 3.3 | 60000 | 7992 | 2.2 | Federally-Regulated Commercial & Industrial Equipment | 01/28/2019 |  | 12/11/2019
Daikin Comfort Technologies Manufacturing, L.P. | ENERGI AIR | GSZ111203A* | AR1204A* | HRCU-A-CB, Split System: Heat | Heat Pump | 230 | 3 |  | False |  |  | True | Single-Speed | 110000 | 10000 | 11 | 10.8 |  |  | 100000 | 8881 | 3.3 | 3.3 | 60000 | 7992 | 2.2 | Federally-Regulated Commercial & Industrial Equipment | 01/28/2019 |  | 12/11/2019
Daikin Comfort Technologies Manufacturing, L.P. | ENERGI AIR | GSZ111203A* | AR1204A* | HRCU-A-CB, Split System: Heat | Heat Pump | 208 | 3 |  | False |  |  | True | Single-Speed | 110000 | 10000 | 11 | 10.8 |  |  | 100000 | 8881 | 3.3 | 3.3 | 60000 | 7992 | 2.2 | Federally-Regulated Commercial & Industrial Equipment | 01/28/2019 |  | 12/11/2019
Daikin Comfort Technologies Manufacturing, L.P. | ENERGI AIR | GSZ130484A* (2) | AT09044A* | HRCU-A-CB, Split System: Heat | Both Heat Pump and Electric Re | 460 | 3 |  | False |  |  | True | Single-Speed | 88000 | 7652 | 11.5 | 11 | 14 |  | 82000 | 7282 | 3.3 | 3.3 | 52000 | 6626 | 2.3 | Federally-Regulated Commercial & Industrial Equipment | 07/19/2019 |  | 12/11/2019
Daikin Comfort Technologies Manufacturing, L.P. | ENERGI AIR | GSZ130483A* (2) | AT09043A* | HRCU-A-CB, Split System: Heat | Both Heat Pump and Electric Re | 230 | 3 |  | False |  |  | True | Single-Speed | 88000 | 7652 | 11.5 | 11 | 14 |  | 82000 | 7282 | 3.3 | 3.3 | 52000 | 6626 | 2.3 | Federally-Regulated Commercial & Industrial Equipment | 09/23/2019 |  | 12/11/2019
Daikin Comfort Technologies Manufacturing, L.P. | ENERGI AIR | GSZ130483A* (2) | AT09043A* | HRCU-A-CB, Split System: Heat | Both Heat Pump and Electric Re | 208 | 3 |  | False |  |  | True | Single-Speed | 88000 | 7652 | 11.5 | 11 | 14 |  | 82000 | 7282 | 3.3 | 3.3 | 52000 | 6626 | 2.3 | Federally-Regulated Commercial & Industrial Equipment | 09/23/2019 |  | 12/11/2019
Daikin Comfort Technologies Manufacturing, L.P. | ENERGI AIR | CPH090****B***A* |  | HSP-A, Single-Package Heat Pum | Both Heat Pump and Electric Re | 575 | 3 | False |  |  |  | False | Single-Speed | 90000 | 7826 | 11.5 | 11 |  |  | 90000 | 7757 | 3.4 | 3.3 | 52000 | 6349 | 2.4 | Federally-Regulated Commercial & Industrial Equipment | 01/28/2019 |  | 12/11/2019
Daikin Comfort Technologies Manufacturing, L.P. | ENERGI AIR | CPH090****B***A* |  | HSP-A, Single-Package Heat Pum | Both Heat Pump and Electric Re | 460 | 3 | False |  |  |  | False | Single-Speed | 90000 | 7826 | 11.5 | 11 |  |  | 90000 | 7757 | 3.4 | 3.3 | 52000 | 6349 | 2.4 | Federally-Regulated Commercial & Industrial Equipment | 01/28/2019 |  | 12/11/2019
Daikin Comfort Technologies Manufacturing, L.P. | ENERGI AIR | CPH090****B***A* |  | HSP-A, Single-Package Heat Pum | Both Heat Pump and Electric Re | 230 | 3 | False |  |  |  | False | Single-Speed | 90000 | 7826 | 11.5 | 11 |  |  | 90000 | 7757 | 3.4 | 3.3 | 52000 | 6349 | 2.4 | Federally-Regulated Commercial & Industrial Equipment | 01/28/2019 |  | 12/11/2019
Daikin Comfort Technologies Manufacturing, L.P. | ENERGI AIR | CPH090****B***A* |  | HSP-A, Single-Package Heat Pum | Both Heat Pump and Electric Re | 208 | 3 | False |  |  |  | False | Single-Speed | 90000 | 7826 | 11.5 | 11 |  |  | 90000 | 7757 | 3.4 | 3.3 | 52000 | 6349 | 2.4 | Federally-Regulated Commercial & Industrial Equipment | 01/28/2019 |  | 12/11/2019
Daikin Comfort Technologies Manufacturing, L.P. | ENERGI AIR | CPH120********A* |  | HSP-A, Single-Package Heat Pum | Both Heat Pump and Electric Re | 575 | 3 | False |  |  |  | False | Single-Speed | 115000 | 10360 | 11.1 | 11 |  |  | 116000 | 9999 | 3.4 | 3.3 | 56000 | 7135 | 2.3 | Federally-Regulated Commercial & Industrial Equipment | 01/28/2019 |  | 12/11/2019
Daikin Comfort Technologies Manufacturing, L.P. | ENERGI AIR | CPH120********A* |  | HSP-A, Single-Package Heat Pum | Both Heat Pump and Electric Re | 460 | 3 | False |  |  |  | False | Single-Speed | 115000 | 10360 | 11.1 | 11 |  |  | 116000 | 9999 | 3.4 | 3.3 | 56000 | 7135 | 2.3 | Federally-Regulated Commercial & Industrial Equipment | 01/28/2019 |  | 12/11/2019
Daikin Comfort Technologies Manufacturing, L.P. | ENERGI AIR | CPH120********A* |  | HSP-A, Single-Package Heat Pum | Both Heat Pump and Electric Re | 230 | 3 | False |  |  |  | False | Single-Speed | 115000 | 10360 | 11.1 | 11 |  |  | 116000 | 9999 | 3.4 | 3.3 | 56000 | 7135 | 2.3 | Federally-Regulated Commercial & Industrial Equipment | 01/28/2019 |  | 12/11/2019
Daikin Comfort Technologies Manufacturing, L.P. | ENERGI AIR | CPH120********A* |  | HSP-A, Single-Package Heat Pum | Both Heat Pump and Electric Re | 208 | 3 | False |  |  |  | False | Single-Speed | 115000 | 10360 | 11.1 | 11 |  |  | 116000 | 9999 | 3.4 | 3.3 | 56000 | 7135 | 2.3 | Federally-Regulated Commercial & Industrial Equipment | 01/28/2019 |  | 12/11/2019
Daikin Comfort Technologies Manufacturing, L.P. | ENERGI AIR | GSZ110904A* | AR0904A* | HRCU-A-CB, Split System: Heat | Heat Pump | 460 | 3 |  | False |  |  | True | Single-Speed | 87000 | 7909 | 11 | 10.8 |  |  | 82000 | 7282 | 3.3 | 3.3 | 52000 | 6927 | 2.2 | Federally-Regulated Commercial & Industrial Equipment | 01/28/2019 |  | 12/11/2019
Daikin Comfort Technologies Manufacturing, L.P. | ENERGI AIR | GSZ110903A* | AR0904A* | HRCU-A-CB, Split System: Heat | Heat Pump | 230 | 3 |  | False |  |  | True | Single-Speed | 87000 | 7909 | 11 | 10.8 |  |  | 82000 | 7282 | 3.3 | 3.3 | 52000 | 6927 | 2.2 | Federally-Regulated Commercial & Industrial Equipment | 01/28/2019 |  | 12/11/2019
Daikin Comfort Technologies Manufacturing, L.P. | ENERGI AIR | GSZ110903A* | AR0904A* | HRCU-A-CB, Split System: Heat | Heat Pump | 208 | 3 |  | False |  |  | True | Single-Speed | 87000 | 7909 | 11 | 10.8 |  |  | 82000 | 7282 | 3.3 | 3.3 | 52000 | 6927 | 2.2 | Federally-Regulated Commercial & Industrial Equipment | 01/28/2019 |  | 12/11/2019
Daikin Comfort Technologies Manufacturing, L.P. | ENERGI AIR | CPH150****V***A* |  | HSP-A, Single-Package Heat Pum | Both Heat Pump and Electric Re | 575 | 3 | False |  |  |  | False | Single-Speed | 140000 | 13207 | 10.6 | 10.6 | 11.8 |  | 142000 | 13005 | 3.2 | 3.2 | 82000 | 11443 | 2.1 | Federally-Regulated Commercial & Industrial Equipment | 09/23/2019 |  | 12/11/2019
Daikin Comfort Technologies Manufacturing, L.P. | ENERGI AIR | CPH150****V***A* |  | HSP-A, Single-Package Heat Pum | Both Heat Pump and Electric Re | 460 | 3 | False |  |  |  | False | Single-Speed | 140000 | 13207 | 10.6 | 10.6 | 11.8 |  | 142000 | 13005 | 3.2 | 3.2 | 82000 | 11443 | 2.1 | Federally-Regulated Commercial & Industrial Equipment | 09/23/2019 |  | 12/11/2019
Daikin Comfort Technologies Manufacturing, L.P. | ENERGI AIR | CPH150****V***A* |  | HSP-A, Single-Package Heat Pum | Both Heat Pump and Electric Re | 230 | 3 | False |  |  |  | False | Single-Speed | 140000 | 13207 | 10.6 | 10.6 | 11.8 |  | 142000 | 13005 | 3.2 | 3.2 | 82000 | 11443 | 2.1 | Federally-Regulated Commercial & Industrial Equipment | 09/23/2019 |  | 12/11/2019
Daikin Comfort Technologies Manufacturing, L.P. | ENERGI AIR | CPH150****V***A* |  | HSP-A, Single-Package Heat Pum | Both Heat Pump and Electric Re | 208 | 3 | False |  |  |  | False | Single-Speed | 140000 | 13207 | 10.6 | 10.6 | 11.8 |  | 142000 | 13005 | 3.2 | 3.2 | 82000 | 11443 | 2.1 | Federally-Regulated Commercial & Industrial Equipment | 09/23/2019 |  | 12/11/2019
Daikin Comfort Technologies Manufacturing, L.P. | ENERGI AIR | CPH120****V***A* |  | HSP-A, Single-Package Heat Pum | Both Heat Pump and Electric Re | 575 | 3 | False |  |  |  | False | Single-Speed | 113000 | 10180 | 11.1 | 11 | 12.6 |  | 116000 | 9999 | 3.4 | 3.3 | 56000 | 7135 | 2.3 | Federally-Regulated Commercial & Industrial Equipment | 09/23/2019 |  | 12/11/2019
Daikin Comfort Technologies Manufacturing, L.P. | ENERGI AIR | CPH120****V***A* |  | HSP-A, Single-Package Heat Pum | Both Heat Pump and Electric Re | 460 | 3 | False |  |  |  | False | Single-Speed | 113000 | 10180 | 11.1 | 11 | 12.6 |  | 116000 | 9999 | 3.4 | 3.3 | 56000 | 7135 | 2.3 | Federally-Regulated Commercial & Industrial Equipment | 09/23/2019 |  | 12/11/2019
Daikin Comfort Technologies Manufacturing, L.P. | ENERGI AIR | CPH120****V***A* |  | HSP-A, Single-Package Heat Pum | Both Heat Pump and Electric Re | 230 | 3 | False |  |  |  | False | Single-Speed | 113000 | 10180 | 11.1 | 11 | 12.6 |  | 116000 | 9999 | 3.4 | 3.3 | 56000 | 7135 | 2.3 | Federally-Regulated Commercial & Industrial Equipment | 09/23/2019 |  | 12/11/2019
Daikin Comfort Technologies Manufacturing, L.P. | ENERGI AIR | CPH120****V***A* |  | HSP-A, Single-Package Heat Pum | Both Heat Pump and Electric Re | 208 | 3 | False |  |  |  | False | Single-Speed | 113000 | 10180 | 11.1 | 11 | 12.6 |  | 116000 | 9999 | 3.4 | 3.3 | 56000 | 7135 | 2.3 | Federally-Regulated Commercial & Industrial Equipment | 09/23/2019 |  | 12/11/2019
Daikin Comfort Technologies Manufacturing, L.P. | ENERGI AIR | CPH102****V***A* |  | HSP-A, Single-Package Heat Pum | Both Heat Pump and Electric Re | 575 | 3 | False |  |  |  | False | Single-Speed | 102000 | 9189 | 11.1 | 11 | 13 |  | 102000 | 8792 | 3.4 | 3.3 | 52000 | 6773 | 2.25 | Federally-Regulated Commercial & Industrial Equipment | 09/23/2019 |  | 12/11/2019
Daikin Comfort Technologies Manufacturing, L.P. | ENERGI AIR | CPH102****V***A* |  | HSP-A, Single-Package Heat Pum | Both Heat Pump and Electric Re | 460 | 3 | False |  |  |  | False | Single-Speed | 102000 | 9189 | 11.1 | 11 | 13 |  | 102000 | 8792 | 3.4 | 3.3 | 52000 | 6773 | 2.25 | Federally-Regulated Commercial & Industrial Equipment | 09/23/2019 |  | 12/11/2019
Daikin Comfort Technologies Manufacturing, L.P. | ENERGI AIR | CPH102****V***A* |  | HSP-A, Single-Package Heat Pum | Both Heat Pump and Electric Re | 230 | 3 | False |  |  |  | False | Single-Speed | 102000 | 9189 | 11.1 | 11 | 13 |  | 102000 | 8792 | 3.4 | 3.3 | 55500 | 7229 | 2.25 | Federally-Regulated Commercial & Industrial Equipment | 09/23/2019 |  | 12/11/2019
Daikin Comfort Technologies Manufacturing, L.P. | ENERGI AIR | CPH102****V***A* |  | HSP-A, Single-Package Heat Pum | Both Heat Pump and Electric Re | 208 | 3 | False |  |  |  | False | Single-Speed | 102000 | 9189 | 11.1 | 11 | 13 |  | 102000 | 8792 | 3.4 | 3.3 | 52000 | 6773 | 2.25 | Federally-Regulated Commercial & Industrial Equipment | 09/23/2019 |  | 12/11/2019
Daikin Comfort Technologies Manufacturing, L.P. | ENERGI AIR | CPH090****V***A* |  | HSP-A, Single-Package Heat Pum | Both Heat Pump and Electric Re | 575 | 3 | False |  |  |  | False | Single-Speed | 90000 | 7826 | 11.5 | 11 | 12.8 |  | 90000 | 7757 | 3.4 | 3.3 | 52000 | 6349 | 2.4 | Federally-Regulated Commercial & Industrial Equipment | 09/23/2019 |  | 12/11/2019
Daikin Comfort Technologies Manufacturing, L.P. | ENERGI AIR | CPH090****V***A* |  | HSP-A, Single-Package Heat Pum | Both Heat Pump and Electric Re | 460 | 3 | False |  |  |  | False | Single-Speed | 90000 | 7826 | 11.5 | 11 | 12.8 |  | 90000 | 7757 | 3.4 | 3.3 | 52000 | 6349 | 2.4 | Federally-Regulated Commercial & Industrial Equipment | 09/23/2019 |  | 12/11/2019
Daikin Comfort Technologies Manufacturing, L.P. | ENERGI AIR | CPH090****V***A* |  | HSP-A, Single-Package Heat Pum | Both Heat Pump and Electric Re | 230 | 3 | False |  |  |  | False | Single-Speed | 90000 | 7826 | 11.5 | 11 | 12.8 |  | 90000 | 7757 | 3.4 | 3.3 | 52000 | 6349 | 2.4 | Federally-Regulated Commercial & Industrial Equipment | 09/23/2019 |  | 12/11/2019
Daikin Comfort Technologies Manufacturing, L.P. | ENERGI AIR | CPH090****V***A* |  | HSP-A, Single-Package Heat Pum | Both Heat Pump and Electric Re | 208 | 3 | False |  |  |  | False | Single-Speed | 90000 | 7826 | 11.5 | 11 | 12.8 |  | 90000 | 7757 | 3.4 | 3.3 | 52000 | 6349 | 2.4 | Federally-Regulated Commercial & Industrial Equipment | 09/23/2019 |  | 12/11/2019
Daikin Comfort Technologies Manufacturing, L.P. | ENERGI AIR | CPH072****V***A* |  | HSP-A, Single-Package Heat Pum | Both Heat Pump and Electric Re | 575 | 3 | False |  |  |  | True | Dual-Speed | 69000 | 6160 | 11.2 | 11 | 15 |  | 69000 | 5465 | 3.7 | 3.3 | 38000 | 4842 | 2.3 | Federally-Regulated Commercial & Industrial Equipment | 09/23/2019 |  | 12/11/2019
Daikin Comfort Technologies Manufacturing, L.P. | ENERGI AIR | CPH072****V***A* |  | HSP-A, Single-Package Heat Pum | Both Heat Pump and Electric Re | 460 | 3 | False |  |  |  | True | Dual-Speed | 69000 | 6160 | 11.2 | 11 | 15 |  | 69000 | 5465 | 3.7 | 3.3 | 38000 | 4842 | 2.3 | Federally-Regulated Commercial & Industrial Equipment | 09/23/2019 |  | 12/11/2019
Daikin Comfort Technologies Manufacturing, L.P. | ENERGI AIR | CPH072****V***A* |  | HSP-A, Single-Package Heat Pum | Both Heat Pump and Electric Re | 230 | 3 | False |  |  |  | True | Dual-Speed | 69000 | 6160 | 11.2 | 11 | 15 |  | 69000 | 5465 | 3.7 | 3.3 | 38000 | 4842 | 2.3 | Federally-Regulated Commercial & Industrial Equipment | 09/23/2019 |  | 12/11/2019
Daikin Comfort Technologies Manufacturing, L.P. | ENERGI AIR | CPH072****V***A* |  | HSP-A, Single-Package Heat Pum | Both Heat Pump and Electric Re | 208 | 3 | False |  |  |  | True | Dual-Speed | 69000 | 6160 | 11.2 | 11 | 15 |  | 69000 | 5465 | 3.7 | 3.3 | 38000 | 4842 | 2.3 | Federally-Regulated Commercial & Industrial Equipment | 09/23/2019 |  | 12/11/2019
Daikin Comfort Technologies Manufacturing, L.P. | EVERREST | GSZ130604A* (2) | AT12044A* | HRCU-A-CB, Split System: Heat | Both Heat Pump and Electric Re | 460 | 3 |  | False |  |  | True | Single-Speed | 114000 | 9913 | 11.5 | 11 | 13 |  | 110000 | 9769 | 3.3 | 3.3 | 70000 | 8919 | 2.3 | Federally-Regulated Commercial & Industrial Equipment | 07/19/2019 |  | 12/11/2019
Daikin Comfort Technologies Manufacturing, L.P. | EVERREST | GSZ130603A* (2) | AT12043A* | HRCU-A-CB, Split System: Heat | Both Heat Pump and Electric Re | 230 | 3 |  | False |  |  | True | Single-Speed | 114000 | 9913 | 11.5 | 11 | 13 |  | 110000 | 9769 | 3.3 | 3.3 | 70000 | 8919 | 2.3 | Federally-Regulated Commercial & Industrial Equipment | 09/23/2019 |  | 12/11/2019
Daikin Comfort Technologies Manufacturing, L.P. | EVERREST | GSZ130603A* (2) | AT12043A* | HRCU-A-CB, Split System: Heat | Both Heat Pump and Electric Re | 208 | 3 |  | False |  |  | True | Single-Speed | 114000 | 9913 | 11.5 | 11 | 13 |  | 110000 | 9769 | 3.3 | 3.3 | 70000 | 8919 | 2.3 | Federally-Regulated Commercial & Industrial Equipment | 09/23/2019 |  | 12/11/2019
Daikin Comfort Technologies Manufacturing, L.P. | EVERREST | CPH102****B***A* |  | HSP-A, Single-Package Heat Pum | Both Heat Pump and Electric Re | 575 | 3 | False |  |  |  | False | Single-Speed | 102000 | 9189 | 11.1 | 11 |  |  | 102000 | 8792 | 3.4 | 3.3 | 52000 | 6773 | 2.25 | Federally-Regulated Commercial & Industrial Equipment | 01/28/2019 |  | 12/11/2019
Daikin Comfort Technologies Manufacturing, L.P. | EVERREST | CPH102****B***A* |  | HSP-A, Single-Package Heat Pum | Both Heat Pump and Electric Re | 460 | 3 | False |  |  |  | False | Single-Speed | 102000 | 9189 | 11.1 | 11 |  |  | 102000 | 8792 | 3.4 | 3.3 | 52000 | 6773 | 2.25 | Federally-Regulated Commercial & Industrial Equipment | 01/28/2019 |  | 12/11/2019
Daikin Comfort Technologies Manufacturing, L.P. | EVERREST | CPH102****B***A* |  | HSP-A, Single-Package Heat Pum | Both Heat Pump and Electric Re | 230 | 3 | False |  |  |  | False | Single-Speed | 102000 | 9189 | 11.1 | 11 |  |  | 102000 | 8792 | 3.4 | 3.3 | 55500 | 7229 | 2.25 | Federally-Regulated Commercial & Industrial Equipment | 01/28/2019 |  | 12/11/2019
Daikin Comfort Technologies Manufacturing, L.P. | EVERREST | CPH102****B***A* |  | HSP-A, Single-Package Heat Pum | Both Heat Pump and Electric Re | 208 | 3 | False |  |  |  | False | Single-Speed | 102000 | 9189 | 11.1 | 11 |  |  | 102000 | 8792 | 3.4 | 3.3 | 52000 | 6773 | 2.25 | Federally-Regulated Commercial & Industrial Equipment | 01/28/2019 |  | 12/11/2019
Daikin Comfort Technologies Manufacturing, L.P. | EVERREST | CPH150****B***A* |  | HSP-A, Single-Package Heat Pum | Both Heat Pump and Electric Re | 575 | 3 | False |  |  |  | False | Single-Speed | 140000 | 13207 | 10.6 | 10.6 |  |  | 142000 | 13005 | 3.2 | 3.2 | 82000 | 11443 | 2.1 | Federally-Regulated Commercial & Industrial Equipment | 01/28/2019 |  | 12/11/2019
Daikin Comfort Technologies Manufacturing, L.P. | EVERREST | CPH150****B***A* |  | HSP-A, Single-Package Heat Pum | Both Heat Pump and Electric Re | 460 | 3 | False |  |  |  | False | Single-Speed | 140000 | 13207 | 10.6 | 10.6 |  |  | 142000 | 13005 | 3.2 | 3.2 | 82000 | 11443 | 2.1 | Federally-Regulated Commercial & Industrial Equipment | 01/28/2019 |  | 12/11/2019
Daikin Comfort Technologies Manufacturing, L.P. | EVERREST | CPH150****B***A* |  | HSP-A, Single-Package Heat Pum | Both Heat Pump and Electric Re | 230 | 3 | False |  |  |  | False | Single-Speed | 140000 | 13207 | 10.6 | 10.6 |  |  | 142000 | 13005 | 3.2 | 3.2 | 82000 | 11443 | 2.1 | Federally-Regulated Commercial & Industrial Equipment | 01/28/2019 |  | 12/11/2019
Daikin Comfort Technologies Manufacturing, L.P. | EVERREST | CPH150****B***A* |  | HSP-A, Single-Package Heat Pum | Both Heat Pump and Electric Re | 208 | 3 | False |  |  |  | False | Single-Speed | 140000 | 13207 | 10.6 | 10.6 |  |  | 142000 | 13005 | 3.2 | 3.2 | 82000 | 11443 | 2.1 | Federally-Regulated Commercial & Industrial Equipment | 01/28/2019 |  | 12/11/2019
Daikin Comfort Technologies Manufacturing, L.P. | EVERREST | GSZ111204A* | AR1204A* | HRCU-A-CB, Split System: Heat | Heat Pump | 460 | 3 |  | False |  |  | True | Single-Speed | 110000 | 10000 | 11 | 10.8 |  |  | 100000 | 8881 | 3.3 | 3.3 | 60000 | 7992 | 2.2 | Federally-Regulated Commercial & Industrial Equipment | 01/28/2019 |  | 12/11/2019
Daikin Comfort Technologies Manufacturing, L.P. | EVERREST | GSZ111203A* | AR1204A* | HRCU-A-CB, Split System: Heat | Heat Pump | 230 | 3 |  | False |  |  | True | Single-Speed | 110000 | 10000 | 11 | 10.8 |  |  | 100000 | 8881 | 3.3 | 3.3 | 60000 | 7992 | 2.2 | Federally-Regulated Commercial & Industrial Equipment | 01/28/2019 |  | 12/11/2019
Daikin Comfort Technologies Manufacturing, L.P. | EVERREST | GSZ111203A* | AR1204A* | HRCU-A-CB, Split System: Heat | Heat Pump | 208 | 3 |  | False |  |  | True | Single-Speed | 110000 | 10000 | 11 | 10.8 |  |  | 100000 | 8881 | 3.3 | 3.3 | 60000 | 7992 | 2.2 | Federally-Regulated Commercial & Industrial Equipment | 01/28/2019 |  | 12/11/2019
Daikin Comfort Technologies Manufacturing, L.P. | EVERREST | GSZ130484A* (2) | AT09044A* | HRCU-A-CB, Split System: Heat | Both Heat Pump and Electric Re | 460 | 3 |  | False |  |  | True | Single-Speed | 88000 | 7652 | 11.5 | 11 | 14 |  | 82000 | 7282 | 3.3 | 3.3 | 52000 | 6626 | 2.3 | Federally-Regulated Commercial & Industrial Equipment | 07/19/2019 |  | 12/11/2019
Daikin Comfort Technologies Manufacturing, L.P. | EVERREST | GSZ130483A* (2) | AT09043A* | HRCU-A-CB, Split System: Heat | Both Heat Pump and Electric Re | 230 | 3 |  | False |  |  | True | Single-Speed | 88000 | 7652 | 11.5 | 11 | 14 |  | 82000 | 7282 | 3.3 | 3.3 | 52000 | 6626 | 2.3 | Federally-Regulated Commercial & Industrial Equipment | 09/23/2019 |  | 12/11/2019
Daikin Comfort Technologies Manufacturing, L.P. | EVERREST | GSZ130483A* (2) | AT09043A* | HRCU-A-CB, Split System: Heat | Both Heat Pump and Electric Re | 208 | 3 |  | False |  |  | True | Single-Speed | 88000 | 7652 | 11.5 | 11 | 14 |  | 82000 | 7282 | 3.3 | 3.3 | 52000 | 6626 | 2.3 | Federally-Regulated Commercial & Industrial Equipment | 09/23/2019 |  | 12/11/2019
Daikin Comfort Technologies Manufacturing, L.P. | EVERREST | CPH090****B***A* |  | HSP-A, Single-Package Heat Pum | Both Heat Pump and Electric Re | 575 | 3 | False |  |  |  | False | Single-Speed | 90000 | 7826 | 11.5 | 11 |  |  | 90000 | 7757 | 3.4 | 3.3 | 52000 | 6349 | 2.4 | Federally-Regulated Commercial & Industrial Equipment | 01/28/2019 |  | 12/11/2019
Daikin Comfort Technologies Manufacturing, L.P. | EVERREST | CPH090****B***A* |  | HSP-A, Single-Package Heat Pum | Both Heat Pump and Electric Re | 460 | 3 | False |  |  |  | False | Single-Speed | 90000 | 7826 | 11.5 | 11 |  |  | 90000 | 7757 | 3.4 | 3.3 | 52000 | 6349 | 2.4 | Federally-Regulated Commercial & Industrial Equipment | 01/28/2019 |  | 12/11/2019
Daikin Comfort Technologies Manufacturing, L.P. | EVERREST | CPH090****B***A* |  | HSP-A, Single-Package Heat Pum | Both Heat Pump and Electric Re | 230 | 3 | False |  |  |  | False | Single-Speed | 90000 | 7826 | 11.5 | 11 |  |  | 90000 | 7757 | 3.4 | 3.3 | 52000 | 6349 | 2.4 | Federally-Regulated Commercial & Industrial Equipment | 01/28/2019 |  | 12/11/2019
Daikin Comfort Technologies Manufacturing, L.P. | EVERREST | CPH090****B***A* |  | HSP-A, Single-Package Heat Pum | Both Heat Pump and Electric Re | 208 | 3 | False |  |  |  | False | Single-Speed | 90000 | 7826 | 11.5 | 11 |  |  | 90000 | 7757 | 3.4 | 3.3 | 52000 | 6349 | 2.4 | Federally-Regulated Commercial & Industrial Equipment | 01/28/2019 |  | 12/11/2019
Daikin Comfort Technologies Manufacturing, L.P. | EVERREST | CPH120********A* |  | HSP-A, Single-Package Heat Pum | Both Heat Pump and Electric Re | 575 | 3 | False |  |  |  | False | Single-Speed | 115000 | 10360 | 11.1 | 11 |  |  | 116000 | 9999 | 3.4 | 3.3 | 56000 | 7135 | 2.3 | Federally-Regulated Commercial & Industrial Equipment | 01/28/2019 |  | 12/11/2019
Daikin Comfort Technologies Manufacturing, L.P. | EVERREST | CPH120********A* |  | HSP-A, Single-Package Heat Pum | Both Heat Pump and Electric Re | 460 | 3 | False |  |  |  | False | Single-Speed | 115000 | 10360 | 11.1 | 11 |  |  | 116000 | 9999 | 3.4 | 3.3 | 56000 | 7135 | 2.3 | Federally-Regulated Commercial & Industrial Equipment | 01/28/2019 |  | 12/11/2019
Daikin Comfort Technologies Manufacturing, L.P. | EVERREST | CPH120********A* |  | HSP-A, Single-Package Heat Pum | Both Heat Pump and Electric Re | 230 | 3 | False |  |  |  | False | Single-Speed | 115000 | 10360 | 11.1 | 11 |  |  | 116000 | 9999 | 3.4 | 3.3 | 56000 | 7135 | 2.3 | Federally-Regulated Commercial & Industrial Equipment | 01/28/2019 |  | 12/11/2019
Daikin Comfort Technologies Manufacturing, L.P. | EVERREST | CPH120********A* |  | HSP-A, Single-Package Heat Pum | Both Heat Pump and Electric Re | 208 | 3 | False |  |  |  | False | Single-Speed | 115000 | 10360 | 11.1 | 11 |  |  | 116000 | 9999 | 3.4 | 3.3 | 56000 | 7135 | 2.3 | Federally-Regulated Commercial & Industrial Equipment | 01/28/2019 |  | 12/11/2019
Daikin Comfort Technologies Manufacturing, L.P. | EVERREST | GSZ110904A* | AR0904A* | HRCU-A-CB, Split System: Heat | Heat Pump | 460 | 3 |  | False |  |  | True | Single-Speed | 87000 | 7909 | 11 | 10.8 |  |  | 82000 | 7282 | 3.3 | 3.3 | 52000 | 6927 | 2.2 | Federally-Regulated Commercial & Industrial Equipment | 01/28/2019 |  | 12/11/2019
Daikin Comfort Technologies Manufacturing, L.P. | EVERREST | GSZ110903A* | AR0904A* | HRCU-A-CB, Split System: Heat | Heat Pump | 230 | 3 |  | False |  |  | True | Single-Speed | 87000 | 7909 | 11 | 10.8 |  |  | 82000 | 7282 | 3.3 | 3.3 | 52000 | 6927 | 2.2 | Federally-Regulated Commercial & Industrial Equipment | 01/28/2019 |  | 12/11/2019
Daikin Comfort Technologies Manufacturing, L.P. | EVERREST | GSZ110903A* | AR0904A* | HRCU-A-CB, Split System: Heat | Heat Pump | 208 | 3 |  | False |  |  | True | Single-Speed | 87000 | 7909 | 11 | 10.8 |  |  | 82000 | 7282 | 3.3 | 3.3 | 52000 | 6927 | 2.2 | Federally-Regulated Commercial & Industrial Equipment | 01/28/2019 |  | 12/11/2019
Daikin Comfort Technologies Manufacturing, L.P. | EVERREST | CPH150****V***A* |  | HSP-A, Single-Package Heat Pum | Both Heat Pump and Electric Re | 575 | 3 | False |  |  |  | False | Single-Speed | 140000 | 13207 | 10.6 | 10.6 | 11.8 |  | 142000 | 13005 | 3.2 | 3.2 | 82000 | 11443 | 2.1 | Federally-Regulated Commercial & Industrial Equipment | 09/23/2019 |  | 12/11/2019
Daikin Comfort Technologies Manufacturing, L.P. | EVERREST | CPH150****V***A* |  | HSP-A, Single-Package Heat Pum | Both Heat Pump and Electric Re | 460 | 3 | False |  |  |  | False | Single-Speed | 140000 | 13207 | 10.6 | 10.6 | 11.8 |  | 142000 | 13005 | 3.2 | 3.2 | 82000 | 11443 | 2.1 | Federally-Regulated Commercial & Industrial Equipment | 09/23/2019 |  | 12/11/2019
Daikin Comfort Technologies Manufacturing, L.P. | EVERREST | CPH150****V***A* |  | HSP-A, Single-Package Heat Pum | Both Heat Pump and Electric Re | 230 | 3 | False |  |  |  | False | Single-Speed | 140000 | 13207 | 10.6 | 10.6 | 11.8 |  | 142000 | 13005 | 3.2 | 3.2 | 82000 | 11443 | 2.1 | Federally-Regulated Commercial & Industrial Equipment | 09/23/2019 |  | 12/11/2019
Daikin Comfort Technologies Manufacturing, L.P. | EVERREST | CPH150****V***A* |  | HSP-A, Single-Package Heat Pum | Both Heat Pump and Electric Re | 208 | 3 | False |  |  |  | False | Single-Speed | 140000 | 13207 | 10.6 | 10.6 | 11.8 |  | 142000 | 13005 | 3.2 | 3.2 | 82000 | 11443 | 2.1 | Federally-Regulated Commercial & Industrial Equipment | 09/23/2019 |  | 12/11/2019
Daikin Comfort Technologies Manufacturing, L.P. | EVERREST | CPH120****V***A* |  | HSP-A, Single-Package Heat Pum | Both Heat Pump and Electric Re | 575 | 3 | False |  |  |  | False | Single-Speed | 113000 | 10180 | 11.1 | 11 | 12.6 |  | 116000 | 9999 | 3.4 | 3.3 | 56000 | 7135 | 2.3 | Federally-Regulated Commercial & Industrial Equipment | 09/23/2019 |  | 12/11/2019
Daikin Comfort Technologies Manufacturing, L.P. | EVERREST | CPH120****V***A* |  | HSP-A, Single-Package Heat Pum | Both Heat Pump and Electric Re | 460 | 3 | False |  |  |  | False | Single-Speed | 113000 | 10180 | 11.1 | 11 | 12.6 |  | 116000 | 9999 | 3.4 | 3.3 | 56000 | 7135 | 2.3 | Federally-Regulated Commercial & Industrial Equipment | 09/23/2019 |  | 12/11/2019
Daikin Comfort Technologies Manufacturing, L.P. | EVERREST | CPH120****V***A* |  | HSP-A, Single-Package Heat Pum | Both Heat Pump and Electric Re | 230 | 3 | False |  |  |  | False | Single-Speed | 113000 | 10180 | 11.1 | 11 | 12.6 |  | 116000 | 9999 | 3.4 | 3.3 | 56000 | 7135 | 2.3 | Federally-Regulated Commercial & Industrial Equipment | 09/23/2019 |  | 12/11/2019
Daikin Comfort Technologies Manufacturing, L.P. | EVERREST | CPH120****V***A* |  | HSP-A, Single-Package Heat Pum | Both Heat Pump and Electric Re | 208 | 3 | False |  |  |  | False | Single-Speed | 113000 | 10180 | 11.1 | 11 | 12.6 |  | 116000 | 9999 | 3.4 | 3.3 | 56000 | 7135 | 2.3 | Federally-Regulated Commercial & Industrial Equipment | 09/23/2019 |  | 12/11/2019
Daikin Comfort Technologies Manufacturing, L.P. | EVERREST | CPH102****V***A* |  | HSP-A, Single-Package Heat Pum | Both Heat Pump and Electric Re | 575 | 3 | False |  |  |  | False | Single-Speed | 102000 | 9189 | 11.1 | 11 | 13 |  | 102000 | 8792 | 3.4 | 3.3 | 52000 | 6773 | 2.25 | Federally-Regulated Commercial & Industrial Equipment | 09/23/2019 |  | 12/11/2019
Daikin Comfort Technologies Manufacturing, L.P. | EVERREST | CPH102****V***A* |  | HSP-A, Single-Package Heat Pum | Both Heat Pump and Electric Re | 460 | 3 | False |  |  |  | False | Single-Speed | 102000 | 9189 | 11.1 | 11 | 13 |  | 102000 | 8792 | 3.4 | 3.3 | 52000 | 6773 | 2.25 | Federally-Regulated Commercial & Industrial Equipment | 09/23/2019 |  | 12/11/2019
Daikin Comfort Technologies Manufacturing, L.P. | EVERREST | CPH102****V***A* |  | HSP-A, Single-Package Heat Pum | Both Heat Pump and Electric Re | 230 | 3 | False |  |  |  | False | Single-Speed | 102000 | 9189 | 11.1 | 11 | 13 |  | 102000 | 8792 | 3.4 | 3.3 | 55500 | 7229 | 2.25 | Federally-Regulated Commercial & Industrial Equipment | 09/23/2019 |  | 12/11/2019
Daikin Comfort Technologies Manufacturing, L.P. | EVERREST | CPH102****V***A* |  | HSP-A, Single-Package Heat Pum | Both Heat Pump and Electric Re | 208 | 3 | False |  |  |  | False | Single-Speed | 102000 | 9189 | 11.1 | 11 | 13 |  | 102000 | 8792 | 3.4 | 3.3 | 52000 | 6773 | 2.25 | Federally-Regulated Commercial & Industrial Equipment | 09/23/2019 |  | 12/11/2019
Daikin Comfort Technologies Manufacturing, L.P. | EVERREST | CPH090****V***A* |  | HSP-A, Single-Package Heat Pum | Both Heat Pump and Electric Re | 575 | 3 | False |  |  |  | False | Single-Speed | 90000 | 7826 | 11.5 | 11 | 12.8 |  | 90000 | 7757 | 3.4 | 3.3 | 52000 | 6349 | 2.4 | Federally-Regulated Commercial & Industrial Equipment | 09/23/2019 |  | 12/11/2019
Daikin Comfort Technologies Manufacturing, L.P. | EVERREST | CPH090****V***A* |  | HSP-A, Single-Package Heat Pum | Both Heat Pump and Electric Re | 460 | 3 | False |  |  |  | False | Single-Speed | 90000 | 7826 | 11.5 | 11 | 12.8 |  | 90000 | 7757 | 3.4 | 3.3 | 52000 | 6349 | 2.4 | Federally-Regulated Commercial & Industrial Equipment | 09/23/2019 |  | 12/11/2019
Daikin Comfort Technologies Manufacturing, L.P. | EVERREST | CPH090****V***A* |  | HSP-A, Single-Package Heat Pum | Both Heat Pump and Electric Re | 230 | 3 | False |  |  |  | False | Single-Speed | 90000 | 7826 | 11.5 | 11 | 12.8 |  | 90000 | 7757 | 3.4 | 3.3 | 52000 | 6349 | 2.4 | Federally-Regulated Commercial & Industrial Equipment | 09/23/2019 |  | 12/11/2019
Daikin Comfort Technologies Manufacturing, L.P. | EVERREST | CPH090****V***A* |  | HSP-A, Single-Package Heat Pum | Both Heat Pump and Electric Re | 208 | 3 | False |  |  |  | False | Single-Speed | 90000 | 7826 | 11.5 | 11 | 12.8 |  | 90000 | 7757 | 3.4 | 3.3 | 52000 | 6349 | 2.4 | Federally-Regulated Commercial & Industrial Equipment | 09/23/2019 |  | 12/11/2019
Daikin Comfort Technologies Manufacturing, L.P. | EVERREST | CPH072****V***A* |  | HSP-A, Single-Package Heat Pum | Both Heat Pump and Electric Re | 575 | 3 | False |  |  |  | True | Dual-Speed | 69000 | 6160 | 11.2 | 11 | 15 |  | 69000 | 5465 | 3.7 | 3.3 | 38000 | 4842 | 2.3 | Federally-Regulated Commercial & Industrial Equipment | 09/23/2019 |  | 12/11/2019
Daikin Comfort Technologies Manufacturing, L.P. | EVERREST | CPH072****V***A* |  | HSP-A, Single-Package Heat Pum | Both Heat Pump and Electric Re | 460 | 3 | False |  |  |  | True | Dual-Speed | 69000 | 6160 | 11.2 | 11 | 15 |  | 69000 | 5465 | 3.7 | 3.3 | 38000 | 4842 | 2.3 | Federally-Regulated Commercial & Industrial Equipment | 09/23/2019 |  | 12/11/2019
Daikin Comfort Technologies Manufacturing, L.P. | EVERREST | CPH072****V***A* |  | HSP-A, Single-Package Heat Pum | Both Heat Pump and Electric Re | 230 | 3 | False |  |  |  | True | Dual-Speed | 69000 | 6160 | 11.2 | 11 | 15 |  | 69000 | 5465 | 3.7 | 3.3 | 38000 | 4842 | 2.3 | Federally-Regulated Commercial & Industrial Equipment | 09/23/2019 |  | 12/11/2019
Daikin Comfort Technologies Manufacturing, L.P. | EVERREST | CPH072****V***A* |  | HSP-A, Single-Package Heat Pum | Both Heat Pump and Electric Re | 208 | 3 | False |  |  |  | True | Dual-Speed | 69000 | 6160 | 11.2 | 11 | 15 |  | 69000 | 5465 | 3.7 | 3.3 | 38000 | 4842 | 2.3 | Federally-Regulated Commercial & Industrial Equipment | 09/23/2019 |  | 12/11/2019
Daikin Comfort Technologies Manufacturing, L.P. | Goodman | GSZ130604A* (2) | AT12044A* | HRCU-A-CB, Split System: Heat | Both Heat Pump and Electric Re | 460 | 3 |  | False |  |  | True | Single-Speed | 114000 | 9913 | 11.5 | 11 | 13 |  | 110000 | 9769 | 3.3 | 3.3 | 70000 | 8919 | 2.3 | Federally-Regulated Commercial & Industrial Equipment | 07/19/2019 |  | 12/11/2019
Daikin Comfort Technologies Manufacturing, L.P. | Goodman | GSZ130603A* (2) | AT12043A* | HRCU-A-CB, Split System: Heat | Both Heat Pump and Electric Re | 230 | 3 |  | False |  |  | True | Single-Speed | 114000 | 9913 | 11.5 | 11 | 13 |  | 110000 | 9769 | 3.3 | 3.3 | 70000 | 8919 | 2.3 | Federally-Regulated Commercial & Industrial Equipment | 09/23/2019 |  | 12/11/2019
Daikin Comfort Technologies Manufacturing, L.P. | Goodman | GSZ130603A* (2) | AT12043A* | HRCU-A-CB, Split System: Heat | Both Heat Pump and Electric Re | 208 | 3 |  | False |  |  | True | Single-Speed | 114000 | 9913 | 11.5 | 11 | 13 |  | 110000 | 9769 | 3.3 | 3.3 | 70000 | 8919 | 2.3 | Federally-Regulated Commercial & Industrial Equipment | 09/23/2019 |  | 12/11/2019
Daikin Comfort Technologies Manufacturing, L.P. | Goodman | CPH102****B***A* |  | HSP-A, Single-Package Heat Pum | Both Heat Pump and Electric Re | 575 | 3 | False |  |  |  | False | Single-Speed | 102000 | 9189 | 11.1 | 11 |  |  | 102000 | 8792 | 3.4 | 3.3 | 52000 | 6773 | 2.25 | Federally-Regulated Commercial & Industrial Equipment | 01/28/2019 |  | 12/11/2019
Daikin Comfort Technologies Manufacturing, L.P. | Goodman | CPH102****B***A* |  | HSP-A, Single-Package Heat Pum | Both Heat Pump and Electric Re | 460 | 3 | False |  |  |  | False | Single-Speed | 102000 | 9189 | 11.1 | 11 |  |  | 102000 | 8792 | 3.4 | 3.3 | 52000 | 6773 | 2.25 | Federally-Regulated Commercial & Industrial Equipment | 01/28/2019 |  | 12/11/2019
Daikin Comfort Technologies Manufacturing, L.P. | Goodman | CPH102****B***A* |  | HSP-A, Single-Package Heat Pum | Both Heat Pump and Electric Re | 230 | 3 | False |  |  |  | False | Single-Speed | 102000 | 9189 | 11.1 | 11 |  |  | 102000 | 8792 | 3.4 | 3.3 | 55500 | 7229 | 2.25 | Federally-Regulated Commercial & Industrial Equipment | 01/28/2019 |  | 12/11/2019
Daikin Comfort Technologies Manufacturing, L.P. | Goodman | CPH102****B***A* |  | HSP-A, Single-Package Heat Pum | Both Heat Pump and Electric Re | 208 | 3 | False |  |  |  | False | Single-Speed | 102000 | 9189 | 11.1 | 11 |  |  | 102000 | 8792 | 3.4 | 3.3 | 52000 | 6773 | 2.25 | Federally-Regulated Commercial & Industrial Equipment | 01/28/2019 |  | 12/11/2019
Daikin Comfort Technologies Manufacturing, L.P. | Goodman | CPH150****V***A* |  | HSP-A, Single-Package Heat Pum | Both Heat Pump and Electric Re | 575 | 3 | False |  |  |  | False | Single-Speed | 140000 | 13207 | 10.6 | 10.6 | 11.8 |  | 142000 | 13005 | 3.2 | 3.2 | 82000 | 11443 | 2.1 | Federally-Regulated Commercial & Industrial Equipment | 09/23/2019 |  | 12/11/2019
Daikin Comfort Technologies Manufacturing, L.P. | Goodman | CPH150****V***A* |  | HSP-A, Single-Package Heat Pum | Both Heat Pump and Electric Re | 460 | 3 | False |  |  |  | False | Single-Speed | 140000 | 13207 | 10.6 | 10.6 | 11.8 |  | 142000 | 13005 | 3.2 | 3.2 | 82000 | 11443 | 2.1 | Federally-Regulated Commercial & Industrial Equipment | 09/23/2019 |  | 12/11/2019
Daikin Comfort Technologies Manufacturing, L.P. | Goodman | CPH150****V***A* |  | HSP-A, Single-Package Heat Pum | Both Heat Pump and Electric Re | 230 | 3 | False |  |  |  | False | Single-Speed | 140000 | 13207 | 10.6 | 10.6 | 11.8 |  | 142000 | 13005 | 3.2 | 3.2 | 82000 | 11443 | 2.1 | Federally-Regulated Commercial & Industrial Equipment | 09/23/2019 |  | 12/11/2019
Daikin Comfort Technologies Manufacturing, L.P. | Goodman | CPH150****V***A* |  | HSP-A, Single-Package Heat Pum | Both Heat Pump and Electric Re | 208 | 3 | False |  |  |  | False | Single-Speed | 140000 | 13207 | 10.6 | 10.6 | 11.8 |  | 142000 | 13005 | 3.2 | 3.2 | 82000 | 11443 | 2.1 | Federally-Regulated Commercial & Industrial Equipment | 09/23/2019 |  | 12/11/2019
Daikin Comfort Technologies Manufacturing, L.P. | Goodman | CPH150****B***A* |  | HSP-A, Single-Package Heat Pum | Both Heat Pump and Electric Re | 575 | 3 | False |  |  |  | False | Single-Speed | 140000 | 13207 | 10.6 | 10.6 |  |  | 142000 | 13005 | 3.2 | 3.2 | 82000 | 11443 | 2.1 | Federally-Regulated Commercial & Industrial Equipment | 01/28/2019 |  | 12/11/2019
Daikin Comfort Technologies Manufacturing, L.P. | Goodman | CPH150****B***A* |  | HSP-A, Single-Package Heat Pum | Both Heat Pump and Electric Re | 460 | 3 | False |  |  |  | False | Single-Speed | 140000 | 13207 | 10.6 | 10.6 |  |  | 142000 | 13005 | 3.2 | 3.2 | 82000 | 11443 | 2.1 | Federally-Regulated Commercial & Industrial Equipment | 01/28/2019 |  | 12/11/2019
Daikin Comfort Technologies Manufacturing, L.P. | Goodman | CPH150****B***A* |  | HSP-A, Single-Package Heat Pum | Both Heat Pump and Electric Re | 230 | 3 | False |  |  |  | False | Single-Speed | 140000 | 13207 | 10.6 | 10.6 |  |  | 142000 | 13005 | 3.2 | 3.2 | 82000 | 11443 | 2.1 | Federally-Regulated Commercial & Industrial Equipment | 01/28/2019 |  | 12/11/2019
Daikin Comfort Technologies Manufacturing, L.P. | Goodman | CPH150****B***A* |  | HSP-A, Single-Package Heat Pum | Both Heat Pump and Electric Re | 208 | 3 | False |  |  |  | False | Single-Speed | 140000 | 13207 | 10.6 | 10.6 |  |  | 142000 | 13005 | 3.2 | 3.2 | 82000 | 11443 | 2.1 | Federally-Regulated Commercial & Industrial Equipment | 01/28/2019 |  | 12/11/2019
Daikin Comfort Technologies Manufacturing, L.P. | Goodman | GSZ111204A* | AR1204A* | HRCU-A-CB, Split System: Heat | Heat Pump | 460 | 3 |  | False |  |  | True | Single-Speed | 110000 | 10000 | 11 | 10.8 |  |  | 100000 | 8881 | 3.3 | 3.3 | 60000 | 7992 | 2.2 | Federally-Regulated Commercial & Industrial Equipment | 01/28/2019 |  | 12/11/2019
Daikin Comfort Technologies Manufacturing, L.P. | Goodman | GSZ111203A* | AR1204A* | HRCU-A-CB, Split System: Heat | Heat Pump | 230 | 3 |  | False |  |  | True | Single-Speed | 110000 | 10000 | 11 | 10.8 |  |  | 100000 | 8881 | 3.3 | 3.3 | 60000 | 7992 | 2.2 | Federally-Regulated Commercial & Industrial Equipment | 01/28/2019 |  | 12/11/2019
Daikin Comfort Technologies Manufacturing, L.P. | Goodman | GSZ111203A* | AR1204A* | HRCU-A-CB, Split System: Heat | Heat Pump | 208 | 3 |  | False |  |  | True | Single-Speed | 110000 | 10000 | 11 | 10.8 |  |  | 100000 | 8881 | 3.3 | 3.3 | 60000 | 7992 | 2.2 | Federally-Regulated Commercial & Industrial Equipment | 01/28/2019 |  | 12/11/2019
Daikin Comfort Technologies Manufacturing, L.P. | Goodman | GSZ130484A* (2) | AT09044A* | HRCU-A-CB, Split System: Heat | Both Heat Pump and Electric Re | 460 | 3 |  | False |  |  | True | Single-Speed | 88000 | 7652 | 11.5 | 11 | 14 |  | 82000 | 7282 | 3.3 | 3.3 | 52000 | 6626 | 2.3 | Federally-Regulated Commercial & Industrial Equipment | 07/19/2019 |  | 12/11/2019
Daikin Comfort Technologies Manufacturing, L.P. | Goodman | GSZ130483A* (2) | AT09043A* | HRCU-A-CB, Split System: Heat | Both Heat Pump and Electric Re | 230 | 3 |  | False |  |  | True | Single-Speed | 88000 | 7652 | 11.5 | 11 | 14 |  | 82000 | 7282 | 3.3 | 3.3 | 52000 | 6626 | 2.3 | Federally-Regulated Commercial & Industrial Equipment | 09/23/2019 |  | 12/11/2019
Daikin Comfort Technologies Manufacturing, L.P. | Goodman | GSZ130483A* (2) | AT09043A* | HRCU-A-CB, Split System: Heat | Both Heat Pump and Electric Re | 208 | 3 |  | False |  |  | True | Single-Speed | 88000 | 7652 | 11.5 | 11 | 14 |  | 82000 | 7282 | 3.3 | 3.3 | 52000 | 6626 | 2.3 | Federally-Regulated Commercial & Industrial Equipment | 09/23/2019 |  | 12/11/2019
Daikin Comfort Technologies Manufacturing, L.P. | Goodman | CPH102****V***A* |  | HSP-A, Single-Package Heat Pum | Both Heat Pump and Electric Re | 575 | 3 | False |  |  |  | False | Single-Speed | 102000 | 9189 | 11.1 | 11 | 13 |  | 102000 | 8792 | 3.4 | 3.3 | 52000 | 6773 | 2.25 | Federally-Regulated Commercial & Industrial Equipment | 09/23/2019 |  | 12/11/2019
Daikin Comfort Technologies Manufacturing, L.P. | Goodman | CPH102****V***A* |  | HSP-A, Single-Package Heat Pum | Both Heat Pump and Electric Re | 460 | 3 | False |  |  |  | False | Single-Speed | 102000 | 9189 | 11.1 | 11 | 13 |  | 102000 | 8792 | 3.4 | 3.3 | 52000 | 6773 | 2.25 | Federally-Regulated Commercial & Industrial Equipment | 09/23/2019 |  | 12/11/2019
Daikin Comfort Technologies Manufacturing, L.P. | Goodman | CPH102****V***A* |  | HSP-A, Single-Package Heat Pum | Both Heat Pump and Electric Re | 230 | 3 | False |  |  |  | False | Single-Speed | 102000 | 9189 | 11.1 | 11 | 13 |  | 102000 | 8792 | 3.4 | 3.3 | 55500 | 7229 | 2.25 | Federally-Regulated Commercial & Industrial Equipment | 09/23/2019 |  | 12/11/2019
Daikin Comfort Technologies Manufacturing, L.P. | Goodman | CPH102****V***A* |  | HSP-A, Single-Package Heat Pum | Both Heat Pump and Electric Re | 208 | 3 | False |  |  |  | False | Single-Speed | 102000 | 9189 | 11.1 | 11 | 13 |  | 102000 | 8792 | 3.4 | 3.3 | 52000 | 6773 | 2.25 | Federally-Regulated Commercial & Industrial Equipment | 09/23/2019 |  | 12/11/2019
Daikin Comfort Technologies Manufacturing, L.P. | Goodman | CPH090****V***A* |  | HSP-A, Single-Package Heat Pum | Both Heat Pump and Electric Re | 575 | 3 | False |  |  |  | False | Single-Speed | 90000 | 7826 | 11.5 | 11 | 12.8 |  | 90000 | 7757 | 3.4 | 3.3 | 52000 | 6349 | 2.4 | Federally-Regulated Commercial & Industrial Equipment | 09/23/2019 |  | 12/11/2019
Daikin Comfort Technologies Manufacturing, L.P. | Goodman | CPH090****V***A* |  | HSP-A, Single-Package Heat Pum | Both Heat Pump and Electric Re | 460 | 3 | False |  |  |  | False | Single-Speed | 90000 | 7826 | 11.5 | 11 | 12.8 |  | 90000 | 7757 | 3.4 | 3.3 | 52000 | 6349 | 2.4 | Federally-Regulated Commercial & Industrial Equipment | 09/23/2019 |  | 12/11/2019
Daikin Comfort Technologies Manufacturing, L.P. | Goodman | CPH090****V***A* |  | HSP-A, Single-Package Heat Pum | Both Heat Pump and Electric Re | 230 | 3 | False |  |  |  | False | Single-Speed | 90000 | 7826 | 11.5 | 11 | 12.8 |  | 90000 | 7757 | 3.4 | 3.3 | 52000 | 6349 | 2.4 | Federally-Regulated Commercial & Industrial Equipment | 09/23/2019 |  | 12/11/2019
Daikin Comfort Technologies Manufacturing, L.P. | Goodman | CPH090****V***A* |  | HSP-A, Single-Package Heat Pum | Both Heat Pump and Electric Re | 208 | 3 | False |  |  |  | False | Single-Speed | 90000 | 7826 | 11.5 | 11 | 12.8 |  | 90000 | 7757 | 3.4 | 3.3 | 52000 | 6349 | 2.4 | Federally-Regulated Commercial & Industrial Equipment | 09/23/2019 |  | 12/11/2019
Daikin Comfort Technologies Manufacturing, L.P. | Goodman | CPH090****B***A* |  | HSP-A, Single-Package Heat Pum | Both Heat Pump and Electric Re | 575 | 3 | False |  |  |  | False | Single-Speed | 90000 | 7826 | 11.5 | 11 |  |  | 90000 | 7757 | 3.4 | 3.3 | 52000 | 6349 | 2.4 | Federally-Regulated Commercial & Industrial Equipment | 01/28/2019 |  | 12/11/2019
Daikin Comfort Technologies Manufacturing, L.P. | Goodman | CPH090****B***A* |  | HSP-A, Single-Package Heat Pum | Both Heat Pump and Electric Re | 460 | 3 | False |  |  |  | False | Single-Speed | 90000 | 7826 | 11.5 | 11 |  |  | 90000 | 7757 | 3.4 | 3.3 | 52000 | 6349 | 2.4 | Federally-Regulated Commercial & Industrial Equipment | 01/28/2019 |  | 12/11/2019
Daikin Comfort Technologies Manufacturing, L.P. | Goodman | CPH090****B***A* |  | HSP-A, Single-Package Heat Pum | Both Heat Pump and Electric Re | 230 | 3 | False |  |  |  | False | Single-Speed | 90000 | 7826 | 11.5 | 11 |  |  | 90000 | 7757 | 3.4 | 3.3 | 52000 | 6349 | 2.4 | Federally-Regulated Commercial & Industrial Equipment | 01/28/2019 |  | 12/11/2019
Daikin Comfort Technologies Manufacturing, L.P. | Goodman | CPH090****B***A* |  | HSP-A, Single-Package Heat Pum | Both Heat Pump and Electric Re | 208 | 3 | False |  |  |  | False | Single-Speed | 90000 | 7826 | 11.5 | 11 |  |  | 90000 | 7757 | 3.4 | 3.3 | 52000 | 6349 | 2.4 | Federally-Regulated Commercial & Industrial Equipment | 01/28/2019 |  | 12/11/2019
Daikin Comfort Technologies Manufacturing, L.P. | Goodman | CPH120********A* |  | HSP-A, Single-Package Heat Pum | Both Heat Pump and Electric Re | 575 | 3 | False |  |  |  | False | Single-Speed | 115000 | 10360 | 11.1 | 11 |  |  | 116000 | 9999 | 3.4 | 3.3 | 56000 | 7135 | 2.3 | Federally-Regulated Commercial & Industrial Equipment | 01/28/2019 |  | 12/11/2019
Daikin Comfort Technologies Manufacturing, L.P. | Goodman | CPH120********A* |  | HSP-A, Single-Package Heat Pum | Both Heat Pump and Electric Re | 460 | 3 | False |  |  |  | False | Single-Speed | 115000 | 10360 | 11.1 | 11 |  |  | 116000 | 9999 | 3.4 | 3.3 | 56000 | 7135 | 2.3 | Federally-Regulated Commercial & Industrial Equipment | 01/28/2019 |  | 12/11/2019
Daikin Comfort Technologies Manufacturing, L.P. | Goodman | CPH120********A* |  | HSP-A, Single-Package Heat Pum | Both Heat Pump and Electric Re | 230 | 3 | False |  |  |  | False | Single-Speed | 115000 | 10360 | 11.1 | 11 |  |  | 116000 | 9999 | 3.4 | 3.3 | 56000 | 7135 | 2.3 | Federally-Regulated Commercial & Industrial Equipment | 01/28/2019 |  | 12/11/2019
Daikin Comfort Technologies Manufacturing, L.P. | Goodman | CPH120********A* |  | HSP-A, Single-Package Heat Pum | Both Heat Pump and Electric Re | 208 | 3 | False |  |  |  | False | Single-Speed | 115000 | 10360 | 11.1 | 11 |  |  | 116000 | 9999 | 3.4 | 3.3 | 56000 | 7135 | 2.3 | Federally-Regulated Commercial & Industrial Equipment | 01/28/2019 |  | 12/11/2019
Daikin Comfort Technologies Manufacturing, L.P. | Goodman | GSZ110904A* | AR0904A* | HRCU-A-CB, Split System: Heat | Heat Pump | 460 | 3 |  | False |  |  | True | Single-Speed | 87000 | 7909 | 11 | 10.8 |  |  | 82000 | 7282 | 3.3 | 3.3 | 52000 | 6927 | 2.2 | Federally-Regulated Commercial & Industrial Equipment | 01/28/2019 |  | 12/11/2019
Daikin Comfort Technologies Manufacturing, L.P. | Goodman | GSZ110903A* | AR0904A* | HRCU-A-CB, Split System: Heat | Heat Pump | 230 | 3 |  | False |  |  | True | Single-Speed | 87000 | 7909 | 11 | 10.8 |  |  | 82000 | 7282 | 3.3 | 3.3 | 52000 | 6927 | 2.2 | Federally-Regulated Commercial & Industrial Equipment | 01/28/2019 |  | 12/11/2019
Daikin Comfort Technologies Manufacturing, L.P. | Goodman | GSZ110903A* | AR0904A* | HRCU-A-CB, Split System: Heat | Heat Pump | 208 | 3 |  | False |  |  | True | Single-Speed | 87000 | 7909 | 11 | 10.8 |  |  | 82000 | 7282 | 3.3 | 3.3 | 52000 | 6927 | 2.2 | Federally-Regulated Commercial & Industrial Equipment | 01/28/2019 |  | 12/11/2019
Daikin Comfort Technologies Manufacturing, L.P. | Goodman | CPH072****V***A* |  | HSP-A, Single-Package Heat Pum | Both Heat Pump and Electric Re | 575 | 3 | False |  |  |  | True | Dual-Speed | 69000 | 6160 | 11.2 | 11 | 15 |  | 69000 | 5465 | 3.7 | 3.3 | 38000 | 4842 | 2.3 | Federally-Regulated Commercial & Industrial Equipment | 09/23/2019 |  | 12/11/2019
Daikin Comfort Technologies Manufacturing, L.P. | Goodman | CPH072****V***A* |  | HSP-A, Single-Package Heat Pum | Both Heat Pump and Electric Re | 460 | 3 | False |  |  |  | True | Dual-Speed | 69000 | 6160 | 11.2 | 11 | 15 |  | 69000 | 5465 | 3.7 | 3.3 | 38000 | 4842 | 2.3 | Federally-Regulated Commercial & Industrial Equipment | 09/23/2019 |  | 12/11/2019
Daikin Comfort Technologies Manufacturing, L.P. | Goodman | CPH072****V***A* |  | HSP-A, Single-Package Heat Pum | Both Heat Pump and Electric Re | 230 | 3 | False |  |  |  | True | Dual-Speed | 69000 | 6160 | 11.2 | 11 | 15 |  | 69000 | 5465 | 3.7 | 3.3 | 38000 | 4842 | 2.3 | Federally-Regulated Commercial & Industrial Equipment | 09/23/2019 |  | 12/11/2019
Daikin Comfort Technologies Manufacturing, L.P. | Goodman | CPH072****V***A* |  | HSP-A, Single-Package Heat Pum | Both Heat Pump and Electric Re | 208 | 3 | False |  |  |  | True | Dual-Speed | 69000 | 6160 | 11.2 | 11 | 15 |  | 69000 | 5465 | 3.7 | 3.3 | 38000 | 4842 | 2.3 | Federally-Regulated Commercial & Industrial Equipment | 09/23/2019 |  | 12/11/2019
Daikin Comfort Technologies Manufacturing, L.P. | Janitrol | GSZ130604A* (2) | AT12044A* | HRCU-A-CB, Split System: Heat | Both Heat Pump and Electric Re | 460 | 3 |  | False |  |  | True | Single-Speed | 114000 | 9913 | 11.5 | 11 | 13 |  | 110000 | 9769 | 3.3 | 3.3 | 70000 | 8919 | 2.3 | Federally-Regulated Commercial & Industrial Equipment | 07/19/2019 |  | 12/11/2019
Daikin Comfort Technologies Manufacturing, L.P. | Janitrol | GSZ130603A* (2) | AT12043A* | HRCU-A-CB, Split System: Heat | Both Heat Pump and Electric Re | 230 | 3 |  | False |  |  | True | Single-Speed | 114000 | 9913 | 11.5 | 11 | 13 |  | 110000 | 9769 | 3.3 | 3.3 | 70000 | 8919 | 2.3 | Federally-Regulated Commercial & Industrial Equipment | 09/23/2019 |  | 12/11/2019
Daikin Comfort Technologies Manufacturing, L.P. | Janitrol | GSZ130603A* (2) | AT12043A* | HRCU-A-CB, Split System: Heat | Both Heat Pump and Electric Re | 208 | 3 |  | False |  |  | True | Single-Speed | 114000 | 9913 | 11.5 | 11 | 13 |  | 110000 | 9769 | 3.3 | 3.3 | 70000 | 8919 | 2.3 | Federally-Regulated Commercial & Industrial Equipment | 09/23/2019 |  | 12/11/2019
Daikin Comfort Technologies Manufacturing, L.P. | Janitrol | CPH102****B***A* |  | HSP-A, Single-Package Heat Pum | Both Heat Pump and Electric Re | 575 | 3 | False |  |  |  | False | Single-Speed | 102000 | 9189 | 11.1 | 11 |  |  | 102000 | 8792 | 3.4 | 3.3 | 52000 | 6773 | 2.25 | Federally-Regulated Commercial & Industrial Equipment | 01/28/2019 |  | 12/11/2019
Daikin Comfort Technologies Manufacturing, L.P. | Janitrol | CPH102****B***A* |  | HSP-A, Single-Package Heat Pum | Both Heat Pump and Electric Re | 460 | 3 | False |  |  |  | False | Single-Speed | 102000 | 9189 | 11.1 | 11 |  |  | 102000 | 8792 | 3.4 | 3.3 | 52000 | 6773 | 2.25 | Federally-Regulated Commercial & Industrial Equipment | 01/28/2019 |  | 12/11/2019
Daikin Comfort Technologies Manufacturing, L.P. | Janitrol | CPH102****B***A* |  | HSP-A, Single-Package Heat Pum | Both Heat Pump and Electric Re | 230 | 3 | False |  |  |  | False | Single-Speed | 102000 | 9189 | 11.1 | 11 |  |  | 102000 | 8792 | 3.4 | 3.3 | 55500 | 7229 | 2.25 | Federally-Regulated Commercial & Industrial Equipment | 01/28/2019 |  | 12/11/2019
Daikin Comfort Technologies Manufacturing, L.P. | Janitrol | CPH102****B***A* |  | HSP-A, Single-Package Heat Pum | Both Heat Pump and Electric Re | 208 | 3 | False |  |  |  | False | Single-Speed | 102000 | 9189 | 11.1 | 11 |  |  | 102000 | 8792 | 3.4 | 3.3 | 52000 | 6773 | 2.25 | Federally-Regulated Commercial & Industrial Equipment | 01/28/2019 |  | 12/11/2019
Daikin Comfort Technologies Manufacturing, L.P. | Janitrol | CPH150****B***A* |  | HSP-A, Single-Package Heat Pum | Both Heat Pump and Electric Re | 575 | 3 | False |  |  |  | False | Single-Speed | 140000 | 13207 | 10.6 | 10.6 |  |  | 142000 | 13005 | 3.2 | 3.2 | 82000 | 11443 | 2.1 | Federally-Regulated Commercial & Industrial Equipment | 01/28/2019 |  | 12/11/2019
Daikin Comfort Technologies Manufacturing, L.P. | Janitrol | CPH150****B***A* |  | HSP-A, Single-Package Heat Pum | Both Heat Pump and Electric Re | 460 | 3 | False |  |  |  | False | Single-Speed | 140000 | 13207 | 10.6 | 10.6 |  |  | 142000 | 13005 | 3.2 | 3.2 | 82000 | 11443 | 2.1 | Federally-Regulated Commercial & Industrial Equipment | 01/28/2019 |  | 12/11/2019
Daikin Comfort Technologies Manufacturing, L.P. | Janitrol | CPH150****B***A* |  | HSP-A, Single-Package Heat Pum | Both Heat Pump and Electric Re | 230 | 3 | False |  |  |  | False | Single-Speed | 140000 | 13207 | 10.6 | 10.6 |  |  | 142000 | 13005 | 3.2 | 3.2 | 82000 | 11443 | 2.1 | Federally-Regulated Commercial & Industrial Equipment | 01/28/2019 |  | 12/11/2019
Daikin Comfort Technologies Manufacturing, L.P. | Janitrol | CPH150****B***A* |  | HSP-A, Single-Package Heat Pum | Both Heat Pump and Electric Re | 208 | 3 | False |  |  |  | False | Single-Speed | 140000 | 13207 | 10.6 | 10.6 |  |  | 142000 | 13005 | 3.2 | 3.2 | 82000 | 11443 | 2.1 | Federally-Regulated Commercial & Industrial Equipment | 01/28/2019 |  | 12/11/2019
Daikin Comfort Technologies Manufacturing, L.P. | Janitrol | GSZ111204A* | AR1204A* | HRCU-A-CB, Split System: Heat | Heat Pump | 460 | 3 |  | False |  |  | True | Single-Speed | 110000 | 10000 | 11 | 10.8 |  |  | 100000 | 8881 | 3.3 | 3.3 | 60000 | 7992 | 2.2 | Federally-Regulated Commercial & Industrial Equipment | 01/28/2019 |  | 12/11/2019
Daikin Comfort Technologies Manufacturing, L.P. | Janitrol | GSZ111203A* | AR1204A* | HRCU-A-CB, Split System: Heat | Heat Pump | 230 | 3 |  | False |  |  | True | Single-Speed | 110000 | 10000 | 11 | 10.8 |  |  | 100000 | 8881 | 3.3 | 3.3 | 60000 | 7992 | 2.2 | Federally-Regulated Commercial & Industrial Equipment | 01/28/2019 |  | 12/11/2019
Daikin Comfort Technologies Manufacturing, L.P. | Janitrol | GSZ111203A* | AR1204A* | HRCU-A-CB, Split System: Heat | Heat Pump | 208 | 3 |  | False |  |  | True | Single-Speed | 110000 | 10000 | 11 | 10.8 |  |  | 100000 | 8881 | 3.3 | 3.3 | 60000 | 7992 | 2.2 | Federally-Regulated Commercial & Industrial Equipment | 01/28/2019 |  | 12/11/2019
Daikin Comfort Technologies Manufacturing, L.P. | Janitrol | GSZ130484A* (2) | AT09044A* | HRCU-A-CB, Split System: Heat | Both Heat Pump and Electric Re | 460 | 3 |  | False |  |  | True | Single-Speed | 88000 | 7652 | 11.5 | 11 | 14 |  | 82000 | 7282 | 3.3 | 3.3 | 52000 | 6626 | 2.3 | Federally-Regulated Commercial & Industrial Equipment | 07/19/2019 |  | 12/11/2019
Daikin Comfort Technologies Manufacturing, L.P. | Janitrol | GSZ130483A* (2) | AT09043A* | HRCU-A-CB, Split System: Heat | Both Heat Pump and Electric Re | 230 | 3 |  | False |  |  | True | Single-Speed | 88000 | 7652 | 11.5 | 11 | 14 |  | 82000 | 7282 | 3.3 | 3.3 | 52000 | 6626 | 2.3 | Federally-Regulated Commercial & Industrial Equipment | 09/23/2019 |  | 12/11/2019
Daikin Comfort Technologies Manufacturing, L.P. | Janitrol | GSZ130483A* (2) | AT09043A* | HRCU-A-CB, Split System: Heat | Both Heat Pump and Electric Re | 208 | 3 |  | False |  |  | True | Single-Speed | 88000 | 7652 | 11.5 | 11 | 14 |  | 82000 | 7282 | 3.3 | 3.3 | 52000 | 6626 | 2.3 | Federally-Regulated Commercial & Industrial Equipment | 09/23/2019 |  | 12/11/2019
Daikin Comfort Technologies Manufacturing, L.P. | Janitrol | CPH090****B***A* |  | HSP-A, Single-Package Heat Pum | Both Heat Pump and Electric Re | 575 | 3 | False |  |  |  | False | Single-Speed | 90000 | 7826 | 11.5 | 11 |  |  | 90000 | 7757 | 3.4 | 3.3 | 52000 | 6349 | 2.4 | Federally-Regulated Commercial & Industrial Equipment | 01/28/2019 |  | 12/11/2019
Daikin Comfort Technologies Manufacturing, L.P. | Janitrol | CPH090****B***A* |  | HSP-A, Single-Package Heat Pum | Both Heat Pump and Electric Re | 460 | 3 | False |  |  |  | False | Single-Speed | 90000 | 7826 | 11.5 | 11 |  |  | 90000 | 7757 | 3.4 | 3.3 | 52000 | 6349 | 2.4 | Federally-Regulated Commercial & Industrial Equipment | 01/28/2019 |  | 12/11/2019
Daikin Comfort Technologies Manufacturing, L.P. | Janitrol | CPH090****B***A* |  | HSP-A, Single-Package Heat Pum | Both Heat Pump and Electric Re | 230 | 3 | False |  |  |  | False | Single-Speed | 90000 | 7826 | 11.5 | 11 |  |  | 90000 | 7757 | 3.4 | 3.3 | 52000 | 6349 | 2.4 | Federally-Regulated Commercial & Industrial Equipment | 01/28/2019 |  | 12/11/2019
Daikin Comfort Technologies Manufacturing, L.P. | Janitrol | CPH090****B***A* |  | HSP-A, Single-Package Heat Pum | Both Heat Pump and Electric Re | 208 | 3 | False |  |  |  | False | Single-Speed | 90000 | 7826 | 11.5 | 11 |  |  | 90000 | 7757 | 3.4 | 3.3 | 52000 | 6349 | 2.4 | Federally-Regulated Commercial & Industrial Equipment | 01/28/2019 |  | 12/11/2019
Daikin Comfort Technologies Manufacturing, L.P. | Janitrol | CPH120********A* |  | HSP-A, Single-Package Heat Pum | Both Heat Pump and Electric Re | 575 | 3 | False |  |  |  | False | Single-Speed | 115000 | 10360 | 11.1 | 11 |  |  | 116000 | 9999 | 3.4 | 3.3 | 56000 | 7135 | 2.3 | Federally-Regulated Commercial & Industrial Equipment | 01/28/2019 |  | 12/11/2019
Daikin Comfort Technologies Manufacturing, L.P. | Janitrol | CPH120********A* |  | HSP-A, Single-Package Heat Pum | Both Heat Pump and Electric Re | 460 | 3 | False |  |  |  | False | Single-Speed | 115000 | 10360 | 11.1 | 11 |  |  | 116000 | 9999 | 3.4 | 3.3 | 56000 | 7135 | 2.3 | Federally-Regulated Commercial & Industrial Equipment | 01/28/2019 |  | 12/11/2019
Daikin Comfort Technologies Manufacturing, L.P. | Janitrol | CPH120********A* |  | HSP-A, Single-Package Heat Pum | Both Heat Pump and Electric Re | 230 | 3 | False |  |  |  | False | Single-Speed | 115000 | 10360 | 11.1 | 11 |  |  | 116000 | 9999 | 3.4 | 3.3 | 56000 | 7135 | 2.3 | Federally-Regulated Commercial & Industrial Equipment | 01/28/2019 |  | 12/11/2019
Daikin Comfort Technologies Manufacturing, L.P. | Janitrol | CPH120********A* |  | HSP-A, Single-Package Heat Pum | Both Heat Pump and Electric Re | 208 | 3 | False |  |  |  | False | Single-Speed | 115000 | 10360 | 11.1 | 11 |  |  | 116000 | 9999 | 3.4 | 3.3 | 56000 | 7135 | 2.3 | Federally-Regulated Commercial & Industrial Equipment | 01/28/2019 |  | 12/11/2019
Daikin Comfort Technologies Manufacturing, L.P. | Janitrol | GSZ110904A* | AR0904A* | HRCU-A-CB, Split System: Heat | Heat Pump | 460 | 3 |  | False |  |  | True | Single-Speed | 87000 | 7909 | 11 | 10.8 |  |  | 82000 | 7282 | 3.3 | 3.3 | 52000 | 6927 | 2.2 | Federally-Regulated Commercial & Industrial Equipment | 01/28/2019 |  | 12/11/2019
Daikin Comfort Technologies Manufacturing, L.P. | Janitrol | GSZ110903A* | AR0904A* | HRCU-A-CB, Split System: Heat | Heat Pump | 230 | 3 |  | False |  |  | True | Single-Speed | 87000 | 7909 | 11 | 10.8 |  |  | 82000 | 7282 | 3.3 | 3.3 | 52000 | 6927 | 2.2 | Federally-Regulated Commercial & Industrial Equipment | 01/28/2019 |  | 12/11/2019
Daikin Comfort Technologies Manufacturing, L.P. | Janitrol | GSZ110903A* | AR0904A* | HRCU-A-CB, Split System: Heat | Heat Pump | 208 | 3 |  | False |  |  | True | Single-Speed | 87000 | 7909 | 11 | 10.8 |  |  | 82000 | 7282 | 3.3 | 3.3 | 52000 | 6927 | 2.2 | Federally-Regulated Commercial & Industrial Equipment | 01/28/2019 |  | 12/11/2019
Daikin Comfort Technologies Manufacturing, L.P. | Janitrol | CPH150****V***A* |  | HSP-A, Single-Package Heat Pum | Both Heat Pump and Electric Re | 575 | 3 | False |  |  |  | False | Single-Speed | 140000 | 13207 | 10.6 | 10.6 | 11.8 |  | 142000 | 13005 | 3.2 | 3.2 | 82000 | 11443 | 2.1 | Federally-Regulated Commercial & Industrial Equipment | 09/23/2019 |  | 12/11/2019
Daikin Comfort Technologies Manufacturing, L.P. | Janitrol | CPH150****V***A* |  | HSP-A, Single-Package Heat Pum | Both Heat Pump and Electric Re | 460 | 3 | False |  |  |  | False | Single-Speed | 140000 | 13207 | 10.6 | 10.6 | 11.8 |  | 142000 | 13005 | 3.2 | 3.2 | 82000 | 11443 | 2.1 | Federally-Regulated Commercial & Industrial Equipment | 09/23/2019 |  | 12/11/2019
Daikin Comfort Technologies Manufacturing, L.P. | Janitrol | CPH150****V***A* |  | HSP-A, Single-Package Heat Pum | Both Heat Pump and Electric Re | 230 | 3 | False |  |  |  | False | Single-Speed | 140000 | 13207 | 10.6 | 10.6 | 11.8 |  | 142000 | 13005 | 3.2 | 3.2 | 82000 | 11443 | 2.1 | Federally-Regulated Commercial & Industrial Equipment | 09/23/2019 |  | 12/11/2019
Daikin Comfort Technologies Manufacturing, L.P. | Janitrol | CPH150****V***A* |  | HSP-A, Single-Package Heat Pum | Both Heat Pump and Electric Re | 208 | 3 | False |  |  |  | False | Single-Speed | 140000 | 13207 | 10.6 | 10.6 | 11.8 |  | 142000 | 13005 | 3.2 | 3.2 | 82000 | 11443 | 2.1 | Federally-Regulated Commercial & Industrial Equipment | 09/23/2019 |  | 12/11/2019
Daikin Comfort Technologies Manufacturing, L.P. | Janitrol | CPH120****V***A* |  | HSP-A, Single-Package Heat Pum | Both Heat Pump and Electric Re | 575 | 3 | False |  |  |  | False | Single-Speed | 113000 | 10180 | 11.1 | 11 | 12.6 |  | 116000 | 9999 | 3.4 | 3.3 | 56000 | 7135 | 2.3 | Federally-Regulated Commercial & Industrial Equipment | 09/23/2019 |  | 12/11/2019
Daikin Comfort Technologies Manufacturing, L.P. | Janitrol | CPH120****V***A* |  | HSP-A, Single-Package Heat Pum | Both Heat Pump and Electric Re | 460 | 3 | False |  |  |  | False | Single-Speed | 113000 | 10180 | 11.1 | 11 | 12.6 |  | 116000 | 9999 | 3.4 | 3.3 | 56000 | 7135 | 2.3 | Federally-Regulated Commercial & Industrial Equipment | 09/23/2019 |  | 12/11/2019
Daikin Comfort Technologies Manufacturing, L.P. | Janitrol | CPH120****V***A* |  | HSP-A, Single-Package Heat Pum | Both Heat Pump and Electric Re | 230 | 3 | False |  |  |  | False | Single-Speed | 113000 | 10180 | 11.1 | 11 | 12.6 |  | 116000 | 9999 | 3.4 | 3.3 | 56000 | 7135 | 2.3 | Federally-Regulated Commercial & Industrial Equipment | 09/23/2019 |  | 12/11/2019
Daikin Comfort Technologies Manufacturing, L.P. | Janitrol | CPH120****V***A* |  | HSP-A, Single-Package Heat Pum | Both Heat Pump and Electric Re | 208 | 3 | False |  |  |  | False | Single-Speed | 113000 | 10180 | 11.1 | 11 | 12.6 |  | 116000 | 9999 | 3.4 | 3.3 | 56000 | 7135 | 2.3 | Federally-Regulated Commercial & Industrial Equipment | 09/23/2019 |  | 12/11/2019
Daikin Comfort Technologies Manufacturing, L.P. | Janitrol | CPH102****V***A* |  | HSP-A, Single-Package Heat Pum | Both Heat Pump and Electric Re | 575 | 3 | False |  |  |  | False | Single-Speed | 102000 | 9189 | 11.1 | 11 | 13 |  | 102000 | 8792 | 3.4 | 3.3 | 52000 | 6773 | 2.25 | Federally-Regulated Commercial & Industrial Equipment | 09/23/2019 |  | 12/11/2019
Daikin Comfort Technologies Manufacturing, L.P. | Janitrol | CPH102****V***A* |  | HSP-A, Single-Package Heat Pum | Both Heat Pump and Electric Re | 460 | 3 | False |  |  |  | False | Single-Speed | 102000 | 9189 | 11.1 | 11 | 13 |  | 102000 | 8792 | 3.4 | 3.3 | 52000 | 6773 | 2.25 | Federally-Regulated Commercial & Industrial Equipment | 09/23/2019 |  | 12/11/2019
Daikin Comfort Technologies Manufacturing, L.P. | Janitrol | CPH102****V***A* |  | HSP-A, Single-Package Heat Pum | Both Heat Pump and Electric Re | 230 | 3 | False |  |  |  | False | Single-Speed | 102000 | 9189 | 11.1 | 11 | 13 |  | 102000 | 8792 | 3.4 | 3.3 | 55500 | 7229 | 2.25 | Federally-Regulated Commercial & Industrial Equipment | 09/23/2019 |  | 12/11/2019
Daikin Comfort Technologies Manufacturing, L.P. | Janitrol | CPH102****V***A* |  | HSP-A, Single-Package Heat Pum | Both Heat Pump and Electric Re | 208 | 3 | False |  |  |  | False | Single-Speed | 102000 | 9189 | 11.1 | 11 | 13 |  | 102000 | 8792 | 3.4 | 3.3 | 52000 | 6773 | 2.25 | Federally-Regulated Commercial & Industrial Equipment | 09/23/2019 |  | 12/11/2019
Daikin Comfort Technologies Manufacturing, L.P. | Janitrol | CPH090****V***A* |  | HSP-A, Single-Package Heat Pum | Both Heat Pump and Electric Re | 575 | 3 | False |  |  |  | False | Single-Speed | 90000 | 7826 | 11.5 | 11 | 12.8 |  | 90000 | 7757 | 3.4 | 3.3 | 52000 | 6349 | 2.4 | Federally-Regulated Commercial & Industrial Equipment | 09/23/2019 |  | 12/11/2019
Daikin Comfort Technologies Manufacturing, L.P. | Janitrol | CPH090****V***A* |  | HSP-A, Single-Package Heat Pum | Both Heat Pump and Electric Re | 460 | 3 | False |  |  |  | False | Single-Speed | 90000 | 7826 | 11.5 | 11 | 12.8 |  | 90000 | 7757 | 3.4 | 3.3 | 52000 | 6349 | 2.4 | Federally-Regulated Commercial & Industrial Equipment | 09/23/2019 |  | 12/11/2019
Daikin Comfort Technologies Manufacturing, L.P. | Janitrol | CPH090****V***A* |  | HSP-A, Single-Package Heat Pum | Both Heat Pump and Electric Re | 230 | 3 | False |  |  |  | False | Single-Speed | 90000 | 7826 | 11.5 | 11 | 12.8 |  | 90000 | 7757 | 3.4 | 3.3 | 52000 | 6349 | 2.4 | Federally-Regulated Commercial & Industrial Equipment | 09/23/2019 |  | 12/11/2019
Daikin Comfort Technologies Manufacturing, L.P. | Janitrol | CPH090****V***A* |  | HSP-A, Single-Package Heat Pum | Both Heat Pump and Electric Re | 208 | 3 | False |  |  |  | False | Single-Speed | 90000 | 7826 | 11.5 | 11 | 12.8 |  | 90000 | 7757 | 3.4 | 3.3 | 52000 | 6349 | 2.4 | Federally-Regulated Commercial & Industrial Equipment | 09/23/2019 |  | 12/11/2019
Daikin Comfort Technologies Manufacturing, L.P. | Janitrol | CPH072****V***A* |  | HSP-A, Single-Package Heat Pum | Both Heat Pump and Electric Re | 575 | 3 | False |  |  |  | True | Dual-Speed | 69000 | 6160 | 11.2 | 11 | 15 |  | 69000 | 5465 | 3.7 | 3.3 | 38000 | 4842 | 2.3 | Federally-Regulated Commercial & Industrial Equipment | 09/23/2019 |  | 12/11/2019
Daikin Comfort Technologies Manufacturing, L.P. | Janitrol | CPH072****V***A* |  | HSP-A, Single-Package Heat Pum | Both Heat Pump and Electric Re | 460 | 3 | False |  |  |  | True | Dual-Speed | 69000 | 6160 | 11.2 | 11 | 15 |  | 69000 | 5465 | 3.7 | 3.3 | 38000 | 4842 | 2.3 | Federally-Regulated Commercial & Industrial Equipment | 09/23/2019 |  | 12/11/2019
Daikin Comfort Technologies Manufacturing, L.P. | Janitrol | CPH072****V***A* |  | HSP-A, Single-Package Heat Pum | Both Heat Pump and Electric Re | 230 | 3 | False |  |  |  | True | Dual-Speed | 69000 | 6160 | 11.2 | 11 | 15 |  | 69000 | 5465 | 3.7 | 3.3 | 38000 | 4842 | 2.3 | Federally-Regulated Commercial & Industrial Equipment | 09/23/2019 |  | 12/11/2019
Daikin Comfort Technologies Manufacturing, L.P. | Janitrol | CPH072****V***A* |  | HSP-A, Single-Package Heat Pum | Both Heat Pump and Electric Re | 208 | 3 | False |  |  |  | True | Dual-Speed | 69000 | 6160 | 11.2 | 11 | 15 |  | 69000 | 5465 | 3.7 | 3.3 | 38000 | 4842 | 2.3 | Federally-Regulated Commercial & Industrial Equipment | 09/23/2019 |  | 12/11/2019
Daikin Comfort Technologies Manufacturing, L.P. | ONE HOUR AIR CONDITIONING AND HEATING | GSZ130604A* (2) | AT12044A* | HRCU-A-CB, Split System: Heat | Both Heat Pump and Electric Re | 460 | 3 |  | False |  |  | True | Single-Speed | 114000 | 9913 | 11.5 | 11 | 13 |  | 110000 | 9769 | 3.3 | 3.3 | 70000 | 8919 | 2.3 | Federally-Regulated Commercial & Industrial Equipment | 07/19/2019 |  | 12/11/2019
Daikin Comfort Technologies Manufacturing, L.P. | ONE HOUR AIR CONDITIONING AND HEATING | GSZ130603A* (2) | AT12043A* | HRCU-A-CB, Split System: Heat | Both Heat Pump and Electric Re | 230 | 3 |  | False |  |  | True | Single-Speed | 114000 | 9913 | 11.5 | 11 | 13 |  | 110000 | 9769 | 3.3 | 3.3 | 70000 | 8919 | 2.3 | Federally-Regulated Commercial & Industrial Equipment | 09/23/2019 |  | 12/11/2019
Daikin Comfort Technologies Manufacturing, L.P. | ONE HOUR AIR CONDITIONING AND HEATING | GSZ130603A* (2) | AT12043A* | HRCU-A-CB, Split System: Heat | Both Heat Pump and Electric Re | 208 | 3 |  | False |  |  | True | Single-Speed | 114000 | 9913 | 11.5 | 11 | 13 |  | 110000 | 9769 | 3.3 | 3.3 | 70000 | 8919 | 2.3 | Federally-Regulated Commercial & Industrial Equipment | 09/23/2019 |  | 12/11/2019
Daikin Comfort Technologies Manufacturing, L.P. | ONE HOUR AIR CONDITIONING AND HEATING | CPH102****B***A* |  | HSP-A, Single-Package Heat Pum | Both Heat Pump and Electric Re | 575 | 3 | False |  |  |  | False | Single-Speed | 102000 | 9189 | 11.1 | 11 |  |  | 102000 | 8792 | 3.4 | 3.3 | 52000 | 6773 | 2.25 | Federally-Regulated Commercial & Industrial Equipment | 01/28/2019 |  | 12/11/2019
Daikin Comfort Technologies Manufacturing, L.P. | ONE HOUR AIR CONDITIONING AND HEATING | CPH102****B***A* |  | HSP-A, Single-Package Heat Pum | Both Heat Pump and Electric Re | 460 | 3 | False |  |  |  | False | Single-Speed | 102000 | 9189 | 11.1 | 11 |  |  | 102000 | 8792 | 3.4 | 3.3 | 52000 | 6773 | 2.25 | Federally-Regulated Commercial & Industrial Equipment | 01/28/2019 |  | 12/11/2019
Daikin Comfort Technologies Manufacturing, L.P. | ONE HOUR AIR CONDITIONING AND HEATING | CPH102****B***A* |  | HSP-A, Single-Package Heat Pum | Both Heat Pump and Electric Re | 230 | 3 | False |  |  |  | False | Single-Speed | 102000 | 9189 | 11.1 | 11 |  |  | 102000 | 8792 | 3.4 | 3.3 | 55500 | 7229 | 2.25 | Federally-Regulated Commercial & Industrial Equipment | 01/28/2019 |  | 12/11/2019
Daikin Comfort Technologies Manufacturing, L.P. | ONE HOUR AIR CONDITIONING AND HEATING | CPH102****B***A* |  | HSP-A, Single-Package Heat Pum | Both Heat Pump and Electric Re | 208 | 3 | False |  |  |  | False | Single-Speed | 102000 | 9189 | 11.1 | 11 |  |  | 102000 | 8792 | 3.4 | 3.3 | 52000 | 6773 | 2.25 | Federally-Regulated Commercial & Industrial Equipment | 01/28/2019 |  | 12/11/2019
Daikin Comfort Technologies Manufacturing, L.P. | ONE HOUR AIR CONDITIONING AND HEATING | CPH150****B***A* |  | HSP-A, Single-Package Heat Pum | Both Heat Pump and Electric Re | 575 | 3 | False |  |  |  | False | Single-Speed | 140000 | 13207 | 10.6 | 10.6 |  |  | 142000 | 13005 | 3.2 | 3.2 | 82000 | 11443 | 2.1 | Federally-Regulated Commercial & Industrial Equipment | 01/28/2019 |  | 12/11/2019
Daikin Comfort Technologies Manufacturing, L.P. | ONE HOUR AIR CONDITIONING AND HEATING | CPH150****B***A* |  | HSP-A, Single-Package Heat Pum | Both Heat Pump and Electric Re | 460 | 3 | False |  |  |  | False | Single-Speed | 140000 | 13207 | 10.6 | 10.6 |  |  | 142000 | 13005 | 3.2 | 3.2 | 82000 | 11443 | 2.1 | Federally-Regulated Commercial & Industrial Equipment | 01/28/2019 |  | 12/11/2019
Daikin Comfort Technologies Manufacturing, L.P. | ONE HOUR AIR CONDITIONING AND HEATING | CPH150****B***A* |  | HSP-A, Single-Package Heat Pum | Both Heat Pump and Electric Re | 230 | 3 | False |  |  |  | False | Single-Speed | 140000 | 13207 | 10.6 | 10.6 |  |  | 142000 | 13005 | 3.2 | 3.2 | 82000 | 11443 | 2.1 | Federally-Regulated Commercial & Industrial Equipment | 01/28/2019 |  | 12/11/2019
Daikin Comfort Technologies Manufacturing, L.P. | ONE HOUR AIR CONDITIONING AND HEATING | CPH150****B***A* |  | HSP-A, Single-Package Heat Pum | Both Heat Pump and Electric Re | 208 | 3 | False |  |  |  | False | Single-Speed | 140000 | 13207 | 10.6 | 10.6 |  |  | 142000 | 13005 | 3.2 | 3.2 | 82000 | 11443 | 2.1 | Federally-Regulated Commercial & Industrial Equipment | 01/28/2019 |  | 12/11/2019
Daikin Comfort Technologies Manufacturing, L.P. | ONE HOUR AIR CONDITIONING AND HEATING | GSZ111204A* | AR1204A* | HRCU-A-CB, Split System: Heat | Heat Pump | 460 | 3 |  | False |  |  | True | Single-Speed | 110000 | 10000 | 11 | 10.8 |  |  | 100000 | 8881 | 3.3 | 3.3 | 60000 | 7992 | 2.2 | Federally-Regulated Commercial & Industrial Equipment | 01/28/2019 |  | 12/11/2019
Daikin Comfort Technologies Manufacturing, L.P. | ONE HOUR AIR CONDITIONING AND HEATING | GSZ111203A* | AR1204A* | HRCU-A-CB, Split System: Heat | Heat Pump | 230 | 3 |  | False |  |  | True | Single-Speed | 110000 | 10000 | 11 | 10.8 |  |  | 100000 | 8881 | 3.3 | 3.3 | 60000 | 7992 | 2.2 | Federally-Regulated Commercial & Industrial Equipment | 01/28/2019 |  | 12/11/2019
Daikin Comfort Technologies Manufacturing, L.P. | ONE HOUR AIR CONDITIONING AND HEATING | GSZ111203A* | AR1204A* | HRCU-A-CB, Split System: Heat | Heat Pump | 208 | 3 |  | False |  |  | True | Single-Speed | 110000 | 10000 | 11 | 10.8 |  |  | 100000 | 8881 | 3.3 | 3.3 | 60000 | 7992 | 2.2 | Federally-Regulated Commercial & Industrial Equipment | 01/28/2019 |  | 12/11/2019
Daikin Comfort Technologies Manufacturing, L.P. | ONE HOUR AIR CONDITIONING AND HEATING | GSZ130484A* (2) | AT09044A* | HRCU-A-CB, Split System: Heat | Both Heat Pump and Electric Re | 460 | 3 |  | False |  |  | True | Single-Speed | 88000 | 7652 | 11.5 | 11 | 14 |  | 82000 | 7282 | 3.3 | 3.3 | 52000 | 6626 | 2.3 | Federally-Regulated Commercial & Industrial Equipment | 07/19/2019 |  | 12/11/2019
Daikin Comfort Technologies Manufacturing, L.P. | ONE HOUR AIR CONDITIONING AND HEATING | GSZ130483A* (2) | AT09043A* | HRCU-A-CB, Split System: Heat | Both Heat Pump and Electric Re | 230 | 3 |  | False |  |  | True | Single-Speed | 88000 | 7652 | 11.5 | 11 | 14 |  | 82000 | 7282 | 3.3 | 3.3 | 52000 | 6626 | 2.3 | Federally-Regulated Commercial & Industrial Equipment | 09/23/2019 |  | 12/11/2019
Daikin Comfort Technologies Manufacturing, L.P. | ONE HOUR AIR CONDITIONING AND HEATING | GSZ130483A* (2) | AT09043A* | HRCU-A-CB, Split System: Heat | Both Heat Pump and Electric Re | 208 | 3 |  | False |  |  | True | Single-Speed | 88000 | 7652 | 11.5 | 11 | 14 |  | 82000 | 7282 | 3.3 | 3.3 | 52000 | 6626 | 2.3 | Federally-Regulated Commercial & Industrial Equipment | 09/23/2019 |  | 12/11/2019
Daikin Comfort Technologies Manufacturing, L.P. | ONE HOUR AIR CONDITIONING AND HEATING | CPH090****B***A* |  | HSP-A, Single-Package Heat Pum | Both Heat Pump and Electric Re | 575 | 3 | False |  |  |  | False | Single-Speed | 90000 | 7826 | 11.5 | 11 |  |  | 90000 | 7757 | 3.4 | 3.3 | 52000 | 6349 | 2.4 | Federally-Regulated Commercial & Industrial Equipment | 01/28/2019 |  | 12/11/2019
Daikin Comfort Technologies Manufacturing, L.P. | ONE HOUR AIR CONDITIONING AND HEATING | CPH090****B***A* |  | HSP-A, Single-Package Heat Pum | Both Heat Pump and Electric Re | 460 | 3 | False |  |  |  | False | Single-Speed | 90000 | 7826 | 11.5 | 11 |  |  | 90000 | 7757 | 3.4 | 3.3 | 52000 | 6349 | 2.4 | Federally-Regulated Commercial & Industrial Equipment | 01/28/2019 |  | 12/11/2019
Daikin Comfort Technologies Manufacturing, L.P. | ONE HOUR AIR CONDITIONING AND HEATING | CPH090****B***A* |  | HSP-A, Single-Package Heat Pum | Both Heat Pump and Electric Re | 230 | 3 | False |  |  |  | False | Single-Speed | 90000 | 7826 | 11.5 | 11 |  |  | 90000 | 7757 | 3.4 | 3.3 | 52000 | 6349 | 2.4 | Federally-Regulated Commercial & Industrial Equipment | 01/28/2019 |  | 12/11/2019
Daikin Comfort Technologies Manufacturing, L.P. | ONE HOUR AIR CONDITIONING AND HEATING | CPH090****B***A* |  | HSP-A, Single-Package Heat Pum | Both Heat Pump and Electric Re | 208 | 3 | False |  |  |  | False | Single-Speed | 90000 | 7826 | 11.5 | 11 |  |  | 90000 | 7757 | 3.4 | 3.3 | 52000 | 6349 | 2.4 | Federally-Regulated Commercial & Industrial Equipment | 01/28/2019 |  | 12/11/2019
Daikin Comfort Technologies Manufacturing, L.P. | ONE HOUR AIR CONDITIONING AND HEATING | CPH120********A* |  | HSP-A, Single-Package Heat Pum | Both Heat Pump and Electric Re | 575 | 3 | False |  |  |  | False | Single-Speed | 115000 | 10360 | 11.1 | 11 |  |  | 116000 | 9999 | 3.4 | 3.3 | 56000 | 7135 | 2.3 | Federally-Regulated Commercial & Industrial Equipment | 01/28/2019 |  | 12/11/2019
Daikin Comfort Technologies Manufacturing, L.P. | ONE HOUR AIR CONDITIONING AND HEATING | CPH120********A* |  | HSP-A, Single-Package Heat Pum | Both Heat Pump and Electric Re | 460 | 3 | False |  |  |  | False | Single-Speed | 115000 | 10360 | 11.1 | 11 |  |  | 116000 | 9999 | 3.4 | 3.3 | 56000 | 7135 | 2.3 | Federally-Regulated Commercial & Industrial Equipment | 01/28/2019 |  | 12/11/2019
Daikin Comfort Technologies Manufacturing, L.P. | ONE HOUR AIR CONDITIONING AND HEATING | CPH120********A* |  | HSP-A, Single-Package Heat Pum | Both Heat Pump and Electric Re | 230 | 3 | False |  |  |  | False | Single-Speed | 115000 | 10360 | 11.1 | 11 |  |  | 116000 | 9999 | 3.4 | 3.3 | 56000 | 7135 | 2.3 | Federally-Regulated Commercial & Industrial Equipment | 01/28/2019 |  | 12/11/2019
Daikin Comfort Technologies Manufacturing, L.P. | ONE HOUR AIR CONDITIONING AND HEATING | CPH120********A* |  | HSP-A, Single-Package Heat Pum | Both Heat Pump and Electric Re | 208 | 3 | False |  |  |  | False | Single-Speed | 115000 | 10360 | 11.1 | 11 |  |  | 116000 | 9999 | 3.4 | 3.3 | 56000 | 7135 | 2.3 | Federally-Regulated Commercial & Industrial Equipment | 01/28/2019 |  | 12/11/2019
Daikin Comfort Technologies Manufacturing, L.P. | ONE HOUR AIR CONDITIONING AND HEATING | GSZ110904A* | AR0904A* | HRCU-A-CB, Split System: Heat | Heat Pump | 460 | 3 |  | False |  |  | True | Single-Speed | 87000 | 7909 | 11 | 10.8 |  |  | 82000 | 7282 | 3.3 | 3.3 | 52000 | 6927 | 2.2 | Federally-Regulated Commercial & Industrial Equipment | 01/28/2019 |  | 12/11/2019
Daikin Comfort Technologies Manufacturing, L.P. | ONE HOUR AIR CONDITIONING AND HEATING | GSZ110903A* | AR0904A* | HRCU-A-CB, Split System: Heat | Heat Pump | 230 | 3 |  | False |  |  | True | Single-Speed | 87000 | 7909 | 11 | 10.8 |  |  | 82000 | 7282 | 3.3 | 3.3 | 52000 | 6927 | 2.2 | Federally-Regulated Commercial & Industrial Equipment | 01/28/2019 |  | 12/11/2019
Daikin Comfort Technologies Manufacturing, L.P. | ONE HOUR AIR CONDITIONING AND HEATING | GSZ110903A* | AR0904A* | HRCU-A-CB, Split System: Heat | Heat Pump | 208 | 3 |  | False |  |  | True | Single-Speed | 87000 | 7909 | 11 | 10.8 |  |  | 82000 | 7282 | 3.3 | 3.3 | 52000 | 6927 | 2.2 | Federally-Regulated Commercial & Industrial Equipment | 01/28/2019 |  | 12/11/2019
Daikin Comfort Technologies Manufacturing, L.P. | ONE HOUR AIR CONDITIONING AND HEATING | CPH150****V***A* |  | HSP-A, Single-Package Heat Pum | Both Heat Pump and Electric Re | 575 | 3 | False |  |  |  | False | Single-Speed | 140000 | 13207 | 10.6 | 10.6 | 11.8 |  | 142000 | 13005 | 3.2 | 3.2 | 82000 | 11443 | 2.1 | Federally-Regulated Commercial & Industrial Equipment | 09/23/2019 |  | 12/11/2019
Daikin Comfort Technologies Manufacturing, L.P. | ONE HOUR AIR CONDITIONING AND HEATING | CPH150****V***A* |  | HSP-A, Single-Package Heat Pum | Both Heat Pump and Electric Re | 460 | 3 | False |  |  |  | False | Single-Speed | 140000 | 13207 | 10.6 | 10.6 | 11.8 |  | 142000 | 13005 | 3.2 | 3.2 | 82000 | 11443 | 2.1 | Federally-Regulated Commercial & Industrial Equipment | 09/23/2019 |  | 12/11/2019
Daikin Comfort Technologies Manufacturing, L.P. | ONE HOUR AIR CONDITIONING AND HEATING | CPH150****V***A* |  | HSP-A, Single-Package Heat Pum | Both Heat Pump and Electric Re | 230 | 3 | False |  |  |  | False | Single-Speed | 140000 | 13207 | 10.6 | 10.6 | 11.8 |  | 142000 | 13005 | 3.2 | 3.2 | 82000 | 11443 | 2.1 | Federally-Regulated Commercial & Industrial Equipment | 09/23/2019 |  | 12/11/2019
Daikin Comfort Technologies Manufacturing, L.P. | ONE HOUR AIR CONDITIONING AND HEATING | CPH150****V***A* |  | HSP-A, Single-Package Heat Pum | Both Heat Pump and Electric Re | 208 | 3 | False |  |  |  | False | Single-Speed | 140000 | 13207 | 10.6 | 10.6 | 11.8 |  | 142000 | 13005 | 3.2 | 3.2 | 82000 | 11443 | 2.1 | Federally-Regulated Commercial & Industrial Equipment | 09/23/2019 |  | 12/11/2019
Daikin Comfort Technologies Manufacturing, L.P. | ONE HOUR AIR CONDITIONING AND HEATING | CPH120****V***A* |  | HSP-A, Single-Package Heat Pum | Both Heat Pump and Electric Re | 575 | 3 | False |  |  |  | False | Single-Speed | 113000 | 10180 | 11.1 | 11 | 12.6 |  | 116000 | 9999 | 3.4 | 3.3 | 56000 | 7135 | 2.3 | Federally-Regulated Commercial & Industrial Equipment | 09/23/2019 |  | 12/11/2019
Daikin Comfort Technologies Manufacturing, L.P. | ONE HOUR AIR CONDITIONING AND HEATING | CPH120****V***A* |  | HSP-A, Single-Package Heat Pum | Both Heat Pump and Electric Re | 460 | 3 | False |  |  |  | False | Single-Speed | 113000 | 10180 | 11.1 | 11 | 12.6 |  | 116000 | 9999 | 3.4 | 3.3 | 56000 | 7135 | 2.3 | Federally-Regulated Commercial & Industrial Equipment | 09/23/2019 |  | 12/11/2019
Daikin Comfort Technologies Manufacturing, L.P. | ONE HOUR AIR CONDITIONING AND HEATING | CPH120****V***A* |  | HSP-A, Single-Package Heat Pum | Both Heat Pump and Electric Re | 230 | 3 | False |  |  |  | False | Single-Speed | 113000 | 10180 | 11.1 | 11 | 12.6 |  | 116000 | 9999 | 3.4 | 3.3 | 56000 | 7135 | 2.3 | Federally-Regulated Commercial & Industrial Equipment | 09/23/2019 |  | 12/11/2019
Daikin Comfort Technologies Manufacturing, L.P. | ONE HOUR AIR CONDITIONING AND HEATING | CPH120****V***A* |  | HSP-A, Single-Package Heat Pum | Both Heat Pump and Electric Re | 208 | 3 | False |  |  |  | False | Single-Speed | 113000 | 10180 | 11.1 | 11 | 12.6 |  | 116000 | 9999 | 3.4 | 3.3 | 56000 | 7135 | 2.3 | Federally-Regulated Commercial & Industrial Equipment | 09/23/2019 |  | 12/11/2019
Daikin Comfort Technologies Manufacturing, L.P. | ONE HOUR AIR CONDITIONING AND HEATING | CPH102****V***A* |  | HSP-A, Single-Package Heat Pum | Both Heat Pump and Electric Re | 575 | 3 | False |  |  |  | False | Single-Speed | 102000 | 9189 | 11.1 | 11 | 13 |  | 102000 | 8792 | 3.4 | 3.3 | 52000 | 6773 | 2.25 | Federally-Regulated Commercial & Industrial Equipment | 09/23/2019 |  | 12/11/2019
Daikin Comfort Technologies Manufacturing, L.P. | ONE HOUR AIR CONDITIONING AND HEATING | CPH102****V***A* |  | HSP-A, Single-Package Heat Pum | Both Heat Pump and Electric Re | 460 | 3 | False |  |  |  | False | Single-Speed | 102000 | 9189 | 11.1 | 11 | 13 |  | 102000 | 8792 | 3.4 | 3.3 | 52000 | 6773 | 2.25 | Federally-Regulated Commercial & Industrial Equipment | 09/23/2019 |  | 12/11/2019
Daikin Comfort Technologies Manufacturing, L.P. | ONE HOUR AIR CONDITIONING AND HEATING | CPH102****V***A* |  | HSP-A, Single-Package Heat Pum | Both Heat Pump and Electric Re | 230 | 3 | False |  |  |  | False | Single-Speed | 102000 | 9189 | 11.1 | 11 | 13 |  | 102000 | 8792 | 3.4 | 3.3 | 55500 | 7229 | 2.25 | Federally-Regulated Commercial & Industrial Equipment | 09/23/2019 |  | 12/11/2019
Daikin Comfort Technologies Manufacturing, L.P. | ONE HOUR AIR CONDITIONING AND HEATING | CPH102****V***A* |  | HSP-A, Single-Package Heat Pum | Both Heat Pump and Electric Re | 208 | 3 | False |  |  |  | False | Single-Speed | 102000 | 9189 | 11.1 | 11 | 13 |  | 102000 | 8792 | 3.4 | 3.3 | 52000 | 6773 | 2.25 | Federally-Regulated Commercial & Industrial Equipment | 09/23/2019 |  | 12/11/2019
Daikin Comfort Technologies Manufacturing, L.P. | ONE HOUR AIR CONDITIONING AND HEATING | CPH090****V***A* |  | HSP-A, Single-Package Heat Pum | Both Heat Pump and Electric Re | 575 | 3 | False |  |  |  | False | Single-Speed | 90000 | 7826 | 11.5 | 11 | 12.8 |  | 90000 | 7757 | 3.4 | 3.3 | 52000 | 6349 | 2.4 | Federally-Regulated Commercial & Industrial Equipment | 09/23/2019 |  | 12/11/2019
Daikin Comfort Technologies Manufacturing, L.P. | ONE HOUR AIR CONDITIONING AND HEATING | CPH090****V***A* |  | HSP-A, Single-Package Heat Pum | Both Heat Pump and Electric Re | 460 | 3 | False |  |  |  | False | Single-Speed | 90000 | 7826 | 11.5 | 11 | 12.8 |  | 90000 | 7757 | 3.4 | 3.3 | 52000 | 6349 | 2.4 | Federally-Regulated Commercial & Industrial Equipment | 09/23/2019 |  | 12/11/2019
Daikin Comfort Technologies Manufacturing, L.P. | ONE HOUR AIR CONDITIONING AND HEATING | CPH090****V***A* |  | HSP-A, Single-Package Heat Pum | Both Heat Pump and Electric Re | 230 | 3 | False |  |  |  | False | Single-Speed | 90000 | 7826 | 11.5 | 11 | 12.8 |  | 90000 | 7757 | 3.4 | 3.3 | 52000 | 6349 | 2.4 | Federally-Regulated Commercial & Industrial Equipment | 09/23/2019 |  | 12/11/2019
Daikin Comfort Technologies Manufacturing, L.P. | ONE HOUR AIR CONDITIONING AND HEATING | CPH090****V***A* |  | HSP-A, Single-Package Heat Pum | Both Heat Pump and Electric Re | 208 | 3 | False |  |  |  | False | Single-Speed | 90000 | 7826 | 11.5 | 11 | 12.8 |  | 90000 | 7757 | 3.4 | 3.3 | 52000 | 6349 | 2.4 | Federally-Regulated Commercial & Industrial Equipment | 09/23/2019 |  | 12/11/2019
Daikin Comfort Technologies Manufacturing, L.P. | ONE HOUR AIR CONDITIONING AND HEATING | CPH072****V***A* |  | HSP-A, Single-Package Heat Pum | Both Heat Pump and Electric Re | 575 | 3 | False |  |  |  | True | Dual-Speed | 69000 | 6160 | 11.2 | 11 | 15 |  | 69000 | 5465 | 3.7 | 3.3 | 38000 | 4842 | 2.3 | Federally-Regulated Commercial & Industrial Equipment | 09/23/2019 |  | 12/11/2019
Daikin Comfort Technologies Manufacturing, L.P. | ONE HOUR AIR CONDITIONING AND HEATING | CPH072****V***A* |  | HSP-A, Single-Package Heat Pum | Both Heat Pump and Electric Re | 460 | 3 | False |  |  |  | True | Dual-Speed | 69000 | 6160 | 11.2 | 11 | 15 |  | 69000 | 5465 | 3.7 | 3.3 | 38000 | 4842 | 2.3 | Federally-Regulated Commercial & Industrial Equipment | 09/23/2019 |  | 12/11/2019
Daikin Comfort Technologies Manufacturing, L.P. | ONE HOUR AIR CONDITIONING AND HEATING | CPH072****V***A* |  | HSP-A, Single-Package Heat Pum | Both Heat Pump and Electric Re | 230 | 3 | False |  |  |  | True | Dual-Speed | 69000 | 6160 | 11.2 | 11 | 15 |  | 69000 | 5465 | 3.7 | 3.3 | 38000 | 4842 | 2.3 | Federally-Regulated Commercial & Industrial Equipment | 09/23/2019 |  | 12/11/2019
Daikin Comfort Technologies Manufacturing, L.P. | ONE HOUR AIR CONDITIONING AND HEATING | CPH072****V***A* |  | HSP-A, Single-Package Heat Pum | Both Heat Pump and Electric Re | 208 | 3 | False |  |  |  | True | Dual-Speed | 69000 | 6160 | 11.2 | 11 | 15 |  | 69000 | 5465 | 3.7 | 3.3 | 38000 | 4842 | 2.3 | Federally-Regulated Commercial & Industrial Equipment | 09/23/2019 |  | 12/11/2019
Nordyne, LLC | Mammoth | Q6SP-120C |  | HSP-A, Single-Package Heat Pum | Heat Pump | 230 | 3 | False |  |  |  | True | Single-Speed | 120000 | 10909 | 11 | 10.8 |  |  | 114000 | 10124 | 3.3 | 3.3 |  |  |  | Federally-Regulated Commercial & Industrial Equipment | 06/23/2011 |  | 12/11/2019
Nordyne, LLC | Mammoth | T5BP-120D | B5SM-120* | HRCU-A-CB, Split System: Heat | Heat Pump | 460 | 3 |  | False |  |  | True | Single-Speed | 116000 | 10545 | 11 | 10.8 |  |  | 107000 | 9502 | 3.3 | 3.3 | 70000 | 8548 | 2.4 | Federally-Regulated Commercial & Industrial Equipment | 01/28/2019 |  | 12/11/2019
Nordyne, LLC | Mammoth | T5BP-090D | B5SM-090* | HRCU-A-CB, Split System: Heat | Heat Pump | 460 | 3 |  | False |  |  | True | Single-Speed | 90000 | 8181 | 11 | 10.8 |  |  | 86000 | 7637 | 3.3 | 3.3 | 54000 | 6594 | 2.4 | Federally-Regulated Commercial & Industrial Equipment | 01/28/2019 |  | 12/11/2019
Nordyne, LLC | Mammoth | T5BP-120C | B5SM-120* | HRCU-A-CB, Split System: Heat | Heat Pump | 230 | 3 |  | False |  |  | True | Single-Speed | 116000 | 10545 | 11 | 10.8 |  |  | 107000 | 9502 | 3.3 | 3.3 | 70000 | 8548 | 2.4 | Federally-Regulated Commercial & Industrial Equipment | 01/28/2019 |  | 12/11/2019
Nordyne, LLC | Mammoth | T5BP-120C | B5SM-120* | HRCU-A-CB, Split System: Heat | Heat Pump | 208 | 3 |  | False |  |  | True | Single-Speed | 116000 | 10545 | 11 | 10.8 |  |  | 107000 | 9502 | 3.3 | 3.3 | 70000 | 8548 | 2.4 | Federally-Regulated Commercial & Industrial Equipment | 01/28/2019 |  | 12/11/2019
Nordyne, LLC | Mammoth | T5BP-090C | B5SM-090* | HRCU-A-CB, Split System: Heat | Heat Pump | 230 | 3 |  | False |  |  | True | Single-Speed | 90000 | 8181 | 11 | 10.8 |  |  | 86000 | 7637 | 3.3 | 3.3 | 54000 | 6594 | 2.4 | Federally-Regulated Commercial & Industrial Equipment | 01/28/2019 |  | 12/11/2019
Nordyne, LLC | Mammoth | T5BP-090C | B5SM-090* | HRCU-A-CB, Split System: Heat | Heat Pump | 208 | 3 |  | False |  |  | True | Single-Speed | 90000 | 8181 | 11 | 10.8 |  |  | 86000 | 7637 | 3.3 | 3.3 | 54000 | 6594 | 2.4 | Federally-Regulated Commercial & Industrial Equipment | 01/28/2019 |  | 12/11/2019
Nordyne, LLC | Mammoth | Q6SP-120D |  | HSP-A, Single-Package Heat Pum | Heat Pump | 460 | 3 | False |  |  |  | True | Single-Speed | 120000 | 10909 | 11 | 10.8 |  |  | 114000 | 10124 | 3.3 | 3.3 | 66000 | 8596 | 2.25 | Federally-Regulated Commercial & Industrial Equipment | 01/28/2019 |  | 12/11/2019
Nordyne, LLC | Mammoth | Q6SP-120C |  | HSP-A, Single-Package Heat Pum | Heat Pump | 208 | 3 | False |  |  |  | True | Single-Speed | 119000 | 10818 | 11 | 10.8 |  |  | 113000 | 10035 | 3.3 | 3.3 | 65000 | 8466 | 2.25 | Federally-Regulated Commercial & Industrial Equipment | 01/28/2019 |  | 12/11/2019
Nordyne, LLC | Mammoth | Q6SP-090D |  | HSP-A, Single-Package Heat Pum | Heat Pump | 460 | 3 | False |  |  |  | True | Single-Speed | 90000 | 8181 | 11 | 10.8 | 12.6 |  | 85000 | 7548 | 3.3 | 3.3 | 47000 | 6122 | 2.25 | Federally-Regulated Commercial & Industrial Equipment | 05/31/2019 |  | 12/11/2019
Nordyne, LLC | Nordyne | T5BP-090D | B5SM-090* | HRCU-A-CB, Split System: Heat | Heat Pump | 460 | 3 |  | False |  |  | True | Single-Speed | 90000 | 8181 | 11 | 10.8 |  |  | 86000 | 7637 | 3.3 | 3.3 | 54000 | 6594 | 2.4 | Federally-Regulated Commercial & Industrial Equipment | 01/28/2019 |  | 12/11/2019
Nordyne, LLC | Nordyne | T5BP-090C | B5SM-090* | HRCU-A-CB, Split System: Heat | Heat Pump | 230 | 3 |  | False |  |  | True | Single-Speed | 90000 | 8181 | 11 | 10.8 |  |  | 86000 | 7637 | 3.3 | 3.3 | 54000 | 6594 | 2.4 | Federally-Regulated Commercial & Industrial Equipment | 01/28/2019 |  | 12/11/2019
Nordyne, LLC | Nordyne | T5BP-090C | B5SM-090* | HRCU-A-CB, Split System: Heat | Heat Pump | 208 | 3 |  | False |  |  | True | Single-Speed | 90000 | 8181 | 11 | 10.8 |  |  | 86000 | 7637 | 3.3 | 3.3 | 54000 | 6594 | 2.4 | Federally-Regulated Commercial & Industrial Equipment | 01/28/2019 |  | 12/11/2019
Nordyne, LLC | Nordyne | T5BP-120D | B5SM-120* | HRCU-A-CB, Split System: Heat | Heat Pump | 460 | 3 |  | False |  |  | True | Single-Speed | 116000 | 10545 | 11 | 10.8 |  |  | 107000 | 9502 | 3.3 | 3.3 | 70000 | 8548 | 2.4 | Federally-Regulated Commercial & Industrial Equipment | 01/28/2019 |  | 12/11/2019
Nordyne, LLC | Nordyne | T5BP-120C | B5SM-120* | HRCU-A-CB, Split System: Heat | Heat Pump | 230 | 3 |  | False |  |  | True | Single-Speed | 116000 | 10545 | 11 | 10.8 |  |  | 107000 | 9502 | 3.3 | 3.3 | 70000 | 8548 | 2.4 | Federally-Regulated Commercial & Industrial Equipment | 01/28/2019 |  | 12/11/2019
Nordyne, LLC | Nordyne | T5BP-120C | B5SM-120* | HRCU-A-CB, Split System: Heat | Heat Pump | 208 | 3 |  | False |  |  | True | Single-Speed | 116000 | 10545 | 11 | 10.8 |  |  | 107000 | 9502 | 3.3 | 3.3 | 70000 | 8548 | 2.4 | Federally-Regulated Commercial & Industrial Equipment | 01/28/2019 |  | 12/11/2019
Nordyne, LLC | Nordyne | Q6SP-090D |  | HSP-A, Single-Package Heat Pum | Heat Pump | 460 | 3 | False |  |  |  | True | Single-Speed | 90000 | 8181 | 11 | 10.8 | 12.6 |  | 85000 | 7548 | 3.3 | 3.3 | 47000 | 6122 | 2.25 | Federally-Regulated Commercial & Industrial Equipment | 05/31/2019 |  | 12/11/2019
Nordyne, LLC | Nordyne | Q6SP-120D |  | HSP-A, Single-Package Heat Pum | Heat Pump | 460 | 3 | False |  |  |  | True | Single-Speed | 120000 | 10909 | 11 | 10.8 |  |  | 114000 | 10124 | 3.3 | 3.3 | 66000 | 8596 | 2.25 | Federally-Regulated Commercial & Industrial Equipment | 01/28/2019 |  | 12/11/2019
Nordyne, LLC | Reznor | T5BP-120D | B5SM-120* | HRCU-A-CB, Split System: Heat | Heat Pump | 460 | 3 |  | False |  |  | True | Single-Speed | 116000 | 10545 | 11 | 10.8 |  |  | 107000 | 9502 | 3.3 | 3.3 | 70000 | 8548 | 2.4 | Federally-Regulated Commercial & Industrial Equipment | 01/28/2019 |  | 12/11/2019
Nordyne, LLC | Reznor | T5BP-120C | B5SM-120* | HRCU-A-CB, Split System: Heat | Heat Pump | 230 | 3 |  | False |  |  | True | Single-Speed | 116000 | 10545 | 11 | 10.8 |  |  | 107000 | 9502 | 3.3 | 3.3 | 70000 | 8548 | 2.4 | Federally-Regulated Commercial & Industrial Equipment | 01/28/2019 |  | 12/11/2019
Nordyne, LLC | Reznor | T5BP-120C | B5SM-120* | HRCU-A-CB, Split System: Heat | Heat Pump | 208 | 3 |  | False |  |  | True | Single-Speed | 116000 | 10545 | 11 | 10.8 |  |  | 107000 | 9502 | 3.3 | 3.3 | 70000 | 8548 | 2.4 | Federally-Regulated Commercial & Industrial Equipment | 01/28/2019 |  | 12/11/2019
Nordyne, LLC | Reznor | T5BP-090D | B5SM-090* | HRCU-A-CB, Split System: Heat | Heat Pump | 460 | 3 |  | False |  |  | True | Single-Speed | 90000 | 8181 | 11 | 10.8 |  |  | 86000 | 7637 | 3.3 | 3.3 | 54000 | 6594 | 2.4 | Federally-Regulated Commercial & Industrial Equipment | 01/28/2019 |  | 12/11/2019
Nordyne, LLC | Reznor | T5BP-090C | B5SM-090* | HRCU-A-CB, Split System: Heat | Heat Pump | 230 | 3 |  | False |  |  | True | Single-Speed | 90000 | 8181 | 11 | 10.8 |  |  | 86000 | 7637 | 3.3 | 3.3 | 54000 | 6594 | 2.4 | Federally-Regulated Commercial & Industrial Equipment | 01/28/2019 |  | 12/11/2019
Nordyne, LLC | Reznor | T5BP-090C | B5SM-090* | HRCU-A-CB, Split System: Heat | Heat Pump | 208 | 3 |  | False |  |  | True | Single-Speed | 90000 | 8181 | 11 | 10.8 |  |  | 86000 | 7637 | 3.3 | 3.3 | 54000 | 6594 | 2.4 | Federally-Regulated Commercial & Industrial Equipment | 01/28/2019 |  | 12/11/2019
Nordyne, LLC | Reznor | Q6SP-120D |  | HSP-A, Single-Package Heat Pum | Heat Pump | 460 | 3 | False |  |  |  | True | Single-Speed | 120000 | 10909 | 11 | 10.8 |  |  | 114000 | 10124 | 3.3 | 3.3 | 66000 | 8596 | 2.25 | Federally-Regulated Commercial & Industrial Equipment | 01/28/2019 |  | 12/11/2019
Nordyne, LLC | Reznor | Q6SP-120C |  | HSP-A, Single-Package Heat Pum | Heat Pump | 230 | 3 | False |  |  |  | True | Single-Speed | 120000 | 10909 | 11 | 10.8 |  |  | 114000 | 10124 | 3.3 | 3.3 | 66000 | 8596 | 2.3 | Federally-Regulated Commercial & Industrial Equipment | 04/08/2016 |  | 12/11/2019
Nordyne, LLC | Reznor | Q6SP-120C |  | HSP-A, Single-Package Heat Pum | Heat Pump | 208 | 3 | False |  |  |  | True | Single-Speed | 119000 | 10818 | 11 | 10.8 |  |  | 113000 | 10035 | 3.3 | 3.3 | 65000 | 8466 | 2.25 | Federally-Regulated Commercial & Industrial Equipment | 01/28/2019 |  | 12/11/2019
Nordyne, LLC | Reznor | Q6SP-090D |  | HSP-A, Single-Package Heat Pum | Heat Pump | 460 | 3 | False |  |  |  | True | Single-Speed | 90000 | 8181 | 11 | 10.8 | 12.6 |  | 85000 | 7548 | 3.3 | 3.3 | 47000 | 6122 | 2.25 | Federally-Regulated Commercial & Industrial Equipment | 05/31/2019 |  | 12/11/2019
Airedale North America | School Unit | SCHP6MK4 |  | HSP-A, Single-Package Heat Pum | Heat Pump | 208 | 3 |  |  |  | No Match |  | No Match | 78150 | 8490 | 9.2 | 8.9 |  |  | 73200 | 6700 | 3.2 | 3 | 45250 | 6030 | 2.2 | Federally-Regulated Commercial & Industrial Equipment | 04/09/1998 |  | 12/16/2019
Airedale North America | School Unit | SCHP6MK4 |  | HSP-A, Single-Package Heat Pum | Heat Pump | 460 | 3 |  |  |  | No Match |  | No Match | 78150 | 8490 | 9.2 | 8.9 |  |  | 73200 | 6700 | 3.2 | 3 | 45250 | 6030 | 2.2 | Federally-Regulated Commercial & Industrial Equipment | 04/09/1998 |  | 12/16/2019
Airedale North America | School Unit | SCHP5MK4 |  | HSP-A, Single-Package Heat Pum | Heat Pump | 460 | 3 |  |  |  | No Match |  | No Match | 68000 | 7387 | 9.2 | 8.9 |  |  | 66000 | 6040 | 3.2 | 3 | 40800 | 5430 | 2.2 | Federally-Regulated Commercial & Industrial Equipment | 04/09/1998 |  | 12/16/2019
Airedale North America | School Unit | SCHP7.5MK4 |  | HSP-A, Single-Package Heat Pum | Heat Pump | 460 | 3 |  |  |  | No Match |  | No Match | 94450 | 10262 | 9.2 | 8.9 |  |  | 90000 | 8240 | 3.2 | 3 | 55640 | 7410 | 2.2 | Federally-Regulated Commercial & Industrial Equipment | 04/09/1998 |  | 12/16/2019
Airedale North America | School Unit | SCHP7.5MK4 |  | HSP-A, Single-Package Heat Pum | Heat Pump | 208 | 3 |  |  |  | No Match |  | No Match | 94450 | 10262 | 9.2 | 8.9 |  |  | 90000 | 8240 | 3.2 | 3 | 55640 | 7410 | 2.2 | Federally-Regulated Commercial & Industrial Equipment | 04/09/1998 |  | 12/16/2019
Airedale North America | School Unit | SCHP5MK4 |  | HSP-A, Single-Package Heat Pum | Heat Pump | 208 | 3 |  |  |  | No Match |  | No Match | 68000 | 7387 | 9.2 | 8.9 |  |  | 66000 | 6040 | 3.2 | 3 | 40800 | 5430 | 2.2 | Federally-Regulated Commercial & Industrial Equipment | 04/09/1998 |  | 12/16/2019
Goettl | Goettl | HP722E-3 |  | HSP-A, Single-Package Heat Pum | Heat Pump | 230 | 3 |  |  |  | No Match |  | No Match | 69000 | 7263 | 9.5 | 8.9 |  |  | 68000 | 6641 | 3 | 3 | 38000 | 5060 | 2.2 | Federally-Regulated Commercial & Industrial Equipment | 05/23/2001 |  | 12/16/2019
Goettl | Goettl | HPC1201E |  | HSP-A, Single-Package Heat Pum | Heat Pump | 230 | 1 |  |  |  | No Match |  | No Match | 120000 | 11428 | 10.5 | 8.9 |  |  | 119000 | 10565 | 3.3 | 3 | 70000 | 9766 | 2.1 | Federally-Regulated Commercial & Industrial Equipment | 05/22/2000 |  | 12/16/2019
Goettl | American Best | HPC1201E |  | HSP-A, Single-Package Heat Pum | Heat Pump | 230 | 1 |  |  |  | No Match |  | No Match | 120000 | 11428 | 10.5 | 8.9 |  |  | 119000 | 10565 | 3.3 | 3 | 70000 | 9766 | 2.1 | Federally-Regulated Commercial & Industrial Equipment | 05/22/2000 |  | 12/16/2019
Goettl | Goettl | HPC1201E-3 |  | HSP-A, Single-Package Heat Pum | Heat Pump | 230 | 3 |  |  |  | No Match |  | No Match | 120000 | 11428 | 10.5 | 8.9 |  |  | 119000 | 10565 | 3.3 | 3 | 70000 | 9766 | 2.1 | Federally-Regulated Commercial & Industrial Equipment | 05/22/2000 |  | 12/16/2019
Goettl | American Best | HPC901E-3 |  | HSP-A, Single-Package Heat Pum | Heat Pump | 230 | 3 |  |  |  | No Match |  | No Match | 96000 | 9142 | 10.5 | 8.9 |  |  | 97000 | 9473 | 3 | 3 | 55000 | 8057 | 2 | Federally-Regulated Commercial & Industrial Equipment | 05/22/2000 |  | 12/16/2019
Goettl | American Best | HPC901E |  | HSP-A, Single-Package Heat Pum | Heat Pump | 230 | 1 |  |  |  | No Match |  | No Match | 96000 | 9142 | 10.5 | 8.9 |  |  | 97000 | 9473 | 3 | 3 | 55000 | 8057 | 2 | Federally-Regulated Commercial & Industrial Equipment | 05/22/2000 |  | 12/16/2019
Goettl | Goettl | HPC901E-4 |  | HSP-A, Single-Package Heat Pum | Heat Pump | 460 | 3 |  |  |  | No Match |  | No Match | 96000 | 9142 | 10.5 | 8.9 |  |  | 97000 | 9473 | 3 | 3 | 55000 | 8057 | 2 | Federally-Regulated Commercial & Industrial Equipment | 05/22/2000 |  | 12/16/2019
Goettl | Goettl | HP902E-3 |  | HSP-A, Single-Package Heat Pum | Heat Pump | 230 | 3 |  |  |  | No Match |  | No Match | 94000 | 9894 | 9.5 | 8.9 |  |  | 96000 | 9375 | 3 | 3 | 50000 | 7324 | 2 | Federally-Regulated Commercial & Industrial Equipment | 05/22/2000 |  | 12/16/2019
Goettl | American Best | HPC1201E-3 |  | HSP-A, Single-Package Heat Pum | Heat Pump | 230 | 3 |  |  |  | No Match |  | No Match | 120000 | 11428 | 10.5 | 8.9 |  |  | 119000 | 10565 | 3.3 | 3 | 70000 | 9766 | 2.1 | Federally-Regulated Commercial & Industrial Equipment | 05/22/2000 |  | 12/16/2019
Goettl | Goettl | HP-662A-3 |  | HSP-A, Single-Package Heat Pum | Heat Pump | 230 | 3 |  |  |  | No Match |  | No Match | 67000 | 7052 | 9.5 | 8.9 |  |  | 67000 | 6543 | 3 | 3 | 35600 | 5215 | 2 | Federally-Regulated Commercial & Industrial Equipment | 05/22/2000 |  | 12/16/2019
Goettl | American Best | HP902E-3 |  | HSP-A, Single-Package Heat Pum | Heat Pump | 230 | 3 |  |  |  | No Match |  | No Match | 94000 | 9894 | 9.5 | 8.9 |  |  | 96000 | 9375 | 3 | 3 | 50000 | 7324 | 2 | Federally-Regulated Commercial & Industrial Equipment | 05/22/2000 |  | 12/16/2019
Goettl | American Best | HP1202E |  | HSP-A, Single-Package Heat Pum | Heat Pump | 230 | 1 |  |  |  | No Match |  | No Match | 120000 | 12371 | 9.7 | 8.9 |  |  | 118000 | 11524 | 3 | 3 | 63000 | 9229 | 2 | Federally-Regulated Commercial & Industrial Equipment | 05/22/2000 |  | 12/16/2019
Goettl | American Best | HP722E-3 |  | HSP-A, Single-Package Heat Pum | Heat Pump | 230 | 3 |  |  |  | No Match |  | No Match | 69000 | 7263 | 9.5 | 8.9 |  |  | 68000 | 6641 | 3 | 3 | 38000 | 5060 | 2.2 | Federally-Regulated Commercial & Industrial Equipment | 05/23/2001 |  | 12/16/2019
Goettl | Goettl | HPC1201E-4 |  | HSP-A, Single-Package Heat Pum | Heat Pump | 460 | 3 |  |  |  | No Match |  | No Match | 120000 | 11428 | 10.5 | 8.9 |  |  | 119000 | 10565 | 3.3 | 3 | 70000 | 9766 | 2.1 | Federally-Regulated Commercial & Industrial Equipment | 05/22/2000 |  | 12/16/2019
Goettl | Goettl | HP1202E-3 |  | HSP-A, Single-Package Heat Pum | Heat Pump | 230 | 3 |  |  |  | No Match |  | No Match | 120000 | 12371 | 9.7 | 8.9 |  |  | 118000 | 11524 | 3 | 3 | 63000 | 9229 | 2 | Federally-Regulated Commercial & Industrial Equipment | 05/22/2000 |  | 12/16/2019
Goettl | Goettl | HP-662A |  | HSP-A, Single-Package Heat Pum | Heat Pump | 230 | 1 |  |  |  | No Match |  | No Match | 67000 | 7052 | 9.5 | 8.9 |  |  | 67000 | 6543 | 3 | 3 | 35600 | 5215 | 2 | Federally-Regulated Commercial & Industrial Equipment | 05/22/2000 |  | 12/16/2019
Goettl | American Best | HPC1201E-4 |  | HSP-A, Single-Package Heat Pum | Heat Pump | 460 | 3 |  |  |  | No Match |  | No Match | 120000 | 11428 | 10.5 | 8.9 |  |  | 119000 | 10565 | 3.3 | 3 | 70000 | 9766 | 2.1 | Federally-Regulated Commercial & Industrial Equipment | 05/22/2000 |  | 12/16/2019
Goettl | American Best | HP-662A |  | HSP-A, Single-Package Heat Pum | Heat Pump | 230 | 1 |  |  |  | No Match |  | No Match | 67000 | 7052 | 9.5 | 8.9 |  |  | 67000 | 6543 | 3 | 3 | 35600 | 5215 | 2 | Federally-Regulated Commercial & Industrial Equipment | 05/22/2000 |  | 12/16/2019
Goettl | Goettl | HPC901E |  | HSP-A, Single-Package Heat Pum | Heat Pump | 230 | 1 |  |  |  | No Match |  | No Match | 96000 | 9142 | 10.5 | 8.9 |  |  | 97000 | 9473 | 3 | 3 | 55000 | 8057 | 2 | Federally-Regulated Commercial & Industrial Equipment | 05/22/2000 |  | 12/16/2019
Goettl | American Best | HP1202E-3 |  | HSP-A, Single-Package Heat Pum | Heat Pump | 230 | 3 |  |  |  | No Match |  | No Match | 120000 | 12371 | 9.7 | 8.9 |  |  | 118000 | 11524 | 3 | 3 | 63000 | 9229 | 2 | Federally-Regulated Commercial & Industrial Equipment | 05/22/2000 |  | 12/16/2019
Goettl | American Best | HPC901E-4 |  | HSP-A, Single-Package Heat Pum | Heat Pump | 460 | 3 |  |  |  | No Match |  | No Match | 96000 | 9142 | 10.5 | 8.9 |  |  | 97000 | 9473 | 3 | 3 | 55000 | 8057 | 2 | Federally-Regulated Commercial & Industrial Equipment | 05/22/2000 |  | 12/16/2019
Goettl | Goettl | HP902E |  | HSP-A, Single-Package Heat Pum | Heat Pump | 230 | 1 |  |  |  | No Match |  | No Match | 94000 | 9894 | 9.5 | 8.9 |  |  | 96000 | 9375 | 3 | 3 | 50000 | 7324 | 2 | Federally-Regulated Commercial & Industrial Equipment | 05/22/2000 |  | 12/16/2019
Goettl | Goettl | HPC901E-3 |  | HSP-A, Single-Package Heat Pum | Heat Pump | 230 | 3 |  |  |  | No Match |  | No Match | 96000 | 9142 | 10.5 | 8.9 |  |  | 97000 | 9473 | 3 | 3 | 55000 | 8057 | 2 | Federally-Regulated Commercial & Industrial Equipment | 05/22/2000 |  | 12/16/2019
Goettl | American Best | HP-662A-3 |  | HSP-A, Single-Package Heat Pum | Heat Pump | 230 | 3 |  |  |  | No Match |  | No Match | 67000 | 7052 | 9.5 | 8.9 |  |  | 67000 | 6543 | 3 | 3 | 35600 | 5215 | 2 | Federally-Regulated Commercial & Industrial Equipment | 05/22/2000 |  | 12/16/2019
Goettl | Goettl | HP1202E |  | HSP-A, Single-Package Heat Pum | Heat Pump | 230 | 1 |  |  |  | No Match |  | No Match | 120000 | 12371 | 9.7 | 8.9 |  |  | 118000 | 11524 | 3 | 3 | 63000 | 9229 | 2 | Federally-Regulated Commercial & Industrial Equipment | 05/22/2000 |  | 12/16/2019
Goettl | American Best | HP902E |  | HSP-A, Single-Package Heat Pum | Heat Pump | 230 | 1 |  |  |  | No Match |  | No Match | 94000 | 9894 | 9.5 | 8.9 |  |  | 96000 | 9375 | 3 | 3 | 50000 | 7324 | 2 | Federally-Regulated Commercial & Industrial Equipment | 05/22/2000 |  | 12/16/2019
Evcon Industries, Inc. | Evcon | EABA-T/W090 | F*EH090 | HRCU-A-CB, Split System: Heat | Heat Pump | 208 | 3 |  |  |  | No Match |  | No Match | 89000 | 9468 | 9.4 | 8.9 |  |  | 81000 | 7910 | 3 | 3 | 53000 | 7394 | 2.1 | Federally-Regulated Commercial & Industrial Equipment | 07/25/2000 |  | 12/16/2019
Evcon Industries, Inc. | Airpro | EABA-T/ W090 | F*EH090 | HRCU-A-CB, Split System: Heat | Heat Pump | 460 | 3 |  |  |  | No Match |  | No Match | 89000 | 9468 | 9.4 | 8.9 |  |  | 81000 | 7910 | 3 | 3 | 53000 | 7394 | 2.1 | Federally-Regulated Commercial & Industrial Equipment | 07/25/2000 |  | 12/16/2019
Evcon Industries, Inc. | Evcon | EABA-T/W090 | F*EH090 | HRCU-A-CB, Split System: Heat | Heat Pump | 460 | 3 |  |  |  | No Match |  | No Match | 89000 | 9468 | 9.4 | 8.9 |  |  | 81000 | 7910 | 3 | 3 | 53000 | 7394 | 2.1 | Federally-Regulated Commercial & Industrial Equipment | 07/25/2000 |  | 12/16/2019
Evcon Industries, Inc. | Airpro | EABA-T/ W090 | F*EH090 | HRCU-A-CB, Split System: Heat | Heat Pump | 208 | 3 |  |  |  | No Match |  | No Match | 89000 | 9468 | 9.4 | 8.9 |  |  | 81000 | 7910 | 3 | 3 | 53000 | 7394 | 2.1 | Federally-Regulated Commercial & Industrial Equipment | 07/25/2000 |  | 12/16/2019
Evcon Industries, Inc. | Evcon | EABA-T/W090 | F*EH090 | HRCU-A-CB, Split System: Heat | Heat Pump | 230 | 3 |  |  |  | No Match |  | No Match | 91000 | 9578 | 9.5 | 8.9 |  |  | 83000 | 8106 | 3 | 3 | 54000 | 7534 | 2.1 | Federally-Regulated Commercial & Industrial Equipment | 07/25/2000 |  | 12/16/2019
Evcon Industries, Inc. | Airpro | EABA-T/ W090 | F*EH090 | HRCU-A-CB, Split System: Heat | Heat Pump | 230 | 3 |  |  |  | No Match |  | No Match | 91000 | 9578 | 9.5 | 8.9 |  |  | 83000 | 8106 | 3 | 3 | 54000 | 7534 | 2.1 | Federally-Regulated Commercial & Industrial Equipment | 07/25/2000 |  | 12/16/2019
International Comfort Products | ICP Commercial | PHS090H***** |  | HSP-A, Single-Package Heat Pum | Heat Pump | 208 | 3 |  |  |  | No Match |  | No Match | 85000 | 9550 | 8.9 | 8.9 |  | 9.2 | 77000 | 7520 | 3 | 3 | 35000 | 6409 | 1.6 | Federally-Regulated Commercial & Industrial Equipment | 07/31/2002 |  | 12/16/2019
International Comfort Products | Tempstar | PHS090H***** |  | HSP-A, Single-Package Heat Pum | Heat Pump | 208 | 3 |  |  |  | No Match |  | No Match | 85000 | 9550 | 8.9 | 8.9 |  | 9.2 | 77000 | 7520 | 3 | 3 | 35000 | 6409 | 1.6 | Federally-Regulated Commercial & Industrial Equipment | 07/31/2002 |  | 12/16/2019
International Comfort Products | Airquest | PHB075H**** |  | HSP-A, Single-Package Heat Pum | Heat Pump | 230 | 3 |  |  |  | No Match |  | No Match | 74000 | 8131 | 9.1 | 8.9 |  |  | 71000 | 6500 | 3.2 | 3 | 41500 | 6079 | 2 | Federally-Regulated Commercial & Industrial Equipment | 06/01/2001 |  | 12/16/2019
International Comfort Products | United Refrigeration, Inc. | PHS090H***** |  | HSP-A, Single-Package Heat Pum | Heat Pump | 230 | 3 |  |  |  | No Match |  | No Match | 85000 | 9550 | 8.9 | 8.9 |  | 9.2 | 77000 | 7520 | 3 | 3 | 35000 | 6409 | 1.6 | Federally-Regulated Commercial & Industrial Equipment | 07/31/2002 |  | 12/16/2019
International Comfort Products | Comfortmaker | PHS090H***** |  | HSP-A, Single-Package Heat Pum | Heat Pump | 208 | 3 |  |  |  | No Match |  | No Match | 85000 | 9550 | 8.9 | 8.9 |  | 9.2 | 77000 | 7520 | 3 | 3 | 35000 | 6409 | 1.6 | Federally-Regulated Commercial & Industrial Equipment | 07/31/2002 |  | 12/16/2019
International Comfort Products | Thermal Zone | PHS090H***** |  | HSP-A, Single-Package Heat Pum | Heat Pump | 208 | 3 |  |  |  | No Match |  | No Match | 85000 | 9550 | 8.9 | 8.9 |  | 9.2 | 77000 | 7520 | 3 | 3 | 35000 | 6409 | 1.6 | Federally-Regulated Commercial & Industrial Equipment | 07/31/2002 |  | 12/16/2019
International Comfort Products | United Refrigeration, Inc. | PHE090L***** |  | HSP-A, Single-Package Heat Pum | Heat Pump | 460 | 3 |  |  |  | No Match |  | No Match | 87000 | 8613 | 10.1 | 8.9 |  |  | 83000 | 7599 | 3.2 | 3 | 47000 | 6259 | 2.2 | Federally-Regulated Commercial & Industrial Equipment | 03/21/2002 |  | 12/16/2019
International Comfort Products | Kenmore | PHS090H***** |  | HSP-A, Single-Package Heat Pum | Heat Pump | 208 | 3 |  |  |  | No Match |  | No Match | 85000 | 9550 | 8.9 | 8.9 |  | 9.2 | 77000 | 7520 | 3 | 3 | 35000 | 6409 | 1.6 | Federally-Regulated Commercial & Industrial Equipment | 07/31/2002 |  | 12/16/2019
International Comfort Products | Arcoaire | PHE090L***** |  | HSP-A, Single-Package Heat Pum | Heat Pump | 460 | 3 |  |  |  | No Match |  | No Match | 87000 | 8613 | 10.1 | 8.9 |  |  | 83000 | 7599 | 3.2 | 3 | 47000 | 6259 | 2.2 | Federally-Regulated Commercial & Industrial Equipment | 03/21/2002 |  | 12/16/2019
International Comfort Products | Heil | PHS090H***** |  | HSP-A, Single-Package Heat Pum | Heat Pump | 208 | 3 |  |  |  | No Match |  | No Match | 85000 | 9550 | 8.9 | 8.9 |  | 9.2 | 77000 | 7520 | 3 | 3 | 35000 | 6409 | 1.6 | Federally-Regulated Commercial & Industrial Equipment | 07/31/2002 |  | 12/16/2019
International Comfort Products | Airquest | PHS090H***** |  | HSP-A, Single-Package Heat Pum | Heat Pump | 230 | 3 |  |  |  | No Match |  | No Match | 85000 | 9550 | 8.9 | 8.9 |  | 9.2 | 77000 | 7520 | 3 | 3 | 35000 | 6409 | 1.6 | Federally-Regulated Commercial & Industrial Equipment | 07/31/2002 |  | 12/16/2019
International Comfort Products | Arcoaire | HPB075L**** |  | HSP-A, Single-Package Heat Pum | Heat Pump | 460 | 3 |  |  |  | No Match |  | No Match | 74000 | 8314 | 8.9 | 8.9 |  |  | 71000 | 6500 | 3.2 | 3 | 41500 | 6079 | 2 | Federally-Regulated Commercial & Industrial Equipment | 06/01/2001 |  | 12/16/2019
International Comfort Products | Comfortmaker | PHE090H***** |  | HSP-A, Single-Package Heat Pum | Heat Pump | 230 | 3 |  |  |  | No Match |  | No Match | 87000 | 8613 | 10.1 | 8.9 |  |  | 83000 | 7599 | 3.2 | 3 | 47000 | 6259 | 2.2 | Federally-Regulated Commercial & Industrial Equipment | 03/21/2002 |  | 12/16/2019
International Comfort Products | Heil | PHS090S***** |  | HSP-A, Single-Package Heat Pum | Heat Pump | 460 | 3 |  |  |  | No Match |  | No Match | 85000 | 9550 | 8.9 | 8.9 |  | 9.2 | 77000 | 7520 | 3 | 3 | 35000 | 6409 | 1.6 | Federally-Regulated Commercial & Industrial Equipment | 07/31/2002 |  | 12/16/2019
International Comfort Products | Comfortmaker | PHE090L***** |  | HSP-A, Single-Package Heat Pum | Heat Pump | 460 | 3 |  |  |  | No Match |  | No Match | 87000 | 8613 | 10.1 | 8.9 |  |  | 83000 | 7599 | 3.2 | 3 | 47000 | 6259 | 2.2 | Federally-Regulated Commercial & Industrial Equipment | 03/21/2002 |  | 12/16/2019
International Comfort Products | Thermal Zone | PHS090H***** |  | HSP-A, Single-Package Heat Pum | Heat Pump | 230 | 3 |  |  |  | No Match |  | No Match | 85000 | 9550 | 8.9 | 8.9 |  | 9.2 | 77000 | 7520 | 3 | 3 | 35000 | 6409 | 1.6 | Federally-Regulated Commercial & Industrial Equipment | 07/31/2002 |  | 12/16/2019
International Comfort Products | Kenmore | PHB075H**** |  | HSP-A, Single-Package Heat Pum | Heat Pump | 208 | 3 |  |  |  | No Match |  | No Match | 74000 | 8314 | 8.9 | 8.9 |  |  | 71000 | 6500 | 3.2 | 3 | 41500 | 6079 | 2 | Federally-Regulated Commercial & Industrial Equipment | 06/01/2001 |  | 12/16/2019
International Comfort Products | Heil | PHE090L***** |  | HSP-A, Single-Package Heat Pum | Heat Pump | 460 | 3 |  |  |  | No Match |  | No Match | 87000 | 8613 | 10.1 | 8.9 |  |  | 83000 | 7599 | 3.2 | 3 | 47000 | 6259 | 2.2 | Federally-Regulated Commercial & Industrial Equipment | 03/21/2002 |  | 12/16/2019
International Comfort Products | Kenmore | PHE090L***** |  | HSP-A, Single-Package Heat Pum | Heat Pump | 460 | 3 |  |  |  | No Match |  | No Match | 87000 | 8613 | 10.1 | 8.9 |  |  | 83000 | 7599 | 3.2 | 3 | 47000 | 6259 | 2.2 | Federally-Regulated Commercial & Industrial Equipment | 03/21/2002 |  | 12/16/2019
International Comfort Products | Kenmore | PHB075S**** |  | HSP-A, Single-Package Heat Pum | Heat Pump | 575 | 3 |  |  |  | No Match |  | No Match | 74000 | 8314 | 8.9 | 8.9 |  |  | 71000 | 6500 | 3.2 | 3 | 41500 | 6079 | 2 | Federally-Regulated Commercial & Industrial Equipment | 06/01/2001 |  | 12/16/2019
International Comfort Products | ICP Commercial | PHB075H**** |  | HSP-A, Single-Package Heat Pum | Heat Pump | 230 | 3 |  |  |  | No Match |  | No Match | 74000 | 8131 | 9.1 | 8.9 |  |  | 71000 | 6500 | 3.2 | 3 | 41500 | 6079 | 2 | Federally-Regulated Commercial & Industrial Equipment | 06/01/2001 |  | 12/16/2019
International Comfort Products | ICP Commercial | PHB075H**** |  | HSP-A, Single-Package Heat Pum | Heat Pump | 208 | 3 |  |  |  | No Match |  | No Match | 74000 | 8314 | 8.9 | 8.9 |  |  | 71000 | 6500 | 3.2 | 3 | 41500 | 6079 | 2 | Federally-Regulated Commercial & Industrial Equipment | 06/01/2001 |  | 12/16/2019
International Comfort Products | ICP Commercial | PHB075S**** |  | HSP-A, Single-Package Heat Pum | Heat Pump | 575 | 3 |  |  |  | No Match |  | No Match | 74000 | 8314 | 8.9 | 8.9 |  |  | 71000 | 6500 | 3.2 | 3 | 41500 | 6079 | 2 | Federally-Regulated Commercial & Industrial Equipment | 06/01/2001 |  | 12/16/2019
International Comfort Products | Airquest | PHB075S**** |  | HSP-A, Single-Package Heat Pum | Heat Pump | 575 | 3 |  |  |  | No Match |  | No Match | 74000 | 8314 | 8.9 | 8.9 |  |  | 71000 | 6500 | 3.2 | 3 | 41500 | 6079 | 2 | Federally-Regulated Commercial & Industrial Equipment | 06/01/2001 |  | 12/16/2019
International Comfort Products | Arcoaire | PHE090H***** |  | HSP-A, Single-Package Heat Pum | Heat Pump | 208 | 3 |  |  |  | No Match |  | No Match | 87000 | 8613 | 10.1 | 8.9 |  |  | 83000 | 7599 | 3.2 | 3 | 47000 | 6259 | 2.2 | Federally-Regulated Commercial & Industrial Equipment | 03/21/2002 |  | 12/16/2019
International Comfort Products | ICP Commercial | PHE090L***** |  | HSP-A, Single-Package Heat Pum | Heat Pump | 460 | 3 |  |  |  | No Match |  | No Match | 87000 | 8613 | 10.1 | 8.9 |  |  | 83000 | 7599 | 3.2 | 3 | 47000 | 6259 | 2.2 | Federally-Regulated Commercial & Industrial Equipment | 03/21/2002 |  | 12/16/2019
International Comfort Products | Heil | PHS090H***** |  | HSP-A, Single-Package Heat Pum | Heat Pump | 230 | 3 |  |  |  | No Match |  | No Match | 85000 | 9550 | 8.9 | 8.9 |  | 9.2 | 77000 | 7520 | 3 | 3 | 35000 | 6409 | 1.6 | Federally-Regulated Commercial & Industrial Equipment | 07/31/2002 |  | 12/16/2019
International Comfort Products | Kenmore | PHE090H***** |  | HSP-A, Single-Package Heat Pum | Heat Pump | 230 | 3 |  |  |  | No Match |  | No Match | 87000 | 8613 | 10.1 | 8.9 |  |  | 83000 | 7599 | 3.2 | 3 | 47000 | 6259 | 2.2 | Federally-Regulated Commercial & Industrial Equipment | 03/21/2002 |  | 12/16/2019
International Comfort Products | United Refrigeration, Inc. | PHE090H***** |  | HSP-A, Single-Package Heat Pum | Heat Pump | 230 | 3 |  |  |  | No Match |  | No Match | 87000 | 8613 | 10.1 | 8.9 |  |  | 83000 | 7599 | 3.2 | 3 | 47000 | 6259 | 2.2 | Federally-Regulated Commercial & Industrial Equipment | 03/21/2002 |  | 12/16/2019
International Comfort Products | ICP Commercial | PHE090H***** |  | HSP-A, Single-Package Heat Pum | Heat Pump | 208 | 3 |  |  |  | No Match |  | No Match | 87000 | 8613 | 10.1 | 8.9 |  |  | 83000 | 7599 | 3.2 | 3 | 47000 | 6259 | 2.2 | Federally-Regulated Commercial & Industrial Equipment | 03/21/2002 |  | 12/16/2019
International Comfort Products | Kenmore | PHS090H***** |  | HSP-A, Single-Package Heat Pum | Heat Pump | 230 | 3 |  |  |  | No Match |  | No Match | 85000 | 9550 | 8.9 | 8.9 |  | 9.2 | 77000 | 7520 | 3 | 3 | 35000 | 6409 | 1.6 | Federally-Regulated Commercial & Industrial Equipment | 07/31/2002 |  | 12/16/2019
International Comfort Products | Heil | PHB075S**** |  | HSP-A, Single-Package Heat Pum | Heat Pump | 575 | 3 |  |  |  | No Match |  | No Match | 74000 | 8314 | 8.9 | 8.9 |  |  | 71000 | 6500 | 3.2 | 3 | 41500 | 6079 | 2 | Federally-Regulated Commercial & Industrial Equipment | 06/01/2001 |  | 12/16/2019
International Comfort Products | Tempstar | PHE090H***** |  | HSP-A, Single-Package Heat Pum | Heat Pump | 208 | 3 |  |  |  | No Match |  | No Match | 87000 | 8613 | 10.1 | 8.9 |  |  | 83000 | 7599 | 3.2 | 3 | 47000 | 6259 | 2.2 | Federally-Regulated Commercial & Industrial Equipment | 03/21/2002 |  | 12/16/2019
International Comfort Products | Comfortmaker | HPB075H**** |  | HSP-A, Single-Package Heat Pum | Heat Pump | 230 | 3 |  |  |  | No Match |  | No Match | 74000 | 8131 | 9.1 | 8.9 |  |  | 71000 | 6500 | 3.2 | 3 | 41500 | 6079 | 2 | Federally-Regulated Commercial & Industrial Equipment | 06/01/2001 |  | 12/16/2019
International Comfort Products | Heil | PHB075L**** |  | HSP-A, Single-Package Heat Pum | Heat Pump | 460 | 3 |  |  |  | No Match |  | No Match | 74000 | 8314 | 8.9 | 8.9 |  |  | 71000 | 6500 | 3.2 | 3 | 41500 | 6079 | 2 | Federally-Regulated Commercial & Industrial Equipment | 06/01/2001 |  | 12/16/2019
International Comfort Products | Comfortmaker | HPB075L**** |  | HSP-A, Single-Package Heat Pum | Heat Pump | 460 | 3 |  |  |  | No Match |  | No Match | 74000 | 8314 | 8.9 | 8.9 |  |  | 71000 | 6500 | 3.2 | 3 | 41500 | 6079 | 2 | Federally-Regulated Commercial & Industrial Equipment | 06/01/2001 |  | 12/16/2019
International Comfort Products | Kenmore | PHB075L**** |  | HSP-A, Single-Package Heat Pum | Heat Pump | 460 | 3 |  |  |  | No Match |  | No Match | 74000 | 8314 | 8.9 | 8.9 |  |  | 71000 | 6500 | 3.2 | 3 | 41500 | 6079 | 2 | Federally-Regulated Commercial & Industrial Equipment | 06/01/2001 |  | 12/16/2019
International Comfort Products | Arcoaire | PHS090H***** |  | HSP-A, Single-Package Heat Pum | Heat Pump | 208 | 3 |  |  |  | No Match |  | No Match | 85000 | 9550 | 8.9 | 8.9 |  | 9.2 | 77000 | 7520 | 3 | 3 | 35000 | 6409 | 1.6 | Federally-Regulated Commercial & Industrial Equipment | 07/31/2002 |  | 12/16/2019
International Comfort Products | Heil | PHE090H***** |  | HSP-A, Single-Package Heat Pum | Heat Pump | 208 | 3 |  |  |  | No Match |  | No Match | 87000 | 8613 | 10.1 | 8.9 |  |  | 83000 | 7599 | 3.2 | 3 | 47000 | 6259 | 2.2 | Federally-Regulated Commercial & Industrial Equipment | 03/21/2002 |  | 12/16/2019
International Comfort Products | United Refrigeration, Inc. | PHS090H***** |  | HSP-A, Single-Package Heat Pum | Heat Pump | 208 | 3 |  |  |  | No Match |  | No Match | 85000 | 9550 | 8.9 | 8.9 |  | 9.2 | 77000 | 7520 | 3 | 3 | 35000 | 6409 | 1.6 | Federally-Regulated Commercial & Industrial Equipment | 07/31/2002 |  | 12/16/2019
International Comfort Products | Heil | PHE120L***** |  | HSP-A, Single-Package Heat Pum | Heat Pump | 460 | 3 |  |  |  | No Match |  | No Match | 114000 | 11287 | 10.1 | 8.9 |  | 10.4 | 112000 | 10254 | 3.2 | 3 | 63000 | 8390 | 2.2 | Federally-Regulated Commercial & Industrial Equipment | 07/31/2002 |  | 12/16/2019
International Comfort Products | Comfortmaker | PHE090H***** |  | HSP-A, Single-Package Heat Pum | Heat Pump | 208 | 3 |  |  |  | No Match |  | No Match | 87000 | 8613 | 10.1 | 8.9 |  |  | 83000 | 7599 | 3.2 | 3 | 47000 | 6259 | 2.2 | Federally-Regulated Commercial & Industrial Equipment | 03/21/2002 |  | 12/16/2019
International Comfort Products | Tempstar | PHB075H**** |  | HSP-A, Single-Package Heat Pum | Heat Pump | 208 | 3 |  |  |  | No Match |  | No Match | 74000 | 8314 | 8.9 | 8.9 |  |  | 71000 | 6500 | 3.2 | 3 | 41500 | 6079 | 2 | Federally-Regulated Commercial & Industrial Equipment | 06/01/2001 |  | 12/16/2019
International Comfort Products | Kenmore | PHB075H**** |  | HSP-A, Single-Package Heat Pum | Heat Pump | 230 | 3 |  |  |  | No Match |  | No Match | 74000 | 8131 | 9.1 | 8.9 |  |  | 71000 | 6500 | 3.2 | 3 | 41500 | 6079 | 2 | Federally-Regulated Commercial & Industrial Equipment | 06/01/2001 |  | 12/16/2019
International Comfort Products | Tempstar | PHB075L**** |  | HSP-A, Single-Package Heat Pum | Heat Pump | 460 | 3 |  |  |  | No Match |  | No Match | 74000 | 8314 | 8.9 | 8.9 |  |  | 71000 | 6500 | 3.2 | 3 | 41500 | 6079 | 2 | Federally-Regulated Commercial & Industrial Equipment | 06/01/2001 |  | 12/16/2019
International Comfort Products | Airquest | PHE090L***** |  | HSP-A, Single-Package Heat Pum | Heat Pump | 460 | 3 |  |  |  | No Match |  | No Match | 87000 | 8613 | 10.1 | 8.9 |  |  | 83000 | 7599 | 3.2 | 3 | 47000 | 6259 | 2.2 | Federally-Regulated Commercial & Industrial Equipment | 03/21/2002 |  | 12/16/2019
International Comfort Products | Tempstar | PHS090H***** |  | HSP-A, Single-Package Heat Pum | Heat Pump | 230 | 3 |  |  |  | No Match |  | No Match | 85000 | 9550 | 8.9 | 8.9 |  | 9.2 | 77000 | 7520 | 3 | 3 | 35000 | 6409 | 1.6 | Federally-Regulated Commercial & Industrial Equipment | 07/31/2002 |  | 12/16/2019
International Comfort Products | Heil | PHB075H**** |  | HSP-A, Single-Package Heat Pum | Heat Pump | 208 | 3 |  |  |  | No Match |  | No Match | 74000 | 8314 | 8.9 | 8.9 |  |  | 71000 | 6500 | 3.2 | 3 | 41500 | 6079 | 2 | Federally-Regulated Commercial & Industrial Equipment | 06/01/2001 |  | 12/16/2019
International Comfort Products | Airquest | PHE090H***** |  | HSP-A, Single-Package Heat Pum | Heat Pump | 230 | 3 |  |  |  | No Match |  | No Match | 87000 | 8613 | 10.1 | 8.9 |  |  | 83000 | 7599 | 3.2 | 3 | 47000 | 6259 | 2.2 | Federally-Regulated Commercial & Industrial Equipment | 03/21/2002 |  | 12/16/2019
International Comfort Products | Airquest | PHE090H***** |  | HSP-A, Single-Package Heat Pum | Heat Pump | 208 | 3 |  |  |  | No Match |  | No Match | 87000 | 8613 | 10.1 | 8.9 |  |  | 83000 | 7599 | 3.2 | 3 | 47000 | 6259 | 2.2 | Federally-Regulated Commercial & Industrial Equipment | 03/21/2002 |  | 12/16/2019
International Comfort Products | Tempstar | PHB075S**** |  | HSP-A, Single-Package Heat Pum | Heat Pump | 575 | 3 |  |  |  | No Match |  | No Match | 74000 | 8314 | 8.9 | 8.9 |  |  | 71000 | 6500 | 3.2 | 3 | 41500 | 6079 | 2 | Federally-Regulated Commercial & Industrial Equipment | 06/01/2001 |  | 12/16/2019
International Comfort Products | ICP Commercial | PHB075L**** |  | HSP-A, Single-Package Heat Pum | Heat Pump | 460 | 3 |  |  |  | No Match |  | No Match | 74000 | 8314 | 8.9 | 8.9 |  |  | 71000 | 6500 | 3.2 | 3 | 41500 | 6079 | 2 | Federally-Regulated Commercial & Industrial Equipment | 06/01/2001 |  | 12/16/2019
International Comfort Products | Heil | PHE090H***** |  | HSP-A, Single-Package Heat Pum | Heat Pump | 230 | 3 |  |  |  | No Match |  | No Match | 87000 | 8613 | 10.1 | 8.9 |  |  | 83000 | 7599 | 3.2 | 3 | 47000 | 6259 | 2.2 | Federally-Regulated Commercial & Industrial Equipment | 03/21/2002 |  | 12/16/2019
International Comfort Products | Airquest | PHS090H***** |  | HSP-A, Single-Package Heat Pum | Heat Pump | 208 | 3 |  |  |  | No Match |  | No Match | 85000 | 9550 | 8.9 | 8.9 |  | 9.2 | 77000 | 7520 | 3 | 3 | 35000 | 6409 | 1.6 | Federally-Regulated Commercial & Industrial Equipment | 07/31/2002 |  | 12/16/2019
International Comfort Products | Airquest | PHB075L**** |  | HSP-A, Single-Package Heat Pum | Heat Pump | 460 | 3 |  |  |  | No Match |  | No Match | 74000 | 8314 | 8.9 | 8.9 |  |  | 71000 | 6500 | 3.2 | 3 | 41500 | 6079 | 2 | Federally-Regulated Commercial & Industrial Equipment | 06/01/2001 |  | 12/16/2019
International Comfort Products | Comfortmaker | HPB075S**** |  | HSP-A, Single-Package Heat Pum | Heat Pump | 575 | 3 |  |  |  | No Match |  | No Match | 74000 | 8314 | 8.9 | 8.9 |  |  | 71000 | 6500 | 3.2 | 3 | 41500 | 6079 | 2 | Federally-Regulated Commercial & Industrial Equipment | 06/01/2001 |  | 12/16/2019
International Comfort Products | Arcoaire | PHE090H***** |  | HSP-A, Single-Package Heat Pum | Heat Pump | 230 | 3 |  |  |  | No Match |  | No Match | 87000 | 8613 | 10.1 | 8.9 |  |  | 83000 | 7599 | 3.2 | 3 | 47000 | 6259 | 2.2 | Federally-Regulated Commercial & Industrial Equipment | 03/21/2002 |  | 12/16/2019
International Comfort Products | Arcoaire | HPB075H**** |  | HSP-A, Single-Package Heat Pum | Heat Pump | 208 | 3 |  |  |  | No Match |  | No Match | 74000 | 8314 | 8.9 | 8.9 |  |  | 71000 | 6500 | 3.2 | 3 | 41500 | 6079 | 2 | Federally-Regulated Commercial & Industrial Equipment | 06/01/2001 |  | 12/16/2019
International Comfort Products | Comfortmaker | PHS090H***** |  | HSP-A, Single-Package Heat Pum | Heat Pump | 230 | 3 |  |  |  | No Match |  | No Match | 85000 | 9550 | 8.9 | 8.9 |  | 9.2 | 77000 | 7520 | 3 | 3 | 35000 | 6409 | 1.6 | Federally-Regulated Commercial & Industrial Equipment | 07/31/2002 |  | 12/16/2019
International Comfort Products | Tempstar | PHE090L***** |  | HSP-A, Single-Package Heat Pum | Heat Pump | 460 | 3 |  |  |  | No Match |  | No Match | 87000 | 8613 | 10.1 | 8.9 |  |  | 83000 | 7599 | 3.2 | 3 | 47000 | 6259 | 2.2 | Federally-Regulated Commercial & Industrial Equipment | 03/21/2002 |  | 12/16/2019
International Comfort Products | Heil | PHB075H**** |  | HSP-A, Single-Package Heat Pum | Heat Pump | 230 | 3 |  |  |  | No Match |  | No Match | 74000 | 8131 | 9.1 | 8.9 |  |  | 71000 | 6500 | 3.2 | 3 | 41500 | 6079 | 2 | Federally-Regulated Commercial & Industrial Equipment | 06/01/2001 |  | 12/16/2019
International Comfort Products | Tempstar | PHE090H***** |  | HSP-A, Single-Package Heat Pum | Heat Pump | 230 | 3 |  |  |  | No Match |  | No Match | 87000 | 8613 | 10.1 | 8.9 |  |  | 83000 | 7599 | 3.2 | 3 | 47000 | 6259 | 2.2 | Federally-Regulated Commercial & Industrial Equipment | 03/21/2002 |  | 12/16/2019
International Comfort Products | Airquest | PHB075H**** |  | HSP-A, Single-Package Heat Pum | Heat Pump | 208 | 3 |  |  |  | No Match |  | No Match | 74000 | 8314 | 8.9 | 8.9 |  |  | 71000 | 6500 | 3.2 | 3 | 41500 | 6079 | 2 | Federally-Regulated Commercial & Industrial Equipment | 06/01/2001 |  | 12/16/2019
International Comfort Products | Thermal Zone | PHE090L***** |  | HSP-A, Single-Package Heat Pum | Heat Pump | 460 | 3 |  |  |  | No Match |  | No Match | 87000 | 8613 | 10.1 | 8.9 |  |  | 83000 | 7599 | 3.2 | 3 | 47000 | 6259 | 2.2 | Federally-Regulated Commercial & Industrial Equipment | 05/21/2002 |  | 12/16/2019
International Comfort Products | Thermal Zone | PHE090H***** |  | HSP-A, Single-Package Heat Pum | Heat Pump | 230 | 3 |  |  |  | No Match |  | No Match | 87000 | 8613 | 10.1 | 8.9 |  |  | 83000 | 7599 | 3.2 | 3 | 47000 | 6259 | 2.2 | Federally-Regulated Commercial & Industrial Equipment | 05/21/2002 |  | 12/16/2019
International Comfort Products | Arcoaire | HPB075H**** |  | HSP-A, Single-Package Heat Pum | Heat Pump | 230 | 3 |  |  |  | No Match |  | No Match | 74000 | 8131 | 9.1 | 8.9 |  |  | 71000 | 6500 | 3.2 | 3 | 41500 | 6079 | 2 | Federally-Regulated Commercial & Industrial Equipment | 06/01/2001 |  | 12/16/2019
International Comfort Products | Heil | PHE120H***** |  | HSP-A, Single-Package Heat Pum | Heat Pump | 230 | 3 |  |  |  | No Match |  | No Match | 114000 | 11287 | 10.1 | 8.9 |  | 10.4 | 112000 | 10254 | 3.2 | 3 | 63000 | 8390 | 2.2 | Federally-Regulated Commercial & Industrial Equipment | 07/31/2002 |  | 12/16/2019
International Comfort Products | Kenmore | PHE090H***** |  | HSP-A, Single-Package Heat Pum | Heat Pump | 208 | 3 |  |  |  | No Match |  | No Match | 87000 | 8613 | 10.1 | 8.9 |  |  | 83000 | 7599 | 3.2 | 3 | 47000 | 6259 | 2.2 | Federally-Regulated Commercial & Industrial Equipment | 03/21/2002 |  | 12/16/2019
International Comfort Products | Heil | PHS090L***** |  | HSP-A, Single-Package Heat Pum | Heat Pump | 460 | 3 |  |  |  | No Match |  | No Match | 85000 | 9550 | 8.9 | 8.9 |  | 9.2 | 77000 | 7520 | 3 | 3 | 35000 | 6409 | 1.6 | Federally-Regulated Commercial & Industrial Equipment | 07/31/2002 |  | 12/16/2019
International Comfort Products | Arcoaire | PHS090H***** |  | HSP-A, Single-Package Heat Pum | Heat Pump | 230 | 3 |  |  |  | No Match |  | No Match | 85000 | 9550 | 8.9 | 8.9 |  | 9.2 | 77000 | 7520 | 3 | 3 | 35000 | 6409 | 1.6 | Federally-Regulated Commercial & Industrial Equipment | 07/31/2002 |  | 12/16/2019
International Comfort Products | Comfortmaker | HPB075H**** |  | HSP-A, Single-Package Heat Pum | Heat Pump | 208 | 3 |  |  |  | No Match |  | No Match | 74000 | 8314 | 8.9 | 8.9 |  |  | 71000 | 6500 | 3.2 | 3 | 41500 | 6079 | 2 | Federally-Regulated Commercial & Industrial Equipment | 06/01/2001 |  | 12/16/2019
International Comfort Products | Arcoaire | HPB075S**** |  | HSP-A, Single-Package Heat Pum | Heat Pump | 575 | 3 |  |  |  | No Match |  | No Match | 74000 | 8314 | 8.9 | 8.9 |  |  | 71000 | 6500 | 3.2 | 3 | 41500 | 6079 | 2 | Federally-Regulated Commercial & Industrial Equipment | 06/01/2001 |  | 12/16/2019
International Comfort Products | ICP Commercial | PHE090H***** |  | HSP-A, Single-Package Heat Pum | Heat Pump | 230 | 3 |  |  |  | No Match |  | No Match | 87000 | 8613 | 10.1 | 8.9 |  |  | 83000 | 7599 | 3.2 | 3 | 47000 | 6259 | 2.2 | Federally-Regulated Commercial & Industrial Equipment | 03/21/2002 |  | 12/16/2019
International Comfort Products | Thermal Zone | PHE090H***** |  | HSP-A, Single-Package Heat Pum | Heat Pump | 208 | 3 |  |  |  | No Match |  | No Match | 87000 | 8613 | 10.1 | 8.9 |  |  | 83000 | 7599 | 3.2 | 3 | 47000 | 6259 | 2.2 | Federally-Regulated Commercial & Industrial Equipment | 05/21/2002 |  | 12/16/2019
International Comfort Products | Tempstar | PHB075H**** |  | HSP-A, Single-Package Heat Pum | Heat Pump | 230 | 3 |  |  |  | No Match |  | No Match | 74000 | 8131 | 9.1 | 8.9 |  |  | 71000 | 6500 | 3.2 | 3 | 41500 | 6079 | 2 | Federally-Regulated Commercial & Industrial Equipment | 06/01/2001 |  | 12/16/2019
International Comfort Products | Heil | PHE120H***** |  | HSP-A, Single-Package Heat Pum | Heat Pump | 208 | 3 |  |  |  | No Match |  | No Match | 114000 | 11287 | 10.1 | 8.9 |  | 10.4 | 112000 | 10254 | 3.2 | 3 | 63000 | 8390 | 2.2 | Federally-Regulated Commercial & Industrial Equipment | 07/31/2002 |  | 12/16/2019
International Comfort Products | United Refrigeration, Inc. | PHE090H***** |  | HSP-A, Single-Package Heat Pum | Heat Pump | 208 | 3 |  |  |  | No Match |  | No Match | 87000 | 8613 | 10.1 | 8.9 |  |  | 83000 | 7599 | 3.2 | 3 | 47000 | 6259 | 2.2 | Federally-Regulated Commercial & Industrial Equipment | 03/21/2002 |  | 12/16/2019
International Comfort Products | Heil | PHE120S***** |  | HSP-A, Single-Package Heat Pum | Heat Pump | 575 | 3 |  |  |  | No Match |  | No Match | 114000 | 11287 | 10.1 | 8.9 |  | 10.4 | 112000 | 10254 | 3.2 | 3 | 63000 | 8390 | 2.2 | Federally-Regulated Commercial & Industrial Equipment | 07/31/2002 |  | 12/16/2019
International Comfort Products | ICP Commercial | PHS090H***** |  | HSP-A, Single-Package Heat Pum | Heat Pump | 230 | 3 |  |  |  | No Match |  | No Match | 85000 | 9550 | 8.9 | 8.9 |  | 9.2 | 77000 | 7520 | 3 | 3 | 35000 | 6409 | 1.6 | Federally-Regulated Commercial & Industrial Equipment | 07/31/2002 |  | 12/16/2019
Rheem Sales Company, Inc. | Rheem | RJNL-B120C |  | HSP-A, Single-Package Heat Pum | Heat Pump | 230 | 3 | False |  |  |  | False | Single-Speed | 120000 | 10909 | 11 | 10.8 |  |  | 109000 | 9395 | 3.4 | 3.3 | 69000 | 8792 | 2.3 | Federally-Regulated Commercial & Industrial Equipment | 01/28/2019 |  | 12/16/2019
Rheem Sales Company, Inc. | Rheem | RJNL-B120C |  | HSP-A, Single-Package Heat Pum | Heat Pump | 208 | 3 | False |  |  |  | False | Single-Speed | 120000 | 10909 | 11 | 10.8 |  |  | 109000 | 9395 | 3.4 | 3.3 | 69000 | 8792 | 2.3 | Federally-Regulated Commercial & Industrial Equipment | 01/28/2019 |  | 12/16/2019
Rheem Sales Company, Inc. | Rheem | RJNL-B120D |  | HSP-A, Single-Package Heat Pum | Heat Pump | 460 | 3 | False |  |  |  | False | Single-Speed | 120000 | 10909 | 11 | 10.8 |  |  | 109000 | 9395 | 3.4 | 3.3 | 69000 | 8792 | 2.3 | Federally-Regulated Commercial & Industrial Equipment | 01/28/2019 |  | 12/16/2019
Rheem Sales Company, Inc. | Rheem | RJNL-B090C |  | HSP-A, Single-Package Heat Pum | Heat Pump | 230 | 3 | False |  |  |  | False | Single-Speed | 94000 | 8468 | 11.1 | 10.8 |  |  | 87000 | 7499 | 3.4 | 3.3 | 52000 | 6626 | 2.3 | Federally-Regulated Commercial & Industrial Equipment | 01/28/2019 |  | 12/16/2019
Rheem Sales Company, Inc. | Rheem | RJNL-B090D |  | HSP-A, Single-Package Heat Pum | Heat Pump | 460 | 3 | False |  |  |  | False | Single-Speed | 94000 | 8468 | 11.1 | 10.8 |  |  | 87000 | 7499 | 3.4 | 3.3 | 52000 | 6626 | 2.3 | Federally-Regulated Commercial & Industrial Equipment | 01/28/2019 |  | 12/16/2019
Rheem Sales Company, Inc. | Rheem | RJNL-B090C |  | HSP-A, Single-Package Heat Pum | Heat Pump | 208 | 3 | False |  |  |  | False | Single-Speed | 94000 | 8468 | 11.1 | 10.8 |  |  | 87000 | 7499 | 3.4 | 3.3 | 52000 | 6626 | 2.3 | Federally-Regulated Commercial & Industrial Equipment | 01/28/2019 |  | 12/16/2019
York International | York | XP120[C,E]***(2,4,5)* |  | HSP-A, Single-Package Heat Pum | Both Heat Pump and Electric Re | 208 | 3 |  |  |  |  | True | Single-Speed | 118000 | 10727 | 11 | 8.9 |  | 12.4 | 144000 | 12065 | 3.5 | 3 | 66000 | 8415 | 2.3 | Federally-Regulated Commercial & Industrial Equipment | 02/11/2008 |  | 12/16/2019
York International | York | BQ240[E18,E36]***(2,4,5)* |  | HSP-A, Single-Package Heat Pum | Both Heat Pump and Electric Re | 208 | 3 |  |  |  |  | True | Single-Speed | 218000 | 22947 | 9.5 | 8.5 |  | 10.2 | 210000 | 19866 | 3.1 | 2.9 | 130000 | 19062 | 2 | Federally-Regulated Commercial & Industrial Equipment | 01/18/2008 |  | 12/16/2019
York International | Coleman | XA-07[C,E]***(T,W,X)* |  | HSP-A, Single-Package Heat Pum | Both Heat Pump and Electric Re | 575 | 3 |  |  |  |  | True | Single-Speed | 92000 | 8364 | 11 | 8.9 |  | 12.4 | 92000 | 8458 | 3.2 | 3 | 55000 | 7013 | 2.3 | Federally-Regulated Commercial & Industrial Equipment | 07/16/2009 |  | 12/16/2019
York International | Luxaire | XA-06[C,E]***(T,W,X)* |  | HSP-A, Single-Package Heat Pum | Both Heat Pump and Electric Re | 230 | 3 |  |  |  |  | True | Single-Speed | 78000 | 7091 | 11 | 8.9 |  | 12.4 | 78000 | 6535 | 3.5 | 3 | 48000 | 6120 | 2.3 | Federally-Regulated Commercial & Industrial Equipment | 02/11/2008 |  | 12/16/2019
York International | Fraser Johnston | XA-10[C,E]***(T,W,X)* |  | HSP-A, Single-Package Heat Pum | Both Heat Pump and Electric Re | 230 | 3 |  |  |  |  | True | Single-Speed | 118000 | 10727 | 11 | 8.9 |  | 12.4 | 144000 | 12065 | 3.5 | 3 | 66000 | 8415 | 2.3 | Federally-Regulated Commercial & Industrial Equipment | 02/11/2008 |  | 12/16/2019
York International | Fraser Johnston | XA-06[C,E]***(T,W,X)* |  | HSP-A, Single-Package Heat Pum | Both Heat Pump and Electric Re | 460 | 3 |  |  |  |  | True | Single-Speed | 78000 | 7091 | 11 | 8.9 |  | 12.4 | 78000 | 6535 | 3.5 | 3 | 48000 | 6120 | 2.3 | Federally-Regulated Commercial & Industrial Equipment | 02/11/2008 |  | 12/16/2019
York International | Coleman | XA-10[C,E]***(T,W,X)* |  | HSP-A, Single-Package Heat Pum | Both Heat Pump and Electric Re | 208 | 3 |  |  |  |  | True | Single-Speed | 118000 | 10727 | 11 | 8.9 |  | 12.4 | 144000 | 12065 | 3.5 | 3 | 66000 | 8415 | 2.3 | Federally-Regulated Commercial & Industrial Equipment | 02/11/2008 |  | 12/16/2019
York International | Fraser Johnston | XA-07[C,E]***(T,W,X)* |  | HSP-A, Single-Package Heat Pum | Both Heat Pump and Electric Re | 208 | 3 |  |  |  |  | True | Single-Speed | 92000 | 8364 | 11 | 8.9 |  | 12.4 | 92000 | 8458 | 3.2 | 3 | 55000 | 7013 | 2.3 | Federally-Regulated Commercial & Industrial Equipment | 07/16/2009 |  | 12/16/2019
York International | Fraser Johnston | XA-10[C,E]***(T,W,X)* |  | HSP-A, Single-Package Heat Pum | Both Heat Pump and Electric Re | 575 | 3 |  |  |  |  | True | Single-Speed | 118000 | 10727 | 11 | 8.9 |  | 12.4 | 144000 | 12065 | 3.5 | 3 | 66000 | 8415 | 2.3 | Federally-Regulated Commercial & Industrial Equipment | 02/11/2008 |  | 12/16/2019
York International | Evcon | XA-07[C,E]***(T,W,X)* |  | HSP-A, Single-Package Heat Pum | Both Heat Pump and Electric Re | 460 | 3 |  |  |  |  | True | Single-Speed | 92000 | 8364 | 11 | 8.9 |  | 12.4 | 92000 | 8458 | 3.2 | 3 | 55000 | 7013 | 2.3 | Federally-Regulated Commercial & Industrial Equipment | 07/16/2009 |  | 12/16/2019
York International | York | XP078[C,E]***(2,4,5)* |  | HSP-A, Single-Package Heat Pum | Both Heat Pump and Electric Re | 575 | 3 |  |  |  |  | True | Single-Speed | 78000 | 7091 | 11 | 8.9 |  | 12.4 | 78000 | 6535 | 3.5 | 3 | 48000 | 6120 | 2.3 | Federally-Regulated Commercial & Industrial Equipment | 02/11/2008 |  | 12/16/2019
York International | York | XP078[C,E]***(2,4,5)* |  | HSP-A, Single-Package Heat Pum | Both Heat Pump and Electric Re | 230 | 3 |  |  |  |  | True | Single-Speed | 78000 | 7091 | 11 | 8.9 |  | 12.4 | 78000 | 6535 | 3.5 | 3 | 48000 | 6120 | 2.3 | Federally-Regulated Commercial & Industrial Equipment | 02/11/2008 |  | 12/16/2019
York International | York | XP078[C,E]***(2,4,5)* |  | HSP-A, Single-Package Heat Pum | Both Heat Pump and Electric Re | 208 | 3 |  |  |  |  | True | Single-Speed | 78000 | 7091 | 11 | 8.9 |  | 12.4 | 78000 | 6535 | 3.5 | 3 | 48000 | 6120 | 2.3 | Federally-Regulated Commercial & Industrial Equipment | 02/11/2008 |  | 12/16/2019
York International | Luxaire | XA-06[C,E]***(T,W,X)* |  | HSP-A, Single-Package Heat Pum | Both Heat Pump and Electric Re | 208 | 3 |  |  |  |  | True | Single-Speed | 78000 | 7091 | 11 | 8.9 |  | 12.4 | 78000 | 6535 | 3.5 | 3 | 48000 | 6120 | 2.3 | Federally-Regulated Commercial & Industrial Equipment | 02/11/2008 |  | 12/16/2019
York International | York | BQ240[E18,E36]***(2,4,5)* |  | HSP-A, Single-Package Heat Pum | Both Heat Pump and Electric Re | 460 | 3 |  |  |  |  | True | Single-Speed | 218000 | 22947 | 9.5 | 8.5 |  | 10.2 | 210000 | 19866 | 3.1 | 2.9 | 130000 | 19062 | 2 | Federally-Regulated Commercial & Industrial Equipment | 01/18/2008 |  | 12/16/2019
York International | York | BP240[E18,E36]***(2,4,5)* |  | HSP-A, Single-Package Heat Pum | Both Heat Pump and Electric Re | 208 | 3 |  |  |  |  | True | Single-Speed | 226000 | 21942 | 10.3 | 8.5 |  | 10.2 | 172000 | 15762 | 3.2 | 2.9 | 102000 | 14244 | 2.1 | Federally-Regulated Commercial & Industrial Equipment | 01/18/2008 |  | 12/16/2019
York International | Luxaire | XA-10[C,E]***(T,W,X)* |  | HSP-A, Single-Package Heat Pum | Both Heat Pump and Electric Re | 575 | 3 |  |  |  |  | True | Single-Speed | 118000 | 10727 | 11 | 8.9 |  | 12.4 | 144000 | 12065 | 3.5 | 3 | 66000 | 8415 | 2.3 | Federally-Regulated Commercial & Industrial Equipment | 02/11/2008 |  | 12/16/2019
York International | Luxaire | XA-10[C,E]***(T,W,X)* |  | HSP-A, Single-Package Heat Pum | Both Heat Pump and Electric Re | 208 | 3 |  |  |  |  | True | Single-Speed | 118000 | 10727 | 11 | 8.9 |  | 12.4 | 144000 | 12065 | 3.5 | 3 | 66000 | 8415 | 2.3 | Federally-Regulated Commercial & Industrial Equipment | 02/11/2008 |  | 12/16/2019
York International | Luxaire | XA-06[C,E]***(T,W,X)* |  | HSP-A, Single-Package Heat Pum | Both Heat Pump and Electric Re | 460 | 3 |  |  |  |  | True | Single-Speed | 78000 | 7091 | 11 | 8.9 |  | 12.4 | 78000 | 6535 | 3.5 | 3 | 48000 | 6120 | 2.3 | Federally-Regulated Commercial & Industrial Equipment | 02/11/2008 |  | 12/16/2019
York International | Coleman | XA-07[C,E]***(T,W,X)* |  | HSP-A, Single-Package Heat Pum | Both Heat Pump and Electric Re | 208 | 3 |  |  |  |  | True | Single-Speed | 92000 | 8364 | 11 | 8.9 |  | 12.4 | 92000 | 8458 | 3.2 | 3 | 55000 | 7013 | 2.3 | Federally-Regulated Commercial & Industrial Equipment | 07/16/2009 |  | 12/16/2019
York International | Coleman | XA-10[C,E]***(T,W,X)* |  | HSP-A, Single-Package Heat Pum | Both Heat Pump and Electric Re | 230 | 3 |  |  |  |  | True | Single-Speed | 118000 | 10727 | 11 | 8.9 |  | 12.4 | 144000 | 12065 | 3.5 | 3 | 66000 | 8415 | 2.3 | Federally-Regulated Commercial & Industrial Equipment | 02/11/2008 |  | 12/16/2019
York International | Luxaire | XA-10[C,E]***(T,W,X)* |  | HSP-A, Single-Package Heat Pum | Both Heat Pump and Electric Re | 460 | 3 |  |  |  |  | True | Single-Speed | 118000 | 10727 | 11 | 8.9 |  | 12.4 | 144000 | 12065 | 3.5 | 3 | 66000 | 8415 | 2.3 | Federally-Regulated Commercial & Industrial Equipment | 02/11/2008 |  | 12/16/2019
York International | Fraser Johnston | XA-06[C,E]***(T,W,X)* |  | HSP-A, Single-Package Heat Pum | Both Heat Pump and Electric Re | 575 | 3 |  |  |  |  | True | Single-Speed | 78000 | 7091 | 11 | 8.9 |  | 12.4 | 78000 | 6535 | 3.5 | 3 | 48000 | 6120 | 2.3 | Federally-Regulated Commercial & Industrial Equipment | 02/11/2008 |  | 12/16/2019
York International | Fraser Johnston | XA-07[C,E]***(T,W,X)* |  | HSP-A, Single-Package Heat Pum | Both Heat Pump and Electric Re | 460 | 3 |  |  |  |  | True | Single-Speed | 92000 | 8364 | 11 | 8.9 |  | 12.4 | 92000 | 8458 | 3.2 | 3 | 55000 | 7013 | 2.3 | Federally-Regulated Commercial & Industrial Equipment | 07/16/2009 |  | 12/16/2019
York International | Evcon | XA-06[C,E]***(T,W,X)* |  | HSP-A, Single-Package Heat Pum | Both Heat Pump and Electric Re | 460 | 3 |  |  |  |  | True | Single-Speed | 78000 | 7091 | 11 | 8.9 |  | 12.4 | 78000 | 6535 | 3.5 | 3 | 48000 | 6120 | 2.3 | Federally-Regulated Commercial & Industrial Equipment | 02/11/2008 |  | 12/16/2019
York International | York | BQ240[E18,E36]***(2,4,5)* |  | HSP-A, Single-Package Heat Pum | Both Heat Pump and Electric Re | 575 | 3 |  |  |  |  | True | Single-Speed | 218000 | 22947 | 9.5 | 8.5 |  | 10.2 | 210000 | 19866 | 3.1 | 2.9 | 130000 | 19062 | 2 | Federally-Regulated Commercial & Industrial Equipment | 01/18/2008 |  | 12/16/2019
York International | York | BP240[E18,E36]***(2,4,5)* |  | HSP-A, Single-Package Heat Pum | Both Heat Pump and Electric Re | 575 | 3 |  |  |  |  | True | Single-Speed | 226000 | 21942 | 10.3 | 8.5 |  | 10.2 | 172000 | 15762 | 3.2 | 2.9 | 102000 | 14244 | 2.1 | Federally-Regulated Commercial & Industrial Equipment | 01/18/2008 |  | 12/16/2019
York International | Luxaire | XA-07[C,E]***(T,W,X)* |  | HSP-A, Single-Package Heat Pum | Both Heat Pump and Electric Re | 208 | 3 |  |  |  |  | True | Single-Speed | 92000 | 8364 | 11 | 8.9 |  | 12.4 | 92000 | 8458 | 3.2 | 3 | 55000 | 7013 | 2.3 | Federally-Regulated Commercial & Industrial Equipment | 07/16/2009 |  | 12/16/2019
York International | Evcon | XA-07[C,E]***(T,W,X)* |  | HSP-A, Single-Package Heat Pum | Both Heat Pump and Electric Re | 230 | 3 |  |  |  |  | True | Single-Speed | 92000 | 8364 | 11 | 8.9 |  | 12.4 | 92000 | 8458 | 3.2 | 3 | 55000 | 7013 | 2.3 | Federally-Regulated Commercial & Industrial Equipment | 07/16/2009 |  | 12/16/2019
York International | Fraser Johnston | XA-06[C,E]***(T,W,X)* |  | HSP-A, Single-Package Heat Pum | Both Heat Pump and Electric Re | 208 | 3 |  |  |  |  | True | Single-Speed | 78000 | 7091 | 11 | 8.9 |  | 12.4 | 78000 | 6535 | 3.5 | 3 | 48000 | 6120 | 2.3 | Federally-Regulated Commercial & Industrial Equipment | 02/11/2008 |  | 12/16/2019
York International | Coleman | XA-10[C,E]***(T,W,X)* |  | HSP-A, Single-Package Heat Pum | Both Heat Pump and Electric Re | 575 | 3 |  |  |  |  | True | Single-Speed | 118000 | 10727 | 11 | 8.9 |  | 12.4 | 144000 | 12065 | 3.5 | 3 | 66000 | 8415 | 2.3 | Federally-Regulated Commercial & Industrial Equipment | 02/11/2008 |  | 12/16/2019
York International | York | XP078[C,E]***(2,4,5)* |  | HSP-A, Single-Package Heat Pum | Both Heat Pump and Electric Re | 460 | 3 |  |  |  |  | True | Single-Speed | 78000 | 7091 | 11 | 8.9 |  | 12.4 | 78000 | 6535 | 3.5 | 3 | 48000 | 6120 | 2.3 | Federally-Regulated Commercial & Industrial Equipment | 02/11/2008 |  | 12/16/2019
York International | Luxaire | XA-07[C,E]***(T,W,X)* |  | HSP-A, Single-Package Heat Pum | Both Heat Pump and Electric Re | 460 | 3 |  |  |  |  | True | Single-Speed | 92000 | 8364 | 11 | 8.9 |  | 12.4 | 92000 | 8458 | 3.2 | 3 | 55000 | 7013 | 2.3 | Federally-Regulated Commercial & Industrial Equipment | 07/16/2009 |  | 12/16/2019
York International | York | BP240[E18,E36]***(2,4,5)* |  | HSP-A, Single-Package Heat Pum | Both Heat Pump and Electric Re | 460 | 3 |  |  |  |  | True | Single-Speed | 226000 | 21942 | 10.3 | 8.5 |  | 10.2 | 172000 | 15762 | 3.2 | 2.9 | 102000 | 14244 | 2.1 | Federally-Regulated Commercial & Industrial Equipment | 01/18/2008 |  | 12/16/2019
York International | Fraser Johnston | XA-10[C,E]***(T,W,X)* |  | HSP-A, Single-Package Heat Pum | Both Heat Pump and Electric Re | 208 | 3 |  |  |  |  | True | Single-Speed | 118000 | 10727 | 11 | 8.9 |  | 12.4 | 144000 | 12065 | 3.5 | 3 | 66000 | 8415 | 2.3 | Federally-Regulated Commercial & Industrial Equipment | 02/11/2008 |  | 12/16/2019
York International | Luxaire | XA-06[C,E]***(T,W,X)* |  | HSP-A, Single-Package Heat Pum | Both Heat Pump and Electric Re | 575 | 3 |  |  |  |  | True | Single-Speed | 78000 | 7091 | 11 | 8.9 |  | 12.4 | 78000 | 6535 | 3.5 | 3 | 48000 | 6120 | 2.3 | Federally-Regulated Commercial & Industrial Equipment | 02/11/2008 |  | 12/16/2019
York International | York | XP090[C,E]***(2,4,5)* |  | HSP-A, Single-Package Heat Pum | Both Heat Pump and Electric Re | 230 | 3 |  |  |  |  | True | Single-Speed | 92000 | 8364 | 11 | 8.9 |  | 12.4 | 92000 | 8458 | 3.2 | 3 | 55000 | 7013 | 2.3 | Federally-Regulated Commercial & Industrial Equipment | 07/16/2009 |  | 12/16/2019
York International | York | BQ240[E18,E36]***(2,4,5)* |  | HSP-A, Single-Package Heat Pum | Both Heat Pump and Electric Re | 230 | 3 |  |  |  |  | True | Single-Speed | 218000 | 22947 | 9.5 | 8.5 |  | 10.2 | 210000 | 19866 | 3.1 | 2.9 | 130000 | 19062 | 2 | Federally-Regulated Commercial & Industrial Equipment | 01/18/2008 |  | 12/16/2019
York International | Evcon | XA-06[C,E]***(T,W,X)* |  | HSP-A, Single-Package Heat Pum | Both Heat Pump and Electric Re | 230 | 3 |  |  |  |  | True | Single-Speed | 78000 | 7091 | 11 | 8.9 |  | 12.4 | 78000 | 6535 | 3.5 | 3 | 48000 | 6120 | 2.3 | Federally-Regulated Commercial & Industrial Equipment | 02/11/2008 |  | 12/16/2019
York International | York | BP240[E18,E36]***(2,4,5)* |  | HSP-A, Single-Package Heat Pum | Both Heat Pump and Electric Re | 230 | 3 |  |  |  |  | True | Single-Speed | 226000 | 21942 | 10.3 | 8.5 |  | 10.2 | 172000 | 15762 | 3.2 | 2.9 | 102000 | 14244 | 2.1 | Federally-Regulated Commercial & Industrial Equipment | 01/18/2008 |  | 12/16/2019
York International | Evcon | XA-10[C,E]***(T,W,X)* |  | HSP-A, Single-Package Heat Pum | Both Heat Pump and Electric Re | 460 | 3 |  |  |  |  | True | Single-Speed | 118000 | 10727 | 11 | 8.9 |  | 12.4 | 144000 | 12065 | 3.5 | 3 | 66000 | 8415 | 2.3 | Federally-Regulated Commercial & Industrial Equipment | 02/11/2008 |  | 12/16/2019
York International | York | XP090[C,E]***(2,4,5)* |  | HSP-A, Single-Package Heat Pum | Both Heat Pump and Electric Re | 208 | 3 |  |  |  |  | True | Single-Speed | 92000 | 8364 | 11 | 8.9 |  | 12.4 | 92000 | 8458 | 3.2 | 3 | 55000 | 7013 | 2.3 | Federally-Regulated Commercial & Industrial Equipment | 07/16/2009 |  | 12/16/2019
York International | York | XP120[C,E]***(2,4,5)* |  | HSP-A, Single-Package Heat Pum | Both Heat Pump and Electric Re | 230 | 3 |  |  |  |  | True | Single-Speed | 118000 | 10727 | 11 | 8.9 |  | 12.4 | 144000 | 12065 | 3.5 | 3 | 66000 | 8415 | 2.3 | Federally-Regulated Commercial & Industrial Equipment | 02/11/2008 |  | 12/16/2019
York International | Coleman | XA-06[C,E]***(T,W,X)* |  | HSP-A, Single-Package Heat Pum | Both Heat Pump and Electric Re | 575 | 3 |  |  |  |  | True | Single-Speed | 78000 | 7091 | 11 | 8.9 |  | 12.4 | 78000 | 6535 | 3.5 | 3 | 48000 | 6120 | 2.3 | Federally-Regulated Commercial & Industrial Equipment | 02/11/2008 |  | 12/16/2019
York International | Fraser Johnston | XA-07[C,E]***(T,W,X)* |  | HSP-A, Single-Package Heat Pum | Both Heat Pump and Electric Re | 575 | 3 |  |  |  |  | True | Single-Speed | 92000 | 8364 | 11 | 8.9 |  | 12.4 | 92000 | 8458 | 3.2 | 3 | 55000 | 7013 | 2.3 | Federally-Regulated Commercial & Industrial Equipment | 07/16/2009 |  | 12/16/2019
York International | Luxaire | XA-07[C,E]***(T,W,X)* |  | HSP-A, Single-Package Heat Pum | Both Heat Pump and Electric Re | 230 | 3 |  |  |  |  | True | Single-Speed | 92000 | 8364 | 11 | 8.9 |  | 12.4 | 92000 | 8458 | 3.2 | 3 | 55000 | 7013 | 2.3 | Federally-Regulated Commercial & Industrial Equipment | 07/16/2009 |  | 12/16/2019
York International | Coleman | XA-07[C,E]***(T,W,X)* |  | HSP-A, Single-Package Heat Pum | Both Heat Pump and Electric Re | 460 | 3 |  |  |  |  | True | Single-Speed | 92000 | 8364 | 11 | 8.9 |  | 12.4 | 92000 | 8458 | 3.2 | 3 | 55000 | 7013 | 2.3 | Federally-Regulated Commercial & Industrial Equipment | 07/16/2009 |  | 12/16/2019
York International | Evcon | XA-10[C,E]***(T,W,X)* |  | HSP-A, Single-Package Heat Pum | Both Heat Pump and Electric Re | 208 | 3 |  |  |  |  | True | Single-Speed | 118000 | 10727 | 11 | 8.9 |  | 12.4 | 144000 | 12065 | 3.5 | 3 | 66000 | 8415 | 2.3 | Federally-Regulated Commercial & Industrial Equipment | 02/11/2008 |  | 12/16/2019
York International | Evcon | XA-10[C,E]***(T,W,X)* |  | HSP-A, Single-Package Heat Pum | Both Heat Pump and Electric Re | 230 | 3 |  |  |  |  | True | Single-Speed | 118000 | 10727 | 11 | 8.9 |  | 12.4 | 144000 | 12065 | 3.5 | 3 | 66000 | 8415 | 2.3 | Federally-Regulated Commercial & Industrial Equipment | 02/11/2008 |  | 12/16/2019
York International | Evcon | XA-06[C,E]***(T,W,X)* |  | HSP-A, Single-Package Heat Pum | Both Heat Pump and Electric Re | 208 | 3 |  |  |  |  | True | Single-Speed | 78000 | 7091 | 11 | 8.9 |  | 12.4 | 78000 | 6535 | 3.5 | 3 | 48000 | 6120 | 2.3 | Federally-Regulated Commercial & Industrial Equipment | 02/11/2008 |  | 12/16/2019
York International | York | XP090[C,E]***(2,4,5)* |  | HSP-A, Single-Package Heat Pum | Both Heat Pump and Electric Re | 575 | 3 |  |  |  |  | True | Single-Speed | 92000 | 8364 | 11 | 8.9 |  | 12.4 | 92000 | 8458 | 3.2 | 3 | 55000 | 7013 | 2.3 | Federally-Regulated Commercial & Industrial Equipment | 07/16/2009 |  | 12/16/2019
York International | Fraser Johnston | XA-07[C,E]***(T,W,X)* |  | HSP-A, Single-Package Heat Pum | Both Heat Pump and Electric Re | 230 | 3 |  |  |  |  | True | Single-Speed | 92000 | 8364 | 11 | 8.9 |  | 12.4 | 92000 | 8458 | 3.2 | 3 | 55000 | 7013 | 2.3 | Federally-Regulated Commercial & Industrial Equipment | 07/16/2009 |  | 12/16/2019
York International | Luxaire | XA-07[C,E]***(T,W,X)* |  | HSP-A, Single-Package Heat Pum | Both Heat Pump and Electric Re | 575 | 3 |  |  |  |  | True | Single-Speed | 92000 | 8364 | 11 | 8.9 |  | 12.4 | 92000 | 8458 | 3.2 | 3 | 55000 | 7013 | 2.3 | Federally-Regulated Commercial & Industrial Equipment | 07/16/2009 |  | 12/16/2019
York International | York | XP090[C,E]***(2,4,5)* |  | HSP-A, Single-Package Heat Pum | Both Heat Pump and Electric Re | 460 | 3 |  |  |  |  | True | Single-Speed | 92000 | 8364 | 11 | 8.9 |  | 12.4 | 92000 | 8458 | 3.2 | 3 | 55000 | 7013 | 2.3 | Federally-Regulated Commercial & Industrial Equipment | 07/16/2009 |  | 12/16/2019
York International | Luxaire | XA-10[C,E]***(T,W,X)* |  | HSP-A, Single-Package Heat Pum | Both Heat Pump and Electric Re | 230 | 3 |  |  |  |  | True | Single-Speed | 118000 | 10727 | 11 | 8.9 |  | 12.4 | 144000 | 12065 | 3.5 | 3 | 66000 | 8415 | 2.3 | Federally-Regulated Commercial & Industrial Equipment | 02/11/2008 |  | 12/16/2019
York International | Evcon | XA-10[C,E]***(T,W,X)* |  | HSP-A, Single-Package Heat Pum | Both Heat Pump and Electric Re | 575 | 3 |  |  |  |  | True | Single-Speed | 118000 | 10727 | 11 | 8.9 |  | 12.4 | 144000 | 12065 | 3.5 | 3 | 66000 | 8415 | 2.3 | Federally-Regulated Commercial & Industrial Equipment | 02/11/2008 |  | 12/16/2019
York International | Coleman | XA-06[C,E]***(T,W,X)* |  | HSP-A, Single-Package Heat Pum | Both Heat Pump and Electric Re | 208 | 3 |  |  |  |  | True | Single-Speed | 78000 | 7091 | 11 | 8.9 |  | 12.4 | 78000 | 6535 | 3.5 | 3 | 48000 | 6120 | 2.3 | Federally-Regulated Commercial & Industrial Equipment | 02/11/2008 |  | 12/16/2019
York International | Coleman | XA-06[C,E]***(T,W,X)* |  | HSP-A, Single-Package Heat Pum | Both Heat Pump and Electric Re | 460 | 3 |  |  |  |  | True | Single-Speed | 78000 | 7091 | 11 | 8.9 |  | 12.4 | 78000 | 6535 | 3.5 | 3 | 48000 | 6120 | 2.3 | Federally-Regulated Commercial & Industrial Equipment | 02/11/2008 |  | 12/16/2019
York International | Evcon | XA-06[C,E]***(T,W,X)* |  | HSP-A, Single-Package Heat Pum | Both Heat Pump and Electric Re | 575 | 3 |  |  |  |  | True | Single-Speed | 78000 | 7091 | 11 | 8.9 |  | 12.4 | 78000 | 6535 | 3.5 | 3 | 48000 | 6120 | 2.3 | Federally-Regulated Commercial & Industrial Equipment | 02/11/2008 |  | 12/16/2019
York International | Evcon | XA-07[C,E]***(T,W,X)* |  | HSP-A, Single-Package Heat Pum | Both Heat Pump and Electric Re | 575 | 3 |  |  |  |  | True | Single-Speed | 92000 | 8364 | 11 | 8.9 |  | 12.4 | 92000 | 8458 | 3.2 | 3 | 55000 | 7013 | 2.3 | Federally-Regulated Commercial & Industrial Equipment | 07/16/2009 |  | 12/16/2019
York International | Coleman | XA-06[C,E]***(T,W,X)* |  | HSP-A, Single-Package Heat Pum | Both Heat Pump and Electric Re | 230 | 3 |  |  |  |  | True | Single-Speed | 78000 | 7091 | 11 | 8.9 |  | 12.4 | 78000 | 6535 | 3.5 | 3 | 48000 | 6120 | 2.3 | Federally-Regulated Commercial & Industrial Equipment | 02/11/2008 |  | 12/16/2019
York International | Coleman | XA-10[C,E]***(T,W,X)* |  | HSP-A, Single-Package Heat Pum | Both Heat Pump and Electric Re | 460 | 3 |  |  |  |  | True | Single-Speed | 118000 | 10727 | 11 | 8.9 |  | 12.4 | 144000 | 12065 | 3.5 | 3 | 66000 | 8415 | 2.3 | Federally-Regulated Commercial & Industrial Equipment | 02/11/2008 |  | 12/16/2019
York International | Evcon | XA-07[C,E]***(T,W,X)* |  | HSP-A, Single-Package Heat Pum | Both Heat Pump and Electric Re | 208 | 3 |  |  |  |  | True | Single-Speed | 92000 | 8364 | 11 | 8.9 |  | 12.4 | 92000 | 8458 | 3.2 | 3 | 55000 | 7013 | 2.3 | Federally-Regulated Commercial & Industrial Equipment | 07/16/2009 |  | 12/16/2019
York International | York | XP120[C,E]***(2,4,5)* |  | HSP-A, Single-Package Heat Pum | Both Heat Pump and Electric Re | 575 | 3 |  |  |  |  | True | Single-Speed | 118000 | 10727 | 11 | 8.9 |  | 12.4 | 144000 | 12065 | 3.5 | 3 | 66000 | 8415 | 2.3 | Federally-Regulated Commercial & Industrial Equipment | 02/11/2008 |  | 12/16/2019
York International | Fraser Johnston | XA-10[C,E]***(T,W,X)* |  | HSP-A, Single-Package Heat Pum | Both Heat Pump and Electric Re | 460 | 3 |  |  |  |  | True | Single-Speed | 118000 | 10727 | 11 | 8.9 |  | 12.4 | 144000 | 12065 | 3.5 | 3 | 66000 | 8415 | 2.3 | Federally-Regulated Commercial & Industrial Equipment | 02/11/2008 |  | 12/16/2019
York International | York | XP120[C,E]***(2,4,5)* |  | HSP-A, Single-Package Heat Pum | Both Heat Pump and Electric Re | 460 | 3 |  |  |  |  | True | Single-Speed | 118000 | 10727 | 11 | 8.9 |  | 12.4 | 144000 | 12065 | 3.5 | 3 | 66000 | 8415 | 2.3 | Federally-Regulated Commercial & Industrial Equipment | 02/11/2008 |  | 12/16/2019
York International | Fraser Johnston | XA-06[C,E]***(T,W,X)* |  | HSP-A, Single-Package Heat Pum | Both Heat Pump and Electric Re | 230 | 3 |  |  |  |  | True | Single-Speed | 78000 | 7091 | 11 | 8.9 |  | 12.4 | 78000 | 6535 | 3.5 | 3 | 48000 | 6120 | 2.3 | Federally-Regulated Commercial & Industrial Equipment | 02/11/2008 |  | 12/16/2019
York International | Coleman | XA-07[C,E]***(T,W,X)* |  | HSP-A, Single-Package Heat Pum | Both Heat Pump and Electric Re | 230 | 3 |  |  |  |  | True | Single-Speed | 92000 | 8364 | 11 | 8.9 |  | 12.4 | 92000 | 8458 | 3.2 | 3 | 55000 | 7013 | 2.3 | Federally-Regulated Commercial & Industrial Equipment | 07/16/2009 |  | 12/16/2019
York International | Johnson Controls | J20PDC00A*(2,4,5)***** | J20NDC00*(5,6)****** | HRCU-A-CB, Split System: Heat | Heat Pump | 575 | 3 |  |  |  |  | True | Single-Speed | 238000 | 22453 | 10.6 | 8.5 |  |  | 220000 | 18975 | 3.4 | 2.9 |  |  |  | Federally-Regulated Commercial & Industrial Equipment | 07/16/2009 |  | 12/16/2019
York International | Johnson Controls | J20PDC00A*(2,4,5)***** | J20NDC00*(5,6)****** | HRCU-A-CB, Split System: Heat | Heat Pump | 230 | 3 |  |  |  |  | True | Single-Speed | 238000 | 22453 | 10.6 | 8.5 |  |  | 220000 | 18975 | 3.4 | 2.9 |  |  |  | Federally-Regulated Commercial & Industrial Equipment | 07/16/2009 |  | 12/16/2019
York International | Johnson Controls | J20PDC00A*(2,4,5)***** | J20NDC00*(5,6)****** | HRCU-A-CB, Split System: Heat | Heat Pump | 208 | 3 |  |  |  |  | True | Single-Speed | 238000 | 22453 | 10.6 | 8.5 |  |  | 220000 | 18975 | 3.4 | 2.9 |  |  |  | Federally-Regulated Commercial & Industrial Equipment | 07/16/2009 |  | 12/16/2019
York International | Johnson Controls | J20PDC00A*(2,4,5)***** | J20NDC00*(5,6)****** | HRCU-A-CB, Split System: Heat | Heat Pump | 460 | 3 |  |  |  |  | True | Single-Speed | 238000 | 22453 | 10.6 | 8.5 |  |  | 220000 | 18975 | 3.4 | 2.9 |  |  |  | Federally-Regulated Commercial & Industrial Equipment | 07/16/2009 |  | 12/16/2019
Lennox Industries Inc. | T-CLASS | TPA120S4S*1* | TAA120S4D*1* | HRCU-A-CB, Split System: Heat | Heat Pump | 575 | 3 |  | False |  |  | True | Single-Speed | 112000 | 10181 | 11 | 10.8 |  |  | 116000 | 10302 | 3.3 | 3.3 | 70000 | 9117 | 2.25 | Federally-Regulated Commercial & Industrial Equipment | 01/28/2019 |  | 01/22/2020
Lennox Industries Inc. | T-CLASS | TPA120S4S*1* | TAA120S4D*1* | HRCU-A-CB, Split System: Heat | Heat Pump | 460 | 3 |  | False |  |  | True | Single-Speed | 112000 | 10181 | 11 | 10.8 |  |  | 116000 | 10302 | 3.3 | 3.3 | 70000 | 9117 | 2.25 | Federally-Regulated Commercial & Industrial Equipment | 01/28/2019 |  | 01/22/2020
Lennox Industries Inc. | T-CLASS | TPA120S4S*1* | TAA120S4D*1* | HRCU-A-CB, Split System: Heat | Heat Pump | 230 | 3 |  | False |  |  | True | Single-Speed | 112000 | 10181 | 11 | 10.8 |  |  | 116000 | 10302 | 3.3 | 3.3 | 70000 | 9117 | 2.25 | Federally-Regulated Commercial & Industrial Equipment | 01/28/2019 |  | 01/22/2020
Lennox Industries Inc. | T-CLASS | TPA120S4S*1* | TAA120S4D*1* | HRCU-A-CB, Split System: Heat | Heat Pump | 208 | 3 |  | False |  |  | True | Single-Speed | 112000 | 10181 | 11 | 10.8 |  |  | 116000 | 10302 | 3.3 | 3.3 | 70000 | 9117 | 2.25 | Federally-Regulated Commercial & Industrial Equipment | 01/28/2019 |  | 01/22/2020
Lennox Industries Inc. | T-CLASS | TPA090S4S*1* | TAA090S4D*1* | HRCU-A-CB, Split System: Heat | Heat Pump | 575 | 3 |  | False |  |  | True | Single-Speed | 89000 | 8090 | 11 | 10.8 | 12 |  | 88000 | 7815 | 3.3 | 3.3 | 50000 | 6512 | 2.25 | Federally-Regulated Commercial & Industrial Equipment | 09/23/2019 |  | 01/22/2020
Lennox Industries Inc. | T-CLASS | TPA090S4S*1* | TAA090S4D*1* | HRCU-A-CB, Split System: Heat | Heat Pump | 460 | 3 |  | False |  |  | True | Single-Speed | 89000 | 8090 | 11 | 10.8 | 12 |  | 88000 | 7815 | 3.3 | 3.3 | 50000 | 6512 | 2.25 | Federally-Regulated Commercial & Industrial Equipment | 09/23/2019 |  | 01/22/2020
Lennox Industries Inc. | T-CLASS | TPA090S4S*1* | TAA090S4D*1* | HRCU-A-CB, Split System: Heat | Heat Pump | 230 | 3 |  | False |  |  | True | Single-Speed | 89000 | 8090 | 11 | 10.8 | 12 |  | 88000 | 7815 | 3.3 | 3.3 | 50000 | 6512 | 2.25 | Federally-Regulated Commercial & Industrial Equipment | 09/23/2019 |  | 01/22/2020
Lennox Industries Inc. | T-CLASS | TPA090S4S*1* | TAA090S4D*1* | HRCU-A-CB, Split System: Heat | Heat Pump | 208 | 3 |  | False |  |  | True | Single-Speed | 89000 | 8090 | 11 | 10.8 | 12 |  | 88000 | 7815 | 3.3 | 3.3 | 50000 | 6512 | 2.25 | Federally-Regulated Commercial & Industrial Equipment | 09/23/2019 |  | 01/22/2020
Rheem Sales Company, Inc. | Daikin | RHS10F120D | MHGM120ZK | HRCU-A-CB, Split System: Heat | Heat Pump | 460 | 3 |  | False |  |  | False | Single-Speed | 116000 | 10545 | 11 | 10.8 |  |  | 120000 | 10657 | 3.3 | 3.3 | 68000 | 9058 | 2.2 | Federally-Regulated Commercial & Industrial Equipment | 01/28/2019 |  | 01/22/2020
Rheem Sales Company, Inc. | Daikin | RHS10F120C | MHGM120ZM | HRCU-A-CB, Split System: Heat | Heat Pump | 230 | 3 |  | False |  |  | False | Single-Speed | 116000 | 10545 | 11 | 10.8 |  |  | 120000 | 10657 | 3.3 | 3.3 | 68000 | 9058 | 2.2 | Federally-Regulated Commercial & Industrial Equipment | 01/28/2019 |  | 01/22/2020
Rheem Sales Company, Inc. | Daikin | RHS10F120C | MHGM120ZM | HRCU-A-CB, Split System: Heat | Heat Pump | 208 | 3 |  | False |  |  | False | Single-Speed | 116000 | 10545 | 11 | 10.8 |  |  | 120000 | 10657 | 3.3 | 3.3 | 68000 | 9058 | 2.2 | Federally-Regulated Commercial & Industrial Equipment | 01/28/2019 |  | 01/22/2020
Rheem Sales Company, Inc. | Daikin | RHS10F120C | MHGM120ZK | HRCU-A-CB, Split System: Heat | Heat Pump | 230 | 3 |  | False |  |  | False | Single-Speed | 116000 | 10545 | 11 | 10.8 |  |  | 120000 | 10657 | 3.3 | 3.3 | 68000 | 9058 | 2.2 | Federally-Regulated Commercial & Industrial Equipment | 01/28/2019 |  | 01/22/2020
Rheem Sales Company, Inc. | Daikin | RHS10F120C | MHGM120ZK | HRCU-A-CB, Split System: Heat | Heat Pump | 208 | 3 |  | False |  |  | False | Single-Speed | 116000 | 10545 | 11 | 10.8 |  |  | 120000 | 10657 | 3.3 | 3.3 | 68000 | 9058 | 2.2 | Federally-Regulated Commercial & Industrial Equipment | 01/28/2019 |  | 01/22/2020
Rheem Sales Company, Inc. | Daikin | RHS10F120D | MHGM120ZM | HRCU-A-CB, Split System: Heat | Heat Pump | 460 | 3 |  | False |  |  | False | Single-Speed | 116000 | 10545 | 11 | 10.8 |  |  | 120000 | 10657 | 3.3 | 3.3 | 68000 | 9058 | 2.2 | Federally-Regulated Commercial & Industrial Equipment | 01/28/2019 |  | 01/22/2020
Rheem Sales Company, Inc. | Mainline | RPWL-120C | RHGM-120Z | HRCU-A-CB, Split System: Heat | Heat Pump | 230 | 3 |  | False |  |  | False | Single-Speed | 116000 | 10545 | 11 | 10.8 |  |  | 120000 | 10657 | 3.3 | 3.3 | 68000 | 9058 | 2.2 | Federally-Regulated Commercial & Industrial Equipment | 01/28/2019 |  | 01/22/2020
Rheem Sales Company, Inc. | Mainline | RPWL-120C | RHGM-120Z | HRCU-A-CB, Split System: Heat | Heat Pump | 208 | 3 |  | False |  |  | False | Single-Speed | 116000 | 10545 | 11 | 10.8 |  |  | 120000 | 10657 | 3.3 | 3.3 | 68000 | 9058 | 2.2 | Federally-Regulated Commercial & Industrial Equipment | 01/28/2019 |  | 01/22/2020
Rheem Sales Company, Inc. | Mainline | RJNL-B120D |  | HSP-A, Single-Package Heat Pum | Heat Pump | 460 | 3 | False |  |  |  | False | Single-Speed | 120000 | 10909 | 11 | 10.8 |  |  | 109000 | 9395 | 3.4 | 3.3 | 69000 | 8792 | 2.3 | Federally-Regulated Commercial & Industrial Equipment | 01/28/2019 |  | 01/22/2020
Rheem Sales Company, Inc. | Mainline | RPWL-120D | RHGM-120Z | HRCU-A-CB, Split System: Heat | Heat Pump | 460 | 3 |  | False |  |  | False | Single-Speed | 116000 | 10545 | 11 | 10.8 |  |  | 120000 | 10657 | 3.3 | 3.3 | 68000 | 9058 | 2.2 | Federally-Regulated Commercial & Industrial Equipment | 01/28/2019 |  | 01/22/2020
Rheem Sales Company, Inc. | Mainline | RJNL-B120C |  | HSP-A, Single-Package Heat Pum | Heat Pump | 230 | 3 | False |  |  |  | False | Single-Speed | 120000 | 10909 | 11 | 10.8 |  |  | 109000 | 9395 | 3.4 | 3.3 | 69000 | 8792 | 2.3 | Federally-Regulated Commercial & Industrial Equipment | 01/28/2019 |  | 01/22/2020
Rheem Sales Company, Inc. | Mainline | RJNL-B120C |  | HSP-A, Single-Package Heat Pum | Heat Pump | 208 | 3 | False |  |  |  | False | Single-Speed | 120000 | 10909 | 11 | 10.8 |  |  | 109000 | 9395 | 3.4 | 3.3 | 69000 | 8792 | 2.3 | Federally-Regulated Commercial & Industrial Equipment | 01/28/2019 |  | 01/22/2020
Rheem Sales Company, Inc. | Mainline | RJNL-B090C |  | HSP-A, Single-Package Heat Pum | Heat Pump | 230 | 3 | False |  |  |  | False | Single-Speed | 94000 | 8468 | 11.1 | 10.8 |  |  | 87000 | 7499 | 3.4 | 3.3 | 52000 | 6626 | 2.3 | Federally-Regulated Commercial & Industrial Equipment | 01/28/2019 |  | 01/22/2020
Rheem Sales Company, Inc. | Mainline | RJNL-B090C |  | HSP-A, Single-Package Heat Pum | Heat Pump | 208 | 3 | False |  |  |  | False | Single-Speed | 94000 | 8468 | 11.1 | 10.8 |  |  | 87000 | 7499 | 3.4 | 3.3 | 52000 | 6626 | 2.3 | Federally-Regulated Commercial & Industrial Equipment | 01/28/2019 |  | 01/22/2020
Rheem Sales Company, Inc. | Mainline | RJNL-B090D |  | HSP-A, Single-Package Heat Pum | Heat Pump | 460 | 3 | False |  |  |  | False | Single-Speed | 94000 | 8468 | 11.1 | 10.8 |  |  | 87000 | 7499 | 3.4 | 3.3 | 52000 | 6626 | 2.3 | Federally-Regulated Commercial & Industrial Equipment | 01/28/2019 |  | 01/22/2020
Rheem Sales Company, Inc. | Rheem | RJNL-B090D |  | HSP-A, Single-Package Heat Pum | Heat Pump | 460 | 3 |  |  |  |  | False | Single-Speed | 94000 | 8545 | 11 | 8.9 |  |  | 87000 | 7504 | 3.4 | 3 |  |  |  | Federally-Regulated Commercial & Industrial Equipment | 11/25/2009 |  | 01/22/2020
Rheem Sales Company, Inc. | Rheem | RJNL-B120D |  | HSP-A, Single-Package Heat Pum | Heat Pump | 460 | 3 |  |  |  |  | False | Single-Speed | 120000 | 10909 | 11 | 8.9 |  |  | 109000 | 9401 | 3.4 | 3 |  |  |  | Federally-Regulated Commercial & Industrial Equipment | 11/25/2009 |  | 01/22/2020
Rheem Sales Company, Inc. | Rheem | RJNL-B090C |  | HSP-A, Single-Package Heat Pum | Heat Pump | 230 | 3 |  |  |  |  | False | Single-Speed | 94000 | 8545 | 11 | 8.9 |  |  | 87000 | 7504 | 3.4 | 3 |  |  |  | Federally-Regulated Commercial & Industrial Equipment | 11/25/2009 |  | 01/22/2020
Rheem Sales Company, Inc. | Rheem | RJNL-B090C |  | HSP-A, Single-Package Heat Pum | Heat Pump | 208 | 3 |  |  |  |  | False | Single-Speed | 94000 | 8545 | 11 | 8.9 |  |  | 87000 | 7504 | 3.4 | 3 |  |  |  | Federally-Regulated Commercial & Industrial Equipment | 11/25/2009 |  | 01/22/2020
Rheem Sales Company, Inc. | Rheem | RJNL-B120C |  | HSP-A, Single-Package Heat Pum | Heat Pump | 230 | 3 |  |  |  |  | False | Single-Speed | 120000 | 10909 | 11 | 8.9 |  |  | 109000 | 9401 | 3.4 | 3 |  |  |  | Federally-Regulated Commercial & Industrial Equipment | 11/25/2009 |  | 01/22/2020
Rheem Sales Company, Inc. | Rheem | RJNL-B120C |  | HSP-A, Single-Package Heat Pum | Heat Pump | 208 | 3 |  |  |  |  | False | Single-Speed | 120000 | 10909 | 11 | 8.9 |  |  | 109000 | 9401 | 3.4 | 3 |  |  |  | Federally-Regulated Commercial & Industrial Equipment | 11/25/2009 |  | 01/22/2020
Rheem Sales Company, Inc. | Rheem | RPWL-120C | RHGM-120Z | HRCU-A-CB, Split System: Heat | Heat Pump | 230 | 3 |  | False |  |  | False | Single-Speed | 116000 | 10545 | 11 | 10.8 |  |  | 120000 | 10657 | 3.3 | 3.3 | 68000 | 9058 | 2.2 | Federally-Regulated Commercial & Industrial Equipment | 01/28/2019 |  | 01/22/2020
Rheem Sales Company, Inc. | Rheem | RPWL-120C | RHGM-120Z | HRCU-A-CB, Split System: Heat | Heat Pump | 208 | 3 |  | False |  |  | False | Single-Speed | 116000 | 10545 | 11 | 10.8 |  |  | 120000 | 10657 | 3.3 | 3.3 | 68000 | 9058 | 2.2 | Federally-Regulated Commercial & Industrial Equipment | 01/28/2019 |  | 01/22/2020
Rheem Sales Company, Inc. | Rheem | RPWL-120D | RHGM-120Z | HRCU-A-CB, Split System: Heat | Heat Pump | 460 | 3 |  | False |  |  | False | Single-Speed | 116000 | 10545 | 11 | 10.8 |  |  | 120000 | 10657 | 3.3 | 3.3 | 68000 | 9058 | 2.2 | Federally-Regulated Commercial & Industrial Equipment | 01/28/2019 |  | 01/22/2020
Rheem Sales Company, Inc. | Ruud | RJNL-B120D |  | HSP-A, Single-Package Heat Pum | Heat Pump | 460 | 3 | False |  |  |  | False | Single-Speed | 120000 | 10909 | 11 | 10.8 |  |  | 109000 | 9395 | 3.4 | 3.3 | 69000 | 8792 | 2.3 | Federally-Regulated Commercial & Industrial Equipment | 01/28/2019 |  | 01/22/2020
Rheem Sales Company, Inc. | Ruud | RPWL-120D | RHGM-120Z | HRCU-A-CB, Split System: Heat | Heat Pump | 460 | 3 |  | False |  |  | False | Single-Speed | 116000 | 10545 | 11 | 10.8 |  |  | 120000 | 10657 | 3.3 | 3.3 | 68000 | 9058 | 2.2 | Federally-Regulated Commercial & Industrial Equipment | 01/28/2019 |  | 01/22/2020
Rheem Sales Company, Inc. | Ruud | RJNL-B090C |  | HSP-A, Single-Package Heat Pum | Heat Pump | 230 | 3 | False |  |  |  | False | Single-Speed | 94000 | 8468 | 11.1 | 10.8 |  |  | 87000 | 7499 | 3.4 | 3.3 | 52000 | 6626 | 2.3 | Federally-Regulated Commercial & Industrial Equipment | 01/28/2019 |  | 01/22/2020
Rheem Sales Company, Inc. | Ruud | RJNL-B090C |  | HSP-A, Single-Package Heat Pum | Heat Pump | 208 | 3 | False |  |  |  | False | Single-Speed | 94000 | 8468 | 11.1 | 10.8 |  |  | 87000 | 7499 | 3.4 | 3.3 | 52000 | 6626 | 2.3 | Federally-Regulated Commercial & Industrial Equipment | 01/28/2019 |  | 01/22/2020
Rheem Sales Company, Inc. | Ruud | RPWL-120C | RHGM-120Z | HRCU-A-CB, Split System: Heat | Heat Pump | 230 | 3 |  | False |  |  | False | Single-Speed | 116000 | 10545 | 11 | 10.8 |  |  | 120000 | 10657 | 3.3 | 3.3 | 68000 | 9058 | 2.2 | Federally-Regulated Commercial & Industrial Equipment | 01/28/2019 |  | 01/22/2020
Rheem Sales Company, Inc. | Ruud | RPWL-120C | RHGM-120Z | HRCU-A-CB, Split System: Heat | Heat Pump | 208 | 3 |  | False |  |  | False | Single-Speed | 116000 | 10545 | 11 | 10.8 |  |  | 120000 | 10657 | 3.3 | 3.3 | 68000 | 9058 | 2.2 | Federally-Regulated Commercial & Industrial Equipment | 01/28/2019 |  | 01/22/2020
Rheem Sales Company, Inc. | Ruud | RJNL-B120C |  | HSP-A, Single-Package Heat Pum | Heat Pump | 230 | 3 | False |  |  |  | False | Single-Speed | 120000 | 10909 | 11 | 10.8 |  |  | 109000 | 9395 | 3.4 | 3.3 | 69000 | 8792 | 2.3 | Federally-Regulated Commercial & Industrial Equipment | 01/28/2019 |  | 01/22/2020
Rheem Sales Company, Inc. | Ruud | RJNL-B120C |  | HSP-A, Single-Package Heat Pum | Heat Pump | 208 | 3 | False |  |  |  | False | Single-Speed | 120000 | 10909 | 11 | 10.8 |  |  | 109000 | 9395 | 3.4 | 3.3 | 69000 | 8792 | 2.3 | Federally-Regulated Commercial & Industrial Equipment | 01/28/2019 |  | 01/22/2020
Rheem Sales Company, Inc. | Ruud | RJNL-B090D |  | HSP-A, Single-Package Heat Pum | Heat Pump | 460 | 3 | False |  |  |  | False | Single-Speed | 94000 | 8468 | 11.1 | 10.8 |  |  | 87000 | 7499 | 3.4 | 3.3 | 52000 | 6626 | 2.3 | Federally-Regulated Commercial & Industrial Equipment | 01/28/2019 |  | 01/22/2020
York International | PREDATOR | XP150[C,E]**(B,D)(2,4,5)******** |  | HSP-A, Single-Package Heat Pum | Both Heat Pump and Electric Re | 575 | 3 | False |  |  |  | True | Single-Speed | 148000 | 13454 | 11 | 10.6 |  |  | 135000 | 12364 | 3.2 | 3.2 | 90000 | 11989 | 2.2 | Federally-Regulated Commercial & Industrial Equipment | 01/28/2019 |  | 01/22/2020
York International | PREDATOR | XP150[C,E]**(B,D)(2,4,5)******** |  | HSP-A, Single-Package Heat Pum | Both Heat Pump and Electric Re | 460 | 3 | False |  |  |  | True | Single-Speed | 148000 | 13454 | 11 | 10.6 |  |  | 135000 | 12364 | 3.2 | 3.2 | 90000 | 11989 | 2.2 | Federally-Regulated Commercial & Industrial Equipment | 01/28/2019 |  | 01/22/2020
York International | PREDATOR | XP150[C,E]**(B,D)(2,4,5)******** |  | HSP-A, Single-Package Heat Pum | Both Heat Pump and Electric Re | 230 | 3 | False |  |  |  | True | Single-Speed | 148000 | 13454 | 11 | 10.6 |  |  | 135000 | 12364 | 3.2 | 3.2 | 90000 | 11989 | 2.2 | Federally-Regulated Commercial & Industrial Equipment | 01/28/2019 |  | 01/22/2020
York International | PREDATOR | XP150[C,E]**(B,D)(2,4,5)******** |  | HSP-A, Single-Package Heat Pum | Both Heat Pump and Electric Re | 208 | 3 | False |  |  |  | True | Single-Speed | 148000 | 13454 | 11 | 10.6 |  |  | 135000 | 12364 | 3.2 | 3.2 | 90000 | 11989 | 2.2 | Federally-Regulated Commercial & Industrial Equipment | 01/28/2019 |  | 01/22/2020
York International | PREDATOR | XP120[C,E]**(B,D)(2,4,5)******** |  | HSP-A, Single-Package Heat Pum | Both Heat Pump and Electric Re | 575 | 3 | False |  |  |  | True | Single-Speed | 114000 | 10363 | 11 | 11 |  |  | 106000 | 9137 | 3.4 | 3.3 | 59000 | 7685 | 2.25 | Federally-Regulated Commercial & Industrial Equipment | 01/28/2019 |  | 01/22/2020
York International | PREDATOR | XP120[C,E]**(B,D)(2,4,5)******** |  | HSP-A, Single-Package Heat Pum | Both Heat Pump and Electric Re | 460 | 3 | False |  |  |  | True | Single-Speed | 114000 | 10363 | 11 | 11 |  |  | 106000 | 9137 | 3.4 | 3.3 | 59000 | 7685 | 2.25 | Federally-Regulated Commercial & Industrial Equipment | 01/28/2019 |  | 01/22/2020
York International | PREDATOR | XP120[C,E]**(B,D)(2,4,5)******** |  | HSP-A, Single-Package Heat Pum | Both Heat Pump and Electric Re | 230 | 3 | False |  |  |  | True | Single-Speed | 114000 | 10363 | 11 | 11 |  |  | 106000 | 9137 | 3.4 | 3.3 | 59000 | 7685 | 2.25 | Federally-Regulated Commercial & Industrial Equipment | 01/28/2019 |  | 01/22/2020
York International | PREDATOR | XP120[C,E]**(B,D)(2,4,5)******** |  | HSP-A, Single-Package Heat Pum | Both Heat Pump and Electric Re | 208 | 3 | False |  |  |  | True | Single-Speed | 114000 | 10363 | 11 | 11 |  |  | 106000 | 9137 | 3.4 | 3.3 | 59000 | 7685 | 2.25 | Federally-Regulated Commercial & Industrial Equipment | 01/28/2019 |  | 01/22/2020
York International | PREDATOR | XP150[C,E]**(P,R,S,U,V,X)(2,4,5)******** |  | HSP-A, Single-Package Heat Pum | Both Heat Pump and Electric Re | 575 | 3 | False |  |  |  | True | Single-Speed | 148000 | 13454 | 11 | 10.6 |  |  | 135000 | 12364 | 3.2 | 3.2 | 90000 | 11989 | 2.2 | Federally-Regulated Commercial & Industrial Equipment | 01/28/2019 |  | 01/22/2020
York International | PREDATOR | XP150[C,E]**(P,R,S,U,V,X)(2,4,5)******** |  | HSP-A, Single-Package Heat Pum | Both Heat Pump and Electric Re | 460 | 3 | False |  |  |  | True | Single-Speed | 148000 | 13454 | 11 | 10.6 |  |  | 135000 | 12364 | 3.2 | 3.2 | 90000 | 11989 | 2.2 | Federally-Regulated Commercial & Industrial Equipment | 01/28/2019 |  | 01/22/2020
York International | PREDATOR | XP150[C,E]**(P,R,S,U,V,X)(2,4,5)******** |  | HSP-A, Single-Package Heat Pum | Both Heat Pump and Electric Re | 230 | 3 | False |  |  |  | True | Single-Speed | 148000 | 13454 | 11 | 10.6 |  |  | 135000 | 12364 | 3.2 | 3.2 | 90000 | 11989 | 2.2 | Federally-Regulated Commercial & Industrial Equipment | 01/28/2019 |  | 01/22/2020
York International | PREDATOR | XP150[C,E]**(P,R,S,U,V,X)(2,4,5)******** |  | HSP-A, Single-Package Heat Pum | Both Heat Pump and Electric Re | 208 | 3 | False |  |  |  | True | Single-Speed | 148000 | 13454 | 11 | 10.6 |  |  | 135000 | 12364 | 3.2 | 3.2 | 90000 | 11989 | 2.2 | Federally-Regulated Commercial & Industrial Equipment | 01/28/2019 |  | 01/22/2020
York International | PREDATOR | PC120C00A*(2,4,5)***4 | NC120C00*(5,6)****** | HRCU-A-CB, Split System: Heat | Heat Pump | 575 | 3 |  | False |  |  | True | Single-Speed | 120000 | 11111 | 10.8 | 10.8 |  |  | 109000 | 9680 | 3.3 | 3.3 | 63000 | 8206 | 2.25 | Federally-Regulated Commercial & Industrial Equipment | 01/28/2019 |  | 01/22/2020
York International | PREDATOR | PC120C00A*(2,4,5)***4 | NC120C00*(5,6)****** | HRCU-A-CB, Split System: Heat | Heat Pump | 460 | 3 |  | False |  |  | True | Single-Speed | 120000 | 11111 | 10.8 | 10.8 |  |  | 109000 | 9680 | 3.3 | 3.3 | 63000 | 8206 | 2.25 | Federally-Regulated Commercial & Industrial Equipment | 01/28/2019 |  | 01/22/2020
York International | PREDATOR | PC120C00A*(2,4,5)***4 | NC120C00*(5,6)****** | HRCU-A-CB, Split System: Heat | Heat Pump | 230 | 3 |  | False |  |  | True | Single-Speed | 120000 | 11111 | 10.8 | 10.8 |  |  | 109000 | 9680 | 3.3 | 3.3 | 63000 | 8206 | 2.25 | Federally-Regulated Commercial & Industrial Equipment | 01/28/2019 |  | 01/22/2020
York International | PREDATOR | PC120C00A*(2,4,5)***4 | NC120C00*(5,6)****** | HRCU-A-CB, Split System: Heat | Heat Pump | 208 | 3 |  | False |  |  | True | Single-Speed | 120000 | 11111 | 10.8 | 10.8 |  |  | 109000 | 9680 | 3.3 | 3.3 | 63000 | 8206 | 2.25 | Federally-Regulated Commercial & Industrial Equipment | 01/28/2019 |  | 01/22/2020
York International | PREDATOR | PC090C00A*(2,4,5)***** | NC090C00*(5,6)****** | HRCU-A-CB, Split System: Heat | Heat Pump | 575 | 3 |  | False |  |  | True | Single-Speed | 89000 | 8090 | 11 | 10.8 |  |  | 82000 | 7282 | 3.3 | 3.3 | 49000 | 6243 | 2.3 | Federally-Regulated Commercial & Industrial Equipment | 01/28/2019 |  | 01/22/2020
York International | PREDATOR | PC090C00A*(2,4,5)***** | NC090C00*(5,6)****** | HRCU-A-CB, Split System: Heat | Heat Pump | 460 | 3 |  | False |  |  | True | Single-Speed | 89000 | 8090 | 11 | 10.8 |  |  | 82000 | 7282 | 3.3 | 3.3 | 49000 | 6243 | 2.3 | Federally-Regulated Commercial & Industrial Equipment | 01/28/2019 |  | 01/22/2020
York International | PREDATOR | PC090C00A*(2,4,5)***** | NC090C00*(5,6)****** | HRCU-A-CB, Split System: Heat | Heat Pump | 230 | 3 |  | False |  |  | True | Single-Speed | 89000 | 8090 | 11 | 10.8 |  |  | 82000 | 7282 | 3.3 | 3.3 | 49000 | 6243 | 2.3 | Federally-Regulated Commercial & Industrial Equipment | 01/28/2019 |  | 01/22/2020
York International | PREDATOR | PC090C00A*(2,4,5)***** | NC090C00*(5,6)****** | HRCU-A-CB, Split System: Heat | Heat Pump | 208 | 3 |  | False |  |  | True | Single-Speed | 89000 | 8090 | 11 | 10.8 |  |  | 82000 | 7282 | 3.3 | 3.3 | 49000 | 6243 | 2.3 | Federally-Regulated Commercial & Industrial Equipment | 01/28/2019 |  | 01/22/2020
York International | Coleman | XXE12A(2,4,5)*1********* |  | HSP-A, Single-Package Heat Pum | Heat Pump | 575 | 3 | False |  |  |  | True | Single-Speed | 116000 | 10545 | 11 | 10.8 |  |  | 108000 | 9591 | 3.3 | 3.3 | 62000 | 8075 | 2.25 | Federally-Regulated Commercial & Industrial Equipment | 01/28/2019 |  | 01/22/2020
York International | Coleman | XXE12A(2,4,5)*1********* |  | HSP-A, Single-Package Heat Pum | Heat Pump | 460 | 3 | False |  |  |  | True | Single-Speed | 116000 | 10545 | 11 | 10.8 |  |  | 108000 | 9591 | 3.3 | 3.3 | 62000 | 8075 | 2.25 | Federally-Regulated Commercial & Industrial Equipment | 01/28/2019 |  | 01/22/2020
York International | Coleman | XXE12A(2,4,5)*1********* |  | HSP-A, Single-Package Heat Pum | Heat Pump | 230 | 3 | False |  |  |  | True | Single-Speed | 116000 | 10545 | 11 | 10.8 |  |  | 108000 | 9591 | 3.3 | 3.3 | 62000 | 8075 | 2.25 | Federally-Regulated Commercial & Industrial Equipment | 01/28/2019 |  | 01/22/2020
York International | Coleman | XXE12A(2,4,5)*1********* |  | HSP-A, Single-Package Heat Pum | Heat Pump | 208 | 3 | False |  |  |  | True | Single-Speed | 116000 | 10545 | 11 | 10.8 |  |  | 108000 | 9591 | 3.3 | 3.3 | 62000 | 8075 | 2.25 | Federally-Regulated Commercial & Industrial Equipment | 01/28/2019 |  | 01/22/2020
York International | Coleman | PH-10C00A*(T,W,X)***4 | NH-10C00*(X,S)****** | HRCU-A-CB, Split System: Heat | Heat Pump | 575 | 3 |  | False |  |  | True | Single-Speed | 120000 | 11111 | 10.8 | 10.8 |  |  | 109000 | 9680 | 3.3 | 3.3 | 63000 | 8206 | 2.25 | Federally-Regulated Commercial & Industrial Equipment | 01/28/2019 |  | 01/22/2020
York International | Coleman | PH-10C00A*(T,W,X)***4 | NH-10C00*(X,S)****** | HRCU-A-CB, Split System: Heat | Heat Pump | 460 | 3 |  | False |  |  | True | Single-Speed | 120000 | 11111 | 10.8 | 10.8 |  |  | 109000 | 9680 | 3.3 | 3.3 | 63000 | 8206 | 2.25 | Federally-Regulated Commercial & Industrial Equipment | 01/28/2019 |  | 01/22/2020
York International | Coleman | PH-10C00A*(T,W,X)***4 | NH-10C00*(X,S)****** | HRCU-A-CB, Split System: Heat | Heat Pump | 230 | 3 |  | False |  |  | True | Single-Speed | 120000 | 11111 | 10.8 | 10.8 |  |  | 109000 | 9680 | 3.3 | 3.3 | 63000 | 8206 | 2.25 | Federally-Regulated Commercial & Industrial Equipment | 01/28/2019 |  | 01/22/2020
York International | Coleman | PH-10C00A*(T,W,X)***4 | NH-10C00*(X,S)****** | HRCU-A-CB, Split System: Heat | Heat Pump | 208 | 3 |  | False |  |  | True | Single-Speed | 120000 | 11111 | 10.8 | 10.8 |  |  | 109000 | 9680 | 3.3 | 3.3 | 63000 | 8206 | 2.25 | Federally-Regulated Commercial & Industrial Equipment | 01/28/2019 |  | 01/22/2020
York International | Coleman | XA-20C00(B,D)(2,4,5)******** |  | HSP-A, Single-Package Heat Pum | Heat Pump | 575 | 3 | False |  |  |  | True | Single-Speed | 240000 | 25263 | 9.5 | 9.3 |  |  | 240000 | 21980 | 3.2 | 3.2 | 136000 | 19443 | 2.05 | Federally-Regulated Commercial & Industrial Equipment | 01/28/2019 |  | 01/22/2020
York International | Coleman | XA-20C00(B,D)(2,4,5)******** |  | HSP-A, Single-Package Heat Pum | Heat Pump | 460 | 3 | False |  |  |  | True | Single-Speed | 240000 | 25263 | 9.5 | 9.3 |  |  | 240000 | 21980 | 3.2 | 3.2 | 136000 | 19443 | 2.05 | Federally-Regulated Commercial & Industrial Equipment | 01/28/2019 |  | 01/22/2020
York International | Coleman | XA-20C00(B,D)(2,4,5)******** |  | HSP-A, Single-Package Heat Pum | Heat Pump | 230 | 3 | False |  |  |  | True | Single-Speed | 240000 | 25263 | 9.5 | 9.3 |  |  | 240000 | 21980 | 3.2 | 3.2 | 136000 | 19443 | 2.05 | Federally-Regulated Commercial & Industrial Equipment | 01/28/2019 |  | 01/22/2020
York International | Coleman | XA-20C00(B,D)(2,4,5)******** |  | HSP-A, Single-Package Heat Pum | Heat Pump | 208 | 3 | False |  |  |  | True | Single-Speed | 240000 | 25263 | 9.5 | 9.3 |  |  | 240000 | 21980 | 3.2 | 3.2 | 136000 | 19443 | 2.05 | Federally-Regulated Commercial & Industrial Equipment | 01/28/2019 |  | 01/22/2020
York International | Coleman | XA-12[C,E]**(B,D)(2,4,5)******** |  | HSP-A, Single-Package Heat Pum | Both Heat Pump and Electric Re | 575 | 3 | False |  |  |  | True | Single-Speed | 148000 | 13454 | 11 | 10.6 |  |  | 135000 | 12364 | 3.2 | 3.2 | 90000 | 11989 | 2.2 | Federally-Regulated Commercial & Industrial Equipment | 01/28/2019 |  | 01/22/2020
York International | Coleman | XA-12[C,E]**(B,D)(2,4,5)******** |  | HSP-A, Single-Package Heat Pum | Both Heat Pump and Electric Re | 460 | 3 | False |  |  |  | True | Single-Speed | 148000 | 13454 | 11 | 10.6 |  |  | 135000 | 12364 | 3.2 | 3.2 | 90000 | 11989 | 2.2 | Federally-Regulated Commercial & Industrial Equipment | 01/28/2019 |  | 01/22/2020
York International | Coleman | XA-12[C,E]**(B,D)(2,4,5)******** |  | HSP-A, Single-Package Heat Pum | Both Heat Pump and Electric Re | 230 | 3 | False |  |  |  | True | Single-Speed | 148000 | 13454 | 11 | 10.6 |  |  | 135000 | 12364 | 3.2 | 3.2 | 90000 | 11989 | 2.2 | Federally-Regulated Commercial & Industrial Equipment | 01/28/2019 |  | 01/22/2020
York International | Coleman | XA-12[C,E]**(B,D)(2,4,5)******** |  | HSP-A, Single-Package Heat Pum | Both Heat Pump and Electric Re | 208 | 3 | False |  |  |  | True | Single-Speed | 148000 | 13454 | 11 | 10.6 |  |  | 135000 | 12364 | 3.2 | 3.2 | 90000 | 11989 | 2.2 | Federally-Regulated Commercial & Industrial Equipment | 01/28/2019 |  | 01/22/2020
York International | Coleman | XA-12[C,E]**(P,R,S,U,V,X)(2,4,5)******** |  | HSP-A, Single-Package Heat Pum | Both Heat Pump and Electric Re | 575 | 3 | False |  |  |  | True | Single-Speed | 148000 | 13454 | 11 | 10.6 |  |  | 135000 | 12364 | 3.2 | 3.2 | 90000 | 11989 | 2.2 | Federally-Regulated Commercial & Industrial Equipment | 01/28/2019 |  | 01/22/2020
York International | Coleman | XA-12[C,E]**(P,R,S,U,V,X)(2,4,5)******** |  | HSP-A, Single-Package Heat Pum | Both Heat Pump and Electric Re | 460 | 3 | False |  |  |  | True | Single-Speed | 148000 | 13454 | 11 | 10.6 |  |  | 135000 | 12364 | 3.2 | 3.2 | 90000 | 11989 | 2.2 | Federally-Regulated Commercial & Industrial Equipment | 01/28/2019 |  | 01/22/2020
York International | Coleman | XA-12[C,E]**(P,R,S,U,V,X)(2,4,5)******** |  | HSP-A, Single-Package Heat Pum | Both Heat Pump and Electric Re | 230 | 3 | False |  |  |  | True | Single-Speed | 148000 | 13454 | 11 | 10.6 |  |  | 135000 | 12364 | 3.2 | 3.2 | 90000 | 11989 | 2.2 | Federally-Regulated Commercial & Industrial Equipment | 01/28/2019 |  | 01/22/2020
York International | Coleman | XA-12[C,E]**(P,R,S,U,V,X)(2,4,5)******** |  | HSP-A, Single-Package Heat Pum | Both Heat Pump and Electric Re | 208 | 3 | False |  |  |  | True | Single-Speed | 148000 | 13454 | 11 | 10.6 |  |  | 135000 | 12364 | 3.2 | 3.2 | 90000 | 11989 | 2.2 | Federally-Regulated Commercial & Industrial Equipment | 01/28/2019 |  | 01/22/2020
York International | Coleman | XA-10[C,E]**(B,D)(2,4,5)******** |  | HSP-A, Single-Package Heat Pum | Both Heat Pump and Electric Re | 575 | 3 | False |  |  |  | True | Single-Speed | 114000 | 10363 | 11 | 11 |  |  | 106000 | 9137 | 3.4 | 3.3 | 59000 | 7685 | 2.25 | Federally-Regulated Commercial & Industrial Equipment | 01/28/2019 |  | 01/22/2020
York International | Coleman | XA-10[C,E]**(B,D)(2,4,5)******** |  | HSP-A, Single-Package Heat Pum | Both Heat Pump and Electric Re | 460 | 3 | False |  |  |  | True | Single-Speed | 114000 | 10363 | 11 | 11 |  |  | 106000 | 9137 | 3.4 | 3.3 | 59000 | 7685 | 2.25 | Federally-Regulated Commercial & Industrial Equipment | 01/28/2019 |  | 01/22/2020
York International | Coleman | XA-10[C,E]**(B,D)(2,4,5)******** |  | HSP-A, Single-Package Heat Pum | Both Heat Pump and Electric Re | 230 | 3 | False |  |  |  | True | Single-Speed | 114000 | 10363 | 11 | 11 |  |  | 106000 | 9137 | 3.4 | 3.3 | 59000 | 7685 | 2.25 | Federally-Regulated Commercial & Industrial Equipment | 01/28/2019 |  | 01/22/2020
York International | Coleman | XA-10[C,E]**(B,D)(2,4,5)******** |  | HSP-A, Single-Package Heat Pum | Both Heat Pump and Electric Re | 208 | 3 | False |  |  |  | True | Single-Speed | 114000 | 10363 | 11 | 11 |  |  | 106000 | 9137 | 3.4 | 3.3 | 59000 | 7685 | 2.25 | Federally-Regulated Commercial & Industrial Equipment | 01/28/2019 |  | 01/22/2020
York International | Coleman | PH-07C00A*(T,W,X)***** | NH-07C00*(X,S)****** | HRCU-A-CB, Split System: Heat | Heat Pump | 575 | 3 |  | False |  |  | True | Single-Speed | 89000 | 8090 | 11 | 10.8 |  |  | 82000 | 7282 | 3.3 | 3.3 | 49000 | 6243 | 2.3 | Federally-Regulated Commercial & Industrial Equipment | 01/28/2019 |  | 01/22/2020
York International | Coleman | PH-07C00A*(T,W,X)***** | NH-07C00*(X,S)****** | HRCU-A-CB, Split System: Heat | Heat Pump | 460 | 3 |  | False |  |  | True | Single-Speed | 89000 | 8090 | 11 | 10.8 |  |  | 82000 | 7282 | 3.3 | 3.3 | 49000 | 6243 | 2.3 | Federally-Regulated Commercial & Industrial Equipment | 01/28/2019 |  | 01/22/2020
York International | Coleman | PH-07C00A*(T,W,X)***** | NH-07C00*(X,S)****** | HRCU-A-CB, Split System: Heat | Heat Pump | 230 | 3 |  | False |  |  | True | Single-Speed | 89000 | 8090 | 11 | 10.8 |  |  | 82000 | 7282 | 3.3 | 3.3 | 49000 | 6243 | 2.3 | Federally-Regulated Commercial & Industrial Equipment | 01/28/2019 |  | 01/22/2020
York International | Coleman | PH-07C00A*(T,W,X)***** | NH-07C00*(X,S)****** | HRCU-A-CB, Split System: Heat | Heat Pump | 208 | 3 |  | False |  |  | True | Single-Speed | 89000 | 8090 | 11 | 10.8 |  |  | 82000 | 7282 | 3.3 | 3.3 | 49000 | 6243 | 2.3 | Federally-Regulated Commercial & Industrial Equipment | 01/28/2019 |  | 01/22/2020
Carrier Corp. - Syracuse | Bryant Heating & Cooling Systems | 575J(P,E,T)25(D,E)* | 524J(E,P,T)25H0* | HRCU-A-CB, Split System: Heat | Heat Pump | 575 | 3 |  | False |  |  | True | Single-Speed | 222000 | 20747 | 10.7 | 10.4 |  |  | 214000 | 17919 | 3.5 | 3.2 | 130000 | 15874 | 2.4 | Federally-Regulated Commercial & Industrial Equipment | 01/28/2019 |  | 01/22/2020
Carrier Corp. - Syracuse | Bryant Heating & Cooling Systems | 575J(P,E,T)25(D,E)* | 524J(E,P,T)25H0* | HRCU-A-CB, Split System: Heat | Heat Pump | 460 | 3 |  | False |  |  | True | Single-Speed | 222000 | 20747 | 10.7 | 10.4 |  |  | 214000 | 17919 | 3.5 | 3.2 | 130000 | 15874 | 2.4 | Federally-Regulated Commercial & Industrial Equipment | 01/28/2019 |  | 01/22/2020
Carrier Corp. - Syracuse | Bryant Heating & Cooling Systems | 575J(P,E,T)25(D,E)* | 524J(E,P,T)25H0* | HRCU-A-CB, Split System: Heat | Heat Pump | 230 | 3 |  | False |  |  | True | Single-Speed | 222000 | 20747 | 10.7 | 10.4 |  |  | 214000 | 17919 | 3.5 | 3.2 | 130000 | 15874 | 2.4 | Federally-Regulated Commercial & Industrial Equipment | 01/28/2019 |  | 01/22/2020
Carrier Corp. - Syracuse | Bryant Heating & Cooling Systems | 575J(P,E,T)25(D,E)* | 524J(E,P,T)25H0* | HRCU-A-CB, Split System: Heat | Heat Pump | 208 | 3 |  | False |  |  | True | Single-Speed | 222000 | 20747 | 10.7 | 10.4 |  |  | 214000 | 17919 | 3.5 | 3.2 | 130000 | 15874 | 2.4 | Federally-Regulated Commercial & Industrial Equipment | 01/28/2019 |  | 01/22/2020
Carrier Corp. - Syracuse | Bryant Heating & Cooling Systems | 575J(P,E,T)16(D,E)* | 524J(E,P,T)16H0* | HRCU-A-CB, Split System: Heat | Heat Pump | 575 | 3 |  | False |  |  | True | Single-Speed | 178000 | 16792 | 10.6 | 10.4 |  |  | 178000 | 15343 | 3.4 | 3.2 | 108000 | 13188 | 2.4 | Federally-Regulated Commercial & Industrial Equipment | 01/28/2019 |  | 01/22/2020
Carrier Corp. - Syracuse | Bryant Heating & Cooling Systems | 575J(P,E,T)16(D,E)* | 524J(E,P,T)16H0* | HRCU-A-CB, Split System: Heat | Heat Pump | 460 | 3 |  | False |  |  | True | Single-Speed | 178000 | 16792 | 10.6 | 10.4 |  |  | 178000 | 15343 | 3.4 | 3.2 | 108000 | 13188 | 2.4 | Federally-Regulated Commercial & Industrial Equipment | 01/28/2019 |  | 01/22/2020
Carrier Corp. - Syracuse | Bryant Heating & Cooling Systems | 575J(P,E,T)16(D,E)* | 524J(E,P,T)16H0* | HRCU-A-CB, Split System: Heat | Heat Pump | 230 | 3 |  | False |  |  | True | Single-Speed | 178000 | 16792 | 10.6 | 10.4 |  |  | 178000 | 15343 | 3.4 | 3.2 | 108000 | 13188 | 2.4 | Federally-Regulated Commercial & Industrial Equipment | 01/28/2019 |  | 01/22/2020
Carrier Corp. - Syracuse | Bryant Heating & Cooling Systems | 575J(P,E,T)16(D,E)* | 524J(E,P,T)16H0* | HRCU-A-CB, Split System: Heat | Heat Pump | 208 | 3 |  | False |  |  | True | Single-Speed | 178000 | 16792 | 10.6 | 10.4 |  |  | 178000 | 15343 | 3.4 | 3.2 | 108000 | 13188 | 2.4 | Federally-Regulated Commercial & Industrial Equipment | 01/28/2019 |  | 01/22/2020
Carrier Corp. - Syracuse | Day & Night | CHS180(H,L,S)(D,E)* | FHS180(M,S,H,L)**A0* | HRCU-A-CB, Split System: Heat | Heat Pump | 575 | 3 |  | False |  |  | True | Single-Speed | 178000 | 16792 | 10.6 | 10.4 |  |  | 178000 | 15343 | 3.4 | 3.2 | 108000 | 13188 | 2.4 | Federally-Regulated Commercial & Industrial Equipment | 01/28/2019 |  | 01/22/2020
Carrier Corp. - Syracuse | Day & Night | CHS180(H,L,S)(D,E)* | FHS180(M,S,H,L)**A0* | HRCU-A-CB, Split System: Heat | Heat Pump | 460 | 3 |  | False |  |  | True | Single-Speed | 178000 | 16792 | 10.6 | 10.4 |  |  | 178000 | 15343 | 3.4 | 3.2 | 108000 | 13188 | 2.4 | Federally-Regulated Commercial & Industrial Equipment | 01/28/2019 |  | 01/22/2020
Carrier Corp. - Syracuse | Day & Night | CHS180(H,L,S)(D,E)* | FHS180(M,S,H,L)**A0* | HRCU-A-CB, Split System: Heat | Heat Pump | 230 | 3 |  | False |  |  | True | Single-Speed | 178000 | 16792 | 10.6 | 10.4 |  |  | 178000 | 15343 | 3.4 | 3.2 | 108000 | 13188 | 2.4 | Federally-Regulated Commercial & Industrial Equipment | 01/28/2019 |  | 01/22/2020
Carrier Corp. - Syracuse | Day & Night | CHS180(H,L,S)(D,E)* | FHS180(M,S,H,L)**A0* | HRCU-A-CB, Split System: Heat | Heat Pump | 208 | 3 |  | False |  |  | True | Single-Speed | 178000 | 16792 | 10.6 | 10.4 |  |  | 178000 | 15343 | 3.4 | 3.2 | 108000 | 13188 | 2.4 | Federally-Regulated Commercial & Industrial Equipment | 01/28/2019 |  | 01/22/2020
Carrier Corp. - Syracuse | Day & Night | CHS240(H,L,S)(D,E)* | FHS240(H,L,S)**A0* | HRCU-A-CB, Split System: Heat | Heat Pump | 575 | 3 |  | False |  |  | True | Single-Speed | 222000 | 20747 | 10.7 | 10.4 |  |  | 214000 | 17919 | 3.5 | 3.2 | 130000 | 15874 | 2.4 | Federally-Regulated Commercial & Industrial Equipment | 01/28/2019 |  | 01/22/2020
Carrier Corp. - Syracuse | Day & Night | CHS240(H,L,S)(D,E)* | FHS240(H,L,S)**A0* | HRCU-A-CB, Split System: Heat | Heat Pump | 460 | 3 |  | False |  |  | True | Single-Speed | 222000 | 20747 | 10.7 | 10.4 |  |  | 214000 | 17919 | 3.5 | 3.2 | 130000 | 15874 | 2.4 | Federally-Regulated Commercial & Industrial Equipment | 01/28/2019 |  | 01/22/2020
Carrier Corp. - Syracuse | Day & Night | CHS240(H,L,S)(D,E)* | FHS240(H,L,S)**A0* | HRCU-A-CB, Split System: Heat | Heat Pump | 230 | 3 |  | False |  |  | True | Single-Speed | 222000 | 20747 | 10.7 | 10.4 |  |  | 214000 | 17919 | 3.5 | 3.2 | 130000 | 15874 | 2.4 | Federally-Regulated Commercial & Industrial Equipment | 01/28/2019 |  | 01/22/2020
Carrier Corp. - Syracuse | Day & Night | CHS240(H,L,S)(D,E)* | FHS240(H,L,S)**A0* | HRCU-A-CB, Split System: Heat | Heat Pump | 208 | 3 |  | False |  |  | True | Single-Speed | 222000 | 20747 | 10.7 | 10.4 |  |  | 214000 | 17919 | 3.5 | 3.2 | 130000 | 15874 | 2.4 | Federally-Regulated Commercial & Industrial Equipment | 01/28/2019 |  | 01/22/2020
Carrier Corp. - Syracuse | Airquest | CHS240(H,L,S)(D,E)* | FHS240(H,L,S)**A0* | HRCU-A-CB, Split System: Heat | Heat Pump | 575 | 3 |  | False |  |  | True | Single-Speed | 222000 | 20747 | 10.7 | 10.4 |  |  | 214000 | 17919 | 3.5 | 3.2 | 130000 | 15874 | 2.4 | Federally-Regulated Commercial & Industrial Equipment | 01/25/2019 |  | 01/22/2020
Carrier Corp. - Syracuse | Airquest | CHS240(H,L,S)(D,E)* | FHS240(H,L,S)**A0* | HRCU-A-CB, Split System: Heat | Heat Pump | 460 | 3 |  | False |  |  | True | Single-Speed | 222000 | 20747 | 10.7 | 10.4 |  |  | 214000 | 17919 | 3.5 | 3.2 | 130000 | 15874 | 2.4 | Federally-Regulated Commercial & Industrial Equipment | 01/25/2019 |  | 01/22/2020
Carrier Corp. - Syracuse | Airquest | CHS240(H,L,S)(D,E)* | FHS240(H,L,S)**A0* | HRCU-A-CB, Split System: Heat | Heat Pump | 230 | 3 |  | False |  |  | True | Single-Speed | 222000 | 20747 | 10.7 | 10.4 |  |  | 214000 | 17919 | 3.5 | 3.2 | 130000 | 15874 | 2.4 | Federally-Regulated Commercial & Industrial Equipment | 01/25/2019 |  | 01/22/2020
Carrier Corp. - Syracuse | Airquest | CHS240(H,L,S)(D,E)* | FHS240(H,L,S)**A0* | HRCU-A-CB, Split System: Heat | Heat Pump | 208 | 3 |  | False |  |  | True | Single-Speed | 222000 | 20747 | 10.7 | 10.4 |  |  | 214000 | 17919 | 3.5 | 3.2 | 130000 | 15874 | 2.4 | Federally-Regulated Commercial & Industrial Equipment | 01/25/2019 |  | 01/22/2020
Carrier Corp. - Syracuse | Airquest | CHS180(H,L,S)(D,E)* | FHS180(M,S,H,L)**A0* | HRCU-A-CB, Split System: Heat | Heat Pump | 575 | 3 |  | False |  |  | True | Single-Speed | 178000 | 16792 | 10.6 | 10.4 |  |  | 178000 | 15343 | 3.4 | 3.2 | 108000 | 13188 | 2.4 | Federally-Regulated Commercial & Industrial Equipment | 01/25/2019 |  | 01/22/2020
Carrier Corp. - Syracuse | Airquest | CHS180(H,L,S)(D,E)* | FHS180(M,S,H,L)**A0* | HRCU-A-CB, Split System: Heat | Heat Pump | 460 | 3 |  | False |  |  | True | Single-Speed | 178000 | 16792 | 10.6 | 10.4 |  |  | 178000 | 15343 | 3.4 | 3.2 | 108000 | 13188 | 2.4 | Federally-Regulated Commercial & Industrial Equipment | 01/25/2019 |  | 01/22/2020
Carrier Corp. - Syracuse | Airquest | CHS180(H,L,S)(D,E)* | FHS180(M,S,H,L)**A0* | HRCU-A-CB, Split System: Heat | Heat Pump | 230 | 3 |  | False |  |  | True | Single-Speed | 178000 | 16792 | 10.6 | 10.4 |  |  | 178000 | 15343 | 3.4 | 3.2 | 108000 | 13188 | 2.4 | Federally-Regulated Commercial & Industrial Equipment | 01/25/2019 |  | 01/22/2020
Carrier Corp. - Syracuse | Airquest | CHS180(H,L,S)(D,E)* | FHS180(M,S,H,L)**A0* | HRCU-A-CB, Split System: Heat | Heat Pump | 208 | 3 |  | False |  |  | True | Single-Speed | 178000 | 16792 | 10.6 | 10.4 |  |  | 178000 | 15343 | 3.4 | 3.2 | 108000 | 13188 | 2.4 | Federally-Regulated Commercial & Industrial Equipment | 01/25/2019 |  | 01/22/2020
Carrier Corp. - Syracuse | Keeprite | CHS240(H,L,S)(D,E)* | FHS240(H,L,S)**A0* | HRCU-A-CB, Split System: Heat | Heat Pump | 575 | 3 |  | False |  |  | True | Single-Speed | 222000 | 20747 | 10.7 | 10.4 |  |  | 214000 | 17919 | 3.5 | 3.2 | 130000 | 15874 | 2.4 | Federally-Regulated Commercial & Industrial Equipment | 01/28/2019 |  | 01/22/2020
Carrier Corp. - Syracuse | Keeprite | CHS240(H,L,S)(D,E)* | FHS240(H,L,S)**A0* | HRCU-A-CB, Split System: Heat | Heat Pump | 460 | 3 |  | False |  |  | True | Single-Speed | 222000 | 20747 | 10.7 | 10.4 |  |  | 214000 | 17919 | 3.5 | 3.2 | 130000 | 15874 | 2.4 | Federally-Regulated Commercial & Industrial Equipment | 01/28/2019 |  | 01/22/2020
Carrier Corp. - Syracuse | Keeprite | CHS240(H,L,S)(D,E)* | FHS240(H,L,S)**A0* | HRCU-A-CB, Split System: Heat | Heat Pump | 230 | 3 |  | False |  |  | True | Single-Speed | 222000 | 20747 | 10.7 | 10.4 |  |  | 214000 | 17919 | 3.5 | 3.2 | 130000 | 15874 | 2.4 | Federally-Regulated Commercial & Industrial Equipment | 01/28/2019 |  | 01/22/2020
Carrier Corp. - Syracuse | Keeprite | CHS240(H,L,S)(D,E)* | FHS240(H,L,S)**A0* | HRCU-A-CB, Split System: Heat | Heat Pump | 208 | 3 |  | False |  |  | True | Single-Speed | 222000 | 20747 | 10.7 | 10.4 |  |  | 214000 | 17919 | 3.5 | 3.2 | 130000 | 15874 | 2.4 | Federally-Regulated Commercial & Industrial Equipment | 01/28/2019 |  | 01/22/2020
Carrier Corp. - Syracuse | Keeprite | CHS180(H,L,S)(D,E)* | FHS180(M,S,H,L)**A0* | HRCU-A-CB, Split System: Heat | Heat Pump | 575 | 3 |  | False |  |  | True | Single-Speed | 178000 | 16792 | 10.6 | 10.4 |  |  | 178000 | 15343 | 3.4 | 3.2 | 108000 | 13188 | 2.4 | Federally-Regulated Commercial & Industrial Equipment | 01/28/2019 |  | 01/22/2020
Carrier Corp. - Syracuse | Keeprite | CHS180(H,L,S)(D,E)* | FHS180(M,S,H,L)**A0* | HRCU-A-CB, Split System: Heat | Heat Pump | 460 | 3 |  | False |  |  | True | Single-Speed | 178000 | 16792 | 10.6 | 10.4 |  |  | 178000 | 15343 | 3.4 | 3.2 | 108000 | 13188 | 2.4 | Federally-Regulated Commercial & Industrial Equipment | 01/28/2019 |  | 01/22/2020
Carrier Corp. - Syracuse | Keeprite | CHS180(H,L,S)(D,E)* | FHS180(M,S,H,L)**A0* | HRCU-A-CB, Split System: Heat | Heat Pump | 230 | 3 |  | False |  |  | True | Single-Speed | 178000 | 16792 | 10.6 | 10.4 |  |  | 178000 | 15343 | 3.4 | 3.2 | 108000 | 13188 | 2.4 | Federally-Regulated Commercial & Industrial Equipment | 01/28/2019 |  | 01/22/2020
Carrier Corp. - Syracuse | Keeprite | CHS180(H,L,S)(D,E)* | FHS180(M,S,H,L)**A0* | HRCU-A-CB, Split System: Heat | Heat Pump | 208 | 3 |  | False |  |  | True | Single-Speed | 178000 | 16792 | 10.6 | 10.4 |  |  | 178000 | 15343 | 3.4 | 3.2 | 108000 | 13188 | 2.4 | Federally-Regulated Commercial & Industrial Equipment | 01/28/2019 |  | 01/22/2020
Carrier Corp. - Syracuse | Arcoaire | CHS180(H,L,S)(D,E)* | FHS180(M,S,H,L)**A0* | HRCU-A-CB, Split System: Heat | Heat Pump | 575 | 3 |  | False |  |  | True | Single-Speed | 178000 | 16792 | 10.6 | 10.4 |  |  | 178000 | 15343 | 3.4 | 3.2 | 108000 | 13188 | 2.4 | Federally-Regulated Commercial & Industrial Equipment | 01/28/2019 |  | 01/22/2020
Carrier Corp. - Syracuse | Arcoaire | CHS180(H,L,S)(D,E)* | FHS180(M,S,H,L)**A0* | HRCU-A-CB, Split System: Heat | Heat Pump | 460 | 3 |  | False |  |  | True | Single-Speed | 178000 | 16792 | 10.6 | 10.4 |  |  | 178000 | 15343 | 3.4 | 3.2 | 108000 | 13188 | 2.4 | Federally-Regulated Commercial & Industrial Equipment | 01/28/2019 |  | 01/22/2020
Carrier Corp. - Syracuse | Arcoaire | CHS180(H,L,S)(D,E)* | FHS180(M,S,H,L)**A0* | HRCU-A-CB, Split System: Heat | Heat Pump | 230 | 3 |  | False |  |  | True | Single-Speed | 178000 | 16792 | 10.6 | 10.4 |  |  | 178000 | 15343 | 3.4 | 3.2 | 108000 | 13188 | 2.4 | Federally-Regulated Commercial & Industrial Equipment | 01/28/2019 |  | 01/22/2020
Carrier Corp. - Syracuse | Arcoaire | CHS180(H,L,S)(D,E)* | FHS180(M,S,H,L)**A0* | HRCU-A-CB, Split System: Heat | Heat Pump | 208 | 3 |  | False |  |  | True | Single-Speed | 178000 | 16792 | 10.6 | 10.4 |  |  | 178000 | 15343 | 3.4 | 3.2 | 108000 | 13188 | 2.4 | Federally-Regulated Commercial & Industrial Equipment | 01/28/2019 |  | 01/22/2020
Carrier Corp. - Syracuse | Arcoaire | CHS240(H,L,S)(D,E)* | FHS240(H,L,S)**A0* | HRCU-A-CB, Split System: Heat | Heat Pump | 575 | 3 |  | False |  |  | True | Single-Speed | 222000 | 20747 | 10.7 | 10.4 |  |  | 214000 | 17919 | 3.5 | 3.2 | 130000 | 15874 | 2.4 | Federally-Regulated Commercial & Industrial Equipment | 01/28/2019 |  | 01/22/2020
Carrier Corp. - Syracuse | Arcoaire | CHS240(H,L,S)(D,E)* | FHS240(H,L,S)**A0* | HRCU-A-CB, Split System: Heat | Heat Pump | 460 | 3 |  | False |  |  | True | Single-Speed | 222000 | 20747 | 10.7 | 10.4 |  |  | 214000 | 17919 | 3.5 | 3.2 | 130000 | 15874 | 2.4 | Federally-Regulated Commercial & Industrial Equipment | 01/28/2019 |  | 01/22/2020
Carrier Corp. - Syracuse | Arcoaire | CHS240(H,L,S)(D,E)* | FHS240(H,L,S)**A0* | HRCU-A-CB, Split System: Heat | Heat Pump | 230 | 3 |  | False |  |  | True | Single-Speed | 222000 | 20747 | 10.7 | 10.4 |  |  | 214000 | 17919 | 3.5 | 3.2 | 130000 | 15874 | 2.4 | Federally-Regulated Commercial & Industrial Equipment | 01/28/2019 |  | 01/22/2020
Carrier Corp. - Syracuse | Arcoaire | CHS240(H,L,S)(D,E)* | FHS240(H,L,S)**A0* | HRCU-A-CB, Split System: Heat | Heat Pump | 208 | 3 |  | False |  |  | True | Single-Speed | 222000 | 20747 | 10.7 | 10.4 |  |  | 214000 | 17919 | 3.5 | 3.2 | 130000 | 15874 | 2.4 | Federally-Regulated Commercial & Industrial Equipment | 01/28/2019 |  | 01/22/2020
Carrier Corp. - Syracuse | CARRIER CORPORATION | 50TCQD24J1B6-41078 |  | HSP-A, Single-Package Heat Pum | Heat Pump | 460 | 3 | False |  |  |  | True | Single-Speed | 232000 | 21886 | 10.6 | 10.4 |  |  | 220000 | 19538 | 3.3 | 3.2 | 136000 | 17329 | 2.3 | Federally-Regulated Commercial & Industrial Equipment | 01/28/2019 |  | 01/22/2020
Carrier Corp. - Syracuse | CARRIER CORPORATION | 50TCQD17A2E6-41493 |  | HSP-A, Single-Package Heat Pum | Heat Pump | 460 | 3 | False |  |  |  | True | Single-Speed | 172000 | 15925 | 10.8 | 10.4 | 11.5 |  | 166000 | 14742 | 3.3 | 3.2 | 103000 | 12577 | 2.4 | Federally-Regulated Commercial & Industrial Equipment | 06/03/2019 |  | 01/22/2020
Carrier Corp. - Syracuse | CARRIER CORPORATION | 50TCQD17J2B6-41077 |  | HSP-A, Single-Package Heat Pum | Heat Pump | 460 | 3 | False |  |  |  | True | Single-Speed | 172000 | 15925 | 10.8 | 10.4 | 11.5 |  | 166000 | 14742 | 3.3 | 3.2 | 103000 | 12577 | 2.4 | Federally-Regulated Commercial & Industrial Equipment | 06/03/2019 |  | 01/22/2020
Carrier Corp. - Syracuse | CARRIER CORPORATION | 38AUQ*25A0*(5,6,1)A* | 40RUQA25A*A(5,6,1)A* | HRCU-A-CB, Split System: Heat | Heat Pump | 575 | 3 |  | False |  |  | True | Single-Speed | 222000 | 20747 | 10.7 | 10.4 |  |  | 214000 | 17919 | 3.5 | 3.2 | 130000 | 15874 | 2.4 | Federally-Regulated Commercial & Industrial Equipment | 01/28/2019 |  | 01/22/2020
Carrier Corp. - Syracuse | CARRIER CORPORATION | 38AUQ*25A0*(5,6,1)A* | 40RUQA25A*A(5,6,1)A* | HRCU-A-CB, Split System: Heat | Heat Pump | 460 | 3 |  | False |  |  | True | Single-Speed | 222000 | 20747 | 10.7 | 10.4 |  |  | 214000 | 17919 | 3.5 | 3.2 | 130000 | 15874 | 2.4 | Federally-Regulated Commercial & Industrial Equipment | 01/28/2019 |  | 01/22/2020
Carrier Corp. - Syracuse | CARRIER CORPORATION | 38AUQ*25A0*(5,6,1)A* | 40RUQA25A*A(5,6,1)A* | HRCU-A-CB, Split System: Heat | Heat Pump | 230 | 3 |  | False |  |  | True | Single-Speed | 222000 | 20747 | 10.7 | 10.4 |  |  | 214000 | 17919 | 3.5 | 3.2 | 130000 | 15874 | 2.4 | Federally-Regulated Commercial & Industrial Equipment | 01/28/2019 |  | 01/22/2020
Carrier Corp. - Syracuse | CARRIER CORPORATION | 38AUQ*25A0*(5,6,1)A* | 40RUQA25A*A(5,6,1)A* | HRCU-A-CB, Split System: Heat | Heat Pump | 208 | 3 |  | False |  |  | True | Single-Speed | 222000 | 20747 | 10.7 | 10.4 |  |  | 214000 | 17919 | 3.5 | 3.2 | 130000 | 15874 | 2.4 | Federally-Regulated Commercial & Industrial Equipment | 01/28/2019 |  | 01/22/2020
Carrier Corp. - Syracuse | CARRIER CORPORATION | 50TCQD12A2M5032708 |  | HSP-A, Single-Package Heat Pum | Heat Pump | 575 | 3 | False |  |  |  | False | Single-Speed | 116000 | 10545 | 11 | 10.8 |  |  | 116000 | 9999 | 3.4 | 3.3 | 63000 | 8206 | 2.25 | Federally-Regulated Commercial & Industrial Equipment | 01/28/2019 |  | 01/22/2020
Carrier Corp. - Syracuse | CARRIER CORPORATION | 50TCQD12A2M5032708 |  | HSP-A, Single-Package Heat Pum | Heat Pump | 460 | 3 | False |  |  |  | False | Single-Speed | 116000 | 10545 | 11 | 10.8 |  |  | 116000 | 9999 | 3.4 | 3.3 | 63000 | 8206 | 2.25 | Federally-Regulated Commercial & Industrial Equipment | 01/28/2019 |  | 01/22/2020
Carrier Corp. - Syracuse | CARRIER CORPORATION | 50TCQD12A2M5032708 |  | HSP-A, Single-Package Heat Pum | Heat Pump | 230 | 3 | False |  |  |  | False | Single-Speed | 116000 | 10545 | 11 | 10.8 |  |  | 116000 | 9999 | 3.4 | 3.3 | 63000 | 8206 | 2.25 | Federally-Regulated Commercial & Industrial Equipment | 01/28/2019 |  | 01/22/2020
Carrier Corp. - Syracuse | CARRIER CORPORATION | 50TCQD12A2M5032708 |  | HSP-A, Single-Package Heat Pum | Heat Pump | 208 | 3 | False |  |  |  | False | Single-Speed | 116000 | 10545 | 11 | 10.8 |  |  | 116000 | 9999 | 3.4 | 3.3 | 63000 | 8206 | 2.25 | Federally-Regulated Commercial & Industrial Equipment | 01/28/2019 |  | 01/22/2020
Carrier Corp. - Syracuse | CARRIER CORPORATION | 38AUQ*16A0*(5,6,1)A* | 40RUQA16A*A(5,6,1)A* | HRCU-A-CB, Split System: Heat | Heat Pump | 575 | 3 |  | False |  |  | True | Single-Speed | 178000 | 16792 | 10.6 | 10.4 |  |  | 178000 | 15343 | 3.4 | 3.2 | 108000 | 13188 | 2.4 | Federally-Regulated Commercial & Industrial Equipment | 01/28/2019 |  | 01/22/2020
Carrier Corp. - Syracuse | CARRIER CORPORATION | 38AUQ*16A0*(5,6,1)A* | 40RUQA16A*A(5,6,1)A* | HRCU-A-CB, Split System: Heat | Heat Pump | 460 | 3 |  | False |  |  | True | Single-Speed | 178000 | 16792 | 10.6 | 10.4 |  |  | 178000 | 15343 | 3.4 | 3.2 | 108000 | 13188 | 2.4 | Federally-Regulated Commercial & Industrial Equipment | 01/28/2019 |  | 01/22/2020
Carrier Corp. - Syracuse | CARRIER CORPORATION | 38AUQ*16A0*(5,6,1)A* | 40RUQA16A*A(5,6,1)A* | HRCU-A-CB, Split System: Heat | Heat Pump | 230 | 3 |  | False |  |  | True | Single-Speed | 178000 | 16792 | 10.6 | 10.4 |  |  | 178000 | 15343 | 3.4 | 3.2 | 108000 | 13188 | 2.4 | Federally-Regulated Commercial & Industrial Equipment | 01/28/2019 |  | 01/22/2020
Carrier Corp. - Syracuse | CARRIER CORPORATION | 38AUQ*16A0*(5,6,1)A* | 40RUQA16A*A(5,6,1)A* | HRCU-A-CB, Split System: Heat | Heat Pump | 208 | 3 |  | False |  |  | True | Single-Speed | 178000 | 16792 | 10.6 | 10.4 |  |  | 178000 | 15343 | 3.4 | 3.2 | 108000 | 13188 | 2.4 | Federally-Regulated Commercial & Industrial Equipment | 01/28/2019 |  | 01/22/2020
Carrier Corp. - Syracuse | CARRIER CORPORATION | 50TCQD12A3M6030288 |  | HSP-A, Single-Package Heat Pum | Heat Pump | 575 | 3 | False |  |  |  | False | Single-Speed | 116000 | 10545 | 11 | 10.8 |  |  | 116000 | 9999 | 3.4 | 3.3 | 63000 | 8206 | 2.25 | Federally-Regulated Commercial & Industrial Equipment | 01/28/2019 |  | 01/22/2020
Carrier Corp. - Syracuse | CARRIER CORPORATION | 50TCQD12A3M6030288 |  | HSP-A, Single-Package Heat Pum | Heat Pump | 460 | 3 | False |  |  |  | False | Single-Speed | 116000 | 10545 | 11 | 10.8 |  |  | 116000 | 9999 | 3.4 | 3.3 | 63000 | 8206 | 2.25 | Federally-Regulated Commercial & Industrial Equipment | 01/28/2019 |  | 01/22/2020
Carrier Corp. - Syracuse | CARRIER CORPORATION | 50TCQD12A3M6030288 |  | HSP-A, Single-Package Heat Pum | Heat Pump | 230 | 3 | False |  |  |  | False | Single-Speed | 116000 | 10545 | 11 | 10.8 |  |  | 116000 | 9999 | 3.4 | 3.3 | 63000 | 8206 | 2.25 | Federally-Regulated Commercial & Industrial Equipment | 01/28/2019 |  | 01/22/2020
Carrier Corp. - Syracuse | CARRIER CORPORATION | 50TCQD12A3M6030288 |  | HSP-A, Single-Package Heat Pum | Heat Pump | 208 | 3 | False |  |  |  | False | Single-Speed | 116000 | 10545 | 11 | 10.8 |  |  | 116000 | 9999 | 3.4 | 3.3 | 63000 | 8206 | 2.25 | Federally-Regulated Commercial & Industrial Equipment | 01/28/2019 |  | 01/22/2020
Carrier Corp. - Syracuse | Comfortmaker | CHS180(H,L,S)(D,E)* | FHS180(M,S,H,L)**A0* | HRCU-A-CB, Split System: Heat | Heat Pump | 575 | 3 |  | False |  |  | True | Single-Speed | 178000 | 16792 | 10.6 | 10.4 |  |  | 178000 | 15343 | 3.4 | 3.2 | 108000 | 13188 | 2.4 | Federally-Regulated Commercial & Industrial Equipment | 01/28/2019 |  | 01/22/2020
Carrier Corp. - Syracuse | Comfortmaker | CHS180(H,L,S)(D,E)* | FHS180(M,S,H,L)**A0* | HRCU-A-CB, Split System: Heat | Heat Pump | 460 | 3 |  | False |  |  | True | Single-Speed | 178000 | 16792 | 10.6 | 10.4 |  |  | 178000 | 15343 | 3.4 | 3.2 | 108000 | 13188 | 2.4 | Federally-Regulated Commercial & Industrial Equipment | 01/28/2019 |  | 01/22/2020
Carrier Corp. - Syracuse | Comfortmaker | CHS180(H,L,S)(D,E)* | FHS180(M,S,H,L)**A0* | HRCU-A-CB, Split System: Heat | Heat Pump | 230 | 3 |  | False |  |  | True | Single-Speed | 178000 | 16792 | 10.6 | 10.4 |  |  | 178000 | 15343 | 3.4 | 3.2 | 108000 | 13188 | 2.4 | Federally-Regulated Commercial & Industrial Equipment | 01/28/2019 |  | 01/22/2020
Carrier Corp. - Syracuse | Comfortmaker | CHS180(H,L,S)(D,E)* | FHS180(M,S,H,L)**A0* | HRCU-A-CB, Split System: Heat | Heat Pump | 208 | 3 |  | False |  |  | True | Single-Speed | 178000 | 16792 | 10.6 | 10.4 |  |  | 178000 | 15343 | 3.4 | 3.2 | 108000 | 13188 | 2.4 | Federally-Regulated Commercial & Industrial Equipment | 01/28/2019 |  | 01/22/2020
Carrier Corp. - Syracuse | Comfortmaker | CHS240(H,L,S)(D,E)* | FHS240(H,L,S)**A0* | HRCU-A-CB, Split System: Heat | Heat Pump | 575 | 3 |  | False |  |  | True | Single-Speed | 222000 | 20747 | 10.7 | 10.4 |  |  | 214000 | 17919 | 3.5 | 3.2 | 130000 | 15874 | 2.4 | Federally-Regulated Commercial & Industrial Equipment | 01/28/2019 |  | 01/22/2020
Carrier Corp. - Syracuse | Comfortmaker | CHS240(H,L,S)(D,E)* | FHS240(H,L,S)**A0* | HRCU-A-CB, Split System: Heat | Heat Pump | 460 | 3 |  | False |  |  | True | Single-Speed | 222000 | 20747 | 10.7 | 10.4 |  |  | 214000 | 17919 | 3.5 | 3.2 | 130000 | 15874 | 2.4 | Federally-Regulated Commercial & Industrial Equipment | 01/28/2019 |  | 01/22/2020
Carrier Corp. - Syracuse | Comfortmaker | CHS240(H,L,S)(D,E)* | FHS240(H,L,S)**A0* | HRCU-A-CB, Split System: Heat | Heat Pump | 230 | 3 |  | False |  |  | True | Single-Speed | 222000 | 20747 | 10.7 | 10.4 |  |  | 214000 | 17919 | 3.5 | 3.2 | 130000 | 15874 | 2.4 | Federally-Regulated Commercial & Industrial Equipment | 01/28/2019 |  | 01/22/2020
Carrier Corp. - Syracuse | Comfortmaker | CHS240(H,L,S)(D,E)* | FHS240(H,L,S)**A0* | HRCU-A-CB, Split System: Heat | Heat Pump | 208 | 3 |  | False |  |  | True | Single-Speed | 222000 | 20747 | 10.7 | 10.4 |  |  | 214000 | 17919 | 3.5 | 3.2 | 130000 | 15874 | 2.4 | Federally-Regulated Commercial & Industrial Equipment | 01/28/2019 |  | 01/22/2020
Lennox Industries Inc. | LANDMARK | KHA120S4B**Y,G,J |  | HSP-A, Single-Package Heat Pum | Both Heat Pump and Electric Re | 575 | 3 | False |  |  |  | True | Single-Speed | 118000 | 10727 | 11 | 11 |  |  | 115000 | 10213 | 3.3 | 3.3 | 70000 | 9910 | 2.07 | Federally-Regulated Commercial & Industrial Equipment | 01/28/2019 |  | 01/22/2020
Lennox Industries Inc. | LANDMARK | KHA120S4B**Y,G,J |  | HSP-A, Single-Package Heat Pum | Both Heat Pump and Electric Re | 460 | 3 | False |  |  |  | True | Single-Speed | 118000 | 10727 | 11 | 11 |  |  | 115000 | 10213 | 3.3 | 3.3 | 70000 | 9910 | 2.07 | Federally-Regulated Commercial & Industrial Equipment | 01/28/2019 |  | 01/22/2020
Lennox Industries Inc. | LANDMARK | KHA120S4B**Y,G,J |  | HSP-A, Single-Package Heat Pum | Both Heat Pump and Electric Re | 230 | 3 | False |  |  |  | True | Single-Speed | 118000 | 10727 | 11 | 11 |  |  | 115000 | 10213 | 3.3 | 3.3 | 70000 | 9910 | 2.07 | Federally-Regulated Commercial & Industrial Equipment | 01/28/2019 |  | 01/22/2020
Lennox Industries Inc. | LANDMARK | KHA120S4B**Y,G,J |  | HSP-A, Single-Package Heat Pum | Both Heat Pump and Electric Re | 208 | 3 | False |  |  |  | True | Single-Speed | 118000 | 10727 | 11 | 11 |  |  | 115000 | 10213 | 3.3 | 3.3 | 70000 | 9910 | 2.07 | Federally-Regulated Commercial & Industrial Equipment | 01/28/2019 |  | 01/22/2020
Lennox Industries Inc. | LANDMARK | KHA150S4B**Y,G,J |  | HSP-A, Single-Package Heat Pum | Both Heat Pump and Electric Re | 575 | 3 | False |  |  |  | True | Single-Speed | 138000 | 13018 | 10.6 | 10.6 |  |  | 138000 | 12638 | 3.2 | 3.2 | 82000 | 11722 | 2.05 | Federally-Regulated Commercial & Industrial Equipment | 01/28/2019 |  | 01/22/2020
Lennox Industries Inc. | LANDMARK | KHA150S4B**Y,G,J |  | HSP-A, Single-Package Heat Pum | Both Heat Pump and Electric Re | 460 | 3 | False |  |  |  | True | Single-Speed | 138000 | 13018 | 10.6 | 10.6 |  |  | 138000 | 12638 | 3.2 | 3.2 | 82000 | 11722 | 2.05 | Federally-Regulated Commercial & Industrial Equipment | 01/28/2019 |  | 01/22/2020
Lennox Industries Inc. | LANDMARK | KHA150S4B**Y,G,J |  | HSP-A, Single-Package Heat Pum | Both Heat Pump and Electric Re | 230 | 3 | False |  |  |  | True | Single-Speed | 138000 | 13018 | 10.6 | 10.6 |  |  | 138000 | 12638 | 3.2 | 3.2 | 82000 | 11722 | 2.05 | Federally-Regulated Commercial & Industrial Equipment | 01/28/2019 |  | 01/22/2020
Lennox Industries Inc. | LANDMARK | KHA150S4B**Y,G,J |  | HSP-A, Single-Package Heat Pum | Both Heat Pump and Electric Re | 208 | 3 | False |  |  |  | True | Single-Speed | 138000 | 13018 | 10.6 | 10.6 |  |  | 138000 | 12638 | 3.2 | 3.2 | 82000 | 11722 | 2.05 | Federally-Regulated Commercial & Industrial Equipment | 01/28/2019 |  | 01/22/2020
Lennox Industries Inc. | LANDMARK | KHA240S4B*1Y,G,J |  | HSP-A, Single-Package Heat Pum | Heat Pump | 575 | 3 | False |  |  |  | True | Single-Speed | 214000 | 20188 | 10.6 | 10.4 |  |  | 220000 | 20148 | 3.2 | 3.2 | 124000 | 17727 | 2.05 | Federally-Regulated Commercial & Industrial Equipment | 01/28/2019 |  | 01/22/2020
Lennox Industries Inc. | LANDMARK | KHA240S4B*1Y,G,J |  | HSP-A, Single-Package Heat Pum | Heat Pump | 460 | 3 | False |  |  |  | True | Single-Speed | 214000 | 20188 | 10.6 | 10.4 |  |  | 220000 | 20148 | 3.2 | 3.2 | 124000 | 17727 | 2.05 | Federally-Regulated Commercial & Industrial Equipment | 01/28/2019 |  | 01/22/2020
Lennox Industries Inc. | LANDMARK | KHA240S4B*1Y,G,J |  | HSP-A, Single-Package Heat Pum | Heat Pump | 230 | 3 | False |  |  |  | True | Single-Speed | 214000 | 20188 | 10.6 | 10.4 |  |  | 220000 | 20148 | 3.2 | 3.2 | 124000 | 17727 | 2.05 | Federally-Regulated Commercial & Industrial Equipment | 01/28/2019 |  | 01/22/2020
Lennox Industries Inc. | LANDMARK | KHA240S4B*1Y,G,J |  | HSP-A, Single-Package Heat Pum | Heat Pump | 208 | 3 | False |  |  |  | True | Single-Speed | 214000 | 20188 | 10.6 | 10.4 |  |  | 220000 | 20148 | 3.2 | 3.2 | 124000 | 17727 | 2.05 | Federally-Regulated Commercial & Industrial Equipment | 01/28/2019 |  | 01/22/2020
Lennox Industries Inc. | LANDMARK | KHA180S4B*1Y,G,J |  | HSP-A, Single-Package Heat Pum | Heat Pump | 575 | 3 | False |  |  |  | True | Single-Speed | 174000 | 16415 | 10.6 | 10.4 | 12.2 |  | 178000 | 16302 | 3.2 | 3.2 | 100000 | 14296 | 2.05 | Federally-Regulated Commercial & Industrial Equipment | 09/23/2019 |  | 01/22/2020
Lennox Industries Inc. | LANDMARK | KHA180S4B*1Y,G,J |  | HSP-A, Single-Package Heat Pum | Heat Pump | 460 | 3 | False |  |  |  | True | Single-Speed | 174000 | 16415 | 10.6 | 10.4 | 12.2 |  | 178000 | 16302 | 3.2 | 3.2 | 100000 | 14296 | 2.05 | Federally-Regulated Commercial & Industrial Equipment | 09/23/2019 |  | 01/22/2020
Lennox Industries Inc. | LANDMARK | KHA180S4B*1Y,G,J |  | HSP-A, Single-Package Heat Pum | Heat Pump | 230 | 3 | False |  |  |  | True | Single-Speed | 174000 | 16415 | 10.6 | 10.4 | 12.2 |  | 178000 | 16302 | 3.2 | 3.2 | 100000 | 14296 | 2.05 | Federally-Regulated Commercial & Industrial Equipment | 09/23/2019 |  | 01/22/2020
Lennox Industries Inc. | LANDMARK | KHA180S4B*1Y,G,J |  | HSP-A, Single-Package Heat Pum | Heat Pump | 208 | 3 | False |  |  |  | True | Single-Speed | 174000 | 16415 | 10.6 | 10.4 | 12.2 |  | 178000 | 16302 | 3.2 | 3.2 | 100000 | 14296 | 2.05 | Federally-Regulated Commercial & Industrial Equipment | 09/23/2019 |  | 01/22/2020
Lennox Industries Inc. | LANDMARK | KHA102S4B**Y,G,J |  | HSP-A, Single-Package Heat Pum | Both Heat Pump and Electric Re | 575 | 3 | False |  |  |  | True | Single-Speed | 100000 | 9090 | 11 | 11 | 12.2 |  | 100000 | 8881 | 3.3 | 3.3 | 55000 | 7164 | 2.25 | Federally-Regulated Commercial & Industrial Equipment | 09/23/2019 |  | 01/22/2020
Lennox Industries Inc. | LANDMARK | KHA102S4B**Y,G,J |  | HSP-A, Single-Package Heat Pum | Both Heat Pump and Electric Re | 460 | 3 | False |  |  |  | True | Single-Speed | 100000 | 9090 | 11 | 11 | 12.2 |  | 100000 | 8881 | 3.3 | 3.3 | 55000 | 7164 | 2.25 | Federally-Regulated Commercial & Industrial Equipment | 09/23/2019 |  | 01/22/2020
Lennox Industries Inc. | LANDMARK | KHA102S4B**Y,G,J |  | HSP-A, Single-Package Heat Pum | Both Heat Pump and Electric Re | 230 | 3 | False |  |  |  | True | Single-Speed | 100000 | 9090 | 11 | 11 | 12.2 |  | 100000 | 8881 | 3.3 | 3.3 | 55000 | 7164 | 2.25 | Federally-Regulated Commercial & Industrial Equipment | 09/23/2019 |  | 01/22/2020
Lennox Industries Inc. | LANDMARK | KHA102S4B**Y,G,J |  | HSP-A, Single-Package Heat Pum | Both Heat Pump and Electric Re | 208 | 3 | False |  |  |  | True | Single-Speed | 100000 | 9090 | 11 | 11 | 12.2 |  | 100000 | 8881 | 3.3 | 3.3 | 55000 | 7164 | 2.25 | Federally-Regulated Commercial & Industrial Equipment | 09/23/2019 |  | 01/22/2020
Lennox Industries Inc. | LANDMARK | KHA092S4B**Y,G,J |  | HSP-A, Single-Package Heat Pum | Both Heat Pump and Electric Re | 575 | 3 | False |  |  |  | True | Single-Speed | 89000 | 8090 | 11 | 11 | 12.2 |  | 89000 | 7904 | 3.3 | 3.3 | 53000 | 6903 | 2.25 | Federally-Regulated Commercial & Industrial Equipment | 09/23/2019 |  | 01/22/2020
Lennox Industries Inc. | LANDMARK | KHA092S4B**Y,G,J |  | HSP-A, Single-Package Heat Pum | Both Heat Pump and Electric Re | 460 | 3 | False |  |  |  | True | Single-Speed | 89000 | 8090 | 11 | 11 | 12.2 |  | 89000 | 7904 | 3.3 | 3.3 | 53000 | 6903 | 2.25 | Federally-Regulated Commercial & Industrial Equipment | 09/23/2019 |  | 01/22/2020
Lennox Industries Inc. | LANDMARK | KHA092S4B**Y,G,J |  | HSP-A, Single-Package Heat Pum | Both Heat Pump and Electric Re | 230 | 3 | False |  |  |  | True | Single-Speed | 89000 | 8090 | 11 | 11 | 12.2 |  | 89000 | 7904 | 3.3 | 3.3 | 53000 | 6903 | 2.25 | Federally-Regulated Commercial & Industrial Equipment | 09/23/2019 |  | 01/22/2020
Lennox Industries Inc. | LANDMARK | KHA092S4B**Y,G,J |  | HSP-A, Single-Package Heat Pum | Both Heat Pump and Electric Re | 208 | 3 | False |  |  |  | True | Single-Speed | 89000 | 8090 | 11 | 11 | 12.2 |  | 89000 | 7904 | 3.3 | 3.3 | 53000 | 6903 | 2.25 | Federally-Regulated Commercial & Industrial Equipment | 09/23/2019 |  | 01/22/2020
Carrier Corp. - Syracuse | Heil | CHS240(H,L,S)(D,E)* | FHS240(H,L,S)**A0* | HRCU-A-CB, Split System: Heat | Heat Pump | 575 | 3 |  | False |  |  | True | Single-Speed | 222000 | 20747 | 10.7 | 10.4 |  |  | 214000 | 17919 | 3.5 | 3.2 | 130000 | 15874 | 2.4 | Federally-Regulated Commercial & Industrial Equipment | 01/28/2019 |  | 01/22/2020
Carrier Corp. - Syracuse | Heil | CHS240(H,L,S)(D,E)* | FHS240(H,L,S)**A0* | HRCU-A-CB, Split System: Heat | Heat Pump | 460 | 3 |  | False |  |  | True | Single-Speed | 222000 | 20747 | 10.7 | 10.4 |  |  | 214000 | 17919 | 3.5 | 3.2 | 130000 | 15874 | 2.4 | Federally-Regulated Commercial & Industrial Equipment | 01/28/2019 |  | 01/22/2020
Carrier Corp. - Syracuse | Heil | CHS240(H,L,S)(D,E)* | FHS240(H,L,S)**A0* | HRCU-A-CB, Split System: Heat | Heat Pump | 230 | 3 |  | False |  |  | True | Single-Speed | 222000 | 20747 | 10.7 | 10.4 |  |  | 214000 | 17919 | 3.5 | 3.2 | 130000 | 15874 | 2.4 | Federally-Regulated Commercial & Industrial Equipment | 01/28/2019 |  | 01/22/2020
Carrier Corp. - Syracuse | Heil | CHS240(H,L,S)(D,E)* | FHS240(H,L,S)**A0* | HRCU-A-CB, Split System: Heat | Heat Pump | 208 | 3 |  | False |  |  | True | Single-Speed | 222000 | 20747 | 10.7 | 10.4 |  |  | 214000 | 17919 | 3.5 | 3.2 | 130000 | 15874 | 2.4 | Federally-Regulated Commercial & Industrial Equipment | 01/28/2019 |  | 01/22/2020
Carrier Corp. - Syracuse | Heil | CHS180(H,L,S)(D,E)* | FHS180(M,S,H,L)**A0* | HRCU-A-CB, Split System: Heat | Heat Pump | 575 | 3 |  | False |  |  | True | Single-Speed | 178000 | 16792 | 10.6 | 10.4 |  |  | 178000 | 15343 | 3.4 | 3.2 | 108000 | 13188 | 2.4 | Federally-Regulated Commercial & Industrial Equipment | 01/28/2019 |  | 01/22/2020
Carrier Corp. - Syracuse | Heil | CHS180(H,L,S)(D,E)* | FHS180(M,S,H,L)**A0* | HRCU-A-CB, Split System: Heat | Heat Pump | 460 | 3 |  | False |  |  | True | Single-Speed | 178000 | 16792 | 10.6 | 10.4 |  |  | 178000 | 15343 | 3.4 | 3.2 | 108000 | 13188 | 2.4 | Federally-Regulated Commercial & Industrial Equipment | 01/28/2019 |  | 01/22/2020
Carrier Corp. - Syracuse | Heil | CHS180(H,L,S)(D,E)* | FHS180(M,S,H,L)**A0* | HRCU-A-CB, Split System: Heat | Heat Pump | 230 | 3 |  | False |  |  | True | Single-Speed | 178000 | 16792 | 10.6 | 10.4 |  |  | 178000 | 15343 | 3.4 | 3.2 | 108000 | 13188 | 2.4 | Federally-Regulated Commercial & Industrial Equipment | 01/28/2019 |  | 01/22/2020
Carrier Corp. - Syracuse | Heil | CHS180(H,L,S)(D,E)* | FHS180(M,S,H,L)**A0* | HRCU-A-CB, Split System: Heat | Heat Pump | 208 | 3 |  | False |  |  | True | Single-Speed | 178000 | 16792 | 10.6 | 10.4 |  |  | 178000 | 15343 | 3.4 | 3.2 | 108000 | 13188 | 2.4 | Federally-Regulated Commercial & Industrial Equipment | 01/28/2019 |  | 01/22/2020
Lennox Industries Inc. | RAIDER | ZHA120S4B**Y,G,J |  | HSP-A, Single-Package Heat Pum | Heat Pump | 575 | 3 | False |  |  |  | False | Single-Speed | 118000 | 10727 | 11 | 10.8 |  |  | 116000 | 10302 | 3.3 | 3.3 | 70000 | 9117 | 2.25 | Federally-Regulated Commercial & Industrial Equipment | 01/28/2019 |  | 01/22/2020
Lennox Industries Inc. | RAIDER | ZHA120S4B**Y,G,J |  | HSP-A, Single-Package Heat Pum | Heat Pump | 460 | 3 | False |  |  |  | False | Single-Speed | 118000 | 10727 | 11 | 10.8 |  |  | 116000 | 10302 | 3.3 | 3.3 | 70000 | 9117 | 2.25 | Federally-Regulated Commercial & Industrial Equipment | 01/28/2019 |  | 01/22/2020
Lennox Industries Inc. | RAIDER | ZHA120S4B**Y,G,J |  | HSP-A, Single-Package Heat Pum | Heat Pump | 230 | 3 | False |  |  |  | False | Single-Speed | 118000 | 10727 | 11 | 10.8 |  |  | 116000 | 10302 | 3.3 | 3.3 | 70000 | 9117 | 2.25 | Federally-Regulated Commercial & Industrial Equipment | 01/28/2019 |  | 01/22/2020
Lennox Industries Inc. | RAIDER | ZHA120S4B**Y,G,J |  | HSP-A, Single-Package Heat Pum | Heat Pump | 208 | 3 | False |  |  |  | False | Single-Speed | 118000 | 10727 | 11 | 10.8 |  |  | 116000 | 10302 | 3.3 | 3.3 | 70000 | 9117 | 2.25 | Federally-Regulated Commercial & Industrial Equipment | 01/28/2019 |  | 01/22/2020
Carrier Corp. - Syracuse | ICP Commercial | CHS240(H,L,S)(D,E)* | FHS240(H,L,S)**A0* | HRCU-A-CB, Split System: Heat | Heat Pump | 575 | 3 |  | False |  |  | True | Single-Speed | 222000 | 20747 | 10.7 | 10.4 |  |  | 214000 | 17919 | 3.5 | 3.2 | 130000 | 15874 | 2.4 | Federally-Regulated Commercial & Industrial Equipment | 01/28/2019 |  | 01/22/2020
Carrier Corp. - Syracuse | ICP Commercial | CHS240(H,L,S)(D,E)* | FHS240(H,L,S)**A0* | HRCU-A-CB, Split System: Heat | Heat Pump | 460 | 3 |  | False |  |  | True | Single-Speed | 222000 | 20747 | 10.7 | 10.4 |  |  | 214000 | 17919 | 3.5 | 3.2 | 130000 | 15874 | 2.4 | Federally-Regulated Commercial & Industrial Equipment | 01/28/2019 |  | 01/22/2020
Carrier Corp. - Syracuse | ICP Commercial | CHS240(H,L,S)(D,E)* | FHS240(H,L,S)**A0* | HRCU-A-CB, Split System: Heat | Heat Pump | 230 | 3 |  | False |  |  | True | Single-Speed | 222000 | 20747 | 10.7 | 10.4 |  |  | 214000 | 17919 | 3.5 | 3.2 | 130000 | 15874 | 2.4 | Federally-Regulated Commercial & Industrial Equipment | 01/28/2019 |  | 01/22/2020
Carrier Corp. - Syracuse | ICP Commercial | CHS240(H,L,S)(D,E)* | FHS240(H,L,S)**A0* | HRCU-A-CB, Split System: Heat | Heat Pump | 208 | 3 |  | False |  |  | True | Single-Speed | 222000 | 20747 | 10.7 | 10.4 |  |  | 214000 | 17919 | 3.5 | 3.2 | 130000 | 15874 | 2.4 | Federally-Regulated Commercial & Industrial Equipment | 01/28/2019 |  | 01/22/2020
Carrier Corp. - Syracuse | ICP Commercial | CHS180(H,L,S)(D,E)* | FHS180(M,S,H,L)**A0* | HRCU-A-CB, Split System: Heat | Heat Pump | 575 | 3 |  | False |  |  | True | Single-Speed | 178000 | 16792 | 10.6 | 10.4 |  |  | 178000 | 15343 | 3.4 | 3.2 | 108000 | 13188 | 2.4 | Federally-Regulated Commercial & Industrial Equipment | 01/28/2019 |  | 01/22/2020
Carrier Corp. - Syracuse | ICP Commercial | CHS180(H,L,S)(D,E)* | FHS180(M,S,H,L)**A0* | HRCU-A-CB, Split System: Heat | Heat Pump | 460 | 3 |  | False |  |  | True | Single-Speed | 178000 | 16792 | 10.6 | 10.4 |  |  | 178000 | 15343 | 3.4 | 3.2 | 108000 | 13188 | 2.4 | Federally-Regulated Commercial & Industrial Equipment | 01/28/2019 |  | 01/22/2020
Carrier Corp. - Syracuse | ICP Commercial | CHS180(H,L,S)(D,E)* | FHS180(M,S,H,L)**A0* | HRCU-A-CB, Split System: Heat | Heat Pump | 230 | 3 |  | False |  |  | True | Single-Speed | 178000 | 16792 | 10.6 | 10.4 |  |  | 178000 | 15343 | 3.4 | 3.2 | 108000 | 13188 | 2.4 | Federally-Regulated Commercial & Industrial Equipment | 01/28/2019 |  | 01/22/2020
Carrier Corp. - Syracuse | ICP Commercial | CHS180(H,L,S)(D,E)* | FHS180(M,S,H,L)**A0* | HRCU-A-CB, Split System: Heat | Heat Pump | 208 | 3 |  | False |  |  | True | Single-Speed | 178000 | 16792 | 10.6 | 10.4 |  |  | 178000 | 15343 | 3.4 | 3.2 | 108000 | 13188 | 2.4 | Federally-Regulated Commercial & Industrial Equipment | 01/28/2019 |  | 01/22/2020
York International | Evcon | PH-07C00A*(T,W,X)***** | NH-07C00*(X,S)****** | HRCU-A-CB, Split System: Heat | Heat Pump | 575 | 3 |  | False |  |  | True | Single-Speed | 89000 | 8090 | 11 | 10.8 |  |  | 82000 | 7282 | 3.3 | 3.3 | 49000 | 6243 | 2.3 | Federally-Regulated Commercial & Industrial Equipment | 01/28/2019 |  | 01/22/2020
York International | Evcon | PH-07C00A*(T,W,X)***** | NH-07C00*(X,S)****** | HRCU-A-CB, Split System: Heat | Heat Pump | 460 | 3 |  | False |  |  | True | Single-Speed | 89000 | 8090 | 11 | 10.8 |  |  | 82000 | 7282 | 3.3 | 3.3 | 49000 | 6243 | 2.3 | Federally-Regulated Commercial & Industrial Equipment | 01/28/2019 |  | 01/22/2020
York International | Evcon | PH-07C00A*(T,W,X)***** | NH-07C00*(X,S)****** | HRCU-A-CB, Split System: Heat | Heat Pump | 230 | 3 |  | False |  |  | True | Single-Speed | 89000 | 8090 | 11 | 10.8 |  |  | 82000 | 7282 | 3.3 | 3.3 | 49000 | 6243 | 2.3 | Federally-Regulated Commercial & Industrial Equipment | 01/28/2019 |  | 01/22/2020
York International | Evcon | PH-07C00A*(T,W,X)***** | NH-07C00*(X,S)****** | HRCU-A-CB, Split System: Heat | Heat Pump | 208 | 3 |  | False |  |  | True | Single-Speed | 89000 | 8090 | 11 | 10.8 |  |  | 82000 | 7282 | 3.3 | 3.3 | 49000 | 6243 | 2.3 | Federally-Regulated Commercial & Industrial Equipment | 01/28/2019 |  | 01/22/2020
Carrier Corp. - Syracuse | Tempstar | CHS240(H,L,S)(D,E)* | FHS240(H,L,S)**A0* | HRCU-A-CB, Split System: Heat | Heat Pump | 575 | 3 |  | False |  |  | True | Single-Speed | 222000 | 20747 | 10.7 | 10.4 |  |  | 214000 | 17919 | 3.5 | 3.2 | 130000 | 15874 | 2.4 | Federally-Regulated Commercial & Industrial Equipment | 01/28/2019 |  | 01/22/2020
Carrier Corp. - Syracuse | Tempstar | CHS240(H,L,S)(D,E)* | FHS240(H,L,S)**A0* | HRCU-A-CB, Split System: Heat | Heat Pump | 460 | 3 |  | False |  |  | True | Single-Speed | 222000 | 20747 | 10.7 | 10.4 |  |  | 214000 | 17919 | 3.5 | 3.2 | 130000 | 15874 | 2.4 | Federally-Regulated Commercial & Industrial Equipment | 01/28/2019 |  | 01/22/2020
Carrier Corp. - Syracuse | Tempstar | CHS240(H,L,S)(D,E)* | FHS240(H,L,S)**A0* | HRCU-A-CB, Split System: Heat | Heat Pump | 230 | 3 |  | False |  |  | True | Single-Speed | 222000 | 20747 | 10.7 | 10.4 |  |  | 214000 | 17919 | 3.5 | 3.2 | 130000 | 15874 | 2.4 | Federally-Regulated Commercial & Industrial Equipment | 01/28/2019 |  | 01/22/2020
Carrier Corp. - Syracuse | Tempstar | CHS240(H,L,S)(D,E)* | FHS240(H,L,S)**A0* | HRCU-A-CB, Split System: Heat | Heat Pump | 208 | 3 |  | False |  |  | True | Single-Speed | 222000 | 20747 | 10.7 | 10.4 |  |  | 214000 | 17919 | 3.5 | 3.2 | 130000 | 15874 | 2.4 | Federally-Regulated Commercial & Industrial Equipment | 01/28/2019 |  | 01/22/2020
Carrier Corp. - Syracuse | Tempstar | CHS180(H,L,S)(D,E)* | FHS180(M,S,H,L)**A0* | HRCU-A-CB, Split System: Heat | Heat Pump | 575 | 3 |  | False |  |  | True | Single-Speed | 178000 | 16792 | 10.6 | 10.4 |  |  | 178000 | 15343 | 3.4 | 3.2 | 108000 | 13188 | 2.4 | Federally-Regulated Commercial & Industrial Equipment | 01/28/2019 |  | 01/22/2020
Carrier Corp. - Syracuse | Tempstar | CHS180(H,L,S)(D,E)* | FHS180(M,S,H,L)**A0* | HRCU-A-CB, Split System: Heat | Heat Pump | 460 | 3 |  | False |  |  | True | Single-Speed | 178000 | 16792 | 10.6 | 10.4 |  |  | 178000 | 15343 | 3.4 | 3.2 | 108000 | 13188 | 2.4 | Federally-Regulated Commercial & Industrial Equipment | 01/28/2019 |  | 01/22/2020
Carrier Corp. - Syracuse | Tempstar | CHS180(H,L,S)(D,E)* | FHS180(M,S,H,L)**A0* | HRCU-A-CB, Split System: Heat | Heat Pump | 230 | 3 |  | False |  |  | True | Single-Speed | 178000 | 16792 | 10.6 | 10.4 |  |  | 178000 | 15343 | 3.4 | 3.2 | 108000 | 13188 | 2.4 | Federally-Regulated Commercial & Industrial Equipment | 01/28/2019 |  | 01/22/2020
Carrier Corp. - Syracuse | Tempstar | CHS180(H,L,S)(D,E)* | FHS180(M,S,H,L)**A0* | HRCU-A-CB, Split System: Heat | Heat Pump | 208 | 3 |  | False |  |  | True | Single-Speed | 178000 | 16792 | 10.6 | 10.4 |  |  | 178000 | 15343 | 3.4 | 3.2 | 108000 | 13188 | 2.4 | Federally-Regulated Commercial & Industrial Equipment | 01/28/2019 |  | 01/22/2020
York International | Johnson Controls | J10XP[C,E]**(B,D)(2,4,5)******** |  | HSP-A, Single-Package Heat Pum | Both Heat Pump and Electric Re | 575 | 3 | False |  |  |  | True | Single-Speed | 114000 | 10363 | 11 | 11 |  |  | 106000 | 9137 | 3.4 | 3.3 | 59000 | 7685 | 2.25 | Federally-Regulated Commercial & Industrial Equipment | 01/28/2019 |  | 01/22/2020
York International | Johnson Controls | J10XP[C,E]**(B,D)(2,4,5)******** |  | HSP-A, Single-Package Heat Pum | Both Heat Pump and Electric Re | 460 | 3 | False |  |  |  | True | Single-Speed | 114000 | 10363 | 11 | 11 |  |  | 106000 | 9137 | 3.4 | 3.3 | 59000 | 7685 | 2.25 | Federally-Regulated Commercial & Industrial Equipment | 01/28/2019 |  | 01/22/2020
York International | Johnson Controls | J10XP[C,E]**(B,D)(2,4,5)******** |  | HSP-A, Single-Package Heat Pum | Both Heat Pump and Electric Re | 230 | 3 | False |  |  |  | True | Single-Speed | 114000 | 10363 | 11 | 11 |  |  | 106000 | 9137 | 3.4 | 3.3 | 59000 | 7685 | 2.25 | Federally-Regulated Commercial & Industrial Equipment | 01/28/2019 |  | 01/22/2020
York International | Johnson Controls | J10XP[C,E]**(B,D)(2,4,5)******** |  | HSP-A, Single-Package Heat Pum | Both Heat Pump and Electric Re | 208 | 3 | False |  |  |  | True | Single-Speed | 114000 | 10363 | 11 | 11 |  |  | 106000 | 9137 | 3.4 | 3.3 | 59000 | 7685 | 2.25 | Federally-Regulated Commercial & Industrial Equipment | 01/28/2019 |  | 01/22/2020
York International | Johnson Controls | XXE12A(2,4,5)*1********* |  | HSP-A, Single-Package Heat Pum | Heat Pump | 575 | 3 | False |  |  |  | True | Single-Speed | 116000 | 10545 | 11 | 10.8 |  |  | 108000 | 9591 | 3.3 | 3.3 | 62000 | 8075 | 2.25 | Federally-Regulated Commercial & Industrial Equipment | 01/28/2019 |  | 01/22/2020
York International | Johnson Controls | XXE12A(2,4,5)*1********* |  | HSP-A, Single-Package Heat Pum | Heat Pump | 460 | 3 | False |  |  |  | True | Single-Speed | 116000 | 10545 | 11 | 10.8 |  |  | 108000 | 9591 | 3.3 | 3.3 | 62000 | 8075 | 2.25 | Federally-Regulated Commercial & Industrial Equipment | 01/28/2019 |  | 01/22/2020
York International | Johnson Controls | XXE12A(2,4,5)*1********* |  | HSP-A, Single-Package Heat Pum | Heat Pump | 230 | 3 | False |  |  |  | True | Single-Speed | 116000 | 10545 | 11 | 10.8 |  |  | 108000 | 9591 | 3.3 | 3.3 | 62000 | 8075 | 2.25 | Federally-Regulated Commercial & Industrial Equipment | 01/28/2019 |  | 01/22/2020
York International | Johnson Controls | XXE12A(2,4,5)*1********* |  | HSP-A, Single-Package Heat Pum | Heat Pump | 208 | 3 | False |  |  |  | True | Single-Speed | 116000 | 10545 | 11 | 10.8 |  |  | 108000 | 9591 | 3.3 | 3.3 | 62000 | 8075 | 2.25 | Federally-Regulated Commercial & Industrial Equipment | 01/28/2019 |  | 01/22/2020
York International | Johnson Controls | J12XP[C,E]**(P,R,S,U,V,X)(2,4,5)******** |  | HSP-A, Single-Package Heat Pum | Both Heat Pump and Electric Re | 575 | 3 | False |  |  |  | True | Single-Speed | 148000 | 13454 | 11 | 10.6 |  |  | 135000 | 12364 | 3.2 | 3.2 | 90000 | 11989 | 2.2 | Federally-Regulated Commercial & Industrial Equipment | 01/28/2019 |  | 01/22/2020
York International | Johnson Controls | J12XP[C,E]**(P,R,S,U,V,X)(2,4,5)******** |  | HSP-A, Single-Package Heat Pum | Both Heat Pump and Electric Re | 460 | 3 | False |  |  |  | True | Single-Speed | 148000 | 13454 | 11 | 10.6 |  |  | 135000 | 12364 | 3.2 | 3.2 | 90000 | 11989 | 2.2 | Federally-Regulated Commercial & Industrial Equipment | 01/28/2019 |  | 01/22/2020
York International | Johnson Controls | J12XP[C,E]**(P,R,S,U,V,X)(2,4,5)******** |  | HSP-A, Single-Package Heat Pum | Both Heat Pump and Electric Re | 230 | 3 | False |  |  |  | True | Single-Speed | 148000 | 13454 | 11 | 10.6 |  |  | 135000 | 12364 | 3.2 | 3.2 | 90000 | 11989 | 2.2 | Federally-Regulated Commercial & Industrial Equipment | 01/28/2019 |  | 01/22/2020
York International | Johnson Controls | J12XP[C,E]**(P,R,S,U,V,X)(2,4,5)******** |  | HSP-A, Single-Package Heat Pum | Both Heat Pump and Electric Re | 208 | 3 | False |  |  |  | True | Single-Speed | 148000 | 13454 | 11 | 10.6 |  |  | 135000 | 12364 | 3.2 | 3.2 | 90000 | 11989 | 2.2 | Federally-Regulated Commercial & Industrial Equipment | 01/28/2019 |  | 01/22/2020
York International | Johnson Controls | J12XP[C,E]**(B,D)(2,4,5)******** |  | HSP-A, Single-Package Heat Pum | Both Heat Pump and Electric Re | 575 | 3 | False |  |  |  | True | Single-Speed | 148000 | 13454 | 11 | 10.6 |  |  | 135000 | 12364 | 3.2 | 3.2 | 90000 | 11989 | 2.2 | Federally-Regulated Commercial & Industrial Equipment | 01/28/2019 |  | 01/22/2020
York International | Johnson Controls | J12XP[C,E]**(B,D)(2,4,5)******** |  | HSP-A, Single-Package Heat Pum | Both Heat Pump and Electric Re | 460 | 3 | False |  |  |  | True | Single-Speed | 148000 | 13454 | 11 | 10.6 |  |  | 135000 | 12364 | 3.2 | 3.2 | 90000 | 11989 | 2.2 | Federally-Regulated Commercial & Industrial Equipment | 01/28/2019 |  | 01/22/2020
York International | Johnson Controls | J12XP[C,E]**(B,D)(2,4,5)******** |  | HSP-A, Single-Package Heat Pum | Both Heat Pump and Electric Re | 230 | 3 | False |  |  |  | True | Single-Speed | 148000 | 13454 | 11 | 10.6 |  |  | 135000 | 12364 | 3.2 | 3.2 | 90000 | 11989 | 2.2 | Federally-Regulated Commercial & Industrial Equipment | 01/28/2019 |  | 01/22/2020
York International | Johnson Controls | J12XP[C,E]**(B,D)(2,4,5)******** |  | HSP-A, Single-Package Heat Pum | Both Heat Pump and Electric Re | 208 | 3 | False |  |  |  | True | Single-Speed | 148000 | 13454 | 11 | 10.6 |  |  | 135000 | 12364 | 3.2 | 3.2 | 90000 | 11989 | 2.2 | Federally-Regulated Commercial & Industrial Equipment | 01/28/2019 |  | 01/22/2020
York International | Johnson Controls | J20XPC00(B,D)(2,4,5)******** |  | HSP-A, Single-Package Heat Pum | Heat Pump | 575 | 3 | False |  |  |  | True | Single-Speed | 240000 | 25263 | 9.5 | 9.3 |  |  | 240000 | 21980 | 3.2 | 3.2 | 136000 | 19443 | 2.05 | Federally-Regulated Commercial & Industrial Equipment | 01/28/2019 |  | 01/22/2020
York International | Johnson Controls | J20XPC00(B,D)(2,4,5)******** |  | HSP-A, Single-Package Heat Pum | Heat Pump | 460 | 3 | False |  |  |  | True | Single-Speed | 240000 | 25263 | 9.5 | 9.3 |  |  | 240000 | 21980 | 3.2 | 3.2 | 136000 | 19443 | 2.05 | Federally-Regulated Commercial & Industrial Equipment | 01/28/2019 |  | 01/22/2020
York International | Johnson Controls | J20XPC00(B,D)(2,4,5)******** |  | HSP-A, Single-Package Heat Pum | Heat Pump | 230 | 3 | False |  |  |  | True | Single-Speed | 240000 | 25263 | 9.5 | 9.3 |  |  | 240000 | 21980 | 3.2 | 3.2 | 136000 | 19443 | 2.05 | Federally-Regulated Commercial & Industrial Equipment | 01/28/2019 |  | 01/22/2020
York International | Johnson Controls | J20XPC00(B,D)(2,4,5)******** |  | HSP-A, Single-Package Heat Pum | Heat Pump | 208 | 3 | False |  |  |  | True | Single-Speed | 240000 | 25263 | 9.5 | 9.3 |  |  | 240000 | 21980 | 3.2 | 3.2 | 136000 | 19443 | 2.05 | Federally-Regulated Commercial & Industrial Equipment | 01/28/2019 |  | 01/22/2020
Lennox Industries Inc. | Allied Commercial | ZHA120S4M**Y,G,J |  | HSP-A, Single-Package Heat Pum | Heat Pump | 575 | 3 | False |  |  |  | False | Single-Speed | 118000 | 10727 | 11 | 10.8 | 12.5 |  | 116000 | 10302 | 3.3 | 3.3 | 70000 | 9117 | 2.25 | Federally-Regulated Commercial & Industrial Equipment | 09/23/2019 |  | 01/22/2020
Lennox Industries Inc. | Allied Commercial | ZHA120S4M**Y,G,J |  | HSP-A, Single-Package Heat Pum | Heat Pump | 460 | 3 | False |  |  |  | False | Single-Speed | 118000 | 10727 | 11 | 10.8 | 12.5 |  | 116000 | 10302 | 3.3 | 3.3 | 70000 | 9117 | 2.25 | Federally-Regulated Commercial & Industrial Equipment | 09/23/2019 |  | 01/22/2020
Lennox Industries Inc. | Allied Commercial | ZHA120S4M**Y,G,J |  | HSP-A, Single-Package Heat Pum | Heat Pump | 230 | 3 | False |  |  |  | False | Single-Speed | 118000 | 10727 | 11 | 10.8 | 12.5 |  | 116000 | 10302 | 3.3 | 3.3 | 70000 | 9117 | 2.25 | Federally-Regulated Commercial & Industrial Equipment | 09/23/2019 |  | 01/22/2020
Lennox Industries Inc. | Allied Commercial | ZHA120S4M**Y,G,J |  | HSP-A, Single-Package Heat Pum | Heat Pump | 208 | 3 | False |  |  |  | False | Single-Speed | 118000 | 10727 | 11 | 10.8 | 12.5 |  | 116000 | 10302 | 3.3 | 3.3 | 70000 | 9117 | 2.25 | Federally-Regulated Commercial & Industrial Equipment | 09/23/2019 |  | 01/22/2020
York International | SERIES 10 | J10PCC00A*(2,4,5)***4 | J10NCC00*(5,6)****** | HRCU-A-CB, Split System: Heat | Heat Pump | 575 | 3 |  | False |  |  | True | Single-Speed | 120000 | 11111 | 10.8 | 10.8 |  |  | 109000 | 9680 | 3.3 | 3.3 | 63000 | 8206 | 2.25 | Federally-Regulated Commercial & Industrial Equipment | 01/28/2019 |  | 01/22/2020
York International | SERIES 10 | J10PCC00A*(2,4,5)***4 | J10NCC00*(5,6)****** | HRCU-A-CB, Split System: Heat | Heat Pump | 460 | 3 |  | False |  |  | True | Single-Speed | 120000 | 11111 | 10.8 | 10.8 |  |  | 109000 | 9680 | 3.3 | 3.3 | 63000 | 8206 | 2.25 | Federally-Regulated Commercial & Industrial Equipment | 01/28/2019 |  | 01/22/2020
York International | SERIES 10 | J10PCC00A*(2,4,5)***4 | J10NCC00*(5,6)****** | HRCU-A-CB, Split System: Heat | Heat Pump | 230 | 3 |  | False |  |  | True | Single-Speed | 120000 | 11111 | 10.8 | 10.8 |  |  | 109000 | 9680 | 3.3 | 3.3 | 63000 | 8206 | 2.25 | Federally-Regulated Commercial & Industrial Equipment | 01/28/2019 |  | 01/22/2020
York International | SERIES 10 | J10PCC00A*(2,4,5)***4 | J10NCC00*(5,6)****** | HRCU-A-CB, Split System: Heat | Heat Pump | 208 | 3 |  | False |  |  | True | Single-Speed | 120000 | 11111 | 10.8 | 10.8 |  |  | 109000 | 9680 | 3.3 | 3.3 | 63000 | 8206 | 2.25 | Federally-Regulated Commercial & Industrial Equipment | 01/28/2019 |  | 01/22/2020
Lennox Industries Inc. | Lennox | ZHA120S4M**Y,G,J |  | HSP-A, Single-Package Heat Pum | Heat Pump | 575 | 3 | False |  |  |  | False | Single-Speed | 118000 | 10727 | 11 | 10.8 | 12.5 |  | 116000 | 10302 | 3.3 | 3.3 | 70000 | 9117 | 2.25 | Federally-Regulated Commercial & Industrial Equipment | 09/23/2019 |  | 01/22/2020
Lennox Industries Inc. | Lennox | ZHA120S4M**Y,G,J |  | HSP-A, Single-Package Heat Pum | Heat Pump | 460 | 3 | False |  |  |  | False | Single-Speed | 118000 | 10727 | 11 | 10.8 | 12.5 |  | 116000 | 10302 | 3.3 | 3.3 | 70000 | 9117 | 2.25 | Federally-Regulated Commercial & Industrial Equipment | 09/23/2019 |  | 01/22/2020
Lennox Industries Inc. | Lennox | ZHA120S4M**Y,G,J |  | HSP-A, Single-Package Heat Pum | Heat Pump | 230 | 3 | False |  |  |  | False | Single-Speed | 118000 | 10727 | 11 | 10.8 | 12.5 |  | 116000 | 10302 | 3.3 | 3.3 | 70000 | 9117 | 2.25 | Federally-Regulated Commercial & Industrial Equipment | 09/23/2019 |  | 01/22/2020
Lennox Industries Inc. | Lennox | ZHA120S4M**Y,G,J |  | HSP-A, Single-Package Heat Pum | Heat Pump | 208 | 3 | False |  |  |  | False | Single-Speed | 118000 | 10727 | 11 | 10.8 | 12.5 |  | 116000 | 10302 | 3.3 | 3.3 | 70000 | 9117 | 2.25 | Federally-Regulated Commercial & Industrial Equipment | 09/23/2019 |  | 01/22/2020
York International | SUNLINE MAGNUM | XP240C00(B,D)(2,4,5)******** |  | HSP-A, Single-Package Heat Pum | Heat Pump | 575 | 3 | False |  |  |  | True | Single-Speed | 240000 | 25263 | 9.5 | 9.3 |  |  | 240000 | 21980 | 3.2 | 3.2 | 136000 | 19443 | 2.05 | Federally-Regulated Commercial & Industrial Equipment | 01/28/2019 |  | 01/22/2020
York International | SUNLINE MAGNUM | XP240C00(B,D)(2,4,5)******** |  | HSP-A, Single-Package Heat Pum | Heat Pump | 460 | 3 | False |  |  |  | True | Single-Speed | 240000 | 25263 | 9.5 | 9.3 |  |  | 240000 | 21980 | 3.2 | 3.2 | 136000 | 19443 | 2.05 | Federally-Regulated Commercial & Industrial Equipment | 01/28/2019 |  | 01/22/2020
York International | SUNLINE MAGNUM | XP240C00(B,D)(2,4,5)******** |  | HSP-A, Single-Package Heat Pum | Heat Pump | 230 | 3 | False |  |  |  | True | Single-Speed | 240000 | 25263 | 9.5 | 9.3 |  |  | 240000 | 21980 | 3.2 | 3.2 | 136000 | 19443 | 2.05 | Federally-Regulated Commercial & Industrial Equipment | 01/28/2019 |  | 01/22/2020
York International | SUNLINE MAGNUM | XP240C00(B,D)(2,4,5)******** |  | HSP-A, Single-Package Heat Pum | Heat Pump | 208 | 3 | False |  |  |  | True | Single-Speed | 240000 | 25263 | 9.5 | 9.3 |  |  | 240000 | 21980 | 3.2 | 3.2 | 136000 | 19443 | 2.05 | Federally-Regulated Commercial & Industrial Equipment | 01/28/2019 |  | 01/22/2020
Lennox Industries Inc. | Z-SERIES | ZHA120S4M**Y,G,J |  | HSP-A, Single-Package Heat Pum | Heat Pump | 575 | 3 | False |  |  |  | False | Single-Speed | 118000 | 10727 | 11 | 10.8 | 12.5 |  | 116000 | 10302 | 3.3 | 3.3 | 70000 | 9117 | 2.25 | Federally-Regulated Commercial & Industrial Equipment | 09/23/2019 |  | 01/22/2020
Lennox Industries Inc. | Z-SERIES | ZHA120S4M**Y,G,J |  | HSP-A, Single-Package Heat Pum | Heat Pump | 460 | 3 | False |  |  |  | False | Single-Speed | 118000 | 10727 | 11 | 10.8 | 12.5 |  | 116000 | 10302 | 3.3 | 3.3 | 70000 | 9117 | 2.25 | Federally-Regulated Commercial & Industrial Equipment | 09/23/2019 |  | 01/22/2020
Lennox Industries Inc. | Z-SERIES | ZHA120S4M**Y,G,J |  | HSP-A, Single-Package Heat Pum | Heat Pump | 230 | 3 | False |  |  |  | False | Single-Speed | 118000 | 10727 | 11 | 10.8 | 12.5 |  | 116000 | 10302 | 3.3 | 3.3 | 70000 | 9117 | 2.25 | Federally-Regulated Commercial & Industrial Equipment | 09/23/2019 |  | 01/22/2020
Lennox Industries Inc. | Z-SERIES | ZHA120S4M**Y,G,J |  | HSP-A, Single-Package Heat Pum | Heat Pump | 208 | 3 | False |  |  |  | False | Single-Speed | 118000 | 10727 | 11 | 10.8 | 12.5 |  | 116000 | 10302 | 3.3 | 3.3 | 70000 | 9117 | 2.25 | Federally-Regulated Commercial & Industrial Equipment | 09/23/2019 |  | 01/22/2020
York International | York | XXE12A(2,4,5)*1********* |  | HSP-A, Single-Package Heat Pum | Heat Pump | 575 | 3 | False |  |  |  | True | Single-Speed | 116000 | 10545 | 11 | 10.8 |  |  | 108000 | 9591 | 3.3 | 3.3 | 62000 | 8075 | 2.25 | Federally-Regulated Commercial & Industrial Equipment | 01/28/2019 |  | 01/22/2020
York International | York | XXE12A(2,4,5)*1********* |  | HSP-A, Single-Package Heat Pum | Heat Pump | 460 | 3 | False |  |  |  | True | Single-Speed | 116000 | 10545 | 11 | 10.8 |  |  | 108000 | 9591 | 3.3 | 3.3 | 62000 | 8075 | 2.25 | Federally-Regulated Commercial & Industrial Equipment | 01/28/2019 |  | 01/22/2020
York International | York | XXE12A(2,4,5)*1********* |  | HSP-A, Single-Package Heat Pum | Heat Pump | 230 | 3 | False |  |  |  | True | Single-Speed | 116000 | 10545 | 11 | 10.8 |  |  | 108000 | 9591 | 3.3 | 3.3 | 62000 | 8075 | 2.25 | Federally-Regulated Commercial & Industrial Equipment | 01/28/2019 |  | 01/22/2020
York International | York | XXE12A(2,4,5)*1********* |  | HSP-A, Single-Package Heat Pum | Heat Pump | 208 | 3 | False |  |  |  | True | Single-Speed | 116000 | 10545 | 11 | 10.8 |  |  | 108000 | 9591 | 3.3 | 3.3 | 62000 | 8075 | 2.25 | Federally-Regulated Commercial & Industrial Equipment | 01/28/2019 |  | 01/22/2020
York International | SERIES 20 | J07PCC00A*(2,4,5)***** | J07NCC00*(5,6)****** | HRCU-A-CB, Split System: Heat | Heat Pump | 575 | 3 |  | False |  |  | True | Single-Speed | 89000 | 8090 | 11 | 10.8 |  |  | 82000 | 7282 | 3.3 | 3.3 | 49000 | 6243 | 2.3 | Federally-Regulated Commercial & Industrial Equipment | 01/28/2019 |  | 01/22/2020
York International | SERIES 20 | J07PCC00A*(2,4,5)***** | J07NCC00*(5,6)****** | HRCU-A-CB, Split System: Heat | Heat Pump | 460 | 3 |  | False |  |  | True | Single-Speed | 89000 | 8090 | 11 | 10.8 |  |  | 82000 | 7282 | 3.3 | 3.3 | 49000 | 6243 | 2.3 | Federally-Regulated Commercial & Industrial Equipment | 01/28/2019 |  | 01/22/2020
York International | SERIES 20 | J07PCC00A*(2,4,5)***** | J07NCC00*(5,6)****** | HRCU-A-CB, Split System: Heat | Heat Pump | 230 | 3 |  | False |  |  | True | Single-Speed | 89000 | 8090 | 11 | 10.8 |  |  | 82000 | 7282 | 3.3 | 3.3 | 49000 | 6243 | 2.3 | Federally-Regulated Commercial & Industrial Equipment | 01/28/2019 |  | 01/22/2020
York International | SERIES 20 | J07PCC00A*(2,4,5)***** | J07NCC00*(5,6)****** | HRCU-A-CB, Split System: Heat | Heat Pump | 208 | 3 |  | False |  |  | True | Single-Speed | 89000 | 8090 | 11 | 10.8 |  |  | 82000 | 7282 | 3.3 | 3.3 | 49000 | 6243 | 2.3 | Federally-Regulated Commercial & Industrial Equipment | 01/28/2019 |  | 01/22/2020
York International | Luxaire | PH-07C00A*(T,W,X)***** | NH-07C00*(X,S)****** | HRCU-A-CB, Split System: Heat | Heat Pump | 575 | 3 |  | False |  |  | True | Single-Speed | 89000 | 8090 | 11 | 10.8 |  |  | 82000 | 7282 | 3.3 | 3.3 | 49000 | 6243 | 2.3 | Federally-Regulated Commercial & Industrial Equipment | 01/28/2019 |  | 01/22/2020
York International | Luxaire | PH-07C00A*(T,W,X)***** | NH-07C00*(X,S)****** | HRCU-A-CB, Split System: Heat | Heat Pump | 460 | 3 |  | False |  |  | True | Single-Speed | 89000 | 8090 | 11 | 10.8 |  |  | 82000 | 7282 | 3.3 | 3.3 | 49000 | 6243 | 2.3 | Federally-Regulated Commercial & Industrial Equipment | 01/28/2019 |  | 01/22/2020
York International | Luxaire | PH-07C00A*(T,W,X)***** | NH-07C00*(X,S)****** | HRCU-A-CB, Split System: Heat | Heat Pump | 230 | 3 |  | False |  |  | True | Single-Speed | 89000 | 8090 | 11 | 10.8 |  |  | 82000 | 7282 | 3.3 | 3.3 | 49000 | 6243 | 2.3 | Federally-Regulated Commercial & Industrial Equipment | 01/28/2019 |  | 01/22/2020
York International | Luxaire | PH-07C00A*(T,W,X)***** | NH-07C00*(X,S)****** | HRCU-A-CB, Split System: Heat | Heat Pump | 208 | 3 |  | False |  |  | True | Single-Speed | 89000 | 8090 | 11 | 10.8 |  |  | 82000 | 7282 | 3.3 | 3.3 | 49000 | 6243 | 2.3 | Federally-Regulated Commercial & Industrial Equipment | 01/28/2019 |  | 01/22/2020
York International | Luxaire | XA-12[C,E]**(P,R,S,U,V,X)(2,4,5)******** |  | HSP-A, Single-Package Heat Pum | Both Heat Pump and Electric Re | 575 | 3 | False |  |  |  | True | Single-Speed | 148000 | 13454 | 11 | 10.6 |  |  | 135000 | 12364 | 3.2 | 3.2 | 90000 | 11989 | 2.2 | Federally-Regulated Commercial & Industrial Equipment | 01/28/2019 |  | 01/22/2020
York International | Luxaire | XA-12[C,E]**(P,R,S,U,V,X)(2,4,5)******** |  | HSP-A, Single-Package Heat Pum | Both Heat Pump and Electric Re | 460 | 3 | False |  |  |  | True | Single-Speed | 148000 | 13454 | 11 | 10.6 |  |  | 135000 | 12364 | 3.2 | 3.2 | 90000 | 11989 | 2.2 | Federally-Regulated Commercial & Industrial Equipment | 01/28/2019 |  | 01/22/2020
York International | Luxaire | XA-12[C,E]**(P,R,S,U,V,X)(2,4,5)******** |  | HSP-A, Single-Package Heat Pum | Both Heat Pump and Electric Re | 230 | 3 | False |  |  |  | True | Single-Speed | 148000 | 13454 | 11 | 10.6 |  |  | 135000 | 12364 | 3.2 | 3.2 | 90000 | 11989 | 2.2 | Federally-Regulated Commercial & Industrial Equipment | 01/28/2019 |  | 01/22/2020
York International | Luxaire | XA-12[C,E]**(P,R,S,U,V,X)(2,4,5)******** |  | HSP-A, Single-Package Heat Pum | Both Heat Pump and Electric Re | 208 | 3 | False |  |  |  | True | Single-Speed | 148000 | 13454 | 11 | 10.6 |  |  | 135000 | 12364 | 3.2 | 3.2 | 90000 | 11989 | 2.2 | Federally-Regulated Commercial & Industrial Equipment | 01/28/2019 |  | 01/22/2020
York International | Luxaire | XA-20C00(B,D)(2,4,5)******** |  | HSP-A, Single-Package Heat Pum | Heat Pump | 575 | 3 | False |  |  |  | True | Single-Speed | 240000 | 25263 | 9.5 | 9.3 |  |  | 240000 | 21980 | 3.2 | 3.2 | 136000 | 19443 | 2.05 | Federally-Regulated Commercial & Industrial Equipment | 01/28/2019 |  | 01/22/2020
York International | Luxaire | XA-20C00(B,D)(2,4,5)******** |  | HSP-A, Single-Package Heat Pum | Heat Pump | 460 | 3 | False |  |  |  | True | Single-Speed | 240000 | 25263 | 9.5 | 9.3 |  |  | 240000 | 21980 | 3.2 | 3.2 | 136000 | 19443 | 2.05 | Federally-Regulated Commercial & Industrial Equipment | 01/28/2019 |  | 01/22/2020
York International | Luxaire | XA-20C00(B,D)(2,4,5)******** |  | HSP-A, Single-Package Heat Pum | Heat Pump | 230 | 3 | False |  |  |  | True | Single-Speed | 240000 | 25263 | 9.5 | 9.3 |  |  | 240000 | 21980 | 3.2 | 3.2 | 136000 | 19443 | 2.05 | Federally-Regulated Commercial & Industrial Equipment | 01/28/2019 |  | 01/22/2020
York International | Luxaire | XA-20C00(B,D)(2,4,5)******** |  | HSP-A, Single-Package Heat Pum | Heat Pump | 208 | 3 | False |  |  |  | True | Single-Speed | 240000 | 25263 | 9.5 | 9.3 |  |  | 240000 | 21980 | 3.2 | 3.2 | 136000 | 19443 | 2.05 | Federally-Regulated Commercial & Industrial Equipment | 01/28/2019 |  | 01/22/2020
York International | Luxaire | XA-12[C,E]**(B,D)(2,4,5)******** |  | HSP-A, Single-Package Heat Pum | Both Heat Pump and Electric Re | 575 | 3 | False |  |  |  | True | Single-Speed | 148000 | 13454 | 11 | 10.6 |  |  | 135000 | 12364 | 3.2 | 3.2 | 90000 | 11989 | 2.2 | Federally-Regulated Commercial & Industrial Equipment | 01/28/2019 |  | 01/22/2020
York International | Luxaire | XA-12[C,E]**(B,D)(2,4,5)******** |  | HSP-A, Single-Package Heat Pum | Both Heat Pump and Electric Re | 460 | 3 | False |  |  |  | True | Single-Speed | 148000 | 13454 | 11 | 10.6 |  |  | 135000 | 12364 | 3.2 | 3.2 | 90000 | 11989 | 2.2 | Federally-Regulated Commercial & Industrial Equipment | 01/28/2019 |  | 01/22/2020
York International | Luxaire | XA-12[C,E]**(B,D)(2,4,5)******** |  | HSP-A, Single-Package Heat Pum | Both Heat Pump and Electric Re | 230 | 3 | False |  |  |  | True | Single-Speed | 148000 | 13454 | 11 | 10.6 |  |  | 135000 | 12364 | 3.2 | 3.2 | 90000 | 11989 | 2.2 | Federally-Regulated Commercial & Industrial Equipment | 01/28/2019 |  | 01/22/2020
York International | Luxaire | XA-12[C,E]**(B,D)(2,4,5)******** |  | HSP-A, Single-Package Heat Pum | Both Heat Pump and Electric Re | 208 | 3 | False |  |  |  | True | Single-Speed | 148000 | 13454 | 11 | 10.6 |  |  | 135000 | 12364 | 3.2 | 3.2 | 90000 | 11989 | 2.2 | Federally-Regulated Commercial & Industrial Equipment | 01/28/2019 |  | 01/22/2020
York International | Luxaire | XXE12A(2,4,5)*1********* |  | HSP-A, Single-Package Heat Pum | Heat Pump | 575 | 3 | False |  |  |  | True | Single-Speed | 116000 | 10545 | 11 | 10.8 |  |  | 108000 | 9591 | 3.3 | 3.3 | 62000 | 8075 | 2.25 | Federally-Regulated Commercial & Industrial Equipment | 01/28/2019 |  | 01/22/2020
York International | Luxaire | XXE12A(2,4,5)*1********* |  | HSP-A, Single-Package Heat Pum | Heat Pump | 460 | 3 | False |  |  |  | True | Single-Speed | 116000 | 10545 | 11 | 10.8 |  |  | 108000 | 9591 | 3.3 | 3.3 | 62000 | 8075 | 2.25 | Federally-Regulated Commercial & Industrial Equipment | 01/28/2019 |  | 01/22/2020
York International | Luxaire | XXE12A(2,4,5)*1********* |  | HSP-A, Single-Package Heat Pum | Heat Pump | 230 | 3 | False |  |  |  | True | Single-Speed | 116000 | 10545 | 11 | 10.8 |  |  | 108000 | 9591 | 3.3 | 3.3 | 62000 | 8075 | 2.25 | Federally-Regulated Commercial & Industrial Equipment | 01/28/2019 |  | 01/22/2020
York International | Luxaire | XXE12A(2,4,5)*1********* |  | HSP-A, Single-Package Heat Pum | Heat Pump | 208 | 3 | False |  |  |  | True | Single-Speed | 116000 | 10545 | 11 | 10.8 |  |  | 108000 | 9591 | 3.3 | 3.3 | 62000 | 8075 | 2.25 | Federally-Regulated Commercial & Industrial Equipment | 01/28/2019 |  | 01/22/2020
York International | Luxaire | XA-10[C,E]**(B,D)(2,4,5)******** |  | HSP-A, Single-Package Heat Pum | Both Heat Pump and Electric Re | 575 | 3 | False |  |  |  | True | Single-Speed | 114000 | 10363 | 11 | 11 |  |  | 106000 | 9137 | 3.4 | 3.3 | 59000 | 7685 | 2.25 | Federally-Regulated Commercial & Industrial Equipment | 01/28/2019 |  | 01/22/2020
York International | Luxaire | XA-10[C,E]**(B,D)(2,4,5)******** |  | HSP-A, Single-Package Heat Pum | Both Heat Pump and Electric Re | 460 | 3 | False |  |  |  | True | Single-Speed | 114000 | 10363 | 11 | 11 |  |  | 106000 | 9137 | 3.4 | 3.3 | 59000 | 7685 | 2.25 | Federally-Regulated Commercial & Industrial Equipment | 01/28/2019 |  | 01/22/2020
York International | Luxaire | XA-10[C,E]**(B,D)(2,4,5)******** |  | HSP-A, Single-Package Heat Pum | Both Heat Pump and Electric Re | 230 | 3 | False |  |  |  | True | Single-Speed | 114000 | 10363 | 11 | 11 |  |  | 106000 | 9137 | 3.4 | 3.3 | 59000 | 7685 | 2.25 | Federally-Regulated Commercial & Industrial Equipment | 01/28/2019 |  | 01/22/2020
York International | Luxaire | XA-10[C,E]**(B,D)(2,4,5)******** |  | HSP-A, Single-Package Heat Pum | Both Heat Pump and Electric Re | 208 | 3 | False |  |  |  | True | Single-Speed | 114000 | 10363 | 11 | 11 |  |  | 106000 | 9137 | 3.4 | 3.3 | 59000 | 7685 | 2.25 | Federally-Regulated Commercial & Industrial Equipment | 01/28/2019 |  | 01/22/2020
York International | Luxaire | PH-10C00A*(T,W,X)***4 | NH-10C00*(X,S)****** | HRCU-A-CB, Split System: Heat | Heat Pump | 575 | 3 |  | False |  |  | True | Single-Speed | 120000 | 11111 | 10.8 | 10.8 |  |  | 109000 | 9680 | 3.3 | 3.3 | 63000 | 8206 | 2.25 | Federally-Regulated Commercial & Industrial Equipment | 01/28/2019 |  | 01/22/2020
York International | Luxaire | PH-10C00A*(T,W,X)***4 | NH-10C00*(X,S)****** | HRCU-A-CB, Split System: Heat | Heat Pump | 460 | 3 |  | False |  |  | True | Single-Speed | 120000 | 11111 | 10.8 | 10.8 |  |  | 109000 | 9680 | 3.3 | 3.3 | 63000 | 8206 | 2.25 | Federally-Regulated Commercial & Industrial Equipment | 01/28/2019 |  | 01/22/2020
York International | Luxaire | PH-10C00A*(T,W,X)***4 | NH-10C00*(X,S)****** | HRCU-A-CB, Split System: Heat | Heat Pump | 230 | 3 |  | False |  |  | True | Single-Speed | 120000 | 11111 | 10.8 | 10.8 |  |  | 109000 | 9680 | 3.3 | 3.3 | 63000 | 8206 | 2.25 | Federally-Regulated Commercial & Industrial Equipment | 01/28/2019 |  | 01/22/2020
York International | Luxaire | PH-10C00A*(T,W,X)***4 | NH-10C00*(X,S)****** | HRCU-A-CB, Split System: Heat | Heat Pump | 208 | 3 |  | False |  |  | True | Single-Speed | 120000 | 11111 | 10.8 | 10.8 |  |  | 109000 | 9680 | 3.3 | 3.3 | 63000 | 8206 | 2.25 | Federally-Regulated Commercial & Industrial Equipment | 01/28/2019 |  | 01/22/2020
York International | FRASER - JOHNSTON | XA-12[C,E]**(P,R,S,U,V,X)(2,4,5)******** |  | HSP-A, Single-Package Heat Pum | Both Heat Pump and Electric Re | 575 | 3 | False |  |  |  | True | Single-Speed | 148000 | 13454 | 11 | 10.6 |  |  | 135000 | 12364 | 3.2 | 3.2 | 90000 | 11989 | 2.2 | Federally-Regulated Commercial & Industrial Equipment | 01/28/2019 |  | 01/23/2020
York International | FRASER - JOHNSTON | XA-12[C,E]**(P,R,S,U,V,X)(2,4,5)******** |  | HSP-A, Single-Package Heat Pum | Both Heat Pump and Electric Re | 460 | 3 | False |  |  |  | True | Single-Speed | 148000 | 13454 | 11 | 10.6 |  |  | 135000 | 12364 | 3.2 | 3.2 | 90000 | 11989 | 2.2 | Federally-Regulated Commercial & Industrial Equipment | 01/28/2019 |  | 01/23/2020
York International | FRASER - JOHNSTON | XA-12[C,E]**(P,R,S,U,V,X)(2,4,5)******** |  | HSP-A, Single-Package Heat Pum | Both Heat Pump and Electric Re | 230 | 3 | False |  |  |  | True | Single-Speed | 148000 | 13454 | 11 | 10.6 |  |  | 135000 | 12364 | 3.2 | 3.2 | 90000 | 11989 | 2.2 | Federally-Regulated Commercial & Industrial Equipment | 01/28/2019 |  | 01/23/2020
York International | FRASER - JOHNSTON | XA-12[C,E]**(P,R,S,U,V,X)(2,4,5)******** |  | HSP-A, Single-Package Heat Pum | Both Heat Pump and Electric Re | 208 | 3 | False |  |  |  | True | Single-Speed | 148000 | 13454 | 11 | 10.6 |  |  | 135000 | 12364 | 3.2 | 3.2 | 90000 | 11989 | 2.2 | Federally-Regulated Commercial & Industrial Equipment | 01/28/2019 |  | 01/23/2020
York International | FRASER - JOHNSTON | PH-07C00A*(T,W,X)***** | NH-07C00*(X,S)****** | HRCU-A-CB, Split System: Heat | Heat Pump | 575 | 3 |  | False |  |  | True | Single-Speed | 89000 | 8090 | 11 | 10.8 |  |  | 82000 | 7282 | 3.3 | 3.3 | 49000 | 6243 | 2.3 | Federally-Regulated Commercial & Industrial Equipment | 01/28/2019 |  | 01/23/2020
York International | FRASER - JOHNSTON | PH-07C00A*(T,W,X)***** | NH-07C00*(X,S)****** | HRCU-A-CB, Split System: Heat | Heat Pump | 460 | 3 |  | False |  |  | True | Single-Speed | 89000 | 8090 | 11 | 10.8 |  |  | 82000 | 7282 | 3.3 | 3.3 | 49000 | 6243 | 2.3 | Federally-Regulated Commercial & Industrial Equipment | 01/28/2019 |  | 01/23/2020
York International | FRASER - JOHNSTON | PH-07C00A*(T,W,X)***** | NH-07C00*(X,S)****** | HRCU-A-CB, Split System: Heat | Heat Pump | 230 | 3 |  | False |  |  | True | Single-Speed | 89000 | 8090 | 11 | 10.8 |  |  | 82000 | 7282 | 3.3 | 3.3 | 49000 | 6243 | 2.3 | Federally-Regulated Commercial & Industrial Equipment | 01/28/2019 |  | 01/23/2020
York International | FRASER - JOHNSTON | PH-07C00A*(T,W,X)***** | NH-07C00*(X,S)****** | HRCU-A-CB, Split System: Heat | Heat Pump | 208 | 3 |  | False |  |  | True | Single-Speed | 89000 | 8090 | 11 | 10.8 |  |  | 82000 | 7282 | 3.3 | 3.3 | 49000 | 6243 | 2.3 | Federally-Regulated Commercial & Industrial Equipment | 01/28/2019 |  | 01/23/2020
York International | FRASER - JOHNSTON | PH-10C00A*(T,W,X)***4 | NH-10C00*(X,S)****** | HRCU-A-CB, Split System: Heat | Heat Pump | 575 | 3 |  | False |  |  | True | Single-Speed | 120000 | 11111 | 10.8 | 10.8 |  |  | 109000 | 9680 | 3.3 | 3.3 | 63000 | 8206 | 2.25 | Federally-Regulated Commercial & Industrial Equipment | 01/28/2019 |  | 01/23/2020
York International | FRASER - JOHNSTON | PH-10C00A*(T,W,X)***4 | NH-10C00*(X,S)****** | HRCU-A-CB, Split System: Heat | Heat Pump | 460 | 3 |  | False |  |  | True | Single-Speed | 120000 | 11111 | 10.8 | 10.8 |  |  | 109000 | 9680 | 3.3 | 3.3 | 63000 | 8206 | 2.25 | Federally-Regulated Commercial & Industrial Equipment | 01/28/2019 |  | 01/23/2020
York International | FRASER - JOHNSTON | PH-10C00A*(T,W,X)***4 | NH-10C00*(X,S)****** | HRCU-A-CB, Split System: Heat | Heat Pump | 230 | 3 |  | False |  |  | True | Single-Speed | 120000 | 11111 | 10.8 | 10.8 |  |  | 109000 | 9680 | 3.3 | 3.3 | 63000 | 8206 | 2.25 | Federally-Regulated Commercial & Industrial Equipment | 01/28/2019 |  | 01/23/2020
York International | FRASER - JOHNSTON | PH-10C00A*(T,W,X)***4 | NH-10C00*(X,S)****** | HRCU-A-CB, Split System: Heat | Heat Pump | 208 | 3 |  | False |  |  | True | Single-Speed | 120000 | 11111 | 10.8 | 10.8 |  |  | 109000 | 9680 | 3.3 | 3.3 | 63000 | 8206 | 2.25 | Federally-Regulated Commercial & Industrial Equipment | 01/28/2019 |  | 01/23/2020
York International | FRASER - JOHNSTON | XA-12[C,E]**(B,D)(2,4,5)******** |  | HSP-A, Single-Package Heat Pum | Both Heat Pump and Electric Re | 575 | 3 | False |  |  |  | True | Single-Speed | 148000 | 13454 | 11 | 10.6 |  |  | 135000 | 12364 | 3.2 | 3.2 | 90000 | 11989 | 2.2 | Federally-Regulated Commercial & Industrial Equipment | 01/28/2019 |  | 01/23/2020
York International | FRASER - JOHNSTON | XA-12[C,E]**(B,D)(2,4,5)******** |  | HSP-A, Single-Package Heat Pum | Both Heat Pump and Electric Re | 460 | 3 | False |  |  |  | True | Single-Speed | 148000 | 13454 | 11 | 10.6 |  |  | 135000 | 12364 | 3.2 | 3.2 | 90000 | 11989 | 2.2 | Federally-Regulated Commercial & Industrial Equipment | 01/28/2019 |  | 01/23/2020
York International | FRASER - JOHNSTON | XA-12[C,E]**(B,D)(2,4,5)******** |  | HSP-A, Single-Package Heat Pum | Both Heat Pump and Electric Re | 230 | 3 | False |  |  |  | True | Single-Speed | 148000 | 13454 | 11 | 10.6 |  |  | 135000 | 12364 | 3.2 | 3.2 | 90000 | 11989 | 2.2 | Federally-Regulated Commercial & Industrial Equipment | 01/28/2019 |  | 01/23/2020
York International | FRASER - JOHNSTON | XA-12[C,E]**(B,D)(2,4,5)******** |  | HSP-A, Single-Package Heat Pum | Both Heat Pump and Electric Re | 208 | 3 | False |  |  |  | True | Single-Speed | 148000 | 13454 | 11 | 10.6 |  |  | 135000 | 12364 | 3.2 | 3.2 | 90000 | 11989 | 2.2 | Federally-Regulated Commercial & Industrial Equipment | 01/28/2019 |  | 01/23/2020
York International | FRASER - JOHNSTON | XA-10[C,E]**(B,D)(2,4,5)******** |  | HSP-A, Single-Package Heat Pum | Both Heat Pump and Electric Re | 575 | 3 | False |  |  |  | True | Single-Speed | 114000 | 10363 | 11 | 11 |  |  | 106000 | 9137 | 3.4 | 3.3 | 59000 | 7685 | 2.25 | Federally-Regulated Commercial & Industrial Equipment | 01/28/2019 |  | 01/23/2020
York International | FRASER - JOHNSTON | XA-10[C,E]**(B,D)(2,4,5)******** |  | HSP-A, Single-Package Heat Pum | Both Heat Pump and Electric Re | 460 | 3 | False |  |  |  | True | Single-Speed | 114000 | 10363 | 11 | 11 |  |  | 106000 | 9137 | 3.4 | 3.3 | 59000 | 7685 | 2.25 | Federally-Regulated Commercial & Industrial Equipment | 01/28/2019 |  | 01/23/2020
York International | FRASER - JOHNSTON | XA-10[C,E]**(B,D)(2,4,5)******** |  | HSP-A, Single-Package Heat Pum | Both Heat Pump and Electric Re | 230 | 3 | False |  |  |  | True | Single-Speed | 114000 | 10363 | 11 | 11 |  |  | 106000 | 9137 | 3.4 | 3.3 | 59000 | 7685 | 2.25 | Federally-Regulated Commercial & Industrial Equipment | 01/28/2019 |  | 01/23/2020
York International | FRASER - JOHNSTON | XA-10[C,E]**(B,D)(2,4,5)******** |  | HSP-A, Single-Package Heat Pum | Both Heat Pump and Electric Re | 208 | 3 | False |  |  |  | True | Single-Speed | 114000 | 10363 | 11 | 11 |  |  | 106000 | 9137 | 3.4 | 3.3 | 59000 | 7685 | 2.25 | Federally-Regulated Commercial & Industrial Equipment | 01/28/2019 |  | 01/23/2020
York International | FRASER - JOHNSTON | XA-20C00(B,D)(2,4,5)******** |  | HSP-A, Single-Package Heat Pum | Heat Pump | 575 | 3 | False |  |  |  | True | Single-Speed | 240000 | 25263 | 9.5 | 9.3 |  |  | 240000 | 21980 | 3.2 | 3.2 | 136000 | 19443 | 2.05 | Federally-Regulated Commercial & Industrial Equipment | 01/28/2019 |  | 01/23/2020
York International | FRASER - JOHNSTON | XA-20C00(B,D)(2,4,5)******** |  | HSP-A, Single-Package Heat Pum | Heat Pump | 460 | 3 | False |  |  |  | True | Single-Speed | 240000 | 25263 | 9.5 | 9.3 |  |  | 240000 | 21980 | 3.2 | 3.2 | 136000 | 19443 | 2.05 | Federally-Regulated Commercial & Industrial Equipment | 01/28/2019 |  | 01/23/2020
York International | FRASER - JOHNSTON | XA-20C00(B,D)(2,4,5)******** |  | HSP-A, Single-Package Heat Pum | Heat Pump | 230 | 3 | False |  |  |  | True | Single-Speed | 240000 | 25263 | 9.5 | 9.3 |  |  | 240000 | 21980 | 3.2 | 3.2 | 136000 | 19443 | 2.05 | Federally-Regulated Commercial & Industrial Equipment | 01/28/2019 |  | 01/23/2020
York International | FRASER - JOHNSTON | XA-20C00(B,D)(2,4,5)******** |  | HSP-A, Single-Package Heat Pum | Heat Pump | 208 | 3 | False |  |  |  | True | Single-Speed | 240000 | 25263 | 9.5 | 9.3 |  |  | 240000 | 21980 | 3.2 | 3.2 | 136000 | 19443 | 2.05 | Federally-Regulated Commercial & Industrial Equipment | 01/28/2019 |  | 01/23/2020
York International | FRASER - JOHNSTON | XXE12A(2,4,5)*1********* |  | HSP-A, Single-Package Heat Pum | Heat Pump | 575 | 3 | False |  |  |  | True | Single-Speed | 116000 | 10545 | 11 | 10.8 |  |  | 108000 | 9591 | 3.3 | 3.3 | 62000 | 8075 | 2.25 | Federally-Regulated Commercial & Industrial Equipment | 01/28/2019 |  | 01/23/2020
York International | FRASER - JOHNSTON | XXE12A(2,4,5)*1********* |  | HSP-A, Single-Package Heat Pum | Heat Pump | 460 | 3 | False |  |  |  | True | Single-Speed | 116000 | 10545 | 11 | 10.8 |  |  | 108000 | 9591 | 3.3 | 3.3 | 62000 | 8075 | 2.25 | Federally-Regulated Commercial & Industrial Equipment | 01/28/2019 |  | 01/23/2020
York International | FRASER - JOHNSTON | XXE12A(2,4,5)*1********* |  | HSP-A, Single-Package Heat Pum | Heat Pump | 230 | 3 | False |  |  |  | True | Single-Speed | 116000 | 10545 | 11 | 10.8 |  |  | 108000 | 9591 | 3.3 | 3.3 | 62000 | 8075 | 2.25 | Federally-Regulated Commercial & Industrial Equipment | 01/28/2019 |  | 01/23/2020
York International | FRASER - JOHNSTON | XXE12A(2,4,5)*1********* |  | HSP-A, Single-Package Heat Pum | Heat Pump | 208 | 3 | False |  |  |  | True | Single-Speed | 116000 | 10545 | 11 | 10.8 |  |  | 108000 | 9591 | 3.3 | 3.3 | 62000 | 8075 | 2.25 | Federally-Regulated Commercial & Industrial Equipment | 01/28/2019 |  | 01/23/2020
York International | PREDATOR | PD240C00A*(2,4,5)***** | ND240C00*(5,6)****** | HRCU-A-CB, Split System: Heat | Heat Pump | 575 | 3 |  | False |  |  | True | Single-Speed | 230000 | 21698 | 10.6 | 10.4 | 11.7 |  | 220000 | 19538 | 3.3 | 3.2 | 124000 | 16518 | 2.2 | Federally-Regulated Commercial & Industrial Equipment | 09/23/2019 |  | 02/24/2020
York International | PREDATOR | PD240C00A*(2,4,5)***** | ND240C00*(5,6)****** | HRCU-A-CB, Split System: Heat | Heat Pump | 460 | 3 |  | False |  |  | True | Single-Speed | 230000 | 21698 | 10.6 | 10.4 | 11.7 |  | 220000 | 19538 | 3.3 | 3.2 | 124000 | 16518 | 2.2 | Federally-Regulated Commercial & Industrial Equipment | 09/23/2019 |  | 02/24/2020
York International | PREDATOR | PD240C00A*(2,4,5)***** | ND240C00*(5,6)****** | HRCU-A-CB, Split System: Heat | Heat Pump | 230 | 3 |  | False |  |  | True | Single-Speed | 230000 | 21698 | 10.6 | 10.4 | 11.7 |  | 220000 | 19538 | 3.3 | 3.2 | 124000 | 16518 | 2.2 | Federally-Regulated Commercial & Industrial Equipment | 09/23/2019 |  | 02/24/2020
York International | PREDATOR | PD240C00A*(2,4,5)***** | ND240C00*(5,6)****** | HRCU-A-CB, Split System: Heat | Heat Pump | 208 | 3 |  | False |  |  | True | Single-Speed | 230000 | 21698 | 10.6 | 10.4 | 11.7 |  | 220000 | 19538 | 3.3 | 3.2 | 124000 | 16518 | 2.2 | Federally-Regulated Commercial & Industrial Equipment | 09/23/2019 |  | 02/24/2020
Lennox Industries Inc. | T-CLASS | (2)TPA060H4N*G | TAA120S4D-1G | HRCU-A-CB, Split System: Heat | Both Heat Pump and Electric Re | 460 | 3 |  | False |  |  | True | Single-Speed | 115000 | 9913 | 11.6 | 11 | 12.5 |  | 113000 | 10035 | 3.3 | 3.3 | 73000 | 9508 | 2.25 | Federally-Regulated Commercial & Industrial Equipment | 05/31/2019 |  | 03/12/2020
Lennox Industries Inc. | T-CLASS | (2)TPA060H4N*Y | TAA120S4D-1Y | HRCU-A-CB, Split System: Heat | Both Heat Pump and Electric Re | 230 | 3 |  | False |  |  | True | Single-Speed | 115000 | 9913 | 11.6 | 11 | 12.5 |  | 113000 | 10035 | 3.3 | 3.3 | 73000 | 9508 | 2.25 | Federally-Regulated Commercial & Industrial Equipment | 09/23/2019 |  | 03/12/2020
Lennox Industries Inc. | T-CLASS | (2)TPA060H4N*Y | TAA120S4D-1Y | HRCU-A-CB, Split System: Heat | Both Heat Pump and Electric Re | 208 | 3 |  | False |  |  | True | Single-Speed | 115000 | 9913 | 11.6 | 11 | 12.5 |  | 113000 | 10035 | 3.3 | 3.3 | 73000 | 9508 | 2.25 | Federally-Regulated Commercial & Industrial Equipment | 09/23/2019 |  | 03/12/2020
Lennox Industries Inc. | Lennox | ELP090S4ST*Y,G,J | ELA240S4D-*Y,G,J | HRCU-A-CB, Split System: Heat | Heat Pump | 575 | 3 |  | False |  |  | True | Dual-Speed | 178000 | 16181 | 11 | 10.4 | 13.6 |  | 170000 | 15569 | 3.2 | 3.2 | 98000 | 14010 | 2.05 | Federally-Regulated Commercial & Industrial Equipment | 09/23/2019 |  | 03/12/2020
Lennox Industries Inc. | Lennox | ELP090S4ST*Y,G,J | ELA240S4D-*Y,G,J | HRCU-A-CB, Split System: Heat | Heat Pump | 460 | 3 |  | False |  |  | True | Dual-Speed | 178000 | 16181 | 11 | 10.4 | 13.6 |  | 170000 | 15569 | 3.2 | 3.2 | 98000 | 14010 | 2.05 | Federally-Regulated Commercial & Industrial Equipment | 09/23/2019 |  | 03/12/2020
Lennox Industries Inc. | Lennox | ELP090S4ST*Y,G,J | ELA240S4D-*Y,G,J | HRCU-A-CB, Split System: Heat | Heat Pump | 230 | 3 |  | False |  |  | True | Dual-Speed | 178000 | 16181 | 11 | 10.4 | 13.6 |  | 170000 | 15569 | 3.2 | 3.2 | 98000 | 14010 | 2.05 | Federally-Regulated Commercial & Industrial Equipment | 09/23/2019 |  | 03/12/2020
Lennox Industries Inc. | Lennox | ELP090S4ST*Y,G,J | ELA240S4D-*Y,G,J | HRCU-A-CB, Split System: Heat | Heat Pump | 208 | 3 |  | False |  |  | True | Dual-Speed | 178000 | 16181 | 11 | 10.4 | 13.6 |  | 170000 | 15569 | 3.2 | 3.2 | 98000 | 14010 | 2.05 | Federally-Regulated Commercial & Industrial Equipment | 09/23/2019 |  | 03/12/2020
AAON, Inc. | Aaon | RN-008-8-*-E6**-***:*******D |  | HSP-A, Single-Package Heat Pum | Both Heat Pump and Electric Re | 208 | 3 | False |  |  |  | True | Single-Speed | 87000 | 7837 | 11.1 |  | 13 |  | 92000 | 7838 | 3.44 |  | 63000 | 7101 | 2.6 | Federally-Regulated Commercial & Industrial Equipment | 09/23/2019 |  | 04/02/2020
AAON, Inc. | Aaon | RN-008-3-*-E6**-***:*******D |  | HSP-A, Single-Package Heat Pum | Both Heat Pump and Electric Re | 460 | 3 | False |  |  |  | True | Single-Speed | 87000 | 7837 | 11.1 |  | 13 |  | 92000 | 7838 | 3.44 |  | 63000 | 7101 | 2.6 | Federally-Regulated Commercial & Industrial Equipment | 09/23/2019 |  | 04/02/2020
Carrier Corp. - Syracuse | Carrier Corp. | 50HTQA07***(5,6,1)A* |  | HSP-A, Single-Package Heat Pum | Both Heat Pump and Electric Re | 208 | 3 | False |  |  |  | False | Single-Speed | 70000 | 6306 | 11.1 | 11 |  |  | 67000 | 5950 | 3.3 | 3.3 | 34800 | 4532 | 2.3 | Federally-Regulated Commercial & Industrial Equipment | 06/02/2015 |  | 04/02/2020
Carrier Corp. - Syracuse | Carrier Corp. | 50HTQA07***(5,6,1)A* |  | HSP-A, Single-Package Heat Pum | Both Heat Pump and Electric Re | 575 | 3 | False |  |  |  | False | Single-Speed | 70000 | 6306 | 11.1 | 11 |  |  | 67000 | 5950 | 3.3 | 3.3 | 34800 | 4532 | 2.3 | Federally-Regulated Commercial & Industrial Equipment | 06/02/2015 |  | 04/02/2020
Carrier Corp. - Syracuse | Carrier Corp. | 50HTQA07***(5,6,1)A* |  | HSP-A, Single-Package Heat Pum | Both Heat Pump and Electric Re | 460 | 3 | False |  |  |  | False | Single-Speed | 70000 | 6306 | 11.1 | 11 |  |  | 67000 | 5950 | 3.3 | 3.3 | 34800 | 4532 | 2.3 | Federally-Regulated Commercial & Industrial Equipment | 06/02/2015 |  | 04/02/2020
Carrier Corp. - Syracuse | Carrier Corp. | 50HTQA07***(5,6,1)A* |  | HSP-A, Single-Package Heat Pum | Both Heat Pump and Electric Re | 230 | 3 | False |  |  |  | False | Single-Speed | 70000 | 6306 | 11.1 | 11 |  |  | 67000 | 5950 | 3.3 | 3.3 | 34800 | 4532 | 2.3 | Federally-Regulated Commercial & Industrial Equipment | 06/02/2015 |  | 04/02/2020
Carrier Corp. - Syracuse | Bryant Heating & Cooling Systems | 569J(P,E,T)08(G,H)* | 524J(E,P,T)08H2* | HRCU-A-CB, Split System: Heat | Heat Pump | 460 | 3 |  | False |  |  | True | Single-Speed | 88000 | 8000 | 11 | 10.8 |  |  | 87000 | 7726 | 3.3 | 3.3 | 52000 | 6349 | 2.4 | Federally-Regulated Commercial & Industrial Equipment | 04/20/2015 |  | 04/02/2020
Carrier Corp. - Syracuse | Arcoaire | CHS240(H,L,S)D* | FHS240(S,H,L)A*A2* | HRCU-A-CB, Split System: Heat | Heat Pump | 230 | 3 |  |  |  |  | True | Single-Speed | 222000 | 20747 | 10.7 | 10.4 |  |  | 214000 | 17919 | 3.5 | 3.2 |  |  |  | Federally-Regulated Commercial & Industrial Equipment | 12/12/2012 |  | 04/02/2020
Carrier Corp. - Syracuse | Carrier Corp. | 38AUQA16A0*(5,6,1)A* | 40RUQA16A2A(5,6,1)A* | HRCU-A-CB, Split System: Heat | Heat Pump | 575 | 3 |  |  |  |  | True | Single-Speed | 178000 | 16792 | 10.6 | 10.4 |  |  | 178000 | 15343 | 3.4 | 3.2 |  |  |  | Federally-Regulated Commercial & Industrial Equipment | 06/17/2013 |  | 04/02/2020
Carrier Corp. - Syracuse | Carrier Corp. | 38AUQA25A0*(5,6,1)A* | 40RUQA25T1A(5,6,1)A* | HRCU-A-CB, Split System: Heat | Heat Pump | 230 | 3 |  |  |  |  | True | Single-Speed | 222000 | 20747 | 10.7 | 10.4 |  |  | 214000 | 17919 | 3.5 | 3.2 |  |  |  | Federally-Regulated Commercial & Industrial Equipment | 12/12/2012 |  | 04/02/2020
Carrier Corp. - Syracuse | Carrier Corp. | 38AUQA16A0*(5,6,1)A* | 40RUQA16T1A(5,6,1)A* | HRCU-A-CB, Split System: Heat | Heat Pump | 208 | 3 |  |  |  |  | True | Single-Speed | 178000 | 16792 | 10.6 | 10.4 |  |  | 178000 | 15343 | 3.4 | 3.2 |  |  |  | Federally-Regulated Commercial & Industrial Equipment | 12/12/2012 |  | 04/02/2020
Carrier Corp. - Syracuse | Carrier Corp. | 38AUQA16A0*(5,6,1)A* | 40RUQA16A2A(5,6,1)A* | HRCU-A-CB, Split System: Heat | Heat Pump | 230 | 3 |  |  |  |  | True | Single-Speed | 178000 | 16792 | 10.6 | 10.4 |  |  | 178000 | 15343 | 3.4 | 3.2 |  |  |  | Federally-Regulated Commercial & Industrial Equipment | 06/17/2013 |  | 04/02/2020
Carrier Corp. - Syracuse | Keeprite | CHS180(H,L,S)D* | FHS180(M,S,H,L)A*A0* | HRCU-A-CB, Split System: Heat | Heat Pump | 230 | 3 |  |  |  |  | True | Single-Speed | 178000 | 16792 | 10.6 | 10.4 |  |  | 178000 | 15343 | 3.4 | 3.2 |  |  |  | Federally-Regulated Commercial & Industrial Equipment | 12/12/2012 |  | 04/02/2020
Carrier Corp. - Syracuse | Tempstar | CHS240(H,L,S)D* | FHS240(S,H,L)A*A2* | HRCU-A-CB, Split System: Heat | Heat Pump | 575 | 3 |  |  |  |  | True | Single-Speed | 222000 | 20747 | 10.7 | 10.4 |  |  | 214000 | 17919 | 3.5 | 3.2 |  |  |  | Federally-Regulated Commercial & Industrial Equipment | 12/12/2012 |  | 04/02/2020
Carrier Corp. - Syracuse | Carrier Corp. | 38AUQ*16A0*(5,6,1)A* | 40RUQA16T*A(5,6,1)A* | HRCU-A-CB, Split System: Heat | Heat Pump | 230 | 3 |  | False |  |  | True | Single-Speed | 178000 | 16792 | 10.6 | 10.4 |  |  | 178000 | 15343 | 3.4 | 3.2 | 108000 | 13188 | 2.4 | Federally-Regulated Commercial & Industrial Equipment | 04/20/2015 |  | 04/02/2020
Carrier Corp. - Syracuse | Heil | CHS240(H,L,S)D* | FHS240(S,H,L)A*A0* | HRCU-A-CB, Split System: Heat | Heat Pump | 208 | 3 |  |  |  |  | True | Single-Speed | 222000 | 20747 | 10.7 | 10.4 |  |  | 214000 | 17919 | 3.5 | 3.2 |  |  |  | Federally-Regulated Commercial & Industrial Equipment | 12/12/2012 |  | 04/02/2020
Carrier Corp. - Syracuse | Bryant Heating & Cooling Systems | 575J(P,E,T)25D000* | 524J(E,P,T)25H000A1* | HRCU-A-CB, Split System: Heat | Heat Pump | 575 | 3 |  |  |  |  | True | Single-Speed | 222000 | 20747 | 10.7 | 10.4 |  |  | 214000 | 17919 | 3.5 | 3.2 |  |  |  | Federally-Regulated Commercial & Industrial Equipment | 03/10/2011 |  | 04/02/2020
Carrier Corp. - Syracuse | Arcoaire | CHS240(H,L,S)D* | FHS240(S,H,L)A*A0* | HRCU-A-CB, Split System: Heat | Heat Pump | 460 | 3 |  |  |  |  | True | Single-Speed | 222000 | 20747 | 10.7 | 10.4 |  |  | 214000 | 17919 | 3.5 | 3.2 |  |  |  | Federally-Regulated Commercial & Industrial Equipment | 12/12/2012 |  | 04/02/2020
Carrier Corp. - Syracuse | Airquest | CHS240(H,L,S)D* | FHS240(S,H,L)A*A0* | HRCU-A-CB, Split System: Heat | Heat Pump | 208 | 3 |  |  |  |  | True | Single-Speed | 222000 | 20747 | 10.7 | 10.4 |  |  | 214000 | 17919 | 3.5 | 3.2 |  |  |  | Federally-Regulated Commercial & Industrial Equipment | 12/12/2012 |  | 04/02/2020
Carrier Corp. - Syracuse | Tempstar | CHS240(H,L,S)D* | FHS240(S,H,L)A*A2* | HRCU-A-CB, Split System: Heat | Heat Pump | 208 | 3 |  |  |  |  | True | Single-Speed | 222000 | 20747 | 10.7 | 10.4 |  |  | 214000 | 17919 | 3.5 | 3.2 |  |  |  | Federally-Regulated Commercial & Industrial Equipment | 12/12/2012 |  | 04/02/2020
Carrier Corp. - Syracuse | Bryant Heating & Cooling Systems | 575J(P,E,T)16D000* | 524J(E,P,T)16H000A1* | HRCU-A-CB, Split System: Heat | Heat Pump | 460 | 3 |  |  |  |  | True | Single-Speed | 178000 | 16792 | 10.6 | 10.4 |  |  | 178000 | 15343 | 3.4 | 3.2 |  |  |  | Federally-Regulated Commercial & Industrial Equipment | 03/10/2011 |  | 04/02/2020
Carrier Corp. - Syracuse | Tempstar | CHS180(H,L,S)D* | FHS180(M,S,H,L)A*A0* | HRCU-A-CB, Split System: Heat | Heat Pump | 230 | 3 |  |  |  |  | True | Single-Speed | 178000 | 16792 | 10.6 | 10.4 |  |  | 178000 | 15343 | 3.4 | 3.2 |  |  |  | Federally-Regulated Commercial & Industrial Equipment | 12/12/2012 |  | 04/02/2020
Carrier Corp. - Syracuse | Day & Night | CHS240(H,L,S)D* | FHS240(S,H,L)A*A2* | HRCU-A-CB, Split System: Heat | Heat Pump | 575 | 3 |  |  |  |  | True | Single-Speed | 222000 | 20747 | 10.7 | 10.4 |  |  | 214000 | 17919 | 3.5 | 3.2 |  |  |  | Federally-Regulated Commercial & Industrial Equipment | 12/12/2012 |  | 04/02/2020
Carrier Corp. - Syracuse | Keeprite | CHS240(H,L,S)D* | FHS240(S,H,L)A*A0* | HRCU-A-CB, Split System: Heat | Heat Pump | 575 | 3 |  |  |  |  | True | Single-Speed | 222000 | 20747 | 10.7 | 10.4 |  |  | 214000 | 17919 | 3.5 | 3.2 |  |  |  | Federally-Regulated Commercial & Industrial Equipment | 12/12/2012 |  | 04/02/2020
Carrier Corp. - Syracuse | Comfortmaker | CHS180(H,L,S)D* | FHS180(M,S,H,L)A*A2* | HRCU-A-CB, Split System: Heat | Heat Pump | 460 | 3 |  |  |  |  | True | Single-Speed | 178000 | 16792 | 10.6 | 10.4 |  |  | 178000 | 15343 | 3.4 | 3.2 |  |  |  | Federally-Regulated Commercial & Industrial Equipment | 12/12/2012 |  | 04/02/2020
Carrier Corp. - Syracuse | Carrier Corp. | 38AUQA12A0*(5,6,1)A* | 40RUQA12A1A(3,5,6,1)A* | HRCU-A-CB, Split System: Heat | Heat Pump | 208 | 3 |  |  |  |  | True | Single-Speed | 112000 | 10181 | 11 | 10.8 |  |  | 106000 | 9414 | 3.3 | 3.3 |  |  |  | Federally-Regulated Commercial & Industrial Equipment | 03/10/2011 |  | 04/02/2020
Carrier Corp. - Syracuse | Carrier Corp. | 38AUQ*07A0*(5,6,1)A* | 40RUQA07A*A(3,6,1)A* | HRCU-A-CB, Split System: Heat | Heat Pump | 460 | 3 |  | False |  |  | True | Single-Speed | 70000 | 6363 | 11 | 10.8 |  |  | 66000 | 5861 | 3.3 | 3.3 | 39000 | 4762 | 2.4 | Federally-Regulated Commercial & Industrial Equipment | 04/20/2015 |  | 04/02/2020
Carrier Corp. - Syracuse | Carrier Corp. | 38AUQ*12A0*(5,6,1)A* | 40RUQA12A*A(6,1)A* | HRCU-A-CB, Split System: Heat | Heat Pump | 460 | 3 |  | False |  |  | True | Single-Speed | 112000 | 10181 | 11 | 10.8 |  |  | 106000 | 9413 | 3.3 | 3.3 | 70000 | 8548 | 2.4 | Federally-Regulated Commercial & Industrial Equipment | 04/20/2015 |  | 04/02/2020
Carrier Corp. - Syracuse | Day & Night | CHS240(H,L,S)D* | FHS240(S,H,L)A*A0* | HRCU-A-CB, Split System: Heat | Heat Pump | 460 | 3 |  |  |  |  | True | Single-Speed | 222000 | 20747 | 10.7 | 10.4 |  |  | 214000 | 17919 | 3.5 | 3.2 |  |  |  | Federally-Regulated Commercial & Industrial Equipment | 12/12/2012 |  | 04/02/2020
Carrier Corp. - Syracuse | Carrier Corp. | 38AUQA25A0*(5,6,1)A* | 40RUQA25A1A(5,6,1)A* | HRCU-A-CB, Split System: Heat | Heat Pump | 230 | 3 |  |  |  |  | True | Single-Speed | 222000 | 20747 | 10.7 | 10.4 |  |  | 214000 | 17919 | 3.5 | 3.2 |  |  |  | Federally-Regulated Commercial & Industrial Equipment | 03/10/2011 |  | 04/02/2020
Carrier Corp. - Syracuse | Arcoaire | CHS240(H,L,S)D* | FHS240(S,H,L)A*A0* | HRCU-A-CB, Split System: Heat | Heat Pump | 230 | 3 |  |  |  |  | True | Single-Speed | 222000 | 20747 | 10.7 | 10.4 |  |  | 214000 | 17919 | 3.5 | 3.2 |  |  |  | Federally-Regulated Commercial & Industrial Equipment | 12/12/2012 |  | 04/02/2020
Carrier Corp. - Syracuse | Carrier Corp. | 38AUQ*25A0*(5,6,1)A* | 40RUQA25T*A(5,6,1)A* | HRCU-A-CB, Split System: Heat | Heat Pump | 575 | 3 |  | False |  |  | True | Single-Speed | 222000 | 20747 | 10.7 | 10.4 |  |  | 214000 | 17919 | 3.5 | 3.2 | 130000 | 15874 | 2.4 | Federally-Regulated Commercial & Industrial Equipment | 04/20/2015 |  | 04/02/2020
Carrier Corp. - Syracuse | Tempstar | CHS240(H,L,S)D* | FHS240(S,H,L)A*A2* | HRCU-A-CB, Split System: Heat | Heat Pump | 460 | 3 |  |  |  |  | True | Single-Speed | 222000 | 20747 | 10.7 | 10.4 |  |  | 214000 | 17919 | 3.5 | 3.2 |  |  |  | Federally-Regulated Commercial & Industrial Equipment | 12/12/2012 |  | 04/02/2020
Carrier Corp. - Syracuse | Comfortmaker | CHS240(H,L,S)D* | FHS240(S,H,L)A*A2* | HRCU-A-CB, Split System: Heat | Heat Pump | 230 | 3 |  |  |  |  | True | Single-Speed | 222000 | 20747 | 10.7 | 10.4 |  |  | 214000 | 17919 | 3.5 | 3.2 |  |  |  | Federally-Regulated Commercial & Industrial Equipment | 12/12/2012 |  | 04/02/2020
Carrier Corp. - Syracuse | Day & Night | CHS240(H,L,S)D* | FHS240(S,H,L)A*A0* | HRCU-A-CB, Split System: Heat | Heat Pump | 208 | 3 |  |  |  |  | True | Single-Speed | 222000 | 20747 | 10.7 | 10.4 |  |  | 214000 | 17919 | 3.5 | 3.2 |  |  |  | Federally-Regulated Commercial & Industrial Equipment | 12/12/2012 |  | 04/02/2020
Carrier Corp. - Syracuse | Bryant Heating & Cooling Systems | 569J(P,E,T)08(A,B)* | 524J(J,E,T)08H0* | HRCU-A-CB, Split System: Heat | Heat Pump | 208 | 3 |  | False |  |  | True | Single-Speed | 89000 | 8090 | 11 | 10.8 |  |  | 87000 | 7726 | 3.3 | 3.3 | 52000 | 6349 | 2.4 | Federally-Regulated Commercial & Industrial Equipment | 04/20/2015 |  | 04/02/2020
Carrier Corp. - Syracuse | Carrier Corp. | 38AUQ*12A0*(5,6,1)A* | 40RUQA12T*A(5,6,1)A* | HRCU-A-CB, Split System: Heat | Heat Pump | 575 | 3 |  | False |  |  | True | Single-Speed | 112000 | 10181 | 11 | 10.8 |  |  | 106000 | 9413 | 3.3 | 3.3 | 70000 | 8548 | 2.4 | Federally-Regulated Commercial & Industrial Equipment | 04/20/2015 |  | 04/02/2020
Carrier Corp. - Syracuse | Day & Night | CHS240(H,L,S)D* | FHS240(S,H,L)A*A0* | HRCU-A-CB, Split System: Heat | Heat Pump | 230 | 3 |  |  |  |  | True | Single-Speed | 222000 | 20747 | 10.7 | 10.4 |  |  | 214000 | 17919 | 3.5 | 3.2 |  |  |  | Federally-Regulated Commercial & Industrial Equipment | 12/12/2012 |  | 04/02/2020
Carrier Corp. - Syracuse | Carrier Corp. | 38AUQ*07A0*(5,6,1)A* | 40RUQA07A*A(3,6,1)A* | HRCU-A-CB, Split System: Heat | Heat Pump | 230 | 3 |  | False |  |  | True | Single-Speed | 70000 | 6363 | 11 | 10.8 |  |  | 66000 | 5861 | 3.3 | 3.3 | 39000 | 4762 | 2.4 | Federally-Regulated Commercial & Industrial Equipment | 04/20/2015 |  | 04/02/2020
Carrier Corp. - Syracuse | Carrier Corp. | 38AUQA16A0*(5,6,1)A* | 40RUQA16A1A(5,6,1)A* | HRCU-A-CB, Split System: Heat | Heat Pump | 460 | 3 |  |  |  |  | True | Single-Speed | 178000 | 16792 | 10.6 | 10.4 |  |  | 178000 | 15343 | 3.4 | 3.2 |  |  |  | Federally-Regulated Commercial & Industrial Equipment | 03/10/2011 |  | 04/02/2020
Carrier Corp. - Syracuse | Bryant Heating & Cooling Systems | 575J(P,E,T)07A000* | 524J(J,E,T)07H000A1* | HRCU-A-CB, Split System: Heat | Heat Pump | 208 | 3 |  |  |  |  | True | Single-Speed | 70000 | 6363 | 11 | 10.8 |  |  | 66000 | 5861 | 3.3 | 3.3 |  |  |  | Federally-Regulated Commercial & Industrial Equipment | 03/10/2011 |  | 04/02/2020
Carrier Corp. - Syracuse | Carrier Corp. | 38AUQ*25A0*(5,6,1)A* | 40RUQA25A*A(5,6,1)A* | HRCU-A-CB, Split System: Heat | Heat Pump | 230 | 3 |  | False |  |  | True | Single-Speed | 222000 | 20747 | 10.7 | 10.4 |  |  | 214000 | 17919 | 3.5 | 3.2 | 130000 | 15874 | 2.4 | Federally-Regulated Commercial & Industrial Equipment | 04/20/2015 |  | 04/02/2020
Carrier Corp. - Syracuse | Heil | CHS240(H,L,S)D* | FHS240(S,H,L)A*A0* | HRCU-A-CB, Split System: Heat | Heat Pump | 460 | 3 |  |  |  |  | True | Single-Speed | 222000 | 20747 | 10.7 | 10.4 |  |  | 214000 | 17919 | 3.5 | 3.2 |  |  |  | Federally-Regulated Commercial & Industrial Equipment | 12/12/2012 |  | 04/02/2020
Carrier Corp. - Syracuse | Carrier Corp. | 38AUQ*25A0*(5,6,1)A* | 40RUQA25A*A(5,6,1)A* | HRCU-A-CB, Split System: Heat | Heat Pump | 575 | 3 |  | False |  |  | True | Single-Speed | 222000 | 20747 | 10.7 | 10.4 |  |  | 214000 | 17919 | 3.5 | 3.2 | 130000 | 15874 | 2.4 | Federally-Regulated Commercial & Industrial Equipment | 04/20/2015 |  | 04/02/2020
Carrier Corp. - Syracuse | Day & Night | CHS180(H,L,S)D* | FHS180(M,S,H,L)A*A2* | HRCU-A-CB, Split System: Heat | Heat Pump | 208 | 3 |  |  |  |  | True | Single-Speed | 178000 | 16792 | 10.6 | 10.4 |  |  | 178000 | 15343 | 3.4 | 3.2 |  |  |  | Federally-Regulated Commercial & Industrial Equipment | 12/12/2012 |  | 04/02/2020
Carrier Corp. - Syracuse | Carrier Corp. | 38AUQA16A0*(5,6,1)A* | 40RUQA16T1A(5,6,1)A* | HRCU-A-CB, Split System: Heat | Heat Pump | 460 | 3 |  |  |  |  | True | Single-Speed | 178000 | 16792 | 10.6 | 10.4 |  |  | 178000 | 15343 | 3.4 | 3.2 |  |  |  | Federally-Regulated Commercial & Industrial Equipment | 12/12/2012 |  | 04/02/2020
Carrier Corp. - Syracuse | Airquest | CHS240(H,L,S)D* | FHS240(S,H,L)A*A0* | HRCU-A-CB, Split System: Heat | Heat Pump | 460 | 3 |  |  |  |  | True | Single-Speed | 222000 | 20747 | 10.7 | 10.4 |  |  | 214000 | 17919 | 3.5 | 3.2 |  |  |  | Federally-Regulated Commercial & Industrial Equipment | 12/12/2012 |  | 04/02/2020
Carrier Corp. - Syracuse | Bryant Heating & Cooling Systems | 575J(P,E,T)07A000* | 524J(J,E,T)07H000A1* | HRCU-A-CB, Split System: Heat | Heat Pump | 460 | 3 |  |  |  |  | True | Single-Speed | 70000 | 6363 | 11 | 10.8 |  |  | 66000 | 5861 | 3.3 | 3.3 |  |  |  | Federally-Regulated Commercial & Industrial Equipment | 03/10/2011 |  | 04/02/2020
Carrier Corp. - Syracuse | Bryant Heating & Cooling Systems | 575J(P,E,T)08A000* | 524J(J,E,T)08H000A1* | HRCU-A-CB, Split System: Heat | Heat Pump | 460 | 3 |  |  |  |  | True | Single-Speed | 89000 | 8090 | 11 | 10.8 |  |  | 87000 | 7727 | 3.3 | 3.3 |  |  |  | Federally-Regulated Commercial & Industrial Equipment | 03/10/2011 |  | 04/02/2020
Carrier Corp. - Syracuse | Carrier Corp. | 38AUQ*12A0*(5,6,1)A* | 40RUQA12T*A(5,6,1)A* | HRCU-A-CB, Split System: Heat | Heat Pump | 208 | 3 |  | False |  |  | True | Single-Speed | 112000 | 10181 | 11 | 10.8 |  |  | 106000 | 9413 | 3.3 | 3.3 | 70000 | 8548 | 2.4 | Federally-Regulated Commercial & Industrial Equipment | 04/20/2015 |  | 04/02/2020
Carrier Corp. - Syracuse | Carrier Corp. | 38AUQA07A0*(5,6,1)A* | 40RUQA07A1A(3,5,6,1)A* | HRCU-A-CB, Split System: Heat | Heat Pump | 460 | 3 |  |  |  |  | True | Single-Speed | 70000 | 6363 | 11 | 10.8 |  |  | 66000 | 5861 | 3.3 | 3.3 |  |  |  | Federally-Regulated Commercial & Industrial Equipment | 03/10/2011 |  | 04/02/2020
Carrier Corp. - Syracuse | Day & Night | CHS180(H,L,S)D* | FHS180(M,S,H,L)A*A0* | HRCU-A-CB, Split System: Heat | Heat Pump | 230 | 3 |  |  |  |  | True | Single-Speed | 178000 | 16792 | 10.6 | 10.4 |  |  | 178000 | 15343 | 3.4 | 3.2 |  |  |  | Federally-Regulated Commercial & Industrial Equipment | 12/12/2012 |  | 04/02/2020
Carrier Corp. - Syracuse | Carrier Corp. | 38AUQ*12A0*(5,6,1)A* | 40RUQA12A*A(6,1)A* | HRCU-A-CB, Split System: Heat | Heat Pump | 575 | 3 |  | False |  |  | True | Single-Speed | 112000 | 10181 | 11 | 10.8 |  |  | 106000 | 9413 | 3.3 | 3.3 | 70000 | 8548 | 2.4 | Federally-Regulated Commercial & Industrial Equipment | 04/20/2015 |  | 04/02/2020
Carrier Corp. - Syracuse | Bryant Heating & Cooling Systems | 575J(P,E,T)25D000* | 524J(E,P,T)25H200A1* | HRCU-A-CB, Split System: Heat | Heat Pump | 460 | 3 |  |  |  |  | True | Single-Speed | 222000 | 20747 | 10.7 | 10.4 |  |  | 214000 | 17919 | 3.5 | 3.2 |  |  |  | Federally-Regulated Commercial & Industrial Equipment | 12/12/2012 |  | 04/02/2020
Carrier Corp. - Syracuse | Comfortmaker | CHS240(H,L,S)D* | FHS240(S,H,L)A*A2* | HRCU-A-CB, Split System: Heat | Heat Pump | 208 | 3 |  |  |  |  | True | Single-Speed | 222000 | 20747 | 10.7 | 10.4 |  |  | 214000 | 17919 | 3.5 | 3.2 |  |  |  | Federally-Regulated Commercial & Industrial Equipment | 12/12/2012 |  | 04/02/2020
Carrier Corp. - Syracuse | Day & Night | CHS240(H,L,S)D* | FHS240(S,H,L)A*A2* | HRCU-A-CB, Split System: Heat | Heat Pump | 208 | 3 |  |  |  |  | True | Single-Speed | 222000 | 20747 | 10.7 | 10.4 |  |  | 214000 | 17919 | 3.5 | 3.2 |  |  |  | Federally-Regulated Commercial & Industrial Equipment | 12/12/2012 |  | 04/02/2020
Carrier Corp. - Syracuse | Arcoaire | CHS240(H,L,S)D* | FHS240(S,H,L)A*A2* | HRCU-A-CB, Split System: Heat | Heat Pump | 460 | 3 |  |  |  |  | True | Single-Speed | 222000 | 20747 | 10.7 | 10.4 |  |  | 214000 | 17919 | 3.5 | 3.2 |  |  |  | Federally-Regulated Commercial & Industrial Equipment | 12/12/2012 |  | 04/02/2020
Carrier Corp. - Syracuse | Arcoaire | CHS240(H,L,S)D* | FHS240(S,H,L)A*A0* | HRCU-A-CB, Split System: Heat | Heat Pump | 208 | 3 |  |  |  |  | True | Single-Speed | 222000 | 20747 | 10.7 | 10.4 |  |  | 214000 | 17919 | 3.5 | 3.2 |  |  |  | Federally-Regulated Commercial & Industrial Equipment | 12/12/2012 |  | 04/02/2020
Carrier Corp. - Syracuse | Carrier Corp. | 38AUQA25A0*(5,6,1)A* | 40RUQA25T1A(5,6,1)A* | HRCU-A-CB, Split System: Heat | Heat Pump | 575 | 3 |  |  |  |  | True | Single-Speed | 222000 | 20747 | 10.7 | 10.4 |  |  | 214000 | 17919 | 3.5 | 3.2 |  |  |  | Federally-Regulated Commercial & Industrial Equipment | 12/12/2012 |  | 04/02/2020
Carrier Corp. - Syracuse | Carrier Corp. | 38AUQA16A0*(5,6,1)A* | 40RUQA16A2A(5,6,1)A* | HRCU-A-CB, Split System: Heat | Heat Pump | 208 | 3 |  |  |  |  | True | Single-Speed | 178000 | 16792 | 10.6 | 10.4 |  |  | 178000 | 15343 | 3.4 | 3.2 |  |  |  | Federally-Regulated Commercial & Industrial Equipment | 06/17/2013 |  | 04/02/2020
Carrier Corp. - Syracuse | Carrier Corp. | 38AUQ(D,E)08A0*(5,6,1)A* | 40RUQA08T*A(5,6,1)A* | HRCU-A-CB, Split System: Heat | Heat Pump | 208 | 3 |  | False |  |  | True | Single-Speed | 88000 | 8000 | 11 | 10.8 |  |  | 87000 | 7726 | 3.3 | 3.3 | 52000 | 6349 | 2.4 | Federally-Regulated Commercial & Industrial Equipment | 04/20/2015 |  | 04/02/2020
Carrier Corp. - Syracuse | Carrier Corp. | 38AUQA08A0*(5,6,1)A* | 40RUQA08A1A(3,5,6,1)A* | HRCU-A-CB, Split System: Heat | Heat Pump | 230 | 3 |  |  |  |  | True | Single-Speed | 89000 | 8090 | 11 | 10.8 |  |  | 87000 | 7727 | 3.3 | 3.3 |  |  |  | Federally-Regulated Commercial & Industrial Equipment | 03/10/2011 |  | 04/02/2020
Carrier Corp. - Syracuse | Bryant Heating & Cooling Systems | 569J(P,E,T)08(A,B)* | 524J(J,E,T)08H0* | HRCU-A-CB, Split System: Heat | Heat Pump | 575 | 3 |  | False |  |  | True | Single-Speed | 89000 | 8090 | 11 | 10.8 |  |  | 87000 | 7726 | 3.3 | 3.3 | 52000 | 6349 | 2.4 | Federally-Regulated Commercial & Industrial Equipment | 04/20/2015 |  | 04/02/2020
Carrier Corp. - Syracuse | Comfortmaker | CHS180(H,L,S)D* | FHS180(M,S,H,L)A*A0* | HRCU-A-CB, Split System: Heat | Heat Pump | 230 | 3 |  |  |  |  | True | Single-Speed | 178000 | 16792 | 10.6 | 10.4 |  |  | 178000 | 15343 | 3.4 | 3.2 |  |  |  | Federally-Regulated Commercial & Industrial Equipment | 12/12/2012 |  | 04/02/2020
Carrier Corp. - Syracuse | Comfortmaker | CHS240(H,L,S)D* | FHS240(S,H,L)A*A0* | HRCU-A-CB, Split System: Heat | Heat Pump | 575 | 3 |  |  |  |  | True | Single-Speed | 222000 | 20747 | 10.7 | 10.4 |  |  | 214000 | 17919 | 3.5 | 3.2 |  |  |  | Federally-Regulated Commercial & Industrial Equipment | 12/12/2012 |  | 04/02/2020
Carrier Corp. - Syracuse | Heil | CHS180(H,L,S)D* | FHS180(M,S,H,L)A*A0* | HRCU-A-CB, Split System: Heat | Heat Pump | 460 | 3 |  |  |  |  | True | Single-Speed | 178000 | 16792 | 10.6 | 10.4 |  |  | 178000 | 15343 | 3.4 | 3.2 |  |  |  | Federally-Regulated Commercial & Industrial Equipment | 12/12/2012 |  | 04/02/2020
Carrier Corp. - Syracuse | Airquest | CHS180(H,L,S)D* | FHS180(M,S,H,L)A*A0* | HRCU-A-CB, Split System: Heat | Heat Pump | 460 | 3 |  |  |  |  | True | Single-Speed | 178000 | 16792 | 10.6 | 10.4 |  |  | 178000 | 15343 | 3.4 | 3.2 |  |  |  | Federally-Regulated Commercial & Industrial Equipment | 12/12/2012 |  | 04/02/2020
Carrier Corp. - Syracuse | Carrier Corp. | 38AUQ(D,E)08A0*(5,6,1)A* | 40RUQA08T*A(5,6,1)A* | HRCU-A-CB, Split System: Heat | Heat Pump | 230 | 3 |  | False |  |  | True | Single-Speed | 88000 | 8000 | 11 | 10.8 |  |  | 87000 | 7726 | 3.3 | 3.3 | 52000 | 6349 | 2.4 | Federally-Regulated Commercial & Industrial Equipment | 04/20/2015 |  | 04/02/2020
Carrier Corp. - Syracuse | Comfortmaker | CHS180(H,L,S)D* | FHS180(M,S,H,L)A*A2* | HRCU-A-CB, Split System: Heat | Heat Pump | 208 | 3 |  |  |  |  | True | Single-Speed | 178000 | 16792 | 10.6 | 10.4 |  |  | 178000 | 15343 | 3.4 | 3.2 |  |  |  | Federally-Regulated Commercial & Industrial Equipment | 12/12/2012 |  | 04/02/2020
Carrier Corp. - Syracuse | Day & Night | CHS180(H,L,S)D* | FHS180(M,S,H,L)A*A0* | HRCU-A-CB, Split System: Heat | Heat Pump | 208 | 3 |  |  |  |  | True | Single-Speed | 178000 | 16792 | 10.6 | 10.4 |  |  | 178000 | 15343 | 3.4 | 3.2 |  |  |  | Federally-Regulated Commercial & Industrial Equipment | 12/12/2012 |  | 04/02/2020
Carrier Corp. - Syracuse | Tempstar | CHS180(H,L,S)D* | FHS180(M,S,H,L)A*A2* | HRCU-A-CB, Split System: Heat | Heat Pump | 460 | 3 |  |  |  |  | True | Single-Speed | 178000 | 16792 | 10.6 | 10.4 |  |  | 178000 | 15343 | 3.4 | 3.2 |  |  |  | Federally-Regulated Commercial & Industrial Equipment | 12/12/2012 |  | 04/02/2020
Carrier Corp. - Syracuse | Carrier Corp. | 38AUQ*07A0*(5,6,1)A* | 40RUQA07A*A(3,6,1)A* | HRCU-A-CB, Split System: Heat | Heat Pump | 208 | 3 |  | False |  |  | True | Single-Speed | 70000 | 6363 | 11 | 10.8 |  |  | 66000 | 5861 | 3.3 | 3.3 | 39000 | 4762 | 2.4 | Federally-Regulated Commercial & Industrial Equipment | 04/20/2015 |  | 04/02/2020
Carrier Corp. - Syracuse | Bryant Heating & Cooling Systems | 575J(P,E,T)12A000* | 524J(E,T)12H000A1* | HRCU-A-CB, Split System: Heat | Heat Pump | 575 | 3 |  |  |  |  | True | Single-Speed | 112000 | 10181 | 11 | 10.8 |  |  | 106000 | 9414 | 3.3 | 3.3 |  |  |  | Federally-Regulated Commercial & Industrial Equipment | 03/10/2011 |  | 04/02/2020
Carrier Corp. - Syracuse | Airquest | CHS240(H,L,S)D* | FHS240(S,H,L)A*A0* | HRCU-A-CB, Split System: Heat | Heat Pump | 230 | 3 |  |  |  |  | True | Single-Speed | 222000 | 20747 | 10.7 | 10.4 |  |  | 214000 | 17919 | 3.5 | 3.2 |  |  |  | Federally-Regulated Commercial & Industrial Equipment | 12/12/2012 |  | 04/02/2020
Carrier Corp. - Syracuse | Carrier Corp. | 38AUQ*25A0*(5,6,1)A* | 40RUQA25T*A(5,6,1)A* | HRCU-A-CB, Split System: Heat | Heat Pump | 208 | 3 |  | False |  |  | True | Single-Speed | 222000 | 20747 | 10.7 | 10.4 |  |  | 214000 | 17919 | 3.5 | 3.2 | 130000 | 15874 | 2.4 | Federally-Regulated Commercial & Industrial Equipment | 04/20/2015 |  | 04/02/2020
Carrier Corp. - Syracuse | Bryant Heating & Cooling Systems | 575J(P,E,T)16D000* | 524J(E,P,T)16H200A1* | HRCU-A-CB, Split System: Heat | Heat Pump | 230 | 3 |  |  |  |  | True | Single-Speed | 178000 | 16792 | 10.6 | 10.4 |  |  | 178000 | 15343 | 3.4 | 3.2 |  |  |  | Federally-Regulated Commercial & Industrial Equipment | 12/12/2012 |  | 04/02/2020
Carrier Corp. - Syracuse | Day & Night | CHS180(H,L,S)D* | FHS180(M,S,H,L)A*A2* | HRCU-A-CB, Split System: Heat | Heat Pump | 575 | 3 |  |  |  |  | True | Single-Speed | 178000 | 16792 | 10.6 | 10.4 |  |  | 178000 | 15343 | 3.4 | 3.2 |  |  |  | Federally-Regulated Commercial & Industrial Equipment | 12/12/2012 |  | 04/02/2020
Carrier Corp. - Syracuse | Bryant Heating & Cooling Systems | 575J(P,E,T)12A000* | 524J(E,T)12H000A1* | HRCU-A-CB, Split System: Heat | Heat Pump | 460 | 3 |  |  |  |  | True | Single-Speed | 112000 | 10181 | 11 | 10.8 |  |  | 106000 | 9414 | 3.3 | 3.3 |  |  |  | Federally-Regulated Commercial & Industrial Equipment | 03/10/2011 |  | 04/02/2020
Carrier Corp. - Syracuse | Carrier Corp. | 38AUQ*12A0*(5,6,1)A* | 40RUQA12T*A(5,6,1)A* | HRCU-A-CB, Split System: Heat | Heat Pump | 230 | 3 |  | False |  |  | True | Single-Speed | 112000 | 10181 | 11 | 10.8 |  |  | 106000 | 9413 | 3.3 | 3.3 | 70000 | 8548 | 2.4 | Federally-Regulated Commercial & Industrial Equipment | 04/20/2015 |  | 04/02/2020
Carrier Corp. - Syracuse | Comfortmaker | CHS180(H,L,S)D* | FHS180(M,S,H,L)A*A0* | HRCU-A-CB, Split System: Heat | Heat Pump | 208 | 3 |  |  |  |  | True | Single-Speed | 178000 | 16792 | 10.6 | 10.4 |  |  | 178000 | 15343 | 3.4 | 3.2 |  |  |  | Federally-Regulated Commercial & Industrial Equipment | 12/12/2012 |  | 04/02/2020
Carrier Corp. - Syracuse | ICP Commercial | CHS180(H,L,S)D* | FHS180(M,S,H,L)A*A0* | HRCU-A-CB, Split System: Heat | Heat Pump | 230 | 3 |  |  |  |  | True | Single-Speed | 178000 | 16792 | 10.6 | 10.4 |  |  | 178000 | 15343 | 3.4 | 3.2 |  |  |  | Federally-Regulated Commercial & Industrial Equipment | 12/12/2012 |  | 04/02/2020
Carrier Corp. - Syracuse | Carrier Corp. | 38AUQA12A0*(5,6,1)A* | 40RUQA12A1A(3,5,6,1)A* | HRCU-A-CB, Split System: Heat | Heat Pump | 460 | 3 |  |  |  |  | True | Single-Speed | 112000 | 10181 | 11 | 10.8 |  |  | 106000 | 9414 | 3.3 | 3.3 |  |  |  | Federally-Regulated Commercial & Industrial Equipment | 03/10/2011 |  | 04/02/2020
Carrier Corp. - Syracuse | Carrier Corp. | 38AUQA16A0*(5,6,1)A* | 40RUQA16A1A(5,6,1)A* | HRCU-A-CB, Split System: Heat | Heat Pump | 575 | 3 |  |  |  |  | True | Single-Speed | 178000 | 16792 | 10.6 | 10.4 |  |  | 178000 | 15343 | 3.4 | 3.2 |  |  |  | Federally-Regulated Commercial & Industrial Equipment | 03/10/2011 |  | 04/02/2020
Carrier Corp. - Syracuse | Carrier Corp. | 38AUQA16A0*(5,6,1)A* | 40RUQA16A1A(5,6,1)A* | HRCU-A-CB, Split System: Heat | Heat Pump | 230 | 3 |  |  |  |  | True | Single-Speed | 178000 | 16792 | 10.6 | 10.4 |  |  | 178000 | 15343 | 3.4 | 3.2 |  |  |  | Federally-Regulated Commercial & Industrial Equipment | 03/10/2011 |  | 04/02/2020
Carrier Corp. - Syracuse | Bryant Heating & Cooling Systems | 575J(P,E,T)07A000* | 524J(J,E,T)07H000A1* | HRCU-A-CB, Split System: Heat | Heat Pump | 575 | 3 |  |  |  |  | True | Single-Speed | 70000 | 6363 | 11 | 10.8 |  |  | 66000 | 5861 | 3.3 | 3.3 |  |  |  | Federally-Regulated Commercial & Industrial Equipment | 03/10/2011 |  | 04/02/2020
Carrier Corp. - Syracuse | Heil | CHS180(H,L,S)D* | FHS180(M,S,H,L)A*A0* | HRCU-A-CB, Split System: Heat | Heat Pump | 208 | 3 |  |  |  |  | True | Single-Speed | 178000 | 16792 | 10.6 | 10.4 |  |  | 178000 | 15343 | 3.4 | 3.2 |  |  |  | Federally-Regulated Commercial & Industrial Equipment | 12/12/2012 |  | 04/02/2020
Carrier Corp. - Syracuse | Arcoaire | CHS240(H,L,S)D* | FHS240(S,H,L)A*A0* | HRCU-A-CB, Split System: Heat | Heat Pump | 575 | 3 |  |  |  |  | True | Single-Speed | 222000 | 20747 | 10.7 | 10.4 |  |  | 214000 | 17919 | 3.5 | 3.2 |  |  |  | Federally-Regulated Commercial & Industrial Equipment | 12/12/2012 |  | 04/02/2020
Carrier Corp. - Syracuse | ICP Commercial | CHS240(H,L,S)D* | FHS240(S,H,L)A*A0* | HRCU-A-CB, Split System: Heat | Heat Pump | 575 | 3 |  |  |  |  | True | Single-Speed | 222000 | 20747 | 10.7 | 10.4 |  |  | 214000 | 17919 | 3.5 | 3.2 |  |  |  | Federally-Regulated Commercial & Industrial Equipment | 12/12/2012 |  | 04/02/2020
Carrier Corp. - Syracuse | Carrier Corp. | 38AUQ(D,E)08A0*(5,6,1)A* | 40RUQA08T*A(5,6,1)A* | HRCU-A-CB, Split System: Heat | Heat Pump | 460 | 3 |  | False |  |  | True | Single-Speed | 88000 | 8000 | 11 | 10.8 |  |  | 87000 | 7726 | 3.3 | 3.3 | 52000 | 6349 | 2.4 | Federally-Regulated Commercial & Industrial Equipment | 04/20/2015 |  | 04/02/2020
Carrier Corp. - Syracuse | Carrier Corp. | 38AUQA07A0*(5,6,1)A* | 40RUQA07A1A(3,5,6,1)A* | HRCU-A-CB, Split System: Heat | Heat Pump | 230 | 3 |  |  |  |  | True | Single-Speed | 70000 | 6363 | 11 | 10.8 |  |  | 66000 | 5861 | 3.3 | 3.3 |  |  |  | Federally-Regulated Commercial & Industrial Equipment | 03/10/2011 |  | 04/02/2020
Carrier Corp. - Syracuse | Carrier Corp. | 38AUQ*12A0*(5,6,1)A* | 40RUQA12A*A(6,1)A* | HRCU-A-CB, Split System: Heat | Heat Pump | 230 | 3 |  | False |  |  | True | Single-Speed | 112000 | 10181 | 11 | 10.8 |  |  | 106000 | 9413 | 3.3 | 3.3 | 70000 | 8548 | 2.4 | Federally-Regulated Commercial & Industrial Equipment | 04/20/2015 |  | 04/02/2020
Carrier Corp. - Syracuse | Bryant Heating & Cooling Systems | 575J(P,E,T)16D000* | 524J(E,P,T)16H200A1* | HRCU-A-CB, Split System: Heat | Heat Pump | 208 | 3 |  |  |  |  | True | Single-Speed | 178000 | 16792 | 10.6 | 10.4 |  |  | 178000 | 15343 | 3.4 | 3.2 |  |  |  | Federally-Regulated Commercial & Industrial Equipment | 12/12/2012 |  | 04/02/2020
Carrier Corp. - Syracuse | Carrier Corp. | 38AUQ*25A0*(5,6,1)A* | 40RUQA25A*A(5,6,1)A* | HRCU-A-CB, Split System: Heat | Heat Pump | 460 | 3 |  | False |  |  | True | Single-Speed | 222000 | 20747 | 10.7 | 10.4 |  |  | 214000 | 17919 | 3.5 | 3.2 | 130000 | 15874 | 2.4 | Federally-Regulated Commercial & Industrial Equipment | 04/20/2015 |  | 04/02/2020
Carrier Corp. - Syracuse | Carrier Corp. | 38AUQ(A,B)08A0*(5,6,1)A* | 40RUQA08A*A(3,6,1)A* | HRCU-A-CB, Split System: Heat | Heat Pump | 460 | 3 |  | False |  |  | True | Single-Speed | 89000 | 8090 | 11 | 10.8 |  |  | 87000 | 7726 | 3.3 | 3.3 | 52000 | 6349 | 2.4 | Federally-Regulated Commercial & Industrial Equipment | 04/20/2015 |  | 04/02/2020
Carrier Corp. - Syracuse | Arcoaire | CHS180(H,L,S)D* | FHS180(M,S,H,L)A*A0* | HRCU-A-CB, Split System: Heat | Heat Pump | 575 | 3 |  |  |  |  | True | Single-Speed | 178000 | 16792 | 10.6 | 10.4 |  |  | 178000 | 15343 | 3.4 | 3.2 |  |  |  | Federally-Regulated Commercial & Industrial Equipment | 12/12/2012 |  | 04/02/2020
Carrier Corp. - Syracuse | Bryant Heating & Cooling Systems | 575J(P,E,T)16D000* | 524J(E,P,T)16H200A1* | HRCU-A-CB, Split System: Heat | Heat Pump | 460 | 3 |  |  |  |  | True | Single-Speed | 178000 | 16792 | 10.6 | 10.4 |  |  | 178000 | 15343 | 3.4 | 3.2 |  |  |  | Federally-Regulated Commercial & Industrial Equipment | 12/12/2012 |  | 04/02/2020
Carrier Corp. - Syracuse | Keeprite | CHS180(H,L,S)D* | FHS180(M,S,H,L)A*A0* | HRCU-A-CB, Split System: Heat | Heat Pump | 460 | 3 |  |  |  |  | True | Single-Speed | 178000 | 16792 | 10.6 | 10.4 |  |  | 178000 | 15343 | 3.4 | 3.2 |  |  |  | Federally-Regulated Commercial & Industrial Equipment | 12/12/2012 |  | 04/02/2020
Carrier Corp. - Syracuse | Bryant Heating & Cooling Systems | 575J(P,E,T)25D000* | 524J(E,P,T)25H200A1* | HRCU-A-CB, Split System: Heat | Heat Pump | 575 | 3 |  |  |  |  | True | Single-Speed | 222000 | 20747 | 10.7 | 10.4 |  |  | 214000 | 17919 | 3.5 | 3.2 |  |  |  | Federally-Regulated Commercial & Industrial Equipment | 12/12/2012 |  | 04/02/2020
Carrier Corp. - Syracuse | Tempstar | CHS240(H,L,S)D* | FHS240(S,H,L)A*A0* | HRCU-A-CB, Split System: Heat | Heat Pump | 208 | 3 |  |  |  |  | True | Single-Speed | 222000 | 20747 | 10.7 | 10.4 |  |  | 214000 | 17919 | 3.5 | 3.2 |  |  |  | Federally-Regulated Commercial & Industrial Equipment | 12/12/2012 |  | 04/02/2020
Carrier Corp. - Syracuse | ICP Commercial | CHS240(H,L,S)D* | FHS240(S,H,L)A*A0* | HRCU-A-CB, Split System: Heat | Heat Pump | 230 | 3 |  |  |  |  | True | Single-Speed | 222000 | 20747 | 10.7 | 10.4 |  |  | 214000 | 17919 | 3.5 | 3.2 |  |  |  | Federally-Regulated Commercial & Industrial Equipment | 12/12/2012 |  | 04/02/2020
Carrier Corp. - Syracuse | Comfortmaker | CHS240(H,L,S)D* | FHS240(S,H,L)A*A2* | HRCU-A-CB, Split System: Heat | Heat Pump | 575 | 3 |  |  |  |  | True | Single-Speed | 222000 | 20747 | 10.7 | 10.4 |  |  | 214000 | 17919 | 3.5 | 3.2 |  |  |  | Federally-Regulated Commercial & Industrial Equipment | 12/12/2012 |  | 04/02/2020
Carrier Corp. - Syracuse | Arcoaire | CHS180(H,L,S)D* | FHS180(M,S,H,L)A*A2* | HRCU-A-CB, Split System: Heat | Heat Pump | 575 | 3 |  |  |  |  | True | Single-Speed | 178000 | 16792 | 10.6 | 10.4 |  |  | 178000 | 15343 | 3.4 | 3.2 |  |  |  | Federally-Regulated Commercial & Industrial Equipment | 12/12/2012 |  | 04/02/2020
Carrier Corp. - Syracuse | Keeprite | CHS180(H,L,S)D* | FHS180(M,S,H,L)A*A0* | HRCU-A-CB, Split System: Heat | Heat Pump | 575 | 3 |  |  |  |  | True | Single-Speed | 178000 | 16792 | 10.6 | 10.4 |  |  | 178000 | 15343 | 3.4 | 3.2 |  |  |  | Federally-Regulated Commercial & Industrial Equipment | 12/12/2012 |  | 04/02/2020
Carrier Corp. - Syracuse | Day & Night | CHS180(H,L,S)D* | FHS180(M,S,H,L)A*A0* | HRCU-A-CB, Split System: Heat | Heat Pump | 460 | 3 |  |  |  |  | True | Single-Speed | 178000 | 16792 | 10.6 | 10.4 |  |  | 178000 | 15343 | 3.4 | 3.2 |  |  |  | Federally-Regulated Commercial & Industrial Equipment | 12/12/2012 |  | 04/02/2020
Carrier Corp. - Syracuse | Bryant Heating & Cooling Systems | 575J(P,E,T)12A000* | 524J(E,T)12H000A1* | HRCU-A-CB, Split System: Heat | Heat Pump | 230 | 3 |  |  |  |  | True | Single-Speed | 112000 | 10181 | 11 | 10.8 |  |  | 106000 | 9414 | 3.3 | 3.3 |  |  |  | Federally-Regulated Commercial & Industrial Equipment | 03/10/2011 |  | 04/02/2020
Carrier Corp. - Syracuse | Day & Night | CHS180(H,L,S)D* | FHS180(M,S,H,L)A*A2* | HRCU-A-CB, Split System: Heat | Heat Pump | 230 | 3 |  |  |  |  | True | Single-Speed | 178000 | 16792 | 10.6 | 10.4 |  |  | 178000 | 15343 | 3.4 | 3.2 |  |  |  | Federally-Regulated Commercial & Industrial Equipment | 12/12/2012 |  | 04/02/2020
Carrier Corp. - Syracuse | Tempstar | CHS240(H,L,S)D* | FHS240(S,H,L)A*A0* | HRCU-A-CB, Split System: Heat | Heat Pump | 575 | 3 |  |  |  |  | True | Single-Speed | 222000 | 20747 | 10.7 | 10.4 |  |  | 214000 | 17919 | 3.5 | 3.2 |  |  |  | Federally-Regulated Commercial & Industrial Equipment | 12/12/2012 |  | 04/02/2020
Carrier Corp. - Syracuse | Carrier Corp. | 38AUQA07A0*(5,6,1)A* | 40RUQA07A1A(3,5,6,1)A* | HRCU-A-CB, Split System: Heat | Heat Pump | 208 | 3 |  |  |  |  | True | Single-Speed | 70000 | 6363 | 11 | 10.8 |  |  | 66000 | 5861 | 3.3 | 3.3 |  |  |  | Federally-Regulated Commercial & Industrial Equipment | 03/10/2011 |  | 04/02/2020
Carrier Corp. - Syracuse | Heil | CHS180(H,L,S)D* | FHS180(M,S,H,L)A*A0* | HRCU-A-CB, Split System: Heat | Heat Pump | 230 | 3 |  |  |  |  | True | Single-Speed | 178000 | 16792 | 10.6 | 10.4 |  |  | 178000 | 15343 | 3.4 | 3.2 |  |  |  | Federally-Regulated Commercial & Industrial Equipment | 12/12/2012 |  | 04/02/2020
Carrier Corp. - Syracuse | Arcoaire | CHS180(H,L,S)D* | FHS180(M,S,H,L)A*A2* | HRCU-A-CB, Split System: Heat | Heat Pump | 230 | 3 |  |  |  |  | True | Single-Speed | 178000 | 16792 | 10.6 | 10.4 |  |  | 178000 | 15343 | 3.4 | 3.2 |  |  |  | Federally-Regulated Commercial & Industrial Equipment | 12/12/2012 |  | 04/02/2020
Carrier Corp. - Syracuse | Bryant Heating & Cooling Systems | 569J(P,E,T)08(G,H)* | 524J(E,P,T)08H2* | HRCU-A-CB, Split System: Heat | Heat Pump | 208 | 3 |  | False |  |  | True | Single-Speed | 88000 | 8000 | 11 | 10.8 |  |  | 87000 | 7726 | 3.3 | 3.3 | 52000 | 6349 | 2.4 | Federally-Regulated Commercial & Industrial Equipment | 04/20/2015 |  | 04/02/2020
Carrier Corp. - Syracuse | Bryant Heating & Cooling Systems | 575J(P,E,T)08A000* | 524J(J,E,T)08H000A1* | HRCU-A-CB, Split System: Heat | Heat Pump | 208 | 3 |  |  |  |  | True | Single-Speed | 89000 | 8090 | 11 | 10.8 |  |  | 87000 | 7727 | 3.3 | 3.3 |  |  |  | Federally-Regulated Commercial & Industrial Equipment | 03/10/2011 |  | 04/02/2020
Carrier Corp. - Syracuse | Carrier Corp. | 38AUQ(D,E)08A0*(5,6,1)A* | 40RUQA08T*A(5,6,1)A* | HRCU-A-CB, Split System: Heat | Heat Pump | 575 | 3 |  | False |  |  | True | Single-Speed | 88000 | 8000 | 11 | 10.8 |  |  | 87000 | 7726 | 3.3 | 3.3 | 52000 | 6349 | 2.4 | Federally-Regulated Commercial & Industrial Equipment | 04/20/2015 |  | 04/02/2020
Carrier Corp. - Syracuse | Comfortmaker | CHS240(H,L,S)D* | FHS240(S,H,L)A*A0* | HRCU-A-CB, Split System: Heat | Heat Pump | 230 | 3 |  |  |  |  | True | Single-Speed | 222000 | 20747 | 10.7 | 10.4 |  |  | 214000 | 17919 | 3.5 | 3.2 |  |  |  | Federally-Regulated Commercial & Industrial Equipment | 12/12/2012 |  | 04/02/2020
Carrier Corp. - Syracuse | Day & Night | CHS180(H,L,S)D* | FHS180(M,S,H,L)A*A0* | HRCU-A-CB, Split System: Heat | Heat Pump | 575 | 3 |  |  |  |  | True | Single-Speed | 178000 | 16792 | 10.6 | 10.4 |  |  | 178000 | 15343 | 3.4 | 3.2 |  |  |  | Federally-Regulated Commercial & Industrial Equipment | 12/12/2012 |  | 04/02/2020
Carrier Corp. - Syracuse | Carrier Corp. | 38AUQA12A0*(5,6,1)A* | 40RUQA12A1A(3,5,6,1)A* | HRCU-A-CB, Split System: Heat | Heat Pump | 230 | 3 |  |  |  |  | True | Single-Speed | 112000 | 10181 | 11 | 10.8 |  |  | 106000 | 9414 | 3.3 | 3.3 |  |  |  | Federally-Regulated Commercial & Industrial Equipment | 03/10/2011 |  | 04/02/2020
Carrier Corp. - Syracuse | Carrier Corp. | 38AUQ*16A0*(5,6,1)A* | 40RUQA16A*A(5,6,1)A* | HRCU-A-CB, Split System: Heat | Heat Pump | 575 | 3 |  | False |  |  | True | Single-Speed | 178000 | 16792 | 10.6 | 10.4 |  |  | 178000 | 15343 | 3.4 | 3.2 | 108000 | 13188 | 2.4 | Federally-Regulated Commercial & Industrial Equipment | 04/20/2015 |  | 04/02/2020
Carrier Corp. - Syracuse | Airquest | CHS240(H,L,S)D* | FHS240(S,H,L)A*A0* | HRCU-A-CB, Split System: Heat | Heat Pump | 575 | 3 |  |  |  |  | True | Single-Speed | 222000 | 20747 | 10.7 | 10.4 |  |  | 214000 | 17919 | 3.5 | 3.2 |  |  |  | Federally-Regulated Commercial & Industrial Equipment | 12/12/2012 |  | 04/02/2020
Carrier Corp. - Syracuse | Carrier Corp. | 38AUQ*16A0*(5,6,1)A* | 40RUQA16T*A(5,6,1)A* | HRCU-A-CB, Split System: Heat | Heat Pump | 460 | 3 |  | False |  |  | True | Single-Speed | 178000 | 16792 | 10.6 | 10.4 |  |  | 178000 | 15343 | 3.4 | 3.2 | 108000 | 13188 | 2.4 | Federally-Regulated Commercial & Industrial Equipment | 04/20/2015 |  | 04/02/2020
Carrier Corp. - Syracuse | Bryant Heating & Cooling Systems | 575J(P,E,T)16D000* | 524J(E,P,T)16H000A1* | HRCU-A-CB, Split System: Heat | Heat Pump | 575 | 3 |  |  |  |  | True | Single-Speed | 178000 | 16792 | 10.6 | 10.4 |  |  | 178000 | 15343 | 3.4 | 3.2 |  |  |  | Federally-Regulated Commercial & Industrial Equipment | 03/10/2011 |  | 04/02/2020
Carrier Corp. - Syracuse | Bryant Heating & Cooling Systems | 575J(P,E,T)25D000* | 524J(E,P,T)25H200A1* | HRCU-A-CB, Split System: Heat | Heat Pump | 230 | 3 |  |  |  |  | True | Single-Speed | 222000 | 20747 | 10.7 | 10.4 |  |  | 214000 | 17919 | 3.5 | 3.2 |  |  |  | Federally-Regulated Commercial & Industrial Equipment | 12/12/2012 |  | 04/02/2020
Carrier Corp. - Syracuse | Carrier Corp. | 38AUQA16A0*(5,6,1)A* | 40RUQA16A1A(5,6,1)A* | HRCU-A-CB, Split System: Heat | Heat Pump | 208 | 3 |  |  |  |  | True | Single-Speed | 178000 | 16792 | 10.6 | 10.4 |  |  | 178000 | 15343 | 3.4 | 3.2 |  |  |  | Federally-Regulated Commercial & Industrial Equipment | 03/10/2011 |  | 04/02/2020
Carrier Corp. - Syracuse | Bryant Heating & Cooling Systems | 569J(P,E,T)08(G,H)* | 524J(E,P,T)08H2* | HRCU-A-CB, Split System: Heat | Heat Pump | 230 | 3 |  | False |  |  | True | Single-Speed | 88000 | 8000 | 11 | 10.8 |  |  | 87000 | 7726 | 3.3 | 3.3 | 52000 | 6349 | 2.4 | Federally-Regulated Commercial & Industrial Equipment | 04/20/2015 |  | 04/02/2020
Carrier Corp. - Syracuse | Arcoaire | CHS180(H,L,S)D* | FHS180(M,S,H,L)A*A2* | HRCU-A-CB, Split System: Heat | Heat Pump | 208 | 3 |  |  |  |  | True | Single-Speed | 178000 | 16792 | 10.6 | 10.4 |  |  | 178000 | 15343 | 3.4 | 3.2 |  |  |  | Federally-Regulated Commercial & Industrial Equipment | 12/12/2012 |  | 04/02/2020
Carrier Corp. - Syracuse | ICP Commercial | CHS180(H,L,S)D* | FHS180(M,S,H,L)A*A0* | HRCU-A-CB, Split System: Heat | Heat Pump | 575 | 3 |  |  |  |  | True | Single-Speed | 178000 | 16792 | 10.6 | 10.4 |  |  | 178000 | 15343 | 3.4 | 3.2 |  |  |  | Federally-Regulated Commercial & Industrial Equipment | 12/12/2012 |  | 04/02/2020
Carrier Corp. - Syracuse | Bryant Heating & Cooling Systems | 575J(P,E,T)12A000* | 524J(E,T)12H000A1* | HRCU-A-CB, Split System: Heat | Heat Pump | 208 | 3 |  |  |  |  | True | Single-Speed | 112000 | 10181 | 11 | 10.8 |  |  | 106000 | 9414 | 3.3 | 3.3 |  |  |  | Federally-Regulated Commercial & Industrial Equipment | 03/10/2011 |  | 04/02/2020
Carrier Corp. - Syracuse | Carrier Corp. | 38AUQ*16A0*(5,6,1)A* | 40RUQA16T*A(5,6,1)A* | HRCU-A-CB, Split System: Heat | Heat Pump | 575 | 3 |  | False |  |  | True | Single-Speed | 178000 | 16792 | 10.6 | 10.4 |  |  | 178000 | 15343 | 3.4 | 3.2 | 108000 | 13188 | 2.4 | Federally-Regulated Commercial & Industrial Equipment | 04/20/2015 |  | 04/02/2020
Carrier Corp. - Syracuse | Tempstar | CHS240(H,L,S)D* | FHS240(S,H,L)A*A0* | HRCU-A-CB, Split System: Heat | Heat Pump | 460 | 3 |  |  |  |  | True | Single-Speed | 222000 | 20747 | 10.7 | 10.4 |  |  | 214000 | 17919 | 3.5 | 3.2 |  |  |  | Federally-Regulated Commercial & Industrial Equipment | 12/12/2012 |  | 04/02/2020
Carrier Corp. - Syracuse | Heil | CHS240(H,L,S)D* | FHS240(S,H,L)A*A0* | HRCU-A-CB, Split System: Heat | Heat Pump | 575 | 3 |  |  |  |  | True | Single-Speed | 222000 | 20747 | 10.7 | 10.4 |  |  | 214000 | 17919 | 3.5 | 3.2 |  |  |  | Federally-Regulated Commercial & Industrial Equipment | 12/12/2012 |  | 04/02/2020
Carrier Corp. - Syracuse | Bryant Heating & Cooling Systems | 575J(P,E,T)25D000* | 524J(E,P,T)25H000A1* | HRCU-A-CB, Split System: Heat | Heat Pump | 230 | 3 |  |  |  |  | True | Single-Speed | 222000 | 20747 | 10.7 | 10.4 |  |  | 214000 | 17919 | 3.5 | 3.2 |  |  |  | Federally-Regulated Commercial & Industrial Equipment | 03/10/2011 |  | 04/02/2020
Carrier Corp. - Syracuse | Bryant Heating & Cooling Systems | 575J(P,E,T)25D000* | 524J(E,P,T)25H200A1* | HRCU-A-CB, Split System: Heat | Heat Pump | 208 | 3 |  |  |  |  | True | Single-Speed | 222000 | 20747 | 10.7 | 10.4 |  |  | 214000 | 17919 | 3.5 | 3.2 |  |  |  | Federally-Regulated Commercial & Industrial Equipment | 12/12/2012 |  | 04/02/2020
Carrier Corp. - Syracuse | Bryant Heating & Cooling Systems | 575J(P,E,T)08A000* | 524J(J,E,T)08H000A1* | HRCU-A-CB, Split System: Heat | Heat Pump | 575 | 3 |  |  |  |  | True | Single-Speed | 89000 | 8090 | 11 | 10.8 |  |  | 87000 | 7727 | 3.3 | 3.3 |  |  |  | Federally-Regulated Commercial & Industrial Equipment | 03/10/2011 |  | 04/02/2020
Carrier Corp. - Syracuse | Tempstar | CHS180(H,L,S)D* | FHS180(M,S,H,L)A*A2* | HRCU-A-CB, Split System: Heat | Heat Pump | 575 | 3 |  |  |  |  | True | Single-Speed | 178000 | 16792 | 10.6 | 10.4 |  |  | 178000 | 15343 | 3.4 | 3.2 |  |  |  | Federally-Regulated Commercial & Industrial Equipment | 12/12/2012 |  | 04/02/2020
Carrier Corp. - Syracuse | Carrier Corp. | 38AUQA16A0*(5,6,1)A* | 40RUQA16A2A(5,6,1)A* | HRCU-A-CB, Split System: Heat | Heat Pump | 460 | 3 |  |  |  |  | True | Single-Speed | 178000 | 16792 | 10.6 | 10.4 |  |  | 178000 | 15343 | 3.4 | 3.2 |  |  |  | Federally-Regulated Commercial & Industrial Equipment | 06/17/2013 |  | 04/02/2020
Carrier Corp. - Syracuse | Heil | CHS240(H,L,S)D* | FHS240(S,H,L)A*A0* | HRCU-A-CB, Split System: Heat | Heat Pump | 230 | 3 |  |  |  |  | True | Single-Speed | 222000 | 20747 | 10.7 | 10.4 |  |  | 214000 | 17919 | 3.5 | 3.2 |  |  |  | Federally-Regulated Commercial & Industrial Equipment | 12/12/2012 |  | 04/02/2020
Carrier Corp. - Syracuse | Comfortmaker | CHS180(H,L,S)D* | FHS180(M,S,H,L)A*A0* | HRCU-A-CB, Split System: Heat | Heat Pump | 460 | 3 |  |  |  |  | True | Single-Speed | 178000 | 16792 | 10.6 | 10.4 |  |  | 178000 | 15343 | 3.4 | 3.2 |  |  |  | Federally-Regulated Commercial & Industrial Equipment | 12/12/2012 |  | 04/02/2020
Carrier Corp. - Syracuse | Carrier Corp. | 38AUQA08A0*(5,6,1)A* | 40RUQA08A1A(3,5,6,1)A* | HRCU-A-CB, Split System: Heat | Heat Pump | 575 | 3 |  |  |  |  | True | Single-Speed | 89000 | 8090 | 11 | 10.8 |  |  | 87000 | 7727 | 3.3 | 3.3 |  |  |  | Federally-Regulated Commercial & Industrial Equipment | 03/10/2011 |  | 04/02/2020
Carrier Corp. - Syracuse | Arcoaire | CHS180(H,L,S)D* | FHS180(M,S,H,L)A*A2* | HRCU-A-CB, Split System: Heat | Heat Pump | 460 | 3 |  |  |  |  | True | Single-Speed | 178000 | 16792 | 10.6 | 10.4 |  |  | 178000 | 15343 | 3.4 | 3.2 |  |  |  | Federally-Regulated Commercial & Industrial Equipment | 12/12/2012 |  | 04/02/2020
Carrier Corp. - Syracuse | Carrier Corp. | 38AUQ*12A0*(5,6,1)A* | 40RUQA12A*A(6,1)A* | HRCU-A-CB, Split System: Heat | Heat Pump | 208 | 3 |  | False |  |  | True | Single-Speed | 112000 | 10181 | 11 | 10.8 |  |  | 106000 | 9413 | 3.3 | 3.3 | 70000 | 8548 | 2.4 | Federally-Regulated Commercial & Industrial Equipment | 04/20/2015 |  | 04/02/2020
Carrier Corp. - Syracuse | Carrier Corp. | 38AUQ*16A0*(5,6,1)A* | 40RUQA16T*A(5,6,1)A* | HRCU-A-CB, Split System: Heat | Heat Pump | 208 | 3 |  | False |  |  | True | Single-Speed | 178000 | 16792 | 10.6 | 10.4 |  |  | 178000 | 15343 | 3.4 | 3.2 | 108000 | 13188 | 2.4 | Federally-Regulated Commercial & Industrial Equipment | 04/20/2015 |  | 04/02/2020
Carrier Corp. - Syracuse | Comfortmaker | CHS180(H,L,S)D* | FHS180(M,S,H,L)A*A0* | HRCU-A-CB, Split System: Heat | Heat Pump | 575 | 3 |  |  |  |  | True | Single-Speed | 178000 | 16792 | 10.6 | 10.4 |  |  | 178000 | 15343 | 3.4 | 3.2 |  |  |  | Federally-Regulated Commercial & Industrial Equipment | 12/12/2012 |  | 04/02/2020
Carrier Corp. - Syracuse | Carrier Corp. | 38AUQ*12A0*(5,6,1)A* | 40RUQA12T*A(5,6,1)A* | HRCU-A-CB, Split System: Heat | Heat Pump | 460 | 3 |  | False |  |  | True | Single-Speed | 112000 | 10181 | 11 | 10.8 |  |  | 106000 | 9413 | 3.3 | 3.3 | 70000 | 8548 | 2.4 | Federally-Regulated Commercial & Industrial Equipment | 04/20/2015 |  | 04/02/2020
Carrier Corp. - Syracuse | Bryant Heating & Cooling Systems | 575J(P,E,T)16D000* | 524J(E,P,T)16H200A1* | HRCU-A-CB, Split System: Heat | Heat Pump | 575 | 3 |  |  |  |  | True | Single-Speed | 178000 | 16792 | 10.6 | 10.4 |  |  | 178000 | 15343 | 3.4 | 3.2 |  |  |  | Federally-Regulated Commercial & Industrial Equipment | 12/12/2012 |  | 04/02/2020
Carrier Corp. - Syracuse | Carrier Corp. | 38AUQA12A0*(5,6,1)A* | 40RUQA12A1A(3,5,6,1)A* | HRCU-A-CB, Split System: Heat | Heat Pump | 575 | 3 |  |  |  |  | True | Single-Speed | 112000 | 10181 | 11 | 10.8 |  |  | 106000 | 9414 | 3.3 | 3.3 |  |  |  | Federally-Regulated Commercial & Industrial Equipment | 03/10/2011 |  | 04/02/2020
Carrier Corp. - Syracuse | Keeprite | CHS180(H,L,S)D* | FHS180(M,S,H,L)A*A0* | HRCU-A-CB, Split System: Heat | Heat Pump | 208 | 3 |  |  |  |  | True | Single-Speed | 178000 | 16792 | 10.6 | 10.4 |  |  | 178000 | 15343 | 3.4 | 3.2 |  |  |  | Federally-Regulated Commercial & Industrial Equipment | 12/12/2012 |  | 04/02/2020
Carrier Corp. - Syracuse | Bryant Heating & Cooling Systems | 575J(P,E,T)16D000* | 524J(E,P,T)16H000A1* | HRCU-A-CB, Split System: Heat | Heat Pump | 230 | 3 |  |  |  |  | True | Single-Speed | 178000 | 16792 | 10.6 | 10.4 |  |  | 178000 | 15343 | 3.4 | 3.2 |  |  |  | Federally-Regulated Commercial & Industrial Equipment | 03/10/2011 |  | 04/02/2020
Carrier Corp. - Syracuse | Arcoaire | CHS240(H,L,S)D* | FHS240(S,H,L)A*A2* | HRCU-A-CB, Split System: Heat | Heat Pump | 575 | 3 |  |  |  |  | True | Single-Speed | 222000 | 20747 | 10.7 | 10.4 |  |  | 214000 | 17919 | 3.5 | 3.2 |  |  |  | Federally-Regulated Commercial & Industrial Equipment | 12/12/2012 |  | 04/02/2020
Carrier Corp. - Syracuse | Carrier Corp. | 38AUQA25A0*(5,6,1)A* | 40RUQA25T1A(5,6,1)A* | HRCU-A-CB, Split System: Heat | Heat Pump | 460 | 3 |  |  |  |  | True | Single-Speed | 222000 | 20747 | 10.7 | 10.4 |  |  | 214000 | 17919 | 3.5 | 3.2 |  |  |  | Federally-Regulated Commercial & Industrial Equipment | 12/12/2012 |  | 04/02/2020
Carrier Corp. - Syracuse | Carrier Corp. | 38AUQA25A0*(5,6,1)A* | 40RUQA25A1A(5,6,1)A* | HRCU-A-CB, Split System: Heat | Heat Pump | 208 | 3 |  |  |  |  | True | Single-Speed | 222000 | 20747 | 10.7 | 10.4 |  |  | 214000 | 17919 | 3.5 | 3.2 |  |  |  | Federally-Regulated Commercial & Industrial Equipment | 03/10/2011 |  | 04/02/2020
Carrier Corp. - Syracuse | Bryant Heating & Cooling Systems | 569J(P,E,T)08(G,H)* | 524J(E,P,T)08H2* | HRCU-A-CB, Split System: Heat | Heat Pump | 575 | 3 |  | False |  |  | True | Single-Speed | 88000 | 8000 | 11 | 10.8 |  |  | 87000 | 7726 | 3.3 | 3.3 | 52000 | 6349 | 2.4 | Federally-Regulated Commercial & Industrial Equipment | 04/20/2015 |  | 04/02/2020
Carrier Corp. - Syracuse | Carrier Corp. | 38AUQ*25A0*(5,6,1)A* | 40RUQA25T*A(5,6,1)A* | HRCU-A-CB, Split System: Heat | Heat Pump | 460 | 3 |  | False |  |  | True | Single-Speed | 222000 | 20747 | 10.7 | 10.4 |  |  | 214000 | 17919 | 3.5 | 3.2 | 130000 | 15874 | 2.4 | Federally-Regulated Commercial & Industrial Equipment | 04/20/2015 |  | 04/02/2020
Carrier Corp. - Syracuse | Arcoaire | CHS180(H,L,S)D* | FHS180(M,S,H,L)A*A0* | HRCU-A-CB, Split System: Heat | Heat Pump | 460 | 3 |  |  |  |  | True | Single-Speed | 178000 | 16792 | 10.6 | 10.4 |  |  | 178000 | 15343 | 3.4 | 3.2 |  |  |  | Federally-Regulated Commercial & Industrial Equipment | 12/12/2012 |  | 04/02/2020
Carrier Corp. - Syracuse | Bryant Heating & Cooling Systems | 569J(P,E,T)08(A,B)* | 524J(J,E,T)08H0* | HRCU-A-CB, Split System: Heat | Heat Pump | 230 | 3 |  | False |  |  | True | Single-Speed | 89000 | 8090 | 11 | 10.8 |  |  | 87000 | 7726 | 3.3 | 3.3 | 52000 | 6349 | 2.4 | Federally-Regulated Commercial & Industrial Equipment | 04/20/2015 |  | 04/02/2020
Carrier Corp. - Syracuse | Carrier Corp. | 38AUQA25A0*(5,6,1)A* | 40RUQA25A1A(5,6,1)A* | HRCU-A-CB, Split System: Heat | Heat Pump | 575 | 3 |  |  |  |  | True | Single-Speed | 222000 | 20747 | 10.7 | 10.4 |  |  | 214000 | 17919 | 3.5 | 3.2 |  |  |  | Federally-Regulated Commercial & Industrial Equipment | 03/10/2011 |  | 04/02/2020
Carrier Corp. - Syracuse | Tempstar | CHS180(H,L,S)D* | FHS180(M,S,H,L)A*A0* | HRCU-A-CB, Split System: Heat | Heat Pump | 460 | 3 |  |  |  |  | True | Single-Speed | 178000 | 16792 | 10.6 | 10.4 |  |  | 178000 | 15343 | 3.4 | 3.2 |  |  |  | Federally-Regulated Commercial & Industrial Equipment | 12/12/2012 |  | 04/02/2020
Carrier Corp. - Syracuse | Carrier Corp. | 38AUQA25A0*(5,6,1)A* | 40RUQA25A1A(5,6,1)A* | HRCU-A-CB, Split System: Heat | Heat Pump | 460 | 3 |  |  |  |  | True | Single-Speed | 222000 | 20747 | 10.7 | 10.4 |  |  | 214000 | 17919 | 3.5 | 3.2 |  |  |  | Federally-Regulated Commercial & Industrial Equipment | 03/10/2011 |  | 04/02/2020
Carrier Corp. - Syracuse | Carrier Corp. | 38AUQ*07A0*(5,6,1)A* | 40RUQA07A*A(3,6,1)A* | HRCU-A-CB, Split System: Heat | Heat Pump | 575 | 3 |  | False |  |  | True | Single-Speed | 70000 | 6363 | 11 | 10.8 |  |  | 66000 | 5861 | 3.3 | 3.3 | 39000 | 4762 | 2.4 | Federally-Regulated Commercial & Industrial Equipment | 04/20/2015 |  | 04/02/2020
Carrier Corp. - Syracuse | Carrier Corp. | 38AUQ*16A0*(5,6,1)A* | 40RUQA16A*A(5,6,1)A* | HRCU-A-CB, Split System: Heat | Heat Pump | 230 | 3 |  | False |  |  | True | Single-Speed | 178000 | 16792 | 10.6 | 10.4 |  |  | 178000 | 15343 | 3.4 | 3.2 | 108000 | 13188 | 2.4 | Federally-Regulated Commercial & Industrial Equipment | 04/20/2015 |  | 04/02/2020
Carrier Corp. - Syracuse | Airquest | CHS180(H,L,S)D* | FHS180(M,S,H,L)A*A0* | HRCU-A-CB, Split System: Heat | Heat Pump | 575 | 3 |  |  |  |  | True | Single-Speed | 178000 | 16792 | 10.6 | 10.4 |  |  | 178000 | 15343 | 3.4 | 3.2 |  |  |  | Federally-Regulated Commercial & Industrial Equipment | 12/12/2012 |  | 04/02/2020
Carrier Corp. - Syracuse | Tempstar | CHS180(H,L,S)D* | FHS180(M,S,H,L)A*A0* | HRCU-A-CB, Split System: Heat | Heat Pump | 208 | 3 |  |  |  |  | True | Single-Speed | 178000 | 16792 | 10.6 | 10.4 |  |  | 178000 | 15343 | 3.4 | 3.2 |  |  |  | Federally-Regulated Commercial & Industrial Equipment | 12/12/2012 |  | 04/02/2020
Carrier Corp. - Syracuse | Arcoaire | CHS240(H,L,S)D* | FHS240(S,H,L)A*A2* | HRCU-A-CB, Split System: Heat | Heat Pump | 208 | 3 |  |  |  |  | True | Single-Speed | 222000 | 20747 | 10.7 | 10.4 |  |  | 214000 | 17919 | 3.5 | 3.2 |  |  |  | Federally-Regulated Commercial & Industrial Equipment | 12/12/2012 |  | 04/02/2020
Carrier Corp. - Syracuse | Carrier Corp. | 38AUQ*16A0*(5,6,1)A* | 40RUQA16A*A(5,6,1)A* | HRCU-A-CB, Split System: Heat | Heat Pump | 208 | 3 |  | False |  |  | True | Single-Speed | 178000 | 16792 | 10.6 | 10.4 |  |  | 178000 | 15343 | 3.4 | 3.2 | 108000 | 13188 | 2.4 | Federally-Regulated Commercial & Industrial Equipment | 04/20/2015 |  | 04/02/2020
Carrier Corp. - Syracuse | Bryant Heating & Cooling Systems | 569J(P,E,T)08(A,B)* | 524J(J,E,T)08H0* | HRCU-A-CB, Split System: Heat | Heat Pump | 460 | 3 |  | False |  |  | True | Single-Speed | 89000 | 8090 | 11 | 10.8 |  |  | 87000 | 7726 | 3.3 | 3.3 | 52000 | 6349 | 2.4 | Federally-Regulated Commercial & Industrial Equipment | 04/20/2015 |  | 04/02/2020
Carrier Corp. - Syracuse | Arcoaire | CHS180(H,L,S)D* | FHS180(M,S,H,L)A*A0* | HRCU-A-CB, Split System: Heat | Heat Pump | 230 | 3 |  |  |  |  | True | Single-Speed | 178000 | 16792 | 10.6 | 10.4 |  |  | 178000 | 15343 | 3.4 | 3.2 |  |  |  | Federally-Regulated Commercial & Industrial Equipment | 12/12/2012 |  | 04/02/2020
Carrier Corp. - Syracuse | Carrier Corp. | 38AUQA08A0*(5,6,1)A* | 40RUQA08A1A(3,5,6,1)A* | HRCU-A-CB, Split System: Heat | Heat Pump | 208 | 3 |  |  |  |  | True | Single-Speed | 89000 | 8090 | 11 | 10.8 |  |  | 87000 | 7727 | 3.3 | 3.3 |  |  |  | Federally-Regulated Commercial & Industrial Equipment | 03/10/2011 |  | 04/02/2020
Carrier Corp. - Syracuse | Carrier Corp. | 38AUQA07A0*(5,6,1)A* | 40RUQA07A1A(3,5,6,1)A* | HRCU-A-CB, Split System: Heat | Heat Pump | 575 | 3 |  |  |  |  | True | Single-Speed | 70000 | 6363 | 11 | 10.8 |  |  | 66000 | 5861 | 3.3 | 3.3 |  |  |  | Federally-Regulated Commercial & Industrial Equipment | 03/10/2011 |  | 04/02/2020
Carrier Corp. - Syracuse | Arcoaire | CHS180(H,L,S)D* | FHS180(M,S,H,L)A*A0* | HRCU-A-CB, Split System: Heat | Heat Pump | 208 | 3 |  |  |  |  | True | Single-Speed | 178000 | 16792 | 10.6 | 10.4 |  |  | 178000 | 15343 | 3.4 | 3.2 |  |  |  | Federally-Regulated Commercial & Industrial Equipment | 12/12/2012 |  | 04/02/2020
Carrier Corp. - Syracuse | Carrier Corp. | 38AUQ(A,B)08A0*(5,6,1)A* | 40RUQA08A*A(3,6,1)A* | HRCU-A-CB, Split System: Heat | Heat Pump | 575 | 3 |  | False |  |  | True | Single-Speed | 89000 | 8090 | 11 | 10.8 |  |  | 87000 | 7726 | 3.3 | 3.3 | 52000 | 6349 | 2.4 | Federally-Regulated Commercial & Industrial Equipment | 04/20/2015 |  | 04/02/2020
Carrier Corp. - Syracuse | Carrier Corp. | 38AUQA08A0*(5,6,1)A* | 40RUQA08A1A(3,5,6,1)A* | HRCU-A-CB, Split System: Heat | Heat Pump | 460 | 3 |  |  |  |  | True | Single-Speed | 89000 | 8090 | 11 | 10.8 |  |  | 87000 | 7727 | 3.3 | 3.3 |  |  |  | Federally-Regulated Commercial & Industrial Equipment | 03/10/2011 |  | 04/02/2020
Carrier Corp. - Syracuse | Bryant Heating & Cooling Systems | 575J(P,E,T)16D000* | 524J(E,P,T)16H000A1* | HRCU-A-CB, Split System: Heat | Heat Pump | 208 | 3 |  |  |  |  | True | Single-Speed | 178000 | 16792 | 10.6 | 10.4 |  |  | 178000 | 15343 | 3.4 | 3.2 |  |  |  | Federally-Regulated Commercial & Industrial Equipment | 03/10/2011 |  | 04/02/2020
Carrier Corp. - Syracuse | Bryant Heating & Cooling Systems | 575J(P,E,T)08A000* | 524J(J,E,T)08H000A1* | HRCU-A-CB, Split System: Heat | Heat Pump | 230 | 3 |  |  |  |  | True | Single-Speed | 89000 | 8090 | 11 | 10.8 |  |  | 87000 | 7727 | 3.3 | 3.3 |  |  |  | Federally-Regulated Commercial & Industrial Equipment | 03/10/2011 |  | 04/02/2020
Carrier Corp. - Syracuse | Day & Night | CHS180(H,L,S)D* | FHS180(M,S,H,L)A*A2* | HRCU-A-CB, Split System: Heat | Heat Pump | 460 | 3 |  |  |  |  | True | Single-Speed | 178000 | 16792 | 10.6 | 10.4 |  |  | 178000 | 15343 | 3.4 | 3.2 |  |  |  | Federally-Regulated Commercial & Industrial Equipment | 12/12/2012 |  | 04/02/2020
Carrier Corp. - Syracuse | Carrier Corp. | 38AUQ(A,B)08A0*(5,6,1)A* | 40RUQA08A*A(3,6,1)A* | HRCU-A-CB, Split System: Heat | Heat Pump | 230 | 3 |  | False |  |  | True | Single-Speed | 89000 | 8090 | 11 | 10.8 |  |  | 87000 | 7726 | 3.3 | 3.3 | 52000 | 6349 | 2.4 | Federally-Regulated Commercial & Industrial Equipment | 04/20/2015 |  | 04/02/2020
Carrier Corp. - Syracuse | Airquest | CHS180(H,L,S)D* | FHS180(M,S,H,L)A*A0* | HRCU-A-CB, Split System: Heat | Heat Pump | 230 | 3 |  |  |  |  | True | Single-Speed | 178000 | 16792 | 10.6 | 10.4 |  |  | 178000 | 15343 | 3.4 | 3.2 |  |  |  | Federally-Regulated Commercial & Industrial Equipment | 12/12/2012 |  | 04/02/2020
Carrier Corp. - Syracuse | Tempstar | CHS180(H,L,S)D* | FHS180(M,S,H,L)A*A2* | HRCU-A-CB, Split System: Heat | Heat Pump | 230 | 3 |  |  |  |  | True | Single-Speed | 178000 | 16792 | 10.6 | 10.4 |  |  | 178000 | 15343 | 3.4 | 3.2 |  |  |  | Federally-Regulated Commercial & Industrial Equipment | 12/12/2012 |  | 04/02/2020
Carrier Corp. - Syracuse | Carrier Corp. | 38AUQ*25A0*(5,6,1)A* | 40RUQA25T*A(5,6,1)A* | HRCU-A-CB, Split System: Heat | Heat Pump | 230 | 3 |  | False |  |  | True | Single-Speed | 222000 | 20747 | 10.7 | 10.4 |  |  | 214000 | 17919 | 3.5 | 3.2 | 130000 | 15874 | 2.4 | Federally-Regulated Commercial & Industrial Equipment | 04/20/2015 |  | 04/02/2020
Carrier Corp. - Syracuse | Tempstar | CHS240(H,L,S)D* | FHS240(S,H,L)A*A0* | HRCU-A-CB, Split System: Heat | Heat Pump | 230 | 3 |  |  |  |  | True | Single-Speed | 222000 | 20747 | 10.7 | 10.4 |  |  | 214000 | 17919 | 3.5 | 3.2 |  |  |  | Federally-Regulated Commercial & Industrial Equipment | 12/12/2012 |  | 04/02/2020
Carrier Corp. - Syracuse | Carrier Corp. | 38AUQ(A,B)08A0*(5,6,1)A* | 40RUQA08A*A(3,6,1)A* | HRCU-A-CB, Split System: Heat | Heat Pump | 208 | 3 |  | False |  |  | True | Single-Speed | 89000 | 8090 | 11 | 10.8 |  |  | 87000 | 7726 | 3.3 | 3.3 | 52000 | 6349 | 2.4 | Federally-Regulated Commercial & Industrial Equipment | 04/20/2015 |  | 04/02/2020
Carrier Corp. - Syracuse | Day & Night | CHS240(H,L,S)D* | FHS240(S,H,L)A*A2* | HRCU-A-CB, Split System: Heat | Heat Pump | 460 | 3 |  |  |  |  | True | Single-Speed | 222000 | 20747 | 10.7 | 10.4 |  |  | 214000 | 17919 | 3.5 | 3.2 |  |  |  | Federally-Regulated Commercial & Industrial Equipment | 12/12/2012 |  | 04/02/2020
Carrier Corp. - Syracuse | Tempstar | CHS180(H,L,S)D* | FHS180(M,S,H,L)A*A2* | HRCU-A-CB, Split System: Heat | Heat Pump | 208 | 3 |  |  |  |  | True | Single-Speed | 178000 | 16792 | 10.6 | 10.4 |  |  | 178000 | 15343 | 3.4 | 3.2 |  |  |  | Federally-Regulated Commercial & Industrial Equipment | 12/12/2012 |  | 04/02/2020
Carrier Corp. - Syracuse | Carrier Corp. | 38AUQA16A0*(5,6,1)A* | 40RUQA16T1A(5,6,1)A* | HRCU-A-CB, Split System: Heat | Heat Pump | 575 | 3 |  |  |  |  | True | Single-Speed | 178000 | 16792 | 10.6 | 10.4 |  |  | 178000 | 15343 | 3.4 | 3.2 |  |  |  | Federally-Regulated Commercial & Industrial Equipment | 12/12/2012 |  | 04/02/2020
Carrier Corp. - Syracuse | Bryant Heating & Cooling Systems | 575J(P,E,T)25D000* | 524J(E,P,T)25H000A1* | HRCU-A-CB, Split System: Heat | Heat Pump | 208 | 3 |  |  |  |  | True | Single-Speed | 222000 | 20747 | 10.7 | 10.4 |  |  | 214000 | 17919 | 3.5 | 3.2 |  |  |  | Federally-Regulated Commercial & Industrial Equipment | 03/10/2011 |  | 04/02/2020
Carrier Corp. - Syracuse | ICP Commercial | CHS180(H,L,S)D* | FHS180(M,S,H,L)A*A0* | HRCU-A-CB, Split System: Heat | Heat Pump | 460 | 3 |  |  |  |  | True | Single-Speed | 178000 | 16792 | 10.6 | 10.4 |  |  | 178000 | 15343 | 3.4 | 3.2 |  |  |  | Federally-Regulated Commercial & Industrial Equipment | 12/12/2012 |  | 04/02/2020
Carrier Corp. - Syracuse | Airquest | CHS180(H,L,S)D* | FHS180(M,S,H,L)A*A0* | HRCU-A-CB, Split System: Heat | Heat Pump | 208 | 3 |  |  |  |  | True | Single-Speed | 178000 | 16792 | 10.6 | 10.4 |  |  | 178000 | 15343 | 3.4 | 3.2 |  |  |  | Federally-Regulated Commercial & Industrial Equipment | 12/12/2012 |  | 04/02/2020
Carrier Corp. - Syracuse | Heil | CHS180(H,L,S)D* | FHS180(M,S,H,L)A*A0* | HRCU-A-CB, Split System: Heat | Heat Pump | 575 | 3 |  |  |  |  | True | Single-Speed | 178000 | 16792 | 10.6 | 10.4 |  |  | 178000 | 15343 | 3.4 | 3.2 |  |  |  | Federally-Regulated Commercial & Industrial Equipment | 12/12/2012 |  | 04/02/2020
Carrier Corp. - Syracuse | Bryant Heating & Cooling Systems | 575J(P,E,T)07A000* | 524J(J,E,T)07H000A1* | HRCU-A-CB, Split System: Heat | Heat Pump | 230 | 3 |  |  |  |  | True | Single-Speed | 70000 | 6363 | 11 | 10.8 |  |  | 66000 | 5861 | 3.3 | 3.3 |  |  |  | Federally-Regulated Commercial & Industrial Equipment | 03/10/2011 |  | 04/02/2020
Carrier Corp. - Syracuse | Carrier Corp. | 38AUQA25A0*(5,6,1)A* | 40RUQA25T1A(5,6,1)A* | HRCU-A-CB, Split System: Heat | Heat Pump | 208 | 3 |  |  |  |  | True | Single-Speed | 222000 | 20747 | 10.7 | 10.4 |  |  | 214000 | 17919 | 3.5 | 3.2 |  |  |  | Federally-Regulated Commercial & Industrial Equipment | 12/12/2012 |  | 04/02/2020
Carrier Corp. - Syracuse | Keeprite | CHS240(H,L,S)D* | FHS240(S,H,L)A*A0* | HRCU-A-CB, Split System: Heat | Heat Pump | 208 | 3 |  |  |  |  | True | Single-Speed | 222000 | 20747 | 10.7 | 10.4 |  |  | 214000 | 17919 | 3.5 | 3.2 |  |  |  | Federally-Regulated Commercial & Industrial Equipment | 12/12/2012 |  | 04/02/2020
Carrier Corp. - Syracuse | Carrier Corp. | 38AUQ*25A0*(5,6,1)A* | 40RUQA25A*A(5,6,1)A* | HRCU-A-CB, Split System: Heat | Heat Pump | 208 | 3 |  | False |  |  | True | Single-Speed | 222000 | 20747 | 10.7 | 10.4 |  |  | 214000 | 17919 | 3.5 | 3.2 | 130000 | 15874 | 2.4 | Federally-Regulated Commercial & Industrial Equipment | 04/20/2015 |  | 04/02/2020
Carrier Corp. - Syracuse | ICP Commercial | CHS180(H,L,S)D* | FHS180(M,S,H,L)A*A0* | HRCU-A-CB, Split System: Heat | Heat Pump | 208 | 3 |  |  |  |  | True | Single-Speed | 178000 | 16792 | 10.6 | 10.4 |  |  | 178000 | 15343 | 3.4 | 3.2 |  |  |  | Federally-Regulated Commercial & Industrial Equipment | 12/12/2012 |  | 04/02/2020
Carrier Corp. - Syracuse | Comfortmaker | CHS180(H,L,S)D* | FHS180(M,S,H,L)A*A2* | HRCU-A-CB, Split System: Heat | Heat Pump | 575 | 3 |  |  |  |  | True | Single-Speed | 178000 | 16792 | 10.6 | 10.4 |  |  | 178000 | 15343 | 3.4 | 3.2 |  |  |  | Federally-Regulated Commercial & Industrial Equipment | 12/12/2012 |  | 04/02/2020
Carrier Corp. - Syracuse | Carrier Corp. | 38AUQA16A0*(5,6,1)A* | 40RUQA16T1A(5,6,1)A* | HRCU-A-CB, Split System: Heat | Heat Pump | 230 | 3 |  |  |  |  | True | Single-Speed | 178000 | 16792 | 10.6 | 10.4 |  |  | 178000 | 15343 | 3.4 | 3.2 |  |  |  | Federally-Regulated Commercial & Industrial Equipment | 12/12/2012 |  | 04/02/2020
Carrier Corp. - Syracuse | Comfortmaker | CHS180(H,L,S)D* | FHS180(M,S,H,L)A*A2* | HRCU-A-CB, Split System: Heat | Heat Pump | 230 | 3 |  |  |  |  | True | Single-Speed | 178000 | 16792 | 10.6 | 10.4 |  |  | 178000 | 15343 | 3.4 | 3.2 |  |  |  | Federally-Regulated Commercial & Industrial Equipment | 12/12/2012 |  | 04/02/2020
Carrier Corp. - Syracuse | Tempstar | CHS180(H,L,S)D* | FHS180(M,S,H,L)A*A0* | HRCU-A-CB, Split System: Heat | Heat Pump | 575 | 3 |  |  |  |  | True | Single-Speed | 178000 | 16792 | 10.6 | 10.4 |  |  | 178000 | 15343 | 3.4 | 3.2 |  |  |  | Federally-Regulated Commercial & Industrial Equipment | 12/12/2012 |  | 04/02/2020
Carrier Corp. - Syracuse | Comfortmaker | CHS240(H,L,S)D* | FHS240(S,H,L)A*A2* | HRCU-A-CB, Split System: Heat | Heat Pump | 460 | 3 |  |  |  |  | True | Single-Speed | 222000 | 20747 | 10.7 | 10.4 |  |  | 214000 | 17919 | 3.5 | 3.2 |  |  |  | Federally-Regulated Commercial & Industrial Equipment | 12/12/2012 |  | 04/02/2020
Carrier Corp. - Syracuse | Comfortmaker | CHS240(H,L,S)D* | FHS240(S,H,L)A*A0* | HRCU-A-CB, Split System: Heat | Heat Pump | 460 | 3 |  |  |  |  | True | Single-Speed | 222000 | 20747 | 10.7 | 10.4 |  |  | 214000 | 17919 | 3.5 | 3.2 |  |  |  | Federally-Regulated Commercial & Industrial Equipment | 12/12/2012 |  | 04/02/2020
Carrier Corp. - Syracuse | Tempstar | CHS240(H,L,S)D* | FHS240(S,H,L)A*A2* | HRCU-A-CB, Split System: Heat | Heat Pump | 230 | 3 |  |  |  |  | True | Single-Speed | 222000 | 20747 | 10.7 | 10.4 |  |  | 214000 | 17919 | 3.5 | 3.2 |  |  |  | Federally-Regulated Commercial & Industrial Equipment | 12/12/2012 |  | 04/02/2020
Carrier Corp. - Syracuse | Bryant Heating & Cooling Systems | 575J(P,E,T)25D000* | 524J(E,P,T)25H000A1* | HRCU-A-CB, Split System: Heat | Heat Pump | 460 | 3 |  |  |  |  | True | Single-Speed | 222000 | 20747 | 10.7 | 10.4 |  |  | 214000 | 17919 | 3.5 | 3.2 |  |  |  | Federally-Regulated Commercial & Industrial Equipment | 03/10/2011 |  | 04/02/2020
Carrier Corp. - Syracuse | Carrier Corp. | 38AUQ*16A0*(5,6,1)A* | 40RUQA16A*A(5,6,1)A* | HRCU-A-CB, Split System: Heat | Heat Pump | 460 | 3 |  | False |  |  | True | Single-Speed | 178000 | 16792 | 10.6 | 10.4 |  |  | 178000 | 15343 | 3.4 | 3.2 | 108000 | 13188 | 2.4 | Federally-Regulated Commercial & Industrial Equipment | 04/20/2015 |  | 04/02/2020
Carrier Corp. - Syracuse | Day & Night | CHS240(H,L,S)D* | FHS240(S,H,L)A*A2* | HRCU-A-CB, Split System: Heat | Heat Pump | 230 | 3 |  |  |  |  | True | Single-Speed | 222000 | 20747 | 10.7 | 10.4 |  |  | 214000 | 17919 | 3.5 | 3.2 |  |  |  | Federally-Regulated Commercial & Industrial Equipment | 12/12/2012 |  | 04/02/2020
Carrier Corp. - Syracuse | Day & Night | CHS240(H,L,S)D* | FHS240(S,H,L)A*A0* | HRCU-A-CB, Split System: Heat | Heat Pump | 575 | 3 |  |  |  |  | True | Single-Speed | 222000 | 20747 | 10.7 | 10.4 |  |  | 214000 | 17919 | 3.5 | 3.2 |  |  |  | Federally-Regulated Commercial & Industrial Equipment | 12/12/2012 |  | 04/02/2020
Carrier Corp. - Syracuse | ICP Commercial | CHS240(H,L,S)D* | FHS240(S,H,L)A*A0* | HRCU-A-CB, Split System: Heat | Heat Pump | 460 | 3 |  |  |  |  | True | Single-Speed | 222000 | 20747 | 10.7 | 10.4 |  |  | 214000 | 17919 | 3.5 | 3.2 |  |  |  | Federally-Regulated Commercial & Industrial Equipment | 12/12/2012 |  | 04/02/2020
Carrier Corp. - Syracuse | Comfortmaker | CHS240(H,L,S)D* | FHS240(S,H,L)A*A0* | HRCU-A-CB, Split System: Heat | Heat Pump | 208 | 3 |  |  |  |  | True | Single-Speed | 222000 | 20747 | 10.7 | 10.4 |  |  | 214000 | 17919 | 3.5 | 3.2 |  |  |  | Federally-Regulated Commercial & Industrial Equipment | 12/12/2012 |  | 04/02/2020
Carrier Corp. - Syracuse | Keeprite | CHS240(H,L,S)D* | FHS240(S,H,L)A*A0* | HRCU-A-CB, Split System: Heat | Heat Pump | 460 | 3 |  |  |  |  | True | Single-Speed | 222000 | 20747 | 10.7 | 10.4 |  |  | 214000 | 17919 | 3.5 | 3.2 |  |  |  | Federally-Regulated Commercial & Industrial Equipment | 12/12/2012 |  | 04/02/2020
Carrier Corp. - Syracuse | ICP Commercial | CHS240(H,L,S)D* | FHS240(S,H,L)A*A0* | HRCU-A-CB, Split System: Heat | Heat Pump | 208 | 3 |  |  |  |  | True | Single-Speed | 222000 | 20747 | 10.7 | 10.4 |  |  | 214000 | 17919 | 3.5 | 3.2 |  |  |  | Federally-Regulated Commercial & Industrial Equipment | 12/12/2012 |  | 04/02/2020
Carrier Corp. - Syracuse | Keeprite | CHS240(H,L,S)D* | FHS240(S,H,L)A*A0* | HRCU-A-CB, Split System: Heat | Heat Pump | 230 | 3 |  |  |  |  | True | Single-Speed | 222000 | 20747 | 10.7 | 10.4 |  |  | 214000 | 17919 | 3.5 | 3.2 |  |  |  | Federally-Regulated Commercial & Industrial Equipment | 12/12/2012 |  | 04/02/2020
Carrier Corp. - Syracuse | Carrier Corp. | 50TCQ*14***(5,6,1)A***(A,C,D,F)* |  | HSP-A, Single-Package Heat Pum | Heat Pump | 208 | 3 | False |  |  |  | False | Single-Speed | 142000 | 13396 | 10.6 | 10.4 |  |  | 142000 | 13005 | 3.2 | 3.2 |  |  |  | Federally-Regulated Commercial & Industrial Equipment | 10/28/2014 |  | 04/02/2020
Carrier Corp. - Syracuse | Carrier Corp. | 50TCQ*24***(5,6,1)A***(G,J,K,M)*-HORZ |  | HSP-A, Single-Package Heat Pum | Heat Pump | 460 | 3 | False |  |  |  | True | Single-Speed | 232000 | 21886 | 10.6 | 10.4 |  |  | 220000 | 19538 | 3.3 | 3.2 |  |  |  | Federally-Regulated Commercial & Industrial Equipment | 10/28/2014 |  | 04/02/2020
Carrier Corp. - Syracuse | Carrier Corp. | 50HCQ*08***(5,6,1)A***(G,J,K,M)* |  | HSP-A, Single-Package Heat Pum | Heat Pump | 208 | 3 | False |  |  |  | True | Single-Speed | 90000 | 7438 | 12.1 | 10.8 |  |  | 84000 | 7033 | 3.5 | 3.3 |  |  |  | Federally-Regulated Commercial & Industrial Equipment | 10/28/2014 |  | 04/02/2020
Carrier Corp. - Syracuse | Carrier Corp. | 50TCQ*24***(5,6,1)A***(G,J,K,M)*-VERT |  | HSP-A, Single-Package Heat Pum | Heat Pump | 208 | 3 | False |  |  |  | True | Single-Speed | 232000 | 21886 | 10.6 | 10.4 |  |  | 220000 | 19538 | 3.3 | 3.2 |  |  |  | Federally-Regulated Commercial & Industrial Equipment | 10/28/2014 |  | 04/02/2020
Carrier Corp. - Syracuse | Heil | RHS(243)(H,L,S)******AA |  | HSP-A, Single-Package Heat Pum | Heat Pump | 230 | 3 | False |  |  |  | True | Single-Speed | 232000 | 21886 | 10.6 | 10.4 |  |  | 220000 | 19538 | 3.3 | 3.2 |  |  |  | Federally-Regulated Commercial & Industrial Equipment | 10/28/2014 |  | 04/02/2020
Carrier Corp. - Syracuse | Bryant Heating & Cooling Systems | 548J(P,E,T)12*********(A,B)A |  | HSP-A, Single-Package Heat Pum | Heat Pump | 575 | 3 | False |  |  |  | False | Single-Speed | 116000 | 10545 | 11 | 10.8 |  |  | 116000 | 9999 | 3.4 | 3.3 | 63000 | 8206 | 2.3 | Federally-Regulated Commercial & Industrial Equipment | 04/21/2015 |  | 04/02/2020
Carrier Corp. - Syracuse | Carrier Corp. | 50HCQ*12***(5,6,1)A***(A,C,D,F)* |  | HSP-A, Single-Package Heat Pum | Heat Pump | 208 | 3 | False |  |  |  | True | Single-Speed | 119000 | 9674 | 12.3 | 10.8 |  |  | 116000 | 9713 | 3.5 | 3.3 | 65000 | 7937 | 2.4 | Federally-Regulated Commercial & Industrial Equipment | 04/21/2015 |  | 04/02/2020
Carrier Corp. - Syracuse | Carrier Corp. | 50TCQ*12***(5,6,1)A***(A,C,D,F)* |  | HSP-A, Single-Package Heat Pum | Heat Pump | 230 | 3 | False |  |  |  | False | Single-Speed | 116000 | 10545 | 11 | 10.8 |  |  | 116000 | 9999 | 3.4 | 3.3 | 63000 | 8206 | 2.3 | Federally-Regulated Commercial & Industrial Equipment | 04/21/2015 |  | 04/02/2020
Carrier Corp. - Syracuse | Carrier Corp. | 50HCQ*09***(5,6,1)A***(G,J,K,M)* |  | HSP-A, Single-Package Heat Pum | Heat Pump | 230 | 3 | False |  |  |  | True | Single-Speed | 100000 | 8333 | 12 | 10.8 |  |  | 100000 | 8619 | 3.4 | 3.3 |  |  |  | Federally-Regulated Commercial & Industrial Equipment | 10/28/2014 |  | 04/02/2020
Carrier Corp. - Syracuse | Carrier Corp. | 50TCQ*17***(5,6,1)C***(A,C,D,F)* |  | HSP-A, Single-Package Heat Pum | Heat Pump | 460 | 3 | False |  |  |  | True | Single-Speed | 172000 | 15925 | 10.8 | 10.4 |  |  | 220000 | 19538 | 3.3 | 3.2 |  |  |  | Federally-Regulated Commercial & Industrial Equipment | 10/28/2014 |  | 04/02/2020
Carrier Corp. - Syracuse | Carrier Corp. | 50TCQ*17***(5,6,1)C***(A,C,D,F)* |  | HSP-A, Single-Package Heat Pum | Heat Pump | 575 | 3 | False |  |  |  | True | Single-Speed | 172000 | 15925 | 10.8 | 10.4 |  |  | 220000 | 19538 | 3.3 | 3.2 |  |  |  | Federally-Regulated Commercial & Industrial Equipment | 10/28/2014 |  | 04/02/2020
Carrier Corp. - Syracuse | Carrier Corp. | 50TCQ*24***(5,6,1)A***(G,J,K,M)*-HORZ |  | HSP-A, Single-Package Heat Pum | Heat Pump | 575 | 3 | False |  |  |  | True | Single-Speed | 232000 | 21886 | 10.6 | 10.4 |  |  | 220000 | 19538 | 3.3 | 3.2 |  |  |  | Federally-Regulated Commercial & Industrial Equipment | 10/28/2014 |  | 04/02/2020
Carrier Corp. - Syracuse | Carrier Corp. | 50TCQ*14***(5,6,1)A***(G,J,K,M)* |  | HSP-A, Single-Package Heat Pum | Heat Pump | 460 | 3 | False |  |  |  | False | Single-Speed | 142000 | 13396 | 10.6 | 10.4 |  |  | 142000 | 13005 | 3.2 | 3.2 |  |  |  | Federally-Regulated Commercial & Industrial Equipment | 10/28/2014 |  | 04/02/2020
Carrier Corp. - Syracuse | Carrier Corp. | 50HCQ*08***(5,6,1)A***(G,J,K,M)* |  | HSP-A, Single-Package Heat Pum | Heat Pump | 575 | 3 | False |  |  |  | True | Single-Speed | 90000 | 7438 | 12.1 | 10.8 |  |  | 84000 | 7033 | 3.5 | 3.3 |  |  |  | Federally-Regulated Commercial & Industrial Equipment | 10/28/2014 |  | 04/02/2020
Carrier Corp. - Syracuse | Carrier Corp. | 50HCQ*07***(5,6,1)A* |  | HSP-A, Single-Package Heat Pum | Heat Pump | 460 | 3 | False |  |  |  | True | Single-Speed | 72000 | 6000 | 12 | 10.8 |  |  | 70000 | 6033 | 3.4 | 3.3 |  |  |  | Federally-Regulated Commercial & Industrial Equipment | 10/28/2014 |  | 04/02/2020
Carrier Corp. - Syracuse | Carrier Corp. | 50HCQ*09***(5,6,1)A***(A,C,D,F)* |  | HSP-A, Single-Package Heat Pum | Heat Pump | 460 | 3 | False |  |  |  | True | Single-Speed | 100000 | 8333 | 12 | 10.8 |  |  | 100000 | 8619 | 3.4 | 3.3 |  |  |  | Federally-Regulated Commercial & Industrial Equipment | 10/28/2014 |  | 04/02/2020
Carrier Corp. - Syracuse | Carrier Corp. | 50HTQD12***(5,6,1)A* |  | HSP-A, Single-Package Heat Pum | Heat Pump | 460 | 3 | False |  |  |  | False | Single-Speed | 116000 | 10545 | 11 | 10.8 |  |  | 116000 | 9999 | 3.4 | 3.3 | 63000 | 8206 | 2.3 | Federally-Regulated Commercial & Industrial Equipment | 06/02/2015 |  | 04/02/2020
Carrier Corp. - Syracuse | Bryant Heating & Cooling Systems | 548J(P,E,T)14*********(A,B)A |  | HSP-A, Single-Package Heat Pum | Heat Pump | 460 | 3 | False |  |  |  | False | Single-Speed | 142000 | 13396 | 10.6 | 10.4 |  |  | 142000 | 13005 | 3.2 | 3.2 | 76000 | 10865 | 2.1 | Federally-Regulated Commercial & Industrial Equipment | 04/21/2015 |  | 04/02/2020
Carrier Corp. - Syracuse | Carrier Corp. | 50TCQ*24***(5,6,1)A***(A,C,D,F)*-HORZ |  | HSP-A, Single-Package Heat Pum | Heat Pump | 575 | 3 | False |  |  |  | True | Single-Speed | 232000 | 21886 | 10.6 | 10.4 |  |  | 220000 | 19538 | 3.3 | 3.2 |  |  |  | Federally-Regulated Commercial & Industrial Equipment | 10/28/2014 |  | 04/02/2020
Carrier Corp. - Syracuse | Bryant Heating & Cooling Systems | 548J(P,E,T)12*********(A,B)A |  | HSP-A, Single-Package Heat Pum | Heat Pump | 460 | 3 | False |  |  |  | False | Single-Speed | 116000 | 10545 | 11 | 10.8 |  |  | 116000 | 9999 | 3.4 | 3.3 | 63000 | 8206 | 2.3 | Federally-Regulated Commercial & Industrial Equipment | 04/21/2015 |  | 04/02/2020
Carrier Corp. - Syracuse | Carrier Corp. | 50TCQ*09***(6,1)A***(G,J,K,M)* |  | HSP-A, Single-Package Heat Pum | Heat Pump | 575 | 3 | False |  |  |  | False | Single-Speed | 99000 | 8608 | 11.5 | 10.8 |  |  | 96000 | 8525 | 3.3 | 3.3 | 54500 | 7098 | 2.3 | Federally-Regulated Commercial & Industrial Equipment | 04/21/2015 |  | 04/02/2020
Carrier Corp. - Syracuse | Carrier Corp. | 50TCQ*24***(5,6,1)A***(G,J,K,M)*-HORZ |  | HSP-A, Single-Package Heat Pum | Heat Pump | 230 | 3 | False |  |  |  | True | Single-Speed | 232000 | 21886 | 10.6 | 10.4 |  |  | 220000 | 19538 | 3.3 | 3.2 |  |  |  | Federally-Regulated Commercial & Industrial Equipment | 10/28/2014 |  | 04/02/2020
Carrier Corp. - Syracuse | Heil | RHS(240)(H,L,S)******AA |  | HSP-A, Single-Package Heat Pum | Heat Pump | 575 | 3 | False |  |  |  | True | Single-Speed | 232000 | 21886 | 10.6 | 10.4 |  |  | 220000 | 19538 | 3.3 | 3.2 |  |  |  | Federally-Regulated Commercial & Industrial Equipment | 10/28/2014 |  | 04/02/2020
Carrier Corp. - Syracuse | Bryant Heating & Cooling Systems | 548J(P,E,T)12*********(A,B)A |  | HSP-A, Single-Package Heat Pum | Heat Pump | 230 | 3 | False |  |  |  | False | Single-Speed | 116000 | 10545 | 11 | 10.8 |  |  | 116000 | 9999 | 3.4 | 3.3 | 63000 | 8206 | 2.3 | Federally-Regulated Commercial & Industrial Equipment | 04/21/2015 |  | 04/02/2020
Carrier Corp. - Syracuse | Carrier Corp. | 50TCQ*24***(5,6,1)A***(A,C,D,F)*-VERT |  | HSP-A, Single-Package Heat Pum | Heat Pump | 208 | 3 | False |  |  |  | True | Single-Speed | 232000 | 21886 | 10.6 | 10.4 |  |  | 220000 | 19538 | 3.3 | 3.2 |  |  |  | Federally-Regulated Commercial & Industrial Equipment | 10/28/2014 |  | 04/02/2020
Carrier Corp. - Syracuse | Bryant Heating & Cooling Systems | 548J(P,E,T)14*********(A,B)A |  | HSP-A, Single-Package Heat Pum | Heat Pump | 230 | 3 | False |  |  |  | False | Single-Speed | 142000 | 13396 | 10.6 | 10.4 |  |  | 142000 | 13005 | 3.2 | 3.2 | 76000 | 10865 | 2.1 | Federally-Regulated Commercial & Industrial Equipment | 04/21/2015 |  | 04/02/2020
Carrier Corp. - Syracuse | Carrier Corp. | 50TCQ*17***(5,6,1)C***(G,J,K,M)* |  | HSP-A, Single-Package Heat Pum | Heat Pump | 230 | 3 | False |  |  |  | True | Single-Speed | 172000 | 15925 | 10.8 | 10.4 |  |  | 166000 | 14742 | 3.3 | 3.2 |  |  |  | Federally-Regulated Commercial & Industrial Equipment | 10/28/2014 |  | 04/02/2020
Carrier Corp. - Syracuse | Carrier Corp. | 50HCQ*08***(5,6,1)A***(A,C,D,F)* |  | HSP-A, Single-Package Heat Pum | Heat Pump | 460 | 3 | False |  |  |  | True | Single-Speed | 90000 | 7438 | 12.1 | 10.8 |  |  | 84000 | 7033 | 3.5 | 3.3 |  |  |  | Federally-Regulated Commercial & Industrial Equipment | 10/28/2014 |  | 04/02/2020
Carrier Corp. - Syracuse | Carrier Corp. | 50TCQ*14***(5,6,1)A***(G,J,K,M)* |  | HSP-A, Single-Package Heat Pum | Heat Pump | 575 | 3 | False |  |  |  | False | Single-Speed | 142000 | 13396 | 10.6 | 10.4 |  |  | 142000 | 13005 | 3.2 | 3.2 |  |  |  | Federally-Regulated Commercial & Industrial Equipment | 10/28/2014 |  | 04/02/2020
Carrier Corp. - Syracuse | Carrier Corp. | 50HCQ*09***(5,6,1)A***(G,J,K,M)* |  | HSP-A, Single-Package Heat Pum | Heat Pump | 575 | 3 | False |  |  |  | True | Single-Speed | 100000 | 8333 | 12 | 10.8 |  |  | 100000 | 8619 | 3.4 | 3.3 |  |  |  | Federally-Regulated Commercial & Industrial Equipment | 10/28/2014 |  | 04/02/2020
Carrier Corp. - Syracuse | Heil | RHS150(H,L,S)******AA |  | HSP-A, Single-Package Heat Pum | Heat Pump | 460 | 3 | False |  |  |  | False | Single-Speed | 142000 | 13396 | 10.6 | 10.4 |  |  | 142000 | 13005 | 3.2 | 3.2 |  |  |  | Federally-Regulated Commercial & Industrial Equipment | 10/28/2014 |  | 04/02/2020
Carrier Corp. - Syracuse | Bryant Heating & Cooling Systems | 548J(P,E,T)14*********(A,B)A |  | HSP-A, Single-Package Heat Pum | Heat Pump | 575 | 3 | False |  |  |  | False | Single-Speed | 142000 | 13396 | 10.6 | 10.4 |  |  | 142000 | 13005 | 3.2 | 3.2 | 76000 | 10865 | 2.1 | Federally-Regulated Commercial & Industrial Equipment | 04/21/2015 |  | 04/02/2020
Carrier Corp. - Syracuse | Carrier Corp. | 50TCQ*08***(6,1)A***(G,J,K,M)* |  | HSP-A, Single-Package Heat Pum | Heat Pump | 575 | 3 | False |  |  |  | False | Single-Speed | 88000 | 7857 | 11.2 | 10.8 |  |  | 86000 | 7413 | 3.4 | 3.3 |  |  |  | Federally-Regulated Commercial & Industrial Equipment | 10/28/2014 |  | 04/02/2020
Carrier Corp. - Syracuse | Carrier Corp. | 50TCQ*14***(5,6,1)A***(A,C,D,F)* |  | HSP-A, Single-Package Heat Pum | Heat Pump | 460 | 3 | False |  |  |  | False | Single-Speed | 142000 | 13396 | 10.6 | 10.4 |  |  | 142000 | 13005 | 3.2 | 3.2 |  |  |  | Federally-Regulated Commercial & Industrial Equipment | 10/28/2014 |  | 04/02/2020
Carrier Corp. - Syracuse | Carrier Corp. | 50HCQ*08***(5,6,1)A***(G,J,K,M)* |  | HSP-A, Single-Package Heat Pum | Heat Pump | 460 | 3 | False |  |  |  | True | Single-Speed | 90000 | 7438 | 12.1 | 10.8 |  |  | 84000 | 7033 | 3.5 | 3.3 |  |  |  | Federally-Regulated Commercial & Industrial Equipment | 10/28/2014 |  | 04/02/2020
Carrier Corp. - Syracuse | Carrier Corp. | 50TCQ*09***(6,1)A***(G,J,K,M)* |  | HSP-A, Single-Package Heat Pum | Heat Pump | 460 | 3 | False |  |  |  | False | Single-Speed | 99000 | 8608 | 11.5 | 10.8 |  |  | 96000 | 8525 | 3.3 | 3.3 | 54500 | 7098 | 2.3 | Federally-Regulated Commercial & Industrial Equipment | 04/21/2015 |  | 04/02/2020
Carrier Corp. - Syracuse | Carrier Corp. | 50HCQ*09***(5,6,1)A***(G,J,K,M)* |  | HSP-A, Single-Package Heat Pum | Heat Pump | 460 | 3 | False |  |  |  | True | Single-Speed | 100000 | 8333 | 12 | 10.8 |  |  | 100000 | 8619 | 3.4 | 3.3 |  |  |  | Federally-Regulated Commercial & Industrial Equipment | 10/28/2014 |  | 04/02/2020
Carrier Corp. - Syracuse | Carrier Corp. | 50TCQ*17***(5,6,1)C***(G,J,K,M)* |  | HSP-A, Single-Package Heat Pum | Heat Pump | 208 | 3 | False |  |  |  | True | Single-Speed | 172000 | 15925 | 10.8 | 10.4 |  |  | 220000 | 19538 | 3.3 | 3.2 |  |  |  | Federally-Regulated Commercial & Industrial Equipment | 10/28/2014 |  | 04/02/2020
Carrier Corp. - Syracuse | Carrier Corp. | 50HTQD12***(5,6,1)A* |  | HSP-A, Single-Package Heat Pum | Heat Pump | 575 | 3 | False |  |  |  | False | Single-Speed | 116000 | 10545 | 11 | 10.8 |  |  | 116000 | 9999 | 3.4 | 3.3 | 63000 | 8206 | 2.3 | Federally-Regulated Commercial & Industrial Equipment | 06/02/2015 |  | 04/02/2020
Carrier Corp. - Syracuse | Carrier Corp. | 50HCQ*09***(5,6,1)A***(A,C,D,F)* |  | HSP-A, Single-Package Heat Pum | Heat Pump | 208 | 3 | False |  |  |  | True | Single-Speed | 100000 | 8333 | 12 | 10.8 |  |  | 100000 | 8619 | 3.4 | 3.3 |  |  |  | Federally-Regulated Commercial & Industrial Equipment | 10/28/2014 |  | 04/02/2020
Carrier Corp. - Syracuse | Carrier Corp. | 50TCQ*09***(6,1)A***(A,C,D,F)* |  | HSP-A, Single-Package Heat Pum | Heat Pump | 460 | 3 | False |  |  |  | False | Single-Speed | 99000 | 8608 | 11.5 | 10.8 |  |  | 96000 | 8525 | 3.3 | 3.3 | 54500 | 7098 | 2.3 | Federally-Regulated Commercial & Industrial Equipment | 04/21/2015 |  | 04/02/2020
Carrier Corp. - Syracuse | Carrier Corp. | 50TCQ*08***5A***(G,J,K,M)* |  | HSP-A, Single-Package Heat Pum | Heat Pump | 208 | 3 | False |  |  |  | False | Single-Speed | 87000 | 7767 | 11.2 | 10.8 |  |  | 86000 | 7413 | 3.4 | 3.3 |  |  |  | Federally-Regulated Commercial & Industrial Equipment | 10/28/2014 |  | 04/02/2020
Carrier Corp. - Syracuse | Carrier Corp. | 50TCQ*08***5A***(A,C,D,F)* |  | HSP-A, Single-Package Heat Pum | Heat Pump | 230 | 3 | False |  |  |  | False | Single-Speed | 88000 | 7857 | 11.2 | 10.8 |  |  | 86000 | 7413 | 3.4 | 3.3 |  |  |  | Federally-Regulated Commercial & Industrial Equipment | 10/28/2014 |  | 04/02/2020
Carrier Corp. - Syracuse | Carrier Corp. | 50TCQ*24***(5,6,1)A***(A,C,D,F)*-HORZ |  | HSP-A, Single-Package Heat Pum | Heat Pump | 208 | 3 | False |  |  |  | True | Single-Speed | 232000 | 21886 | 10.6 | 10.4 |  |  | 220000 | 19538 | 3.3 | 3.2 |  |  |  | Federally-Regulated Commercial & Industrial Equipment | 10/28/2014 |  | 04/02/2020
Carrier Corp. - Syracuse | Heil | RHS(240)(H,L,S)******AA |  | HSP-A, Single-Package Heat Pum | Heat Pump | 460 | 3 | False |  |  |  | True | Single-Speed | 232000 | 21886 | 10.6 | 10.4 |  |  | 220000 | 19538 | 3.3 | 3.2 |  |  |  | Federally-Regulated Commercial & Industrial Equipment | 10/28/2014 |  | 04/02/2020
Carrier Corp. - Syracuse | Carrier Corp. | 50TCQ*24***(5,6,1)A***(A,C,D,F)*-VERT |  | HSP-A, Single-Package Heat Pum | Heat Pump | 230 | 3 | False |  |  |  | True | Single-Speed | 232000 | 21886 | 10.6 | 10.4 |  |  | 220000 | 19538 | 3.3 | 3.2 |  |  |  | Federally-Regulated Commercial & Industrial Equipment | 10/28/2014 |  | 04/02/2020
Carrier Corp. - Syracuse | Heil | RHS(243)(H,L,S)******AA |  | HSP-A, Single-Package Heat Pum | Heat Pump | 575 | 3 | False |  |  |  | True | Single-Speed | 232000 | 21886 | 10.6 | 10.4 |  |  | 220000 | 19538 | 3.3 | 3.2 |  |  |  | Federally-Regulated Commercial & Industrial Equipment | 10/28/2014 |  | 04/02/2020
Carrier Corp. - Syracuse | Carrier Corp. | 50HCQ*12***(5,6,1)A***(G,J,K,M)* |  | HSP-A, Single-Package Heat Pum | Heat Pump | 575 | 3 | False |  |  |  | True | Single-Speed | 119000 | 9674 | 12.3 | 10.8 |  |  | 116000 | 9713 | 3.5 | 3.3 | 65000 | 7937 | 2.4 | Federally-Regulated Commercial & Industrial Equipment | 04/21/2015 |  | 04/02/2020
Carrier Corp. - Syracuse | Bryant Heating & Cooling Systems | 548J(P,E,T)12*********(A,B)A |  | HSP-A, Single-Package Heat Pum | Heat Pump | 208 | 3 | False |  |  |  | False | Single-Speed | 116000 | 10545 | 11 | 10.8 |  |  | 116000 | 9999 | 3.4 | 3.3 | 63000 | 8206 | 2.3 | Federally-Regulated Commercial & Industrial Equipment | 04/21/2015 |  | 04/02/2020
Carrier Corp. - Syracuse | Carrier Corp. | 50TCQ*14***(5,6,1)A***(G,J,K,M)* |  | HSP-A, Single-Package Heat Pum | Heat Pump | 230 | 3 | False |  |  |  | False | Single-Speed | 142000 | 13396 | 10.6 | 10.4 |  |  | 142000 | 13005 | 3.2 | 3.2 |  |  |  | Federally-Regulated Commercial & Industrial Equipment | 10/28/2014 |  | 04/02/2020
Carrier Corp. - Syracuse | Carrier Corp. | 50TCQ*08***(6,1)A***(A,C,D,F)* |  | HSP-A, Single-Package Heat Pum | Heat Pump | 460 | 3 | False |  |  |  | False | Single-Speed | 88000 | 7857 | 11.2 | 10.8 |  |  | 86000 | 7413 | 3.4 | 3.3 |  |  |  | Federally-Regulated Commercial & Industrial Equipment | 10/28/2014 |  | 04/02/2020
Carrier Corp. - Syracuse | Carrier Corp. | 50TCQ*07***(5,6,1)A* |  | HSP-A, Single-Package Heat Pum | Heat Pump | 230 | 3 | False |  |  |  | False | Single-Speed | 70000 | 6306 | 11.1 | 10.8 |  |  | 67000 | 5950 | 3.3 | 3.3 |  |  |  | Federally-Regulated Commercial & Industrial Equipment | 10/28/2014 |  | 04/02/2020
Carrier Corp. - Syracuse | Carrier Corp. | 50TCQ*08***(6,1)A***(A,C,D,F)* |  | HSP-A, Single-Package Heat Pum | Heat Pump | 575 | 3 | False |  |  |  | False | Single-Speed | 88000 | 7857 | 11.2 | 10.8 |  |  | 86000 | 7413 | 3.4 | 3.3 |  |  |  | Federally-Regulated Commercial & Industrial Equipment | 10/28/2014 |  | 04/02/2020
Carrier Corp. - Syracuse | Carrier Corp. | 50HCQ*08***(5,6,1)A***(A,C,D,F)* |  | HSP-A, Single-Package Heat Pum | Heat Pump | 230 | 3 | False |  |  |  | True | Single-Speed | 90000 | 7438 | 12.1 | 10.8 |  |  | 84000 | 7033 | 3.5 | 3.3 |  |  |  | Federally-Regulated Commercial & Industrial Equipment | 10/28/2014 |  | 04/02/2020
Carrier Corp. - Syracuse | Carrier Corp. | 50TCQ*12***(5,6,1)A***(G,J,K,M)* |  | HSP-A, Single-Package Heat Pum | Heat Pump | 575 | 3 | False |  |  |  | False | Single-Speed | 116000 | 10545 | 11 | 10.8 |  |  | 116000 | 9999 | 3.4 | 3.3 | 63000 | 8206 | 2.3 | Federally-Regulated Commercial & Industrial Equipment | 04/21/2015 |  | 04/02/2020
Carrier Corp. - Syracuse | Carrier Corp. | 50TCQ*17***(5,6,1)C***(G,J,K,M)* |  | HSP-A, Single-Package Heat Pum | Heat Pump | 575 | 3 | False |  |  |  | True | Single-Speed | 172000 | 15925 | 10.8 | 10.4 |  |  | 220000 | 19538 | 3.3 | 3.2 |  |  |  | Federally-Regulated Commercial & Industrial Equipment | 10/28/2014 |  | 04/02/2020
Carrier Corp. - Syracuse | Carrier Corp. | 50TCQ*12***(5,6,1)A***(G,J,K,M)* |  | HSP-A, Single-Package Heat Pum | Heat Pump | 460 | 3 | False |  |  |  | False | Single-Speed | 116000 | 10545 | 11 | 10.8 |  |  | 116000 | 9999 | 3.4 | 3.3 | 63000 | 8206 | 2.3 | Federally-Regulated Commercial & Industrial Equipment | 04/21/2015 |  | 04/02/2020
Carrier Corp. - Syracuse | Heil | RHS(240)(H,L,S)******AA |  | HSP-A, Single-Package Heat Pum | Heat Pump | 208 | 3 | False |  |  |  | True | Single-Speed | 232000 | 21886 | 10.6 | 10.4 |  |  | 220000 | 19538 | 3.3 | 3.2 |  |  |  | Federally-Regulated Commercial & Industrial Equipment | 10/28/2014 |  | 04/02/2020
Carrier Corp. - Syracuse | Bryant Heating & Cooling Systems | 548JP09*********(D,E)A |  | HSP-A, Single-Package Heat Pum | Heat Pump | 230 | 3 | False |  |  |  | False | Single-Speed | 99000 | 8608 | 11.5 | 10.8 |  |  | 96000 | 8525 | 3.3 | 3.3 | 54500 | 7098 | 2.3 | Federally-Regulated Commercial & Industrial Equipment | 04/21/2015 |  | 04/02/2020
Carrier Corp. - Syracuse | Carrier Corp. | 50TCQ*24***(5,6,1)A***(G,J,K,M)*-VERT |  | HSP-A, Single-Package Heat Pum | Heat Pump | 230 | 3 | False |  |  |  | True | Single-Speed | 232000 | 21886 | 10.6 | 10.4 |  |  | 220000 | 19538 | 3.3 | 3.2 |  |  |  | Federally-Regulated Commercial & Industrial Equipment | 10/28/2014 |  | 04/02/2020
Carrier Corp. - Syracuse | Carrier Corp. | 50TCQ*17***(5,6,1)C***(A,C,D,F)* |  | HSP-A, Single-Package Heat Pum | Heat Pump | 230 | 3 | False |  |  |  | True | Single-Speed | 172000 | 15925 | 10.8 | 10.4 |  |  | 166000 | 14742 | 3.3 | 3.2 |  |  |  | Federally-Regulated Commercial & Industrial Equipment | 10/28/2014 |  | 04/02/2020
Carrier Corp. - Syracuse | Carrier Corp. | 50HCQ*07***(5,6,1)A* |  | HSP-A, Single-Package Heat Pum | Heat Pump | 208 | 3 | False |  |  |  | True | Single-Speed | 72000 | 6000 | 12 | 10.8 |  |  | 70000 | 6033 | 3.4 | 3.3 |  |  |  | Federally-Regulated Commercial & Industrial Equipment | 10/28/2014 |  | 04/02/2020
Carrier Corp. - Syracuse | Carrier Corp. | 50TCQ*24***(5,6,1)A***(A,C,D,F)*-VERT |  | HSP-A, Single-Package Heat Pum | Heat Pump | 460 | 3 | False |  |  |  | True | Single-Speed | 232000 | 21886 | 10.6 | 10.4 |  |  | 220000 | 19538 | 3.3 | 3.2 |  |  |  | Federally-Regulated Commercial & Industrial Equipment | 10/28/2014 |  | 04/02/2020
Carrier Corp. - Syracuse | Carrier Corp. | 50TCQ*12***(5,6,1)A***(A,C,D,F)* |  | HSP-A, Single-Package Heat Pum | Heat Pump | 208 | 3 | False |  |  |  | False | Single-Speed | 116000 | 10545 | 11 | 10.8 |  |  | 116000 | 9999 | 3.4 | 3.3 | 63000 | 8206 | 2.3 | Federally-Regulated Commercial & Industrial Equipment | 04/21/2015 |  | 04/02/2020
Carrier Corp. - Syracuse | Carrier Corp. | 50HCQ*09***(5,6,1)A***(A,C,D,F)* |  | HSP-A, Single-Package Heat Pum | Heat Pump | 575 | 3 | False |  |  |  | True | Single-Speed | 100000 | 8333 | 12 | 10.8 |  |  | 100000 | 8619 | 3.4 | 3.3 |  |  |  | Federally-Regulated Commercial & Industrial Equipment | 10/28/2014 |  | 04/02/2020
Carrier Corp. - Syracuse | Carrier Corp. | 50TCQ*14***(5,6,1)A***(A,C,D,F)* |  | HSP-A, Single-Package Heat Pum | Heat Pump | 575 | 3 | False |  |  |  | False | Single-Speed | 142000 | 13396 | 10.6 | 10.4 |  |  | 142000 | 13005 | 3.2 | 3.2 |  |  |  | Federally-Regulated Commercial & Industrial Equipment | 10/28/2014 |  | 04/02/2020
Carrier Corp. - Syracuse | Carrier Corp. | 50HCQ*08***(5,6,1)A***(A,C,D,F)* |  | HSP-A, Single-Package Heat Pum | Heat Pump | 208 | 3 | False |  |  |  | True | Single-Speed | 90000 | 7438 | 12.1 | 10.8 |  |  | 84000 | 7033 | 3.5 | 3.3 |  |  |  | Federally-Regulated Commercial & Industrial Equipment | 10/28/2014 |  | 04/02/2020
Carrier Corp. - Syracuse | Carrier Corp. | 50HTQD12***(5,6,1)A* |  | HSP-A, Single-Package Heat Pum | Heat Pump | 230 | 3 | False |  |  |  | False | Single-Speed | 116000 | 10545 | 11 | 10.8 |  |  | 116000 | 9999 | 3.4 | 3.3 | 63000 | 8206 | 2.3 | Federally-Regulated Commercial & Industrial Equipment | 06/02/2015 |  | 04/02/2020
Carrier Corp. - Syracuse | Heil | RHS(120,121)(H,L,S)******AA |  | HSP-A, Single-Package Heat Pum | Heat Pump | 208 | 3 | False |  |  |  | False | Single-Speed | 116000 | 10545 | 11 | 10.8 |  |  | 116000 | 9999 | 3.4 | 3.3 |  |  |  | Federally-Regulated Commercial & Industrial Equipment | 12/12/2012 |  | 04/02/2020
Carrier Corp. - Syracuse | Carrier Corp. | 50HCQ*08***(5,6,1)A***(G,J,K,M)* |  | HSP-A, Single-Package Heat Pum | Heat Pump | 230 | 3 | False |  |  |  | True | Single-Speed | 90000 | 7438 | 12.1 | 10.8 |  |  | 84000 | 7033 | 3.5 | 3.3 |  |  |  | Federally-Regulated Commercial & Industrial Equipment | 10/28/2014 |  | 04/02/2020
Carrier Corp. - Syracuse | Carrier Corp. | 50HCQ*12***(5,6,1)A***(G,J,K,M)* |  | HSP-A, Single-Package Heat Pum | Heat Pump | 230 | 3 | False |  |  |  | True | Single-Speed | 119000 | 9674 | 12.3 | 10.8 |  |  | 116000 | 9713 | 3.5 | 3.3 | 65000 | 7937 | 2.4 | Federally-Regulated Commercial & Industrial Equipment | 04/21/2015 |  | 04/02/2020
Carrier Corp. - Syracuse | Carrier Corp. | 50TCQ*24***(5,6,1)A***(G,J,K,M)*-VERT |  | HSP-A, Single-Package Heat Pum | Heat Pump | 460 | 3 | False |  |  |  | True | Single-Speed | 232000 | 21886 | 10.6 | 10.4 |  |  | 220000 | 19538 | 3.3 | 3.2 |  |  |  | Federally-Regulated Commercial & Industrial Equipment | 10/28/2014 |  | 04/02/2020
Carrier Corp. - Syracuse | Carrier Corp. | 50TCQ*24***(5,6,1)A***(A,C,D,F)*-HORZ |  | HSP-A, Single-Package Heat Pum | Heat Pump | 460 | 3 | False |  |  |  | True | Single-Speed | 232000 | 21886 | 10.6 | 10.4 |  |  | 220000 | 19538 | 3.3 | 3.2 |  |  |  | Federally-Regulated Commercial & Industrial Equipment | 10/28/2014 |  | 04/02/2020
Carrier Corp. - Syracuse | Heil | RHS(243)(H,L,S)******AA |  | HSP-A, Single-Package Heat Pum | Heat Pump | 208 | 3 | False |  |  |  | True | Single-Speed | 232000 | 21886 | 10.6 | 10.4 |  |  | 220000 | 19538 | 3.3 | 3.2 |  |  |  | Federally-Regulated Commercial & Industrial Equipment | 10/28/2014 |  | 04/02/2020
Carrier Corp. - Syracuse | Carrier Corp. | 50TCQ*24***(5,6,1)A***(A,C,D,F)*-HORZ |  | HSP-A, Single-Package Heat Pum | Heat Pump | 230 | 3 | False |  |  |  | True | Single-Speed | 232000 | 21886 | 10.6 | 10.4 |  |  | 220000 | 19538 | 3.3 | 3.2 |  |  |  | Federally-Regulated Commercial & Industrial Equipment | 10/28/2014 |  | 04/02/2020
Carrier Corp. - Syracuse | Carrier Corp. | 50TCQ*09***5A***(A,C,D,F)* |  | HSP-A, Single-Package Heat Pum | Heat Pump | 208 | 3 | False |  |  |  | False | Single-Speed | 98000 | 8521 | 11.5 | 10.8 |  |  | 94000 | 8348 | 3.3 | 3.3 | 53000 | 6903 | 2.3 | Federally-Regulated Commercial & Industrial Equipment | 04/21/2015 |  | 04/02/2020
Carrier Corp. - Syracuse | Carrier Corp. | 50TCQ*07***(5,6,1)A* |  | HSP-A, Single-Package Heat Pum | Heat Pump | 460 | 3 | False |  |  |  | False | Single-Speed | 70000 | 6306 | 11.1 | 10.8 |  |  | 67000 | 5950 | 3.3 | 3.3 |  |  |  | Federally-Regulated Commercial & Industrial Equipment | 10/28/2014 |  | 04/02/2020
Carrier Corp. - Syracuse | Heil | RHS102H******TA |  | HSP-A, Single-Package Heat Pum | Heat Pump | 230 | 3 | False |  |  |  | False | Single-Speed | 99000 | 8608 | 11.5 | 10.8 |  |  | 96000 | 8525 | 3.3 | 3.3 |  |  |  | Federally-Regulated Commercial & Industrial Equipment | 12/12/2012 |  | 04/02/2020
Carrier Corp. - Syracuse | Heil | RHS(120,121)(H,L,S)******AA |  | HSP-A, Single-Package Heat Pum | Heat Pump | 575 | 3 | False |  |  |  | False | Single-Speed | 116000 | 10545 | 11 | 10.8 |  |  | 116000 | 9999 | 3.4 | 3.3 |  |  |  | Federally-Regulated Commercial & Industrial Equipment | 12/12/2012 |  | 04/02/2020
Carrier Corp. - Syracuse | Carrier Corp. | 50TCQ*14***(5,6,1)A***(G,J,K,M)* |  | HSP-A, Single-Package Heat Pum | Heat Pump | 208 | 3 | False |  |  |  | False | Single-Speed | 142000 | 13396 | 10.6 | 10.4 |  |  | 142000 | 13005 | 3.2 | 3.2 |  |  |  | Federally-Regulated Commercial & Industrial Equipment | 10/28/2014 |  | 04/02/2020
Carrier Corp. - Syracuse | Carrier Corp. | 50TCQ*09***5A***(G,J,K,M)* |  | HSP-A, Single-Package Heat Pum | Heat Pump | 230 | 3 | False |  |  |  | False | Single-Speed | 99000 | 8608 | 11.5 | 10.8 |  |  | 96000 | 8525 | 3.3 | 3.3 | 54500 | 7098 | 2.3 | Federally-Regulated Commercial & Industrial Equipment | 04/21/2015 |  | 04/02/2020
Carrier Corp. - Syracuse | Carrier Corp. | 50HTQD12***(5,6,1)A* |  | HSP-A, Single-Package Heat Pum | Heat Pump | 208 | 3 | False |  |  |  | False | Single-Speed | 116000 | 10545 | 11 | 10.8 |  |  | 116000 | 9999 | 3.4 | 3.3 | 63000 | 8206 | 2.3 | Federally-Regulated Commercial & Industrial Equipment | 06/02/2015 |  | 04/02/2020
Carrier Corp. - Syracuse | Heil | RHS150(H,L,S)******AA |  | HSP-A, Single-Package Heat Pum | Heat Pump | 208 | 3 | False |  |  |  | False | Single-Speed | 142000 | 13396 | 10.6 | 10.4 |  |  | 142000 | 13005 | 3.2 | 3.2 |  |  |  | Federally-Regulated Commercial & Industrial Equipment | 10/28/2014 |  | 04/02/2020
Carrier Corp. - Syracuse | Carrier Corp. | 50TCQ*07***(5,6,1)A* |  | HSP-A, Single-Package Heat Pum | Heat Pump | 208 | 3 | False |  |  |  | False | Single-Speed | 70000 | 6306 | 11.1 | 10.8 |  |  | 67000 | 5950 | 3.3 | 3.3 |  |  |  | Federally-Regulated Commercial & Industrial Equipment | 10/28/2014 |  | 04/02/2020
Carrier Corp. - Syracuse | Carrier Corp. | 50HCQ*12***(5,6,1)A***(A,C,D,F)* |  | HSP-A, Single-Package Heat Pum | Heat Pump | 460 | 3 | False |  |  |  | True | Single-Speed | 119000 | 9674 | 12.3 | 10.8 |  |  | 116000 | 9713 | 3.5 | 3.3 | 65000 | 7937 | 2.4 | Federally-Regulated Commercial & Industrial Equipment | 04/21/2015 |  | 04/02/2020
Carrier Corp. - Syracuse | Carrier Corp. | 50HCQ*07***(5,6,1)A* |  | HSP-A, Single-Package Heat Pum | Heat Pump | 575 | 3 | False |  |  |  | True | Single-Speed | 72000 | 6000 | 12 | 10.8 |  |  | 70000 | 6033 | 3.4 | 3.3 |  |  |  | Federally-Regulated Commercial & Industrial Equipment | 10/28/2014 |  | 04/02/2020
Carrier Corp. - Syracuse | Carrier Corp. | 50TCQ*12***(5,6,1)A***(G,J,K,M)* |  | HSP-A, Single-Package Heat Pum | Heat Pump | 208 | 3 | False |  |  |  | False | Single-Speed | 116000 | 10545 | 11 | 10.8 |  |  | 116000 | 9999 | 3.4 | 3.3 | 63000 | 8206 | 2.3 | Federally-Regulated Commercial & Industrial Equipment | 04/21/2015 |  | 04/02/2020
Carrier Corp. - Syracuse | Heil | RHS150(H,L,S)******AA |  | HSP-A, Single-Package Heat Pum | Heat Pump | 230 | 3 | False |  |  |  | False | Single-Speed | 142000 | 13396 | 10.6 | 10.4 |  |  | 142000 | 13005 | 3.2 | 3.2 |  |  |  | Federally-Regulated Commercial & Industrial Equipment | 10/28/2014 |  | 04/02/2020
Carrier Corp. - Syracuse | Carrier Corp. | 50HCQ*07***(5,6,1)A* |  | HSP-A, Single-Package Heat Pum | Heat Pump | 230 | 3 | False |  |  |  | True | Single-Speed | 72000 | 6000 | 12 | 10.8 |  |  | 70000 | 6033 | 3.4 | 3.3 |  |  |  | Federally-Regulated Commercial & Industrial Equipment | 10/28/2014 |  | 04/02/2020
Carrier Corp. - Syracuse | Carrier Corp. | 50HCQ*12***(5,6,1)A***(G,J,K,M)* |  | HSP-A, Single-Package Heat Pum | Heat Pump | 460 | 3 | False |  |  |  | True | Single-Speed | 119000 | 9674 | 12.3 | 10.8 |  |  | 116000 | 9713 | 3.5 | 3.3 | 65000 | 7937 | 2.4 | Federally-Regulated Commercial & Industrial Equipment | 04/21/2015 |  | 04/02/2020
Carrier Corp. - Syracuse | Carrier Corp. | 50TCQ*24***(5,6,1)A***(A,C,D,F)*-VERT |  | HSP-A, Single-Package Heat Pum | Heat Pump | 575 | 3 | False |  |  |  | True | Single-Speed | 232000 | 21886 | 10.6 | 10.4 |  |  | 220000 | 19538 | 3.3 | 3.2 |  |  |  | Federally-Regulated Commercial & Industrial Equipment | 10/28/2014 |  | 04/02/2020
Carrier Corp. - Syracuse | Carrier Corp. | 50HCQ*08***(5,6,1)A***(A,C,D,F)* |  | HSP-A, Single-Package Heat Pum | Heat Pump | 575 | 3 | False |  |  |  | True | Single-Speed | 90000 | 7438 | 12.1 | 10.8 |  |  | 84000 | 7033 | 3.5 | 3.3 |  |  |  | Federally-Regulated Commercial & Industrial Equipment | 10/28/2014 |  | 04/02/2020
Carrier Corp. - Syracuse | Carrier Corp. | 50TCQ*17***(5,6,1)C***(A,C,D,F)* |  | HSP-A, Single-Package Heat Pum | Heat Pump | 208 | 3 | False |  |  |  | True | Single-Speed | 172000 | 15925 | 10.8 | 10.4 |  |  | 220000 | 19538 | 3.3 | 3.2 |  |  |  | Federally-Regulated Commercial & Industrial Equipment | 10/28/2014 |  | 04/02/2020
Carrier Corp. - Syracuse | Carrier Corp. | 50TCQ*09***5A***(A,C,D,F)* |  | HSP-A, Single-Package Heat Pum | Heat Pump | 230 | 3 | False |  |  |  | False | Single-Speed | 99000 | 8608 | 11.5 | 10.8 |  |  | 96000 | 8525 | 3.3 | 3.3 | 54500 | 7098 | 2.3 | Federally-Regulated Commercial & Industrial Equipment | 04/21/2015 |  | 04/02/2020
Carrier Corp. - Syracuse | Carrier Corp. | 50TCQ*24***(5,6,1)A***(G,J,K,M)*-HORZ |  | HSP-A, Single-Package Heat Pum | Heat Pump | 208 | 3 | False |  |  |  | True | Single-Speed | 232000 | 21886 | 10.6 | 10.4 |  |  | 220000 | 19538 | 3.3 | 3.2 |  |  |  | Federally-Regulated Commercial & Industrial Equipment | 10/28/2014 |  | 04/02/2020
Carrier Corp. - Syracuse | Carrier Corp. | 50TCQ*07***(5,6,1)A* |  | HSP-A, Single-Package Heat Pum | Heat Pump | 575 | 3 | False |  |  |  | False | Single-Speed | 70000 | 6306 | 11.1 | 10.8 |  |  | 67000 | 5950 | 3.3 | 3.3 |  |  |  | Federally-Regulated Commercial & Industrial Equipment | 10/28/2014 |  | 04/02/2020
Carrier Corp. - Syracuse | Heil | RHS(120,121)(H,L,S)******AA |  | HSP-A, Single-Package Heat Pum | Heat Pump | 230 | 3 | False |  |  |  | False | Single-Speed | 116000 | 10545 | 11 | 10.8 |  |  | 116000 | 9999 | 3.4 | 3.3 |  |  |  | Federally-Regulated Commercial & Industrial Equipment | 12/12/2012 |  | 04/02/2020
Carrier Corp. - Syracuse | Heil | RHS(243)(H,L,S)******AA |  | HSP-A, Single-Package Heat Pum | Heat Pump | 460 | 3 | False |  |  |  | True | Single-Speed | 232000 | 21886 | 10.6 | 10.4 |  |  | 220000 | 19538 | 3.3 | 3.2 |  |  |  | Federally-Regulated Commercial & Industrial Equipment | 10/28/2014 |  | 04/02/2020
Carrier Corp. - Syracuse | Carrier Corp. | 50HCQ*12***(5,6,1)A***(A,C,D,F)* |  | HSP-A, Single-Package Heat Pum | Heat Pump | 230 | 3 | False |  |  |  | True | Single-Speed | 119000 | 9674 | 12.3 | 10.8 |  |  | 116000 | 9713 | 3.5 | 3.3 | 65000 | 7937 | 2.4 | Federally-Regulated Commercial & Industrial Equipment | 04/21/2015 |  | 04/02/2020
Carrier Corp. - Syracuse | Carrier Corp. | 50TCQ*14***(5,6,1)A***(A,C,D,F)* |  | HSP-A, Single-Package Heat Pum | Heat Pump | 230 | 3 | False |  |  |  | False | Single-Speed | 142000 | 13396 | 10.6 | 10.4 |  |  | 142000 | 13005 | 3.2 | 3.2 |  |  |  | Federally-Regulated Commercial & Industrial Equipment | 10/28/2014 |  | 04/02/2020
Carrier Corp. - Syracuse | Carrier Corp. | 50TCQ*17***(5,6,1)C***(G,J,K,M)* |  | HSP-A, Single-Package Heat Pum | Heat Pump | 460 | 3 | False |  |  |  | True | Single-Speed | 172000 | 15925 | 10.8 | 10.4 |  |  | 220000 | 19538 | 3.3 | 3.2 |  |  |  | Federally-Regulated Commercial & Industrial Equipment | 10/28/2014 |  | 04/02/2020
Carrier Corp. - Syracuse | Bryant Heating & Cooling Systems | 548J(P,E,T)14*********(A,B)A |  | HSP-A, Single-Package Heat Pum | Heat Pump | 208 | 3 | False |  |  |  | False | Single-Speed | 142000 | 13396 | 10.6 | 10.4 |  |  | 142000 | 13005 | 3.2 | 3.2 | 76000 | 10865 | 2.1 | Federally-Regulated Commercial & Industrial Equipment | 04/21/2015 |  | 04/02/2020
Carrier Corp. - Syracuse | Heil | RHS(120,121)(H,L,S)******AA |  | HSP-A, Single-Package Heat Pum | Heat Pump | 460 | 3 | False |  |  |  | False | Single-Speed | 116000 | 10545 | 11 | 10.8 |  |  | 116000 | 9999 | 3.4 | 3.3 |  |  |  | Federally-Regulated Commercial & Industrial Equipment | 12/12/2012 |  | 04/02/2020
Carrier Corp. - Syracuse | Carrier Corp. | 50TCQ*12***(5,6,1)A***(A,C,D,F)* |  | HSP-A, Single-Package Heat Pum | Heat Pump | 575 | 3 | False |  |  |  | False | Single-Speed | 116000 | 10545 | 11 | 10.8 |  |  | 116000 | 9999 | 3.4 | 3.3 | 63000 | 8206 | 2.3 | Federally-Regulated Commercial & Industrial Equipment | 04/21/2015 |  | 04/02/2020
Carrier Corp. - Syracuse | Carrier Corp. | 50HCQ*09***(5,6,1)A***(G,J,K,M)* |  | HSP-A, Single-Package Heat Pum | Heat Pump | 208 | 3 | False |  |  |  | True | Single-Speed | 100000 | 8333 | 12 | 10.8 |  |  | 100000 | 8619 | 3.4 | 3.3 |  |  |  | Federally-Regulated Commercial & Industrial Equipment | 10/28/2014 |  | 04/02/2020
Carrier Corp. - Syracuse | Carrier Corp. | 50HCQ*12***(5,6,1)A***(A,C,D,F)* |  | HSP-A, Single-Package Heat Pum | Heat Pump | 575 | 3 | False |  |  |  | True | Single-Speed | 119000 | 9674 | 12.3 | 10.8 |  |  | 116000 | 9713 | 3.5 | 3.3 | 65000 | 7937 | 2.4 | Federally-Regulated Commercial & Industrial Equipment | 04/21/2015 |  | 04/02/2020
Carrier Corp. - Syracuse | Carrier Corp. | 50TCQ*12***(5,6,1)A***(A,C,D,F)* |  | HSP-A, Single-Package Heat Pum | Heat Pump | 460 | 3 | False |  |  |  | False | Single-Speed | 116000 | 10545 | 11 | 10.8 |  |  | 116000 | 9999 | 3.4 | 3.3 | 63000 | 8206 | 2.3 | Federally-Regulated Commercial & Industrial Equipment | 04/21/2015 |  | 04/02/2020
Carrier Corp. - Syracuse | Carrier Corp. | 50TCQ*09***5A***(G,J,K,M)* |  | HSP-A, Single-Package Heat Pum | Heat Pump | 208 | 3 | False |  |  |  | False | Single-Speed | 98000 | 8521 | 11.5 | 10.8 |  |  | 94000 | 8348 | 3.3 | 3.3 | 53000 | 6903 | 2.3 | Federally-Regulated Commercial & Industrial Equipment | 04/21/2015 |  | 04/02/2020
Carrier Corp. - Syracuse | Heil | RHS(240)(H,L,S)******AA |  | HSP-A, Single-Package Heat Pum | Heat Pump | 230 | 3 | False |  |  |  | True | Single-Speed | 232000 | 21886 | 10.6 | 10.4 |  |  | 220000 | 19538 | 3.3 | 3.2 |  |  |  | Federally-Regulated Commercial & Industrial Equipment | 10/28/2014 |  | 04/02/2020
Carrier Corp. - Syracuse | Carrier Corp. | 50TCQ*24***(5,6,1)A***(G,J,K,M)*-VERT |  | HSP-A, Single-Package Heat Pum | Heat Pump | 575 | 3 | False |  |  |  | True | Single-Speed | 232000 | 21886 | 10.6 | 10.4 |  |  | 220000 | 19538 | 3.3 | 3.2 |  |  |  | Federally-Regulated Commercial & Industrial Equipment | 10/28/2014 |  | 04/02/2020
Carrier Corp. - Syracuse | Carrier Corp. | 50TCQ*09***(6,1)A***(A,C,D,F)* |  | HSP-A, Single-Package Heat Pum | Heat Pump | 575 | 3 | False |  |  |  | False | Single-Speed | 99000 | 8608 | 11.5 | 10.8 |  |  | 96000 | 8525 | 3.3 | 3.3 | 54500 | 7098 | 2.3 | Federally-Regulated Commercial & Industrial Equipment | 04/21/2015 |  | 04/02/2020
Carrier Corp. - Syracuse | Carrier Corp. | 50TCQ*08***5A***(A,C,D,F)* |  | HSP-A, Single-Package Heat Pum | Heat Pump | 208 | 3 | False |  |  |  | False | Single-Speed | 87000 | 7767 | 11.2 | 10.8 |  |  | 86000 | 7413 | 3.4 | 3.3 |  |  |  | Federally-Regulated Commercial & Industrial Equipment | 10/28/2014 |  | 04/02/2020
Carrier Corp. - Syracuse | Carrier Corp. | 50TCQ*12***(5,6,1)A***(G,J,K,M)* |  | HSP-A, Single-Package Heat Pum | Heat Pump | 230 | 3 | False |  |  |  | False | Single-Speed | 116000 | 10545 | 11 | 10.8 |  |  | 116000 | 9999 | 3.4 | 3.3 | 63000 | 8206 | 2.3 | Federally-Regulated Commercial & Industrial Equipment | 04/21/2015 |  | 04/02/2020
Carrier Corp. - Syracuse | Carrier Corp. | 50HCQ*09***(5,6,1)A***(A,C,D,F)* |  | HSP-A, Single-Package Heat Pum | Heat Pump | 230 | 3 | False |  |  |  | True | Single-Speed | 100000 | 8333 | 12 | 10.8 |  |  | 100000 | 8619 | 3.4 | 3.3 |  |  |  | Federally-Regulated Commercial & Industrial Equipment | 10/28/2014 |  | 04/02/2020
Carrier Corp. - Syracuse | Carrier Corp. | 50TCQ*08***(6,1)A***(G,J,K,M)* |  | HSP-A, Single-Package Heat Pum | Heat Pump | 460 | 3 | False |  |  |  | False | Single-Speed | 88000 | 7857 | 11.2 | 10.8 |  |  | 86000 | 7413 | 3.4 | 3.3 |  |  |  | Federally-Regulated Commercial & Industrial Equipment | 10/28/2014 |  | 04/02/2020
Carrier Corp. - Syracuse | Carrier Corp. | 50TCQ*08***5A***(G,J,K,M)* |  | HSP-A, Single-Package Heat Pum | Heat Pump | 230 | 3 | False |  |  |  | False | Single-Speed | 88000 | 7857 | 11.2 | 10.8 |  |  | 86000 | 7413 | 3.4 | 3.3 |  |  |  | Federally-Regulated Commercial & Industrial Equipment | 10/28/2014 |  | 04/02/2020
Carrier Corp. - Syracuse | Carrier Corp. | 50HCQ*12***(5,6,1)A***(G,J,K,M)* |  | HSP-A, Single-Package Heat Pum | Heat Pump | 208 | 3 | False |  |  |  | True | Single-Speed | 119000 | 9674 | 12.3 | 10.8 |  |  | 116000 | 9713 | 3.5 | 3.3 | 65000 | 7937 | 2.4 | Federally-Regulated Commercial & Industrial Equipment | 04/21/2015 |  | 04/02/2020
Carrier Corp. - Syracuse | Heil | RHS150(H,L,S)******AA |  | HSP-A, Single-Package Heat Pum | Heat Pump | 575 | 3 | False |  |  |  | False | Single-Speed | 142000 | 13396 | 10.6 | 10.4 |  |  | 142000 | 13005 | 3.2 | 3.2 |  |  |  | Federally-Regulated Commercial & Industrial Equipment | 10/28/2014 |  | 04/02/2020
Daikin Comfort Technologies Manufacturing, L.P. | Daikin U.S. Corp. | DPS007AHHE2**-3* |  | HSP-A, Single-Package Heat Pum | Both Heat Pump and Electric Re | 230 | 3 | False |  |  |  | True | Variable-Speed | 88000 | 7154 | 12.3 | 11 |  |  | 78000 | 6245 | 3.7 | 3.3 | 47000 | 5691 | 2.4 | Federally-Regulated Commercial & Industrial Equipment | 04/28/2015 |  | 04/02/2020
Daikin Comfort Technologies Manufacturing, L.P. | Daikin U.S. Corp. | DPS007AHHW5**-3* |  | HSP-A, Single-Package Heat Pum | Both Heat Pump and Electric Re | 575 | 3 | False |  |  |  | True | Variable-Speed | 88000 | 7213 | 12.2 | 11 |  |  | 78000 | 6314 | 3.6 | 3.3 | 47000 | 5763 | 2.4 | Federally-Regulated Commercial & Industrial Equipment | 04/28/2015 |  | 04/02/2020
Daikin Comfort Technologies Manufacturing, L.P. | Daikin U.S. Corp. | DPS012AHHY2**-4* |  | HSP-A, Single-Package Heat Pum | Both Heat Pump and Electric Re | 208 | 3 | False |  |  |  | True | Variable-Speed | 144000 | 12100 | 11.9 | 10.6 |  |  | 134000 | 11618 | 3.4 | 3.2 | 77000 | 9602 | 2.4 | Federally-Regulated Commercial & Industrial Equipment | 04/28/2015 |  | 04/02/2020
Daikin Comfort Technologies Manufacturing, L.P. | Daikin U.S. Corp. | DPS010AHHY2**-4* |  | HSP-A, Single-Package Heat Pum | Both Heat Pump and Electric Re | 208 | 3 | False |  |  |  | True | Variable-Speed | 120000 | 9836 | 12.2 | 11 |  |  | 105000 | 8868 | 3.5 | 3.3 | 62000 | 7539 | 2.4 | Federally-Regulated Commercial & Industrial Equipment | 04/28/2015 |  | 04/02/2020
Daikin Comfort Technologies Manufacturing, L.P. | Daikin U.S. Corp. | DPS010AHHG2**-4* |  | HSP-A, Single-Package Heat Pum | Both Heat Pump and Electric Re | 208 | 3 | False |  |  |  | True | Variable-Speed | 120000 | 10000 | 12 | 11 |  |  | 105000 | 8997 | 3.4 | 3.3 | 62000 | 7634 | 2.4 | Federally-Regulated Commercial & Industrial Equipment | 04/28/2015 |  | 04/02/2020
Daikin Comfort Technologies Manufacturing, L.P. | Daikin U.S. Corp. | DPS012AHHG2**-4* |  | HSP-A, Single-Package Heat Pum | Both Heat Pump and Electric Re | 230 | 3 | False |  |  |  | True | Variable-Speed | 144000 | 12307 | 11.7 | 10.6 |  |  | 134000 | 11793 | 3.3 | 3.2 | 77000 | 9727 | 2.3 | Federally-Regulated Commercial & Industrial Equipment | 04/28/2015 |  | 04/02/2020
Daikin Comfort Technologies Manufacturing, L.P. | Daikin U.S. Corp. | DPS007AHHG4*C-3* |  | HSP-A, Single-Package Heat Pum | Both Heat Pump and Electric Re | 460 | 3 | False |  |  |  | True | Variable-Speed | 88000 | 7154 | 12.3 | 11 |  |  | 78000 | 6245 | 3.7 | 3.3 | 47000 | 5691 | 2.4 | Federally-Regulated Commercial & Industrial Equipment | 04/28/2015 |  | 04/02/2020
Daikin Comfort Technologies Manufacturing, L.P. | Daikin U.S. Corp. | DPS012AHHG4**-4* |  | HSP-A, Single-Package Heat Pum | Both Heat Pump and Electric Re | 460 | 3 | False |  |  |  | True | Variable-Speed | 144000 | 12307 | 11.7 | 10.6 |  |  | 134000 | 11793 | 3.3 | 3.2 | 77000 | 9727 | 2.3 | Federally-Regulated Commercial & Industrial Equipment | 04/28/2015 |  | 04/02/2020
Daikin Comfort Technologies Manufacturing, L.P. | Daikin U.S. Corp. | DPS006AHHE2**-4* |  | HSP-A, Single-Package Heat Pum | Both Heat Pump and Electric Re | 208 | 3 | False |  |  |  | True | Variable-Speed | 69000 | 6216 | 11.1 | 11 |  |  | 64000 | 5083 | 3.7 | 3.3 | 39000 | 4499 | 2.5 | Federally-Regulated Commercial & Industrial Equipment | 04/28/2015 |  | 04/02/2020
Daikin Comfort Technologies Manufacturing, L.P. | Daikin U.S. Corp. | DPS007AHHY5**-3* |  | HSP-A, Single-Package Heat Pum | Both Heat Pump and Electric Re | 575 | 3 | False |  |  |  | True | Variable-Speed | 88000 | 7154 | 12.3 | 11 |  |  | 78000 | 6245 | 3.7 | 3.3 | 47000 | 5715 | 2.4 | Federally-Regulated Commercial & Industrial Equipment | 04/28/2015 |  | 04/02/2020
Daikin Comfort Technologies Manufacturing, L.P. | Daikin U.S. Corp. | DPS006AHHG2**-4* |  | HSP-A, Single-Package Heat Pum | Both Heat Pump and Electric Re | 208 | 3 | False |  |  |  | True | Variable-Speed | 69000 | 6216 | 11.1 | 11 |  |  | 64000 | 5083 | 3.7 | 3.3 | 39000 | 4499 | 2.5 | Federally-Regulated Commercial & Industrial Equipment | 04/28/2015 |  | 04/02/2020
Daikin Comfort Technologies Manufacturing, L.P. | Daikin U.S. Corp. | DPS012AHHG2**-4* |  | HSP-A, Single-Package Heat Pum | Both Heat Pump and Electric Re | 208 | 3 | False |  |  |  | True | Variable-Speed | 144000 | 12307 | 11.7 | 10.6 |  |  | 134000 | 11793 | 3.3 | 3.2 | 77000 | 9727 | 2.3 | Federally-Regulated Commercial & Industrial Equipment | 04/28/2015 |  | 04/02/2020
Daikin Comfort Technologies Manufacturing, L.P. | Daikin U.S. Corp. | DPS010AHHY2**-4* |  | HSP-A, Single-Package Heat Pum | Both Heat Pump and Electric Re | 230 | 3 | False |  |  |  | True | Variable-Speed | 120000 | 9836 | 12.2 | 11 |  |  | 105000 | 8868 | 3.5 | 3.3 | 62000 | 7539 | 2.4 | Federally-Regulated Commercial & Industrial Equipment | 04/28/2015 |  | 04/02/2020
Daikin Comfort Technologies Manufacturing, L.P. | Daikin U.S. Corp. | DPS010AHHG2**-4* |  | HSP-A, Single-Package Heat Pum | Both Heat Pump and Electric Re | 230 | 3 | False |  |  |  | True | Variable-Speed | 120000 | 10000 | 12 | 11 |  |  | 105000 | 8997 | 3.4 | 3.3 | 62000 | 7634 | 2.4 | Federally-Regulated Commercial & Industrial Equipment | 04/28/2015 |  | 04/02/2020
Daikin Comfort Technologies Manufacturing, L.P. | Daikin U.S. Corp. | DPS007AHHE4**-3* |  | HSP-A, Single-Package Heat Pum | Both Heat Pump and Electric Re | 460 | 3 | False |  |  |  | True | Variable-Speed | 88000 | 7154 | 12.3 | 11 |  |  | 78000 | 6245 | 3.7 | 3.3 | 47000 | 5691 | 2.4 | Federally-Regulated Commercial & Industrial Equipment | 04/28/2015 |  | 04/02/2020
Daikin Comfort Technologies Manufacturing, L.P. | Daikin U.S. Corp. | DPS007AHHE2*C-3* |  | HSP-A, Single-Package Heat Pum | Both Heat Pump and Electric Re | 208 | 3 | False |  |  |  | True | Variable-Speed | 88000 | 7154 | 12.3 | 11 |  |  | 78000 | 6245 | 3.7 | 3.3 | 47000 | 5691 | 2.4 | Federally-Regulated Commercial & Industrial Equipment | 04/28/2015 |  | 04/02/2020
Daikin Comfort Technologies Manufacturing, L.P. | Daikin U.S. Corp. | DPS012AHHY4**-4* |  | HSP-A, Single-Package Heat Pum | Both Heat Pump and Electric Re | 460 | 3 | False |  |  |  | True | Variable-Speed | 144000 | 12100 | 11.9 | 10.6 |  |  | 134000 | 11618 | 3.4 | 3.2 | 77000 | 9602 | 2.4 | Federally-Regulated Commercial & Industrial Equipment | 04/28/2015 |  | 04/02/2020
Daikin Comfort Technologies Manufacturing, L.P. | Daikin U.S. Corp. | DPS007AHHW2**-3* |  | HSP-A, Single-Package Heat Pum | Both Heat Pump and Electric Re | 230 | 3 | False |  |  |  | True | Variable-Speed | 88000 | 7154 | 12.3 | 11 |  |  | 78000 | 6245 | 3.7 | 3.3 | 47000 | 5691 | 2.4 | Federally-Regulated Commercial & Industrial Equipment | 04/28/2015 |  | 04/02/2020
Daikin Comfort Technologies Manufacturing, L.P. | Daikin U.S. Corp. | DPS015AHHE5**-6 |  | HSP-A, Single-Package Heat Pum | Both Heat Pump and Electric Re | 575 | 3 | False |  |  |  | False | Variable-Speed | 166000 | 15660 | 10.6 | 10.6 |  |  | 164000 | 13615 | 3.5 | 3.2 | 91000 | 12177 | 2.2 | Federally-Regulated Commercial & Industrial Equipment | 04/28/2015 |  | 04/02/2020
Daikin Comfort Technologies Manufacturing, L.P. | Daikin U.S. Corp. | DPS007AHHY2**-3* |  | HSP-A, Single-Package Heat Pum | Both Heat Pump and Electric Re | 230 | 3 | False |  |  |  | True | Variable-Speed | 88000 | 7096 | 12.4 | 11 |  |  | 78000 | 6178 | 3.7 | 3.3 | 47000 | 5645 | 2.4 | Federally-Regulated Commercial & Industrial Equipment | 04/28/2015 |  | 04/02/2020
Daikin Comfort Technologies Manufacturing, L.P. | Daikin U.S. Corp. | DPS007AHHG5**-3* |  | HSP-A, Single-Package Heat Pum | Both Heat Pump and Electric Re | 575 | 3 | False |  |  |  | True | Variable-Speed | 88000 | 7213 | 12.2 | 11 |  |  | 78000 | 6314 | 3.6 | 3.3 | 47000 | 5763 | 2.4 | Federally-Regulated Commercial & Industrial Equipment | 04/28/2015 |  | 04/02/2020
Daikin Comfort Technologies Manufacturing, L.P. | Daikin U.S. Corp. | DPS012AHHG5**-4* |  | HSP-A, Single-Package Heat Pum | Both Heat Pump and Electric Re | 575 | 3 | False |  |  |  | True | Variable-Speed | 144000 | 12413 | 11.6 | 10.6 |  |  | 134000 | 11936 | 3.3 | 3.2 | 77000 | 9854 | 2.3 | Federally-Regulated Commercial & Industrial Equipment | 04/28/2015 |  | 04/02/2020
Daikin Comfort Technologies Manufacturing, L.P. | Daikin U.S. Corp. | DPS010AHHE2**-4* |  | HSP-A, Single-Package Heat Pum | Both Heat Pump and Electric Re | 208 | 3 | False |  |  |  | True | Variable-Speed | 120000 | 10000 | 12 | 11 |  |  | 105000 | 8997 | 3.4 | 3.3 | 62000 | 7634 | 2.4 | Federally-Regulated Commercial & Industrial Equipment | 04/28/2015 |  | 04/02/2020
Daikin Comfort Technologies Manufacturing, L.P. | Daikin U.S. Corp. | DPS007AHHE2*C-3* |  | HSP-A, Single-Package Heat Pum | Both Heat Pump and Electric Re | 230 | 3 | False |  |  |  | True | Variable-Speed | 88000 | 7154 | 12.3 | 11 |  |  | 78000 | 6245 | 3.7 | 3.3 | 47000 | 5691 | 2.4 | Federally-Regulated Commercial & Industrial Equipment | 04/28/2015 |  | 04/02/2020
Daikin Comfort Technologies Manufacturing, L.P. | Daikin U.S. Corp. | DPS006AHHE2**-4* |  | HSP-A, Single-Package Heat Pum | Both Heat Pump and Electric Re | 230 | 3 | False |  |  |  | True | Variable-Speed | 69000 | 6216 | 11.1 | 11 |  |  | 64000 | 5083 | 3.7 | 3.3 | 39000 | 4499 | 2.5 | Federally-Regulated Commercial & Industrial Equipment | 04/28/2015 |  | 04/02/2020
Daikin Comfort Technologies Manufacturing, L.P. | Daikin U.S. Corp. | DPS007AHHG2**-3* |  | HSP-A, Single-Package Heat Pum | Both Heat Pump and Electric Re | 208 | 3 | False |  |  |  | True | Variable-Speed | 88000 | 7154 | 12.3 | 11 |  |  | 78000 | 6245 | 3.7 | 3.3 | 47000 | 5691 | 2.4 | Federally-Regulated Commercial & Industrial Equipment | 04/28/2015 |  | 04/02/2020
Daikin Comfort Technologies Manufacturing, L.P. | Daikin U.S. Corp. | DPS012AHHY5**-4* |  | HSP-A, Single-Package Heat Pum | Both Heat Pump and Electric Re | 575 | 3 | False |  |  |  | True | Variable-Speed | 144000 | 12203 | 11.8 | 10.6 |  |  | 134000 | 11758 | 3.3 | 3.2 | 77000 | 9727 | 2.3 | Federally-Regulated Commercial & Industrial Equipment | 04/28/2015 |  | 04/02/2020
Daikin Comfort Technologies Manufacturing, L.P. | Daikin U.S. Corp. | DPS007AHHG4**-3* |  | HSP-A, Single-Package Heat Pum | Both Heat Pump and Electric Re | 460 | 3 | False |  |  |  | True | Variable-Speed | 88000 | 7154 | 12.3 | 11 |  |  | 78000 | 6245 | 3.7 | 3.3 | 47000 | 5691 | 2.4 | Federally-Regulated Commercial & Industrial Equipment | 04/28/2015 |  | 04/02/2020
Daikin Comfort Technologies Manufacturing, L.P. | Daikin U.S. Corp. | DPS007AHHE5**-3* |  | HSP-A, Single-Package Heat Pum | Both Heat Pump and Electric Re | 575 | 3 | False |  |  |  | True | Variable-Speed | 88000 | 7213 | 12.2 | 11 |  |  | 78000 | 6314 | 3.6 | 3.3 | 47000 | 5763 | 2.4 | Federally-Regulated Commercial & Industrial Equipment | 04/28/2015 |  | 04/02/2020
Daikin Comfort Technologies Manufacturing, L.P. | Daikin U.S. Corp. | DPS007AHHW4**-3* |  | HSP-A, Single-Package Heat Pum | Both Heat Pump and Electric Re | 460 | 3 | False |  |  |  | True | Variable-Speed | 88000 | 7154 | 12.3 | 11 |  |  | 78000 | 6245 | 3.7 | 3.3 | 47000 | 5691 | 2.4 | Federally-Regulated Commercial & Industrial Equipment | 04/28/2015 |  | 04/02/2020
Daikin Comfort Technologies Manufacturing, L.P. | Daikin U.S. Corp. | DPS012AHHY2**-4* |  | HSP-A, Single-Package Heat Pum | Both Heat Pump and Electric Re | 230 | 3 | False |  |  |  | True | Variable-Speed | 144000 | 12100 | 11.9 | 10.6 |  |  | 134000 | 11618 | 3.4 | 3.2 | 77000 | 9602 | 2.4 | Federally-Regulated Commercial & Industrial Equipment | 04/28/2015 |  | 04/02/2020
Daikin Comfort Technologies Manufacturing, L.P. | Daikin U.S. Corp. | DPS012AHHE2**-4* |  | HSP-A, Single-Package Heat Pum | Both Heat Pump and Electric Re | 230 | 3 | False |  |  |  | True | Variable-Speed | 144000 | 12307 | 11.7 | 10.6 |  |  | 134000 | 11793 | 3.3 | 3.2 | 77000 | 9727 | 2.3 | Federally-Regulated Commercial & Industrial Equipment | 04/28/2015 |  | 04/02/2020
Daikin Comfort Technologies Manufacturing, L.P. | Daikin U.S. Corp. | DPS007AHHG2**-3* |  | HSP-A, Single-Package Heat Pum | Both Heat Pump and Electric Re | 230 | 3 | False |  |  |  | True | Variable-Speed | 88000 | 7154 | 12.3 | 11 |  |  | 78000 | 6245 | 3.7 | 3.3 | 47000 | 5691 | 2.4 | Federally-Regulated Commercial & Industrial Equipment | 04/28/2015 |  | 04/02/2020
Daikin Comfort Technologies Manufacturing, L.P. | Daikin U.S. Corp. | DPS012AHHE5**-4* |  | HSP-A, Single-Package Heat Pum | Both Heat Pump and Electric Re | 575 | 3 | False |  |  |  | True | Variable-Speed | 144000 | 12413 | 11.6 | 10.6 |  |  | 134000 | 11936 | 3.3 | 3.2 | 77000 | 9854 | 2.3 | Federally-Regulated Commercial & Industrial Equipment | 04/28/2015 |  | 04/02/2020
Daikin Comfort Technologies Manufacturing, L.P. | Daikin U.S. Corp. | DPS012AHHE4**-4* |  | HSP-A, Single-Package Heat Pum | Both Heat Pump and Electric Re | 460 | 3 | False |  |  |  | True | Variable-Speed | 144000 | 12307 | 11.7 | 10.6 |  |  | 134000 | 11793 | 3.3 | 3.2 | 77000 | 9727 | 2.3 | Federally-Regulated Commercial & Industrial Equipment | 04/28/2015 |  | 04/02/2020
Daikin Comfort Technologies Manufacturing, L.P. | Daikin U.S. Corp. | DPS007AHHW2**-3* |  | HSP-A, Single-Package Heat Pum | Both Heat Pump and Electric Re | 208 | 3 | False |  |  |  | True | Variable-Speed | 88000 | 7154 | 12.3 | 11 |  |  | 78000 | 6245 | 3.7 | 3.3 | 47000 | 5691 | 2.4 | Federally-Regulated Commercial & Industrial Equipment | 04/28/2015 |  | 04/02/2020
Daikin Comfort Technologies Manufacturing, L.P. | Daikin U.S. Corp. | DPS007AHHE2**-3* |  | HSP-A, Single-Package Heat Pum | Both Heat Pump and Electric Re | 208 | 3 | False |  |  |  | True | Variable-Speed | 88000 | 7154 | 12.3 | 11 |  |  | 78000 | 6245 | 3.7 | 3.3 | 47000 | 5691 | 2.4 | Federally-Regulated Commercial & Industrial Equipment | 04/28/2015 |  | 04/02/2020
Daikin Comfort Technologies Manufacturing, L.P. | Daikin U.S. Corp. | DPS007AHHY2**-3* |  | HSP-A, Single-Package Heat Pum | Both Heat Pump and Electric Re | 208 | 3 | False |  |  |  | True | Variable-Speed | 88000 | 7096 | 12.4 | 11 |  |  | 78000 | 6178 | 3.7 | 3.3 | 47000 | 5645 | 2.4 | Federally-Regulated Commercial & Industrial Equipment | 04/28/2015 |  | 04/02/2020
Daikin Comfort Technologies Manufacturing, L.P. | Daikin U.S. Corp. | DPS007AHHY4**-3* |  | HSP-A, Single-Package Heat Pum | Both Heat Pump and Electric Re | 460 | 3 | False |  |  |  | True | Variable-Speed | 88000 | 7096 | 12.4 | 11 |  |  | 78000 | 6178 | 3.7 | 3.3 | 47000 | 5645 | 2.4 | Federally-Regulated Commercial & Industrial Equipment | 04/28/2015 |  | 04/02/2020
Daikin Comfort Technologies Manufacturing, L.P. | Daikin U.S. Corp. | DPS012AHHE2**-4* |  | HSP-A, Single-Package Heat Pum | Both Heat Pump and Electric Re | 208 | 3 | False |  |  |  | True | Variable-Speed | 144000 | 12307 | 11.7 | 10.6 |  |  | 134000 | 11793 | 3.3 | 3.2 | 77000 | 9727 | 2.3 | Federally-Regulated Commercial & Industrial Equipment | 04/28/2015 |  | 04/02/2020
Daikin Comfort Technologies Manufacturing, L.P. | Daikin U.S. Corp. | DPS007AHHE5*C-3* |  | HSP-A, Single-Package Heat Pum | Both Heat Pump and Electric Re | 575 | 3 | False |  |  |  | True | Variable-Speed | 88000 | 7213 | 12.2 | 11 |  |  | 78000 | 6314 | 3.6 | 3.3 | 47000 | 5763 | 2.4 | Federally-Regulated Commercial & Industrial Equipment | 04/28/2015 |  | 04/02/2020
Daikin Comfort Technologies Manufacturing, L.P. | Daikin U.S. Corp. | DPS006AHHY2**-4* |  | HSP-A, Single-Package Heat Pum | Both Heat Pump and Electric Re | 208 | 3 | False |  |  |  | True | Variable-Speed | 69000 | 6052 | 11.4 | 11 |  |  | 64000 | 5015 | 3.7 | 3.3 | 39000 | 4464 | 2.6 | Federally-Regulated Commercial & Industrial Equipment | 04/28/2015 |  | 04/02/2020
Daikin Comfort Technologies Manufacturing, L.P. | Daikin U.S. Corp. | DPS010AHHE2**-4* |  | HSP-A, Single-Package Heat Pum | Both Heat Pump and Electric Re | 230 | 3 | False |  |  |  | True | Variable-Speed | 120000 | 10000 | 12 | 11 |  |  | 105000 | 8997 | 3.4 | 3.3 | 62000 | 7634 | 2.4 | Federally-Regulated Commercial & Industrial Equipment | 04/28/2015 |  | 04/02/2020
Daikin Comfort Technologies Manufacturing, L.P. | Daikin U.S. Corp. | DPS006AHHG2**-4* |  | HSP-A, Single-Package Heat Pum | Both Heat Pump and Electric Re | 230 | 3 | False |  |  |  | True | Variable-Speed | 69000 | 6216 | 11.1 | 11 |  |  | 64000 | 5083 | 3.7 | 3.3 | 39000 | 4499 | 2.5 | Federally-Regulated Commercial & Industrial Equipment | 04/28/2015 |  | 04/02/2020
Daikin Comfort Technologies Manufacturing, L.P. | Daikin U.S. Corp. | DPS006AHHY2**-4* |  | HSP-A, Single-Package Heat Pum | Both Heat Pump and Electric Re | 230 | 3 | False |  |  |  | True | Variable-Speed | 69000 | 6052 | 11.4 | 11 |  |  | 64000 | 5015 | 3.7 | 3.3 | 39000 | 4464 | 2.6 | Federally-Regulated Commercial & Industrial Equipment | 04/28/2015 |  | 04/02/2020
Daikin Comfort Technologies Manufacturing, L.P. | Daikin U.S. Corp. | DZ13SA0483A* (2) | DAT09043A* | HRCU-A-CB, Split System: Heat | Both Heat Pump and Electric Re | 208 | 3 |  | False |  |  | True | Single-Speed | 88000 | 7652 | 11.5 | 11 |  |  | 82000 | 7282 | 3.3 | 3.3 | 52000 | 6626 | 2.3 | Federally-Regulated Commercial & Industrial Equipment | 04/28/2015 |  | 04/02/2020
Daikin Comfort Technologies Manufacturing, L.P. | Daikin U.S. Corp. | DZ13SA0603A* (2) | DAT12043A* | HRCU-A-CB, Split System: Heat | Both Heat Pump and Electric Re | 208 | 3 |  | False |  |  | True | Single-Speed | 114000 | 9913 | 11.5 | 11 |  |  | 110000 | 9769 | 3.3 | 3.3 | 70000 | 8919 | 2.3 | Federally-Regulated Commercial & Industrial Equipment | 04/28/2015 |  | 04/02/2020
Daikin Comfort Technologies Manufacturing, L.P. | Daikin U.S. Corp. | DZ13SA0484A* (2) | DAT09044A* | HRCU-A-CB, Split System: Heat | Both Heat Pump and Electric Re | 460 | 3 |  | False |  |  | True | Single-Speed | 88000 | 7652 | 11.5 | 11 |  |  | 82000 | 7282 | 3.3 | 3.3 | 52000 | 6626 | 2.3 | Federally-Regulated Commercial & Industrial Equipment | 04/28/2015 |  | 04/02/2020
Daikin Comfort Technologies Manufacturing, L.P. | Daikin U.S. Corp. | DZ13SA0604A* (2) | DAT12044A* | HRCU-A-CB, Split System: Heat | Both Heat Pump and Electric Re | 460 | 3 |  | False |  |  | True | Single-Speed | 114000 | 9913 | 11.5 | 11 |  |  | 110000 | 9769 | 3.3 | 3.3 | 70000 | 8919 | 2.3 | Federally-Regulated Commercial & Industrial Equipment | 04/28/2015 |  | 04/02/2020
Daikin Comfort Technologies Manufacturing, L.P. | Daikin U.S. Corp. | DZ13SA0603A* (2) | DAT12043A* | HRCU-A-CB, Split System: Heat | Both Heat Pump and Electric Re | 230 | 3 |  | False |  |  | True | Single-Speed | 114000 | 9913 | 11.5 | 11 |  |  | 110000 | 9769 | 3.3 | 3.3 | 70000 | 8919 | 2.3 | Federally-Regulated Commercial & Industrial Equipment | 04/28/2015 |  | 04/02/2020
Daikin Comfort Technologies Manufacturing, L.P. | Daikin U.S. Corp. | DZ13SA0483A* (2) | DAT09043A* | HRCU-A-CB, Split System: Heat | Both Heat Pump and Electric Re | 230 | 3 |  | False |  |  | True | Single-Speed | 88000 | 7652 | 11.5 | 11 |  |  | 82000 | 7282 | 3.3 | 3.3 | 52000 | 6626 | 2.3 | Federally-Regulated Commercial & Industrial Equipment | 04/28/2015 |  | 04/02/2020
Daikin Comfort Technologies Manufacturing, L.P. | Daikin U.S. Corp. | DCH072********A* |  | HSP-A, Single-Package Heat Pum | Both Heat Pump and Electric Re | 575 | 3 | False |  |  |  | False | Single-Speed | 70000 | 6306 | 11.1 | 10.8 |  |  | 70000 | 5698 | 3.6 | 3.3 |  |  |  | Federally-Regulated Commercial & Industrial Equipment | 07/18/2013 |  | 04/02/2020
Daikin Comfort Technologies Manufacturing, L.P. | Daikin U.S. Corp. | DCH090****V***A* |  | HSP-A, Single-Package Heat Pum | Both Heat Pump and Electric Re | 460 | 3 | False |  |  |  | False | Single-Speed | 90000 | 7826 | 11.5 | 10.8 |  |  | 90000 | 7757 | 3.4 | 3.3 |  |  |  | Federally-Regulated Commercial & Industrial Equipment | 04/21/2014 |  | 04/02/2020
Daikin Comfort Technologies Manufacturing, L.P. | Daikin U.S. Corp. | DCH150****B***A* |  | HSP-A, Single-Package Heat Pum | Both Heat Pump and Electric Re | 460 | 3 | False |  |  |  | False | Single-Speed | 140000 | 13207 | 10.6 | 10.4 |  |  | 142000 | 13005 | 3.2 | 3.2 |  |  |  | Federally-Regulated Commercial & Industrial Equipment | 01/09/2014 |  | 04/02/2020
Daikin Comfort Technologies Manufacturing, L.P. | Daikin U.S. Corp. | DCH090****B***A* |  | HSP-A, Single-Package Heat Pum | Both Heat Pump and Electric Re | 460 | 3 | False |  |  |  | False | Single-Speed | 90000 | 7826 | 11.5 | 10.8 |  |  | 90000 | 7757 | 3.4 | 3.3 |  |  |  | Federally-Regulated Commercial & Industrial Equipment | 04/21/2014 |  | 04/02/2020
Daikin Comfort Technologies Manufacturing, L.P. | Daikin U.S. Corp. | DCH150****V***A* |  | HSP-A, Single-Package Heat Pum | Both Heat Pump and Electric Re | 575 | 3 | False |  |  |  | False | Single-Speed | 140000 | 13207 | 10.6 | 10.4 |  |  | 142000 | 13005 | 3.2 | 3.2 |  |  |  | Federally-Regulated Commercial & Industrial Equipment | 01/09/2014 |  | 04/02/2020
Daikin Comfort Technologies Manufacturing, L.P. | Daikin U.S. Corp. | DCH102****B***A* |  | HSP-A, Single-Package Heat Pum | Both Heat Pump and Electric Re | 575 | 3 | False |  |  |  | False | Single-Speed | 102000 | 9189 | 11.1 | 10.8 |  |  | 102000 | 8792 | 3.4 | 3.3 |  |  |  | Federally-Regulated Commercial & Industrial Equipment | 10/28/2014 |  | 04/02/2020
Daikin Comfort Technologies Manufacturing, L.P. | Daikin U.S. Corp. | DCH102********A* |  | HSP-A, Single-Package Heat Pum | Both Heat Pump and Electric Re | 208 | 3 | False |  |  |  | False | Single-Speed | 102000 | 9189 | 11.1 | 10.8 |  |  | 102000 | 8792 | 3.4 | 3.3 |  |  |  | Federally-Regulated Commercial & Industrial Equipment | 07/18/2013 |  | 04/02/2020
Daikin Comfort Technologies Manufacturing, L.P. | Daikin U.S. Corp. | DCH150****B***A* |  | HSP-A, Single-Package Heat Pum | Both Heat Pump and Electric Re | 230 | 3 | False |  |  |  | False | Single-Speed | 140000 | 13207 | 10.6 | 10.4 |  |  | 142000 | 13005 | 3.2 | 3.2 |  |  |  | Federally-Regulated Commercial & Industrial Equipment | 01/09/2014 |  | 04/02/2020
Daikin Comfort Technologies Manufacturing, L.P. | Daikin U.S. Corp. | DCH120****V***A* |  | HSP-A, Single-Package Heat Pum | Both Heat Pump and Electric Re | 575 | 3 | False |  |  |  | False | Single-Speed | 113000 | 10180 | 11.1 | 10.8 |  |  | 116000 | 9999 | 3.4 | 3.3 |  |  |  | Federally-Regulated Commercial & Industrial Equipment | 01/09/2014 |  | 04/02/2020
Daikin Comfort Technologies Manufacturing, L.P. | Daikin U.S. Corp. | DCH102****B***A* |  | HSP-A, Single-Package Heat Pum | Both Heat Pump and Electric Re | 208 | 3 | False |  |  |  | False | Single-Speed | 102000 | 9189 | 11.1 | 10.8 |  |  | 102000 | 8792 | 3.4 | 3.3 |  |  |  | Federally-Regulated Commercial & Industrial Equipment | 10/28/2014 |  | 04/02/2020
Daikin Comfort Technologies Manufacturing, L.P. | Daikin U.S. Corp. | DCH102****V***A* |  | HSP-A, Single-Package Heat Pum | Both Heat Pump and Electric Re | 575 | 3 | False |  |  |  | False | Single-Speed | 102000 | 9189 | 11.1 | 10.8 |  |  | 102000 | 8792 | 3.4 | 3.3 |  |  |  | Federally-Regulated Commercial & Industrial Equipment | 10/28/2014 |  | 04/02/2020
Daikin Comfort Technologies Manufacturing, L.P. | Goodman | CPH090****V***A* |  | HSP-A, Single-Package Heat Pum | Both Heat Pump and Electric Re | 460 | 3 | False |  |  |  | False | Single-Speed | 90000 | 7826 | 11.5 | 10.8 |  |  | 90000 | 7757 | 3.4 | 3.3 |  |  |  | Federally-Regulated Commercial & Industrial Equipment | 04/21/2014 |  | 04/02/2020
Daikin Comfort Technologies Manufacturing, L.P. | Daikin U.S. Corp. | DCH072********A* |  | HSP-A, Single-Package Heat Pum | Both Heat Pump and Electric Re | 230 | 3 | False |  |  |  | False | Single-Speed | 70000 | 6306 | 11.1 | 10.8 |  |  | 70000 | 5698 | 3.6 | 3.3 |  |  |  | Federally-Regulated Commercial & Industrial Equipment | 07/18/2013 |  | 04/02/2020
Daikin Comfort Technologies Manufacturing, L.P. | Goodman | CPH090****B***A* |  | HSP-A, Single-Package Heat Pum | Both Heat Pump and Electric Re | 575 | 3 | False |  |  |  | False | Single-Speed | 90000 | 7826 | 11.5 | 10.8 |  |  | 90000 | 7757 | 3.4 | 3.3 |  |  |  | Federally-Regulated Commercial & Industrial Equipment | 04/21/2014 |  | 04/02/2020
Daikin Comfort Technologies Manufacturing, L.P. | Daikin U.S. Corp. | DCH102********A* |  | HSP-A, Single-Package Heat Pum | Both Heat Pump and Electric Re | 230 | 3 | False |  |  |  | False | Single-Speed | 102000 | 9189 | 11.1 | 10.8 |  |  | 102000 | 8792 | 3.4 | 3.3 |  |  |  | Federally-Regulated Commercial & Industrial Equipment | 07/18/2013 |  | 04/02/2020
Daikin Comfort Technologies Manufacturing, L.P. | Daikin U.S. Corp. | DCH102****V***A* |  | HSP-A, Single-Package Heat Pum | Both Heat Pump and Electric Re | 460 | 3 | False |  |  |  | False | Single-Speed | 102000 | 9189 | 11.1 | 10.8 |  |  | 102000 | 8792 | 3.4 | 3.3 |  |  |  | Federally-Regulated Commercial & Industrial Equipment | 10/28/2014 |  | 04/02/2020
Daikin Comfort Technologies Manufacturing, L.P. | Daikin U.S. Corp. | DCH072********A* |  | HSP-A, Single-Package Heat Pum | Both Heat Pump and Electric Re | 208 | 3 | False |  |  |  | False | Single-Speed | 70000 | 6306 | 11.1 | 10.8 |  |  | 70000 | 5698 | 3.6 | 3.3 |  |  |  | Federally-Regulated Commercial & Industrial Equipment | 07/18/2013 |  | 04/02/2020
Daikin Comfort Technologies Manufacturing, L.P. | Daikin U.S. Corp. | DCH120****B***A* |  | HSP-A, Single-Package Heat Pum | Both Heat Pump and Electric Re | 208 | 3 | False |  |  |  | False | Single-Speed | 115000 | 10360 | 11.1 | 11 |  |  | 116000 | 9999 | 3.4 | 3.3 | 56000 | 7135 | 2.3 | Federally-Regulated Commercial & Industrial Equipment | 06/01/2015 |  | 04/02/2020
Daikin Comfort Technologies Manufacturing, L.P. | Daikin U.S. Corp. | DCH102****B***A* |  | HSP-A, Single-Package Heat Pum | Both Heat Pump and Electric Re | 230 | 3 | False |  |  |  | False | Single-Speed | 102000 | 9189 | 11.1 | 10.8 |  |  | 102000 | 8792 | 3.4 | 3.3 |  |  |  | Federally-Regulated Commercial & Industrial Equipment | 10/28/2014 |  | 04/02/2020
Daikin Comfort Technologies Manufacturing, L.P. | Daikin U.S. Corp. | DCH090****B***A* |  | HSP-A, Single-Package Heat Pum | Both Heat Pump and Electric Re | 230 | 3 | False |  |  |  | False | Single-Speed | 90000 | 7826 | 11.5 | 10.8 |  |  | 90000 | 7757 | 3.4 | 3.3 |  |  |  | Federally-Regulated Commercial & Industrial Equipment | 04/21/2014 |  | 04/02/2020
Daikin Comfort Technologies Manufacturing, L.P. | Daikin U.S. Corp. | DCH090****V***A* |  | HSP-A, Single-Package Heat Pum | Both Heat Pump and Electric Re | 208 | 3 | False |  |  |  | False | Single-Speed | 90000 | 7826 | 11.5 | 10.8 |  |  | 90000 | 7757 | 3.4 | 3.3 |  |  |  | Federally-Regulated Commercial & Industrial Equipment | 04/21/2014 |  | 04/02/2020
Daikin Comfort Technologies Manufacturing, L.P. | Daikin U.S. Corp. | DCH120****B***A* |  | HSP-A, Single-Package Heat Pum | Both Heat Pump and Electric Re | 575 | 3 | False |  |  |  | False | Single-Speed | 115000 | 10360 | 11.1 | 11 |  |  | 116000 | 9999 | 3.4 | 3.3 | 56000 | 7135 | 2.3 | Federally-Regulated Commercial & Industrial Equipment | 06/01/2015 |  | 04/02/2020
Daikin Comfort Technologies Manufacturing, L.P. | Goodman | CPH090****B***A* |  | HSP-A, Single-Package Heat Pum | Both Heat Pump and Electric Re | 460 | 3 | False |  |  |  | False | Single-Speed | 90000 | 7826 | 11.5 | 10.8 |  |  | 90000 | 7757 | 3.4 | 3.3 |  |  |  | Federally-Regulated Commercial & Industrial Equipment | 04/21/2014 |  | 04/02/2020
Daikin Comfort Technologies Manufacturing, L.P. | Daikin U.S. Corp. | DCH102****V***A* |  | HSP-A, Single-Package Heat Pum | Both Heat Pump and Electric Re | 230 | 3 | False |  |  |  | False | Single-Speed | 102000 | 9189 | 11.1 | 10.8 |  |  | 102000 | 8792 | 3.4 | 3.3 |  |  |  | Federally-Regulated Commercial & Industrial Equipment | 10/28/2014 |  | 04/02/2020
Daikin Comfort Technologies Manufacturing, L.P. | Daikin U.S. Corp. | DCH120****B***A* |  | HSP-A, Single-Package Heat Pum | Both Heat Pump and Electric Re | 460 | 3 | False |  |  |  | False | Single-Speed | 115000 | 10360 | 11.1 | 11 |  |  | 116000 | 9999 | 3.4 | 3.3 | 56000 | 7135 | 2.3 | Federally-Regulated Commercial & Industrial Equipment | 06/01/2015 |  | 04/02/2020
Daikin Comfort Technologies Manufacturing, L.P. | Daikin U.S. Corp. | DCH150****V***A* |  | HSP-A, Single-Package Heat Pum | Both Heat Pump and Electric Re | 230 | 3 | False |  |  |  | False | Single-Speed | 140000 | 13207 | 10.6 | 10.4 |  |  | 142000 | 13005 | 3.2 | 3.2 |  |  |  | Federally-Regulated Commercial & Industrial Equipment | 01/09/2014 |  | 04/02/2020
Daikin Comfort Technologies Manufacturing, L.P. | Goodman | CPH150****V***A* |  | HSP-A, Single-Package Heat Pum | Both Heat Pump and Electric Re | 460 | 3 | False |  |  |  | False | Single-Speed | 140000 | 13207 | 10.6 | 10.4 |  |  | 142000 | 13005 | 3.2 | 3.2 |  |  |  | Federally-Regulated Commercial & Industrial Equipment | 01/09/2014 |  | 04/02/2020
Daikin Comfort Technologies Manufacturing, L.P. | Goodman | CPH090****V***A* |  | HSP-A, Single-Package Heat Pum | Both Heat Pump and Electric Re | 575 | 3 | False |  |  |  | False | Single-Speed | 90000 | 7826 | 11.5 | 10.8 |  |  | 90000 | 7757 | 3.4 | 3.3 |  |  |  | Federally-Regulated Commercial & Industrial Equipment | 04/21/2014 |  | 04/02/2020
Daikin Comfort Technologies Manufacturing, L.P. | Daikin U.S. Corp. | DCH150****V***A* |  | HSP-A, Single-Package Heat Pum | Both Heat Pump and Electric Re | 208 | 3 | False |  |  |  | False | Single-Speed | 140000 | 13207 | 10.6 | 10.4 |  |  | 142000 | 13005 | 3.2 | 3.2 |  |  |  | Federally-Regulated Commercial & Industrial Equipment | 01/09/2014 |  | 04/02/2020
Daikin Comfort Technologies Manufacturing, L.P. | Daikin U.S. Corp. | DCH102****V***A* |  | HSP-A, Single-Package Heat Pum | Both Heat Pump and Electric Re | 208 | 3 | False |  |  |  | False | Single-Speed | 102000 | 9189 | 11.1 | 10.8 |  |  | 102000 | 8792 | 3.4 | 3.3 |  |  |  | Federally-Regulated Commercial & Industrial Equipment | 10/28/2014 |  | 04/02/2020
Daikin Comfort Technologies Manufacturing, L.P. | Goodman | CPH102********A* |  | HSP-A, Single-Package Heat Pum | Both Heat Pump and Electric Re | 460 | 3 | False |  |  |  | False | Single-Speed | 102000 | 9189 | 11.1 | 10.8 |  |  | 102000 | 8792 | 3.4 | 3.3 |  |  |  | Federally-Regulated Commercial & Industrial Equipment | 05/08/2012 |  | 04/02/2020
Daikin Comfort Technologies Manufacturing, L.P. | Goodman | CPH150****V***A* |  | HSP-A, Single-Package Heat Pum | Both Heat Pump and Electric Re | 575 | 3 | False |  |  |  | False | Single-Speed | 140000 | 13207 | 10.6 | 10.4 |  |  | 142000 | 13005 | 3.2 | 3.2 |  |  |  | Federally-Regulated Commercial & Industrial Equipment | 01/09/2014 |  | 04/02/2020
Daikin Comfort Technologies Manufacturing, L.P. | Daikin U.S. Corp. | DCH090****V***A* |  | HSP-A, Single-Package Heat Pum | Both Heat Pump and Electric Re | 230 | 3 | False |  |  |  | False | Single-Speed | 90000 | 7826 | 11.5 | 10.8 |  |  | 90000 | 7757 | 3.4 | 3.3 |  |  |  | Federally-Regulated Commercial & Industrial Equipment | 04/21/2014 |  | 04/02/2020
Daikin Comfort Technologies Manufacturing, L.P. | Goodman | CPH102****V***A* |  | HSP-A, Single-Package Heat Pum | Both Heat Pump and Electric Re | 575 | 3 | False |  |  |  | False | Single-Speed | 102000 | 9189 | 11.1 | 10.8 |  |  | 102000 | 8792 | 3.4 | 3.3 |  |  |  | Federally-Regulated Commercial & Industrial Equipment | 10/28/2014 |  | 04/02/2020
Daikin Comfort Technologies Manufacturing, L.P. | Daikin U.S. Corp. | DCH102********A* |  | HSP-A, Single-Package Heat Pum | Both Heat Pump and Electric Re | 460 | 3 | False |  |  |  | False | Single-Speed | 102000 | 9189 | 11.1 | 10.8 |  |  | 102000 | 8792 | 3.4 | 3.3 |  |  |  | Federally-Regulated Commercial & Industrial Equipment | 07/18/2013 |  | 04/02/2020
Daikin Comfort Technologies Manufacturing, L.P. | Daikin U.S. Corp. | DCH102********A* |  | HSP-A, Single-Package Heat Pum | Both Heat Pump and Electric Re | 575 | 3 | False |  |  |  | False | Single-Speed | 102000 | 9189 | 11.1 | 10.8 |  |  | 102000 | 8792 | 3.4 | 3.3 |  |  |  | Federally-Regulated Commercial & Industrial Equipment | 07/18/2013 |  | 04/02/2020
Daikin Comfort Technologies Manufacturing, L.P. | Daikin U.S. Corp. | DCH090****B***A* |  | HSP-A, Single-Package Heat Pum | Both Heat Pump and Electric Re | 208 | 3 | False |  |  |  | False | Single-Speed | 90000 | 7826 | 11.5 | 10.8 |  |  | 90000 | 7757 | 3.4 | 3.3 |  |  |  | Federally-Regulated Commercial & Industrial Equipment | 04/21/2014 |  | 04/02/2020
Daikin Comfort Technologies Manufacturing, L.P. | Goodman | CPH120********A* |  | HSP-A, Single-Package Heat Pum | Both Heat Pump and Electric Re | 575 | 3 | False |  |  |  | False | Single-Speed | 115000 | 10360 | 11.1 | 11 |  |  | 116000 | 9999 | 3.4 | 3.3 | 56000 | 7135 | 2.3 | Federally-Regulated Commercial & Industrial Equipment | 06/01/2015 |  | 04/02/2020
Daikin Comfort Technologies Manufacturing, L.P. | Goodman | CPH102****B***A* |  | HSP-A, Single-Package Heat Pum | Both Heat Pump and Electric Re | 575 | 3 | False |  |  |  | False | Single-Speed | 102000 | 9189 | 11.1 | 10.8 |  |  | 102000 | 8792 | 3.4 | 3.3 |  |  |  | Federally-Regulated Commercial & Industrial Equipment | 10/28/2014 |  | 04/02/2020
Daikin Comfort Technologies Manufacturing, L.P. | Daikin U.S. Corp. | DCH150****B***A* |  | HSP-A, Single-Package Heat Pum | Both Heat Pump and Electric Re | 208 | 3 | False |  |  |  | False | Single-Speed | 140000 | 13207 | 10.6 | 10.4 |  |  | 142000 | 13005 | 3.2 | 3.2 |  |  |  | Federally-Regulated Commercial & Industrial Equipment | 01/09/2014 |  | 04/02/2020
Daikin Comfort Technologies Manufacturing, L.P. | Daikin U.S. Corp. | DCH102****B***A* |  | HSP-A, Single-Package Heat Pum | Both Heat Pump and Electric Re | 460 | 3 | False |  |  |  | False | Single-Speed | 102000 | 9189 | 11.1 | 10.8 |  |  | 102000 | 8792 | 3.4 | 3.3 |  |  |  | Federally-Regulated Commercial & Industrial Equipment | 10/28/2014 |  | 04/02/2020
Daikin Comfort Technologies Manufacturing, L.P. | Daikin U.S. Corp. | DCH120****V***A* |  | HSP-A, Single-Package Heat Pum | Both Heat Pump and Electric Re | 208 | 3 | False |  |  |  | False | Single-Speed | 113000 | 10180 | 11.1 | 10.8 |  |  | 116000 | 9999 | 3.4 | 3.3 |  |  |  | Federally-Regulated Commercial & Industrial Equipment | 01/09/2014 |  | 04/02/2020
Daikin Comfort Technologies Manufacturing, L.P. | Daikin U.S. Corp. | DCH090****B***A* |  | HSP-A, Single-Package Heat Pum | Both Heat Pump and Electric Re | 575 | 3 | False |  |  |  | False | Single-Speed | 90000 | 7826 | 11.5 | 10.8 |  |  | 90000 | 7757 | 3.4 | 3.3 |  |  |  | Federally-Regulated Commercial & Industrial Equipment | 04/21/2014 |  | 04/02/2020
Daikin Comfort Technologies Manufacturing, L.P. | Daikin U.S. Corp. | DCH150****V***A* |  | HSP-A, Single-Package Heat Pum | Both Heat Pump and Electric Re | 460 | 3 | False |  |  |  | False | Single-Speed | 140000 | 13207 | 10.6 | 10.4 |  |  | 142000 | 13005 | 3.2 | 3.2 |  |  |  | Federally-Regulated Commercial & Industrial Equipment | 01/09/2014 |  | 04/02/2020
Daikin Comfort Technologies Manufacturing, L.P. | Goodman | CPH102********A* |  | HSP-A, Single-Package Heat Pum | Both Heat Pump and Electric Re | 230 | 3 | False |  |  |  | False | Single-Speed | 102000 | 9189 | 11.1 | 10.8 |  |  | 102000 | 8792 | 3.4 | 3.3 |  |  |  | Federally-Regulated Commercial & Industrial Equipment | 05/08/2012 |  | 04/02/2020
Daikin Comfort Technologies Manufacturing, L.P. | Daikin U.S. Corp. | DCH120****V***A* |  | HSP-A, Single-Package Heat Pum | Both Heat Pump and Electric Re | 230 | 3 | False |  |  |  | False | Single-Speed | 113000 | 10180 | 11.1 | 10.8 |  |  | 116000 | 9999 | 3.4 | 3.3 |  |  |  | Federally-Regulated Commercial & Industrial Equipment | 01/09/2014 |  | 04/02/2020
Daikin Comfort Technologies Manufacturing, L.P. | Goodman | CPH102********A* |  | HSP-A, Single-Package Heat Pum | Both Heat Pump and Electric Re | 208 | 3 | False |  |  |  | False | Single-Speed | 102000 | 9189 | 11.1 | 10.8 |  |  | 102000 | 8792 | 3.4 | 3.3 |  |  |  | Federally-Regulated Commercial & Industrial Equipment | 05/08/2012 |  | 04/02/2020
Daikin Comfort Technologies Manufacturing, L.P. | Daikin U.S. Corp. | DCH120****B***A* |  | HSP-A, Single-Package Heat Pum | Both Heat Pump and Electric Re | 230 | 3 | False |  |  |  | False | Single-Speed | 115000 | 10360 | 11.1 | 11 |  |  | 116000 | 9999 | 3.4 | 3.3 | 56000 | 7135 | 2.3 | Federally-Regulated Commercial & Industrial Equipment | 06/01/2015 |  | 04/02/2020
Daikin Comfort Technologies Manufacturing, L.P. | Daikin U.S. Corp. | DCH120****V***A* |  | HSP-A, Single-Package Heat Pum | Both Heat Pump and Electric Re | 460 | 3 | False |  |  |  | False | Single-Speed | 113000 | 10180 | 11.1 | 10.8 |  |  | 116000 | 9999 | 3.4 | 3.3 |  |  |  | Federally-Regulated Commercial & Industrial Equipment | 01/09/2014 |  | 04/02/2020
Daikin Comfort Technologies Manufacturing, L.P. | Daikin U.S. Corp. | DCH072********A* |  | HSP-A, Single-Package Heat Pum | Both Heat Pump and Electric Re | 460 | 3 | False |  |  |  | False | Single-Speed | 70000 | 6306 | 11.1 | 10.8 |  |  | 70000 | 5698 | 3.6 | 3.3 |  |  |  | Federally-Regulated Commercial & Industrial Equipment | 07/18/2013 |  | 04/02/2020
Daikin Comfort Technologies Manufacturing, L.P. | Goodman | CPH102****B***A* |  | HSP-A, Single-Package Heat Pum | Both Heat Pump and Electric Re | 460 | 3 | False |  |  |  | False | Single-Speed | 102000 | 9189 | 11.1 | 10.8 |  |  | 102000 | 8792 | 3.4 | 3.3 |  |  |  | Federally-Regulated Commercial & Industrial Equipment | 10/28/2014 |  | 04/02/2020
Daikin Comfort Technologies Manufacturing, L.P. | Daikin U.S. Corp. | DCH090****V***A* |  | HSP-A, Single-Package Heat Pum | Both Heat Pump and Electric Re | 575 | 3 | False |  |  |  | False | Single-Speed | 90000 | 7826 | 11.5 | 10.8 |  |  | 90000 | 7757 | 3.4 | 3.3 |  |  |  | Federally-Regulated Commercial & Industrial Equipment | 04/21/2014 |  | 04/02/2020
Daikin Comfort Technologies Manufacturing, L.P. | Goodman | CPH102********A* |  | HSP-A, Single-Package Heat Pum | Both Heat Pump and Electric Re | 575 | 3 | False |  |  |  | False | Single-Speed | 102000 | 9189 | 11.1 | 10.8 |  |  | 102000 | 8792 | 3.4 | 3.3 |  |  |  | Federally-Regulated Commercial & Industrial Equipment | 05/08/2012 |  | 04/02/2020
Daikin Comfort Technologies Manufacturing, L.P. | Daikin U.S. Corp. | DCH150****B***A* |  | HSP-A, Single-Package Heat Pum | Both Heat Pump and Electric Re | 575 | 3 | False |  |  |  | False | Single-Speed | 140000 | 13207 | 10.6 | 10.4 |  |  | 142000 | 13005 | 3.2 | 3.2 |  |  |  | Federally-Regulated Commercial & Industrial Equipment | 01/09/2014 |  | 04/02/2020
Daikin Comfort Technologies Manufacturing, L.P. | Daikin U.S. Corp. | DZ11SA0903A* | DAR0904A* | HRCU-A-CB, Split System: Heat | Heat Pump | 208 | 3 |  |  |  |  | True | Single-Speed | 87000 | 7909 | 11 | 10.8 |  |  | 82000 | 7282 | 3.3 | 3.3 |  |  |  | Federally-Regulated Commercial & Industrial Equipment | 01/09/2014 |  | 04/02/2020
Daikin Comfort Technologies Manufacturing, L.P. | Daikin U.S. Corp. | DZ11SA1204A* | DAR1204A* | HRCU-A-CB, Split System: Heat | Heat Pump | 460 | 3 |  |  |  |  | True | Single-Speed | 110000 | 10000 | 11 | 10.8 |  |  | 100000 | 8881 | 3.3 | 3.3 |  |  |  | Federally-Regulated Commercial & Industrial Equipment | 07/18/2013 |  | 04/02/2020
Daikin Comfort Technologies Manufacturing, L.P. | Daikin U.S. Corp. | DZ11SA1203A* | DAR1204A* | HRCU-A-CB, Split System: Heat | Heat Pump | 230 | 3 |  |  |  |  | True | Single-Speed | 110000 | 10000 | 11 | 10.8 |  |  | 100000 | 8881 | 3.3 | 3.3 |  |  |  | Federally-Regulated Commercial & Industrial Equipment | 07/18/2013 |  | 04/02/2020
Daikin Comfort Technologies Manufacturing, L.P. | Daikin U.S. Corp. | DZ11SA0903A* | DAR0904A* | HRCU-A-CB, Split System: Heat | Heat Pump | 230 | 3 |  |  |  |  | True | Single-Speed | 87000 | 7909 | 11 | 10.8 |  |  | 82000 | 7282 | 3.3 | 3.3 |  |  |  | Federally-Regulated Commercial & Industrial Equipment | 01/09/2014 |  | 04/02/2020
Daikin Comfort Technologies Manufacturing, L.P. | Daikin U.S. Corp. | DZ11SA1203A* | DAR1204A* | HRCU-A-CB, Split System: Heat | Heat Pump | 208 | 3 |  |  |  |  | True | Single-Speed | 110000 | 10000 | 11 | 10.8 |  |  | 100000 | 8881 | 3.3 | 3.3 |  |  |  | Federally-Regulated Commercial & Industrial Equipment | 07/18/2013 |  | 04/02/2020
Daikin Comfort Technologies Manufacturing, L.P. | Daikin U.S. Corp. | DZ11SA0904A* | DAR0904A* | HRCU-A-CB, Split System: Heat | Heat Pump | 460 | 3 |  |  |  |  | True | Single-Speed | 87000 | 7909 | 11 | 10.8 |  |  | 82000 | 7282 | 3.3 | 3.3 |  |  |  | Federally-Regulated Commercial & Industrial Equipment | 01/09/2014 |  | 04/02/2020
Daikin Comfort Technologies Manufacturing, L.P. | Goodman | CPH120****V***A* |  | HSP-A, Single-Package Heat Pum | Both Heat Pump and Electric Re | 460 | 3 | False |  |  |  | False | Single-Speed | 113000 | 10180 | 11.1 | 11 | 12.6 |  | 116000 | 9999 | 3.4 | 3.3 | 56000 | 7135 | 2.3 | Federally-Regulated Commercial & Industrial Equipment | 09/23/2019 |  | 04/02/2020
Daikin Comfort Technologies Manufacturing, L.P. | Goodman | CPH072********B* |  | HSP-A, Single-Package Heat Pum | Both Heat Pump and Electric Re | 575 | 3 | False |  |  |  | False | Single-Speed | 70000 | 6306 | 11.1 | 11 |  |  | 70000 | 5698 | 3.6 | 3.3 | 39000 | 4969 | 2.3 | Federally-Regulated Commercial & Industrial Equipment | 09/14/2016 |  | 04/02/2020
Daikin Comfort Technologies Manufacturing, L.P. | Goodman | CPH120****V***A* |  | HSP-A, Single-Package Heat Pum | Both Heat Pump and Electric Re | 575 | 3 | False |  |  |  | False | Single-Speed | 113000 | 10180 | 11.1 | 11 | 12.6 |  | 116000 | 9999 | 3.4 | 3.3 | 56000 | 7135 | 2.3 | Federally-Regulated Commercial & Industrial Equipment | 09/23/2019 |  | 04/02/2020
Lennox Industries Inc. | Lennox | TPA090S4S*1* | TAA090S4D*1* | HRCU-A-CB, Split System: Heat | Heat Pump | 460 | 3 |  |  |  |  | True | Single-Speed | 89000 | 8090 | 11 | 10.8 |  |  | 88000 | 7815 | 3.3 | 3.3 |  |  |  | Federally-Regulated Commercial & Industrial Equipment | 10/29/2014 |  | 04/02/2020
Lennox Industries Inc. | Lennox | TPA090S4S*1* | TAA090S4D*1* | HRCU-A-CB, Split System: Heat | Heat Pump | 575 | 3 |  |  |  |  | True | Single-Speed | 89000 | 8090 | 11 | 10.8 |  |  | 88000 | 7815 | 3.3 | 3.3 |  |  |  | Federally-Regulated Commercial & Industrial Equipment | 10/29/2014 |  | 04/02/2020
Lennox Industries Inc. | Lennox | TPA090S4S*1* | TAA090S4D*1* | HRCU-A-CB, Split System: Heat | Heat Pump | 230 | 3 |  |  |  |  | True | Single-Speed | 89000 | 8090 | 11 | 10.8 |  |  | 88000 | 7815 | 3.3 | 3.3 |  |  |  | Federally-Regulated Commercial & Industrial Equipment | 10/29/2014 |  | 04/02/2020
Lennox Industries Inc. | Lennox | TPA090S4S*1* | TAA090S4D*1* | HRCU-A-CB, Split System: Heat | Heat Pump | 208 | 3 |  |  |  |  | True | Single-Speed | 89000 | 8090 | 11 | 10.8 |  |  | 88000 | 7815 | 3.3 | 3.3 |  |  |  | Federally-Regulated Commercial & Industrial Equipment | 10/29/2014 |  | 04/02/2020
Lennox Industries Inc. | Lennox | ZHA120S4B**Y,G,J |  | HSP-A, Single-Package Heat Pum | Heat Pump | 208 | 3 | False |  |  |  | False | Single-Speed | 118000 | 10727 | 11 | 10.8 |  |  | 116000 | 10302 | 3.3 | 3.3 | 70000 | 9117 | 2.3 | Federally-Regulated Commercial & Industrial Equipment | 04/28/2015 |  | 04/02/2020
Lennox Industries Inc. | Lennox | KHA180S4B*1Y,G,J |  | HSP-A, Single-Package Heat Pum | Heat Pump | 460 | 3 | False |  |  |  | True | Single-Speed | 174000 | 16415 | 10.6 | 10.4 |  |  | 178000 | 16302 | 3.2 | 3.2 |  |  |  | Federally-Regulated Commercial & Industrial Equipment | 07/18/2013 |  | 04/02/2020
Lennox Industries Inc. | Lennox | ZHA120S4B**Y,G,J |  | HSP-A, Single-Package Heat Pum | Heat Pump | 230 | 3 | False |  |  |  | False | Single-Speed | 118000 | 10727 | 11 | 10.8 |  |  | 116000 | 10302 | 3.3 | 3.3 | 70000 | 9117 | 2.3 | Federally-Regulated Commercial & Industrial Equipment | 04/28/2015 |  | 04/02/2020
Lennox Industries Inc. | Lennox | ZHA120S4B**Y,G,J |  | HSP-A, Single-Package Heat Pum | Heat Pump | 575 | 3 | False |  |  |  | False | Single-Speed | 118000 | 10727 | 11 | 10.8 |  |  | 116000 | 10302 | 3.3 | 3.3 | 70000 | 9117 | 2.3 | Federally-Regulated Commercial & Industrial Equipment | 04/28/2015 |  | 04/02/2020
Lennox Industries Inc. | Lennox | KHA180S4B*1Y,G,J |  | HSP-A, Single-Package Heat Pum | Heat Pump | 230 | 3 | False |  |  |  | True | Single-Speed | 174000 | 16415 | 10.6 | 10.4 |  |  | 178000 | 16302 | 3.2 | 3.2 |  |  |  | Federally-Regulated Commercial & Industrial Equipment | 07/18/2013 |  | 04/02/2020
Lennox Industries Inc. | Lennox | ZHA120S4B**Y,G,J |  | HSP-A, Single-Package Heat Pum | Heat Pump | 460 | 3 | False |  |  |  | False | Single-Speed | 118000 | 10727 | 11 | 10.8 |  |  | 116000 | 10302 | 3.3 | 3.3 | 70000 | 9117 | 2.3 | Federally-Regulated Commercial & Industrial Equipment | 04/28/2015 |  | 04/02/2020
Lennox Industries Inc. | Lennox | KHA240S4B*1Y,G,J |  | HSP-A, Single-Package Heat Pum | Heat Pump | 575 | 3 | False |  |  |  | True | Single-Speed | 218000 | 20566 | 10.6 | 10.4 |  |  | 220000 | 20148 | 3.2 | 3.2 |  |  |  | Federally-Regulated Commercial & Industrial Equipment | 07/18/2013 |  | 04/02/2020
Lennox Industries Inc. | Lennox | KHA240S4B*1Y,G,J |  | HSP-A, Single-Package Heat Pum | Heat Pump | 208 | 3 | False |  |  |  | True | Single-Speed | 218000 | 20566 | 10.6 | 10.4 |  |  | 220000 | 20148 | 3.2 | 3.2 |  |  |  | Federally-Regulated Commercial & Industrial Equipment | 07/18/2013 |  | 04/02/2020
Lennox Industries Inc. | Lennox | KHA180S4B*1Y,G,J |  | HSP-A, Single-Package Heat Pum | Heat Pump | 208 | 3 | False |  |  |  | True | Single-Speed | 174000 | 16415 | 10.6 | 10.4 |  |  | 178000 | 16302 | 3.2 | 3.2 |  |  |  | Federally-Regulated Commercial & Industrial Equipment | 07/18/2013 |  | 04/02/2020
Lennox Industries Inc. | Lennox | KHA240S4B*1Y,G,J |  | HSP-A, Single-Package Heat Pum | Heat Pump | 230 | 3 | False |  |  |  | True | Single-Speed | 218000 | 20566 | 10.6 | 10.4 |  |  | 220000 | 20148 | 3.2 | 3.2 |  |  |  | Federally-Regulated Commercial & Industrial Equipment | 07/18/2013 |  | 04/02/2020
Lennox Industries Inc. | Lennox | KHA240S4B*1Y,G,J |  | HSP-A, Single-Package Heat Pum | Heat Pump | 460 | 3 | False |  |  |  | True | Single-Speed | 218000 | 20566 | 10.6 | 10.4 |  |  | 220000 | 20148 | 3.2 | 3.2 |  |  |  | Federally-Regulated Commercial & Industrial Equipment | 07/18/2013 |  | 04/02/2020
Lennox Industries Inc. | Lennox | KHA180S4B*1Y,G,J |  | HSP-A, Single-Package Heat Pum | Heat Pump | 575 | 3 | False |  |  |  | True | Single-Speed | 174000 | 16415 | 10.6 | 10.4 |  |  | 178000 | 16302 | 3.2 | 3.2 |  |  |  | Federally-Regulated Commercial & Industrial Equipment | 07/18/2013 |  | 04/02/2020
McQuay International | McQuay International | DPS006AHHY4**-4* |  | HSP-A, Single-Package Heat Pum | Both Heat Pump and Electric Re | 460 | 3 | False |  |  |  | True | Variable-Speed | 69000 | 6052 | 11.4 | 10.8 |  |  | 64000 | 5015 | 3.7 | 3.3 |  |  |  | Federally-Regulated Commercial & Industrial Equipment | 10/28/2014 |  | 04/02/2020
McQuay International | McQuay International | DPS007AHHY5*C-3* |  | HSP-A, Single-Package Heat Pum | Both Heat Pump and Electric Re | 575 | 3 | False |  |  |  | True | Variable-Speed | 88000 | 7154 | 12.3 | 10.8 |  |  | 78000 | 6245 | 3.7 | 3.3 |  |  |  | Federally-Regulated Commercial & Industrial Equipment | 10/28/2014 |  | 04/02/2020
McQuay International | McQuay International | DPS007AHHW5*C-3* |  | HSP-A, Single-Package Heat Pum | Both Heat Pump and Electric Re | 575 | 3 | False |  |  |  | True | Variable-Speed | 88000 | 7213 | 12.2 | 10.8 |  |  | 78000 | 6314 | 3.6 | 3.3 |  |  |  | Federally-Regulated Commercial & Industrial Equipment | 10/28/2014 |  | 04/02/2020
McQuay International | McQuay International | DPS007AHHE5*C-3* |  | HSP-A, Single-Package Heat Pum | Both Heat Pump and Electric Re | 575 | 3 | False |  |  |  | True | Variable-Speed | 88000 | 7213 | 12.2 | 10.8 |  |  | 78000 | 6314 | 3.6 | 3.3 |  |  |  | Federally-Regulated Commercial & Industrial Equipment | 10/28/2014 |  | 04/02/2020
McQuay International | McQuay International | DPS007AHHE5**-3* |  | HSP-A, Single-Package Heat Pum | Both Heat Pump and Electric Re | 575 | 3 | False |  |  |  | True | Variable-Speed | 88000 | 7213 | 12.2 | 10.8 |  |  | 78000 | 6314 | 3.6 | 3.3 |  |  |  | Federally-Regulated Commercial & Industrial Equipment | 10/28/2014 |  | 04/02/2020
McQuay International | McQuay International | DPS006AHHE4**-4* |  | HSP-A, Single-Package Heat Pum | Both Heat Pump and Electric Re | 460 | 3 | False |  |  |  | True | Variable-Speed | 69000 | 6216 | 11.1 | 10.8 |  |  | 64000 | 5083 | 3.7 | 3.3 |  |  |  | Federally-Regulated Commercial & Industrial Equipment | 10/28/2014 |  | 04/02/2020
McQuay International | McQuay International | DPS015AHHE5**-6 |  | HSP-A, Single-Package Heat Pum | Both Heat Pump and Electric Re | 575 | 3 | False |  |  |  | False | Variable-Speed | 166000 | 15660 | 10.6 | 10.4 |  |  | 164000 | 13615 | 3.5 | 3.2 |  |  |  | Federally-Regulated Commercial & Industrial Equipment | 01/09/2014 |  | 04/02/2020
McQuay International | McQuay International | DPS006AHHY4*C-4* |  | HSP-A, Single-Package Heat Pum | Both Heat Pump and Electric Re | 460 | 3 | False |  |  |  | True | Variable-Speed | 69000 | 6052 | 11.4 | 10.8 |  |  | 64000 | 5015 | 3.7 | 3.3 |  |  |  | Federally-Regulated Commercial & Industrial Equipment | 10/28/2014 |  | 04/02/2020
McQuay International | McQuay International | DPS006AHHG4**-4* |  | HSP-A, Single-Package Heat Pum | Both Heat Pump and Electric Re | 460 | 3 | False |  |  |  | True | Variable-Speed | 69000 | 6216 | 11.1 | 10.8 |  |  | 64000 | 5083 | 3.7 | 3.3 |  |  |  | Federally-Regulated Commercial & Industrial Equipment | 10/28/2014 |  | 04/02/2020
McQuay International | McQuay International | DPS006AHHW4**-4* |  | HSP-A, Single-Package Heat Pum | Both Heat Pump and Electric Re | 460 | 3 | False |  |  |  | True | Variable-Speed | 69000 | 6216 | 11.1 | 10.8 |  |  | 64000 | 5083 | 3.7 | 3.3 |  |  |  | Federally-Regulated Commercial & Industrial Equipment | 10/28/2014 |  | 04/02/2020
McQuay International | McQuay International | DPS007AHHG5**-3* |  | HSP-A, Single-Package Heat Pum | Both Heat Pump and Electric Re | 575 | 3 | False |  |  |  | True | Variable-Speed | 88000 | 7213 | 12.2 | 10.8 |  |  | 78000 | 6314 | 3.6 | 3.3 |  |  |  | Federally-Regulated Commercial & Industrial Equipment | 10/28/2014 |  | 04/02/2020
McQuay International | McQuay International | DPS007AHHW5**-3* |  | HSP-A, Single-Package Heat Pum | Both Heat Pump and Electric Re | 575 | 3 | False |  |  |  | True | Variable-Speed | 88000 | 7213 | 12.2 | 10.8 |  |  | 78000 | 6314 | 3.6 | 3.3 |  |  |  | Federally-Regulated Commercial & Industrial Equipment | 10/28/2014 |  | 04/02/2020
McQuay International | McQuay International | DPS006AHHE4*C-4* |  | HSP-A, Single-Package Heat Pum | Both Heat Pump and Electric Re | 460 | 3 | False |  |  |  | True | Variable-Speed | 69000 | 6216 | 11.1 | 10.8 |  |  | 64000 | 5083 | 3.7 | 3.3 |  |  |  | Federally-Regulated Commercial & Industrial Equipment | 10/28/2014 |  | 04/02/2020
McQuay International | McQuay International | DPS006AHHW4*C-4* |  | HSP-A, Single-Package Heat Pum | Both Heat Pump and Electric Re | 460 | 3 | False |  |  |  | True | Variable-Speed | 69000 | 6216 | 11.1 | 10.8 |  |  | 64000 | 5083 | 3.7 | 3.3 |  |  |  | Federally-Regulated Commercial & Industrial Equipment | 10/28/2014 |  | 04/02/2020
McQuay International | McQuay International | DPS007AHHG5*C-3* |  | HSP-A, Single-Package Heat Pum | Both Heat Pump and Electric Re | 575 | 3 | False |  |  |  | True | Variable-Speed | 88000 | 7213 | 12.2 | 10.8 |  |  | 78000 | 6314 | 3.6 | 3.3 |  |  |  | Federally-Regulated Commercial & Industrial Equipment | 10/28/2014 |  | 04/02/2020
McQuay International | McQuay International | DPS006AHHG4*C-4* |  | HSP-A, Single-Package Heat Pum | Both Heat Pump and Electric Re | 460 | 3 | False |  |  |  | True | Variable-Speed | 69000 | 6216 | 11.1 | 10.8 |  |  | 64000 | 5083 | 3.7 | 3.3 |  |  |  | Federally-Regulated Commercial & Industrial Equipment | 10/28/2014 |  | 04/02/2020
McQuay International | McQuay International | DPS007AHHY5**-3* |  | HSP-A, Single-Package Heat Pum | Both Heat Pump and Electric Re | 575 | 3 | False |  |  |  | True | Variable-Speed | 88000 | 7154 | 12.3 | 10.8 |  |  | 78000 | 6245 | 3.7 | 3.3 |  |  |  | Federally-Regulated Commercial & Industrial Equipment | 10/28/2014 |  | 04/02/2020
McQuay International | McQuay International | DPS012AHHG5**-4* |  | HSP-A, Single-Package Heat Pum | Heat Pump | 575 | 3 | False |  |  |  | True | Variable-Speed | 144000 | 12413 | 11.6 | 10.4 |  |  | 134000 | 11936 | 3.3 | 3.2 |  |  |  | Federally-Regulated Commercial & Industrial Equipment | 04/19/2013 |  | 04/02/2020
McQuay International | McQuay International | DPS007AHHY2**-4* |  | HSP-A, Single-Package Heat Pum | Heat Pump | 230 | 3 | False |  |  |  | True | Variable-Speed | 89000 | 7120 | 12.5 | 10.8 |  |  | 79000 | 6223 | 3.7 | 3.3 |  |  |  | Federally-Regulated Commercial & Industrial Equipment | 04/19/2013 |  | 04/02/2020
McQuay International | McQuay International | DPS006AHHG2*C-6* |  | HSP-A, Single-Package Heat Pum | Heat Pump | 230 | 3 | False |  |  |  | True | Variable-Speed | 70000 | 6194 | 11.3 | 10.8 |  |  | 65000 | 5120 | 3.7 | 3.3 |  |  |  | Federally-Regulated Commercial & Industrial Equipment | 04/19/2013 |  | 04/02/2020
McQuay International | McQuay International | DPS010AHHY5*C-4* |  | HSP-A, Single-Package Heat Pum | Heat Pump | 575 | 3 | False |  |  |  | True | Variable-Speed | 120000 | 9917 | 12.1 | 10.8 |  |  | 105000 | 8971 | 3.4 | 3.3 |  |  |  | Federally-Regulated Commercial & Industrial Equipment | 01/09/2014 |  | 04/02/2020
McQuay International | McQuay International | DPS007AHHE2**-3* |  | HSP-A, Single-Package Heat Pum | Heat Pump | 230 | 3 | False |  |  |  | True | Variable-Speed | 88000 | 7154 | 12.3 | 10.8 |  |  | 78000 | 6245 | 3.7 | 3.3 |  |  |  | Federally-Regulated Commercial & Industrial Equipment | 04/19/2013 |  | 04/02/2020
McQuay International | McQuay International | DPS007AHHG2*C-4* |  | HSP-A, Single-Package Heat Pum | Heat Pump | 230 | 3 | False |  |  |  | True | Variable-Speed | 89000 | 7177 | 12.4 | 10.8 |  |  | 79000 | 6291 | 3.7 | 3.3 |  |  |  | Federally-Regulated Commercial & Industrial Equipment | 04/19/2013 |  | 04/02/2020
McQuay International | McQuay International | DPS010AHHW2*C-4* |  | HSP-A, Single-Package Heat Pum | Heat Pump | 208 | 3 | False |  |  |  | True | Variable-Speed | 120000 | 10000 | 12 | 10.8 |  |  | 105000 | 8997 | 3.4 | 3.3 |  |  |  | Federally-Regulated Commercial & Industrial Equipment | 01/09/2014 |  | 04/02/2020
McQuay International | McQuay International | DPS012AHHG5*C-4* |  | HSP-A, Single-Package Heat Pum | Heat Pump | 575 | 3 | False |  |  |  | True | Variable-Speed | 144000 | 12413 | 11.6 | 10.4 |  |  | 134000 | 11936 | 3.3 | 3.2 |  |  |  | Federally-Regulated Commercial & Industrial Equipment | 04/19/2013 |  | 04/02/2020
McQuay International | McQuay International | DPS012AHHE2*C-6* |  | HSP-A, Single-Package Heat Pum | Heat Pump | 208 | 3 | False |  |  |  | True | Variable-Speed | 144000 | 12203 | 11.8 | 10.4 |  |  | 135000 | 11810 | 3.4 | 3.2 |  |  |  | Federally-Regulated Commercial & Industrial Equipment | 04/19/2013 |  | 04/02/2020
McQuay International | McQuay International | DPS012AHHY4*C-4* |  | HSP-A, Single-Package Heat Pum | Heat Pump | 460 | 3 | False |  |  |  | True | Variable-Speed | 144000 | 12100 | 11.9 | 10.4 |  |  | 134000 | 11618 | 3.4 | 3.2 |  |  |  | Federally-Regulated Commercial & Industrial Equipment | 04/19/2013 |  | 04/02/2020
McQuay International | McQuay International | DPS010AHHY2*C-4* |  | HSP-A, Single-Package Heat Pum | Heat Pump | 208 | 3 | False |  |  |  | True | Variable-Speed | 120000 | 9836 | 12.2 | 10.8 |  |  | 105000 | 8868 | 3.5 | 3.3 |  |  |  | Federally-Regulated Commercial & Industrial Equipment | 01/09/2014 |  | 04/02/2020
McQuay International | McQuay International | DPS010AHHW2**-6* |  | HSP-A, Single-Package Heat Pum | Heat Pump | 208 | 3 | False |  |  |  | True | Variable-Speed | 121000 | 10000 | 12.1 | 10.8 |  |  | 106000 | 8926 | 3.5 | 3.3 |  |  |  | Federally-Regulated Commercial & Industrial Equipment | 01/09/2014 |  | 04/02/2020
McQuay International | McQuay International | DPS006AHHW2*C-4* |  | HSP-A, Single-Package Heat Pum | Heat Pump | 208 | 3 | False |  |  |  | True | Variable-Speed | 69000 | 6216 | 11.1 | 10.8 |  |  | 64000 | 5083 | 3.7 | 3.3 |  |  |  | Federally-Regulated Commercial & Industrial Equipment | 04/19/2013 |  | 04/02/2020
McQuay International | McQuay International | DPS007AHHG5*C-3* |  | HSP-A, Single-Package Heat Pum | Heat Pump | 575 | 3 | False |  |  |  | True | Variable-Speed | 88000 | 7213 | 12.2 | 10.8 |  |  | 88000 | 7124 | 3.6 | 3.3 |  |  |  | Federally-Regulated Commercial & Industrial Equipment | 04/19/2013 |  | 04/02/2020
McQuay International | McQuay International | DPS012AHHG4**-4* |  | HSP-A, Single-Package Heat Pum | Heat Pump | 460 | 3 | False |  |  |  | True | Variable-Speed | 144000 | 12307 | 11.7 | 10.4 |  |  | 134000 | 11793 | 3.3 | 3.2 |  |  |  | Federally-Regulated Commercial & Industrial Equipment | 04/19/2013 |  | 04/02/2020
McQuay International | McQuay International | DPS006AHHG4*C-6* |  | HSP-A, Single-Package Heat Pum | Heat Pump | 460 | 3 | False |  |  |  | True | Variable-Speed | 70000 | 6194 | 11.3 | 10.8 |  |  | 65000 | 5120 | 3.7 | 3.3 |  |  |  | Federally-Regulated Commercial & Industrial Equipment | 04/19/2013 |  | 04/02/2020
McQuay International | McQuay International | DPS006AHHW2*C-6* |  | HSP-A, Single-Package Heat Pum | Heat Pump | 208 | 3 | False |  |  |  | True | Variable-Speed | 70000 | 6194 | 11.3 | 10.8 |  |  | 65000 | 5120 | 3.7 | 3.3 |  |  |  | Federally-Regulated Commercial & Industrial Equipment | 04/19/2013 |  | 04/02/2020
McQuay International | McQuay International | DPS012AHHG5**-6* |  | HSP-A, Single-Package Heat Pum | Heat Pump | 575 | 3 | False |  |  |  | True | Variable-Speed | 144000 | 12307 | 11.7 | 10.4 |  |  | 135000 | 11953 | 3.3 | 3.2 |  |  |  | Federally-Regulated Commercial & Industrial Equipment | 04/19/2013 |  | 04/02/2020
McQuay International | McQuay International | DPS007AHHW5**-4* |  | HSP-A, Single-Package Heat Pum | Heat Pump | 575 | 3 | False |  |  |  | True | Variable-Speed | 89000 | 7235 | 12.3 | 10.8 |  |  | 89000 | 7165 | 3.6 | 3.3 |  |  |  | Federally-Regulated Commercial & Industrial Equipment | 04/19/2013 |  | 04/02/2020
McQuay International | McQuay International | DPS015AHHY4**-6 |  | HSP-A, Single-Package Heat Pum | Heat Pump | 208 | 3 | False |  |  |  | False | Variable-Speed | 166000 | 15229 | 10.9 | 10.4 |  |  | 164000 | 13204 | 3.6 | 3.2 |  |  |  | Federally-Regulated Commercial & Industrial Equipment | 01/09/2014 |  | 04/02/2020
McQuay International | McQuay International | DPS007AHHW2*C-3* |  | HSP-A, Single-Package Heat Pum | Heat Pump | 230 | 3 | False |  |  |  | True | Variable-Speed | 88000 | 7154 | 12.3 | 10.8 |  |  | 78000 | 6245 | 3.7 | 3.3 |  |  |  | Federally-Regulated Commercial & Industrial Equipment | 04/19/2013 |  | 04/02/2020
McQuay International | McQuay International | DPS007AHHY*2C-3* |  | HSP-A, Single-Package Heat Pum | Heat Pump | 230 | 3 | False |  |  |  | True | Variable-Speed | 88000 | 7096 | 12.4 | 10.8 |  |  | 78000 | 6178 | 3.7 | 3.3 |  |  |  | Federally-Regulated Commercial & Industrial Equipment | 04/19/2013 |  | 04/02/2020
McQuay International | McQuay International | DPS010AHHW2**-4* |  | HSP-A, Single-Package Heat Pum | Heat Pump | 230 | 3 | False |  |  |  | True | Variable-Speed | 120000 | 10000 | 12 | 10.8 |  |  | 105000 | 8997 | 3.4 | 3.3 |  |  |  | Federally-Regulated Commercial & Industrial Equipment | 01/09/2014 |  | 04/02/2020
McQuay International | McQuay International | DPS007AHHE2*C-3* |  | HSP-A, Single-Package Heat Pum | Heat Pump | 208 | 3 | False |  |  |  | True | Variable-Speed | 88000 | 7154 | 12.3 | 10.8 |  |  | 78000 | 6245 | 3.7 | 3.3 |  |  |  | Federally-Regulated Commercial & Industrial Equipment | 04/19/2013 |  | 04/02/2020
McQuay International | McQuay International | DPS007AHHG2*C-3* |  | HSP-A, Single-Package Heat Pum | Heat Pump | 208 | 3 | False |  |  |  | True | Variable-Speed | 88000 | 7154 | 12.3 | 10.8 |  |  | 78000 | 6245 | 3.7 | 3.3 |  |  |  | Federally-Regulated Commercial & Industrial Equipment | 04/19/2013 |  | 04/02/2020
McQuay International | McQuay International | DPS010AHHG5*C-4* |  | HSP-A, Single-Package Heat Pum | Heat Pump | 575 | 3 | False |  |  |  | True | Variable-Speed | 120000 | 10084 | 11.9 | 10.8 |  |  | 105000 | 9104 | 3.4 | 3.3 |  |  |  | Federally-Regulated Commercial & Industrial Equipment | 01/09/2014 |  | 04/02/2020
McQuay International | McQuay International | DPS007AHHE4**-4* |  | HSP-A, Single-Package Heat Pum | Heat Pump | 460 | 3 | False |  |  |  | True | Variable-Speed | 89000 | 7177 | 12.4 | 10.8 |  |  | 79000 | 6291 | 3.7 | 3.3 |  |  |  | Federally-Regulated Commercial & Industrial Equipment | 04/19/2013 |  | 04/02/2020
McQuay International | McQuay International | DPS010AHHE2*C-6* |  | HSP-A, Single-Package Heat Pum | Heat Pump | 230 | 3 | False |  |  |  | True | Variable-Speed | 121000 | 10000 | 12.1 | 10.8 |  |  | 106000 | 8926 | 3.5 | 3.3 |  |  |  | Federally-Regulated Commercial & Industrial Equipment | 01/09/2014 |  | 04/02/2020
McQuay International | McQuay International | DPS010AHHY5*C-6* |  | HSP-A, Single-Package Heat Pum | Heat Pump | 575 | 3 | False |  |  |  | True | Variable-Speed | 121000 | 9918 | 12.2 | 10.8 |  |  | 106000 | 8926 | 3.5 | 3.3 |  |  |  | Federally-Regulated Commercial & Industrial Equipment | 01/09/2014 |  | 04/02/2020
McQuay International | McQuay International | DPS010AHHY2**-6* |  | HSP-A, Single-Package Heat Pum | Heat Pump | 230 | 3 | False |  |  |  | True | Variable-Speed | 121000 | 9837 | 12.3 | 10.8 |  |  | 106000 | 8825 | 3.5 | 3.3 |  |  |  | Federally-Regulated Commercial & Industrial Equipment | 01/09/2014 |  | 04/02/2020
McQuay International | McQuay International | DPS010AHHW2*C-6* |  | HSP-A, Single-Package Heat Pum | Heat Pump | 208 | 3 | False |  |  |  | True | Variable-Speed | 121000 | 10000 | 12.1 | 10.8 |  |  | 106000 | 8926 | 3.5 | 3.3 |  |  |  | Federally-Regulated Commercial & Industrial Equipment | 01/09/2014 |  | 04/02/2020
McQuay International | McQuay International | DPS015AHHW4**-6 |  | HSP-A, Single-Package Heat Pum | Heat Pump | 208 | 3 | False |  |  |  | False | Variable-Speed | 166000 | 15514 | 10.7 | 10.4 |  |  | 164000 | 13425 | 3.6 | 3.2 |  |  |  | Federally-Regulated Commercial & Industrial Equipment | 01/09/2014 |  | 04/02/2020
McQuay International | McQuay International | DPS007AHHG4*C-4* |  | HSP-A, Single-Package Heat Pum | Heat Pump | 460 | 3 | False |  |  |  | True | Variable-Speed | 89000 | 7177 | 12.4 | 10.8 |  |  | 79000 | 6291 | 3.7 | 3.3 |  |  |  | Federally-Regulated Commercial & Industrial Equipment | 04/19/2013 |  | 04/02/2020
McQuay International | McQuay International | DPS010AHHG4**-4* |  | HSP-A, Single-Package Heat Pum | Heat Pump | 460 | 3 | False |  |  |  | True | Variable-Speed | 120000 | 10000 | 12 | 10.8 |  |  | 110000 | 9426 | 3.4 | 3.3 |  |  |  | Federally-Regulated Commercial & Industrial Equipment | 04/19/2013 |  | 04/02/2020
McQuay International | McQuay International | DPS007AHHY*2C-3* |  | HSP-A, Single-Package Heat Pum | Heat Pump | 208 | 3 | False |  |  |  | True | Variable-Speed | 88000 | 7096 | 12.4 | 10.8 |  |  | 78000 | 6178 | 3.7 | 3.3 |  |  |  | Federally-Regulated Commercial & Industrial Equipment | 04/19/2013 |  | 04/02/2020
McQuay International | McQuay International | DPS007AHHW4**-4* |  | HSP-A, Single-Package Heat Pum | Heat Pump | 460 | 3 | False |  |  |  | True | Variable-Speed | 89000 | 7177 | 12.4 | 10.8 |  |  | 79000 | 6291 | 3.7 | 3.3 |  |  |  | Federally-Regulated Commercial & Industrial Equipment | 04/19/2013 |  | 04/02/2020
McQuay International | McQuay International | DPS010AHHE2*C-4* |  | HSP-A, Single-Package Heat Pum | Heat Pump | 208 | 3 | False |  |  |  | True | Variable-Speed | 120000 | 10000 | 12 | 10.8 |  |  | 105000 | 8997 | 3.4 | 3.3 |  |  |  | Federally-Regulated Commercial & Industrial Equipment | 01/09/2014 |  | 04/02/2020
McQuay International | McQuay International | DPS007AHHG2**-4* |  | HSP-A, Single-Package Heat Pum | Heat Pump | 230 | 3 | False |  |  |  | True | Variable-Speed | 89000 | 7177 | 12.4 | 10.8 |  |  | 79000 | 6291 | 3.7 | 3.3 |  |  |  | Federally-Regulated Commercial & Industrial Equipment | 04/19/2013 |  | 04/02/2020
McQuay International | McQuay International | DPS006AHHE4**-4* |  | HSP-A, Single-Package Heat Pum | Heat Pump | 460 | 3 | False |  |  |  | True | Variable-Speed | 69000 | 6216 | 11.1 | 10.8 |  |  | 64000 | 5083 | 3.7 | 3.3 |  |  |  | Federally-Regulated Commercial & Industrial Equipment | 04/19/2013 |  | 04/02/2020
McQuay International | McQuay International | DPS012AHHW2**-4* |  | HSP-A, Single-Package Heat Pum | Heat Pump | 208 | 3 | False |  |  |  | True | Variable-Speed | 144000 | 12307 | 11.7 | 10.4 |  |  | 134000 | 11793 | 3.3 | 3.2 |  |  |  | Federally-Regulated Commercial & Industrial Equipment | 04/19/2013 |  | 04/02/2020
McQuay International | McQuay International | DPS010AHHG2*C-6* |  | HSP-A, Single-Package Heat Pum | Heat Pump | 208 | 3 | False |  |  |  | True | Variable-Speed | 121000 | 10000 | 12.1 | 10.8 |  |  | 106000 | 8926 | 3.5 | 3.3 |  |  |  | Federally-Regulated Commercial & Industrial Equipment | 01/09/2014 |  | 04/02/2020
McQuay International | McQuay International | DPS012AHHY2**-6* |  | HSP-A, Single-Package Heat Pum | Heat Pump | 208 | 3 | False |  |  |  | True | Variable-Speed | 144000 | 12000 | 12 | 10.4 |  |  | 135000 | 11636 | 3.4 | 3.2 |  |  |  | Federally-Regulated Commercial & Industrial Equipment | 04/19/2013 |  | 04/02/2020
McQuay International | McQuay International | DPS012AHHW5*C-4* |  | HSP-A, Single-Package Heat Pum | Heat Pump | 575 | 3 | False |  |  |  | True | Variable-Speed | 144000 | 12413 | 11.6 | 10.4 |  |  | 134000 | 11936 | 3.3 | 3.2 |  |  |  | Federally-Regulated Commercial & Industrial Equipment | 04/19/2013 |  | 04/02/2020
McQuay International | McQuay International | DPS006AHHY4**-6* |  | HSP-A, Single-Package Heat Pum | Heat Pump | 460 | 3 | False |  |  |  | True | Variable-Speed | 70000 | 6034 | 11.6 | 10.8 |  |  | 65000 | 5053 | 3.8 | 3.3 |  |  |  | Federally-Regulated Commercial & Industrial Equipment | 04/19/2013 |  | 04/02/2020
McQuay International | McQuay International | DPS015AHHG4**-6 |  | HSP-A, Single-Package Heat Pum | Heat Pump | 230 | 3 | False |  |  |  | False | Variable-Speed | 166000 | 15514 | 10.7 | 10.4 |  |  | 164000 | 13425 | 3.6 | 3.2 |  |  |  | Federally-Regulated Commercial & Industrial Equipment | 01/09/2014 |  | 04/02/2020
McQuay International | McQuay International | DPS010AHHY4*C-6* |  | HSP-A, Single-Package Heat Pum | Heat Pump | 460 | 3 | False |  |  |  | True | Variable-Speed | 121000 | 9837 | 12.3 | 10.8 |  |  | 112000 | 9325 | 3.5 | 3.3 |  |  |  | Federally-Regulated Commercial & Industrial Equipment | 04/19/2013 |  | 04/02/2020
McQuay International | McQuay International | DPS006AHHE2*C-6* |  | HSP-A, Single-Package Heat Pum | Heat Pump | 208 | 3 | False |  |  |  | True | Variable-Speed | 70000 | 6194 | 11.3 | 10.8 |  |  | 65000 | 5120 | 3.7 | 3.3 |  |  |  | Federally-Regulated Commercial & Industrial Equipment | 04/19/2013 |  | 04/02/2020
McQuay International | McQuay International | DPS007AHHE2**-4* |  | HSP-A, Single-Package Heat Pum | Heat Pump | 230 | 3 | False |  |  |  | True | Variable-Speed | 89000 | 7177 | 12.4 | 10.8 |  |  | 79000 | 6291 | 3.7 | 3.3 |  |  |  | Federally-Regulated Commercial & Industrial Equipment | 04/19/2013 |  | 04/02/2020
McQuay International | McQuay International | DPS015AHHG4**-6 |  | HSP-A, Single-Package Heat Pum | Heat Pump | 460 | 3 | False |  |  |  | False | Variable-Speed | 166000 | 15514 | 10.7 | 10.4 |  |  | 164000 | 13425 | 3.6 | 3.2 |  |  |  | Federally-Regulated Commercial & Industrial Equipment | 01/09/2014 |  | 04/02/2020
McQuay International | McQuay International | DPS006AHHY4*C-4* |  | HSP-A, Single-Package Heat Pum | Heat Pump | 460 | 3 | False |  |  |  | True | Variable-Speed | 69000 | 6052 | 11.4 | 10.8 |  |  | 64000 | 5015 | 3.7 | 3.3 |  |  |  | Federally-Regulated Commercial & Industrial Equipment | 04/19/2013 |  | 04/02/2020
McQuay International | McQuay International | DPS006AHHE4*C-6* |  | HSP-A, Single-Package Heat Pum | Heat Pump | 460 | 3 | False |  |  |  | True | Variable-Speed | 70000 | 6194 | 11.3 | 10.8 |  |  | 65000 | 5120 | 3.7 | 3.3 |  |  |  | Federally-Regulated Commercial & Industrial Equipment | 04/19/2013 |  | 04/02/2020
McQuay International | McQuay International | DPS010AHHE5*C-6* |  | HSP-A, Single-Package Heat Pum | Heat Pump | 575 | 3 | False |  |  |  | True | Variable-Speed | 121000 | 10083 | 12 | 10.8 |  |  | 106000 | 9030 | 3.4 | 3.3 |  |  |  | Federally-Regulated Commercial & Industrial Equipment | 01/09/2014 |  | 04/02/2020
McQuay International | McQuay International | DPS006AHHE2**-4* |  | HSP-A, Single-Package Heat Pum | Heat Pump | 208 | 3 | False |  |  |  | True | Variable-Speed | 69000 | 6216 | 11.1 | 10.8 |  |  | 64000 | 5083 | 3.7 | 3.3 |  |  |  | Federally-Regulated Commercial & Industrial Equipment | 04/19/2013 |  | 04/02/2020
McQuay International | McQuay International | DPS010AHHY4**-6* |  | HSP-A, Single-Package Heat Pum | Heat Pump | 460 | 3 | False |  |  |  | True | Variable-Speed | 121000 | 9837 | 12.3 | 10.8 |  |  | 112000 | 9325 | 3.5 | 3.3 |  |  |  | Federally-Regulated Commercial & Industrial Equipment | 04/19/2013 |  | 04/02/2020
McQuay International | McQuay International | DPS006AHHG2**-4* |  | HSP-A, Single-Package Heat Pum | Heat Pump | 230 | 3 | False |  |  |  | True | Variable-Speed | 69000 | 6216 | 11.1 | 10.8 |  |  | 64000 | 5083 | 3.7 | 3.3 |  |  |  | Federally-Regulated Commercial & Industrial Equipment | 04/19/2013 |  | 04/02/2020
McQuay International | McQuay International | DPS015AHHW4**-6 |  | HSP-A, Single-Package Heat Pum | Heat Pump | 230 | 3 | False |  |  |  | False | Variable-Speed | 166000 | 15514 | 10.7 | 10.4 |  |  | 164000 | 13425 | 3.6 | 3.2 |  |  |  | Federally-Regulated Commercial & Industrial Equipment | 01/09/2014 |  | 04/02/2020
McQuay International | McQuay International | DPS006AHHG2**-6* |  | HSP-A, Single-Package Heat Pum | Heat Pump | 208 | 3 | False |  |  |  | True | Variable-Speed | 70000 | 6194 | 11.3 | 10.8 |  |  | 65000 | 5120 | 3.7 | 3.3 |  |  |  | Federally-Regulated Commercial & Industrial Equipment | 04/19/2013 |  | 04/02/2020
McQuay International | McQuay International | DPS012AHHY2**-4* |  | HSP-A, Single-Package Heat Pum | Heat Pump | 208 | 3 | False |  |  |  | True | Variable-Speed | 144000 | 12100 | 11.9 | 10.4 |  |  | 134000 | 11618 | 3.4 | 3.2 |  |  |  | Federally-Regulated Commercial & Industrial Equipment | 04/19/2013 |  | 04/02/2020
McQuay International | McQuay International | DPS006AHHG2*C-4* |  | HSP-A, Single-Package Heat Pum | Heat Pump | 230 | 3 | False |  |  |  | True | Variable-Speed | 69000 | 6216 | 11.1 | 10.8 |  |  | 64000 | 5083 | 3.7 | 3.3 |  |  |  | Federally-Regulated Commercial & Industrial Equipment | 04/19/2013 |  | 04/02/2020
McQuay International | McQuay International | DPS012AHHY5*C-4* |  | HSP-A, Single-Package Heat Pum | Heat Pump | 575 | 3 | False |  |  |  | True | Variable-Speed | 144000 | 12203 | 11.8 | 10.4 |  |  | 134000 | 11758 | 3.3 | 3.2 |  |  |  | Federally-Regulated Commercial & Industrial Equipment | 04/19/2013 |  | 04/02/2020
McQuay International | McQuay International | DPS007AHHE5*C-3* |  | HSP-A, Single-Package Heat Pum | Heat Pump | 575 | 3 | False |  |  |  | True | Variable-Speed | 88000 | 7213 | 12.2 | 10.8 |  |  | 88000 | 7124 | 3.6 | 3.3 |  |  |  | Federally-Regulated Commercial & Industrial Equipment | 04/19/2013 |  | 04/02/2020
McQuay International | McQuay International | DPS006AHHG4**-4* |  | HSP-A, Single-Package Heat Pum | Heat Pump | 460 | 3 | False |  |  |  | True | Variable-Speed | 69000 | 6216 | 11.1 | 10.8 |  |  | 64000 | 5083 | 3.7 | 3.3 |  |  |  | Federally-Regulated Commercial & Industrial Equipment | 04/19/2013 |  | 04/02/2020
McQuay International | McQuay International | DPS012AHHY5**-4* |  | HSP-A, Single-Package Heat Pum | Heat Pump | 575 | 3 | False |  |  |  | True | Variable-Speed | 144000 | 12203 | 11.8 | 10.4 |  |  | 134000 | 11758 | 3.3 | 3.2 |  |  |  | Federally-Regulated Commercial & Industrial Equipment | 04/19/2013 |  | 04/02/2020
McQuay International | McQuay International | DPS010AHHE2*C-6* |  | HSP-A, Single-Package Heat Pum | Heat Pump | 208 | 3 | False |  |  |  | True | Variable-Speed | 121000 | 10000 | 12.1 | 10.8 |  |  | 106000 | 8926 | 3.5 | 3.3 |  |  |  | Federally-Regulated Commercial & Industrial Equipment | 01/09/2014 |  | 04/02/2020
McQuay International | McQuay International | DPS015AHHG4**-6 |  | HSP-A, Single-Package Heat Pum | Heat Pump | 208 | 3 | False |  |  |  | False | Variable-Speed | 166000 | 15514 | 10.7 | 10.4 |  |  | 164000 | 13425 | 3.6 | 3.2 |  |  |  | Federally-Regulated Commercial & Industrial Equipment | 01/09/2014 |  | 04/02/2020
McQuay International | McQuay International | DPS012AHHY4**-4* |  | HSP-A, Single-Package Heat Pum | Heat Pump | 460 | 3 | False |  |  |  | True | Variable-Speed | 144000 | 12100 | 11.9 | 10.4 |  |  | 134000 | 11618 | 3.4 | 3.2 |  |  |  | Federally-Regulated Commercial & Industrial Equipment | 04/19/2013 |  | 04/02/2020
McQuay International | McQuay International | DPS007AHHY4*C-3* |  | HSP-A, Single-Package Heat Pum | Heat Pump | 460 | 3 | False |  |  |  | True | Variable-Speed | 88000 | 7096 | 12.4 | 10.8 |  |  | 78000 | 6178 | 3.7 | 3.3 |  |  |  | Federally-Regulated Commercial & Industrial Equipment | 04/19/2013 |  | 04/02/2020
McQuay International | McQuay International | DPS012AHHE4**-4* |  | HSP-A, Single-Package Heat Pum | Heat Pump | 460 | 3 | False |  |  |  | True | Variable-Speed | 144000 | 12307 | 11.7 | 10.4 |  |  | 134000 | 11793 | 3.3 | 3.2 |  |  |  | Federally-Regulated Commercial & Industrial Equipment | 04/19/2013 |  | 04/02/2020
McQuay International | McQuay International | DPS006AHHY2**-6* |  | HSP-A, Single-Package Heat Pum | Heat Pump | 230 | 3 | False |  |  |  | True | Variable-Speed | 70000 | 6034 | 11.6 | 10.8 |  |  | 65000 | 5053 | 3.8 | 3.3 |  |  |  | Federally-Regulated Commercial & Industrial Equipment | 04/19/2013 |  | 04/02/2020
McQuay International | McQuay International | DPS010AHHW4*C-4* |  | HSP-A, Single-Package Heat Pum | Heat Pump | 460 | 3 | False |  |  |  | True | Variable-Speed | 120000 | 10000 | 12 | 10.8 |  |  | 110000 | 9426 | 3.4 | 3.3 |  |  |  | Federally-Regulated Commercial & Industrial Equipment | 04/19/2013 |  | 04/02/2020
McQuay International | McQuay International | DPS007AHHW2**-4* |  | HSP-A, Single-Package Heat Pum | Heat Pump | 230 | 3 | False |  |  |  | True | Variable-Speed | 89000 | 7177 | 12.4 | 10.8 |  |  | 79000 | 6291 | 3.7 | 3.3 |  |  |  | Federally-Regulated Commercial & Industrial Equipment | 04/19/2013 |  | 04/02/2020
McQuay International | McQuay International | DPS007AHHW5*C-4* |  | HSP-A, Single-Package Heat Pum | Heat Pump | 575 | 3 | False |  |  |  | True | Variable-Speed | 89000 | 7235 | 12.3 | 10.8 |  |  | 89000 | 7165 | 3.6 | 3.3 |  |  |  | Federally-Regulated Commercial & Industrial Equipment | 04/19/2013 |  | 04/02/2020
McQuay International | McQuay International | DPS012AHHW2*C-6* |  | HSP-A, Single-Package Heat Pum | Heat Pump | 208 | 3 | False |  |  |  | True | Variable-Speed | 144000 | 12203 | 11.8 | 10.4 |  |  | 135000 | 11810 | 3.4 | 3.2 |  |  |  | Federally-Regulated Commercial & Industrial Equipment | 04/19/2013 |  | 04/02/2020
McQuay International | McQuay International | DPS012AHHG2*C-4* |  | HSP-A, Single-Package Heat Pum | Heat Pump | 230 | 3 | False |  |  |  | True | Variable-Speed | 144000 | 12307 | 11.7 | 10.4 |  |  | 134000 | 11793 | 3.3 | 3.2 |  |  |  | Federally-Regulated Commercial & Industrial Equipment | 04/19/2013 |  | 04/02/2020
McQuay International | McQuay International | DPS012AHHW2**-6* |  | HSP-A, Single-Package Heat Pum | Heat Pump | 208 | 3 | False |  |  |  | True | Variable-Speed | 144000 | 12203 | 11.8 | 10.4 |  |  | 135000 | 11810 | 3.4 | 3.2 |  |  |  | Federally-Regulated Commercial & Industrial Equipment | 04/19/2013 |  | 04/02/2020
McQuay International | McQuay International | DPS007AHHW2**-3* |  | HSP-A, Single-Package Heat Pum | Heat Pump | 230 | 3 | False |  |  |  | True | Variable-Speed | 88000 | 7154 | 12.3 | 10.8 |  |  | 78000 | 6245 | 3.7 | 3.3 |  |  |  | Federally-Regulated Commercial & Industrial Equipment | 04/19/2013 |  | 04/02/2020
McQuay International | McQuay International | DPS007AHHE2**-3* |  | HSP-A, Single-Package Heat Pum | Heat Pump | 208 | 3 | False |  |  |  | True | Variable-Speed | 88000 | 7154 | 12.3 | 10.8 |  |  | 78000 | 6245 | 3.7 | 3.3 |  |  |  | Federally-Regulated Commercial & Industrial Equipment | 04/19/2013 |  | 04/02/2020
McQuay International | McQuay International | DPS006AHHG4*C-4* |  | HSP-A, Single-Package Heat Pum | Heat Pump | 460 | 3 | False |  |  |  | True | Variable-Speed | 69000 | 6216 | 11.1 | 10.8 |  |  | 64000 | 5083 | 3.7 | 3.3 |  |  |  | Federally-Regulated Commercial & Industrial Equipment | 04/19/2013 |  | 04/02/2020
McQuay International | McQuay International | DPS007AHHG2*C-4* |  | HSP-A, Single-Package Heat Pum | Heat Pump | 208 | 3 | False |  |  |  | True | Variable-Speed | 89000 | 7177 | 12.4 | 10.8 |  |  | 79000 | 6291 | 3.7 | 3.3 |  |  |  | Federally-Regulated Commercial & Industrial Equipment | 04/19/2013 |  | 04/02/2020
McQuay International | McQuay International | DPS010AHHG5**-4* |  | HSP-A, Single-Package Heat Pum | Heat Pump | 575 | 3 | False |  |  |  | True | Variable-Speed | 120000 | 10084 | 11.9 | 10.8 |  |  | 105000 | 9104 | 3.4 | 3.3 |  |  |  | Federally-Regulated Commercial & Industrial Equipment | 01/09/2014 |  | 04/02/2020
McQuay International | McQuay International | DPS007AHHG4*C-3* |  | HSP-A, Single-Package Heat Pum | Heat Pump | 460 | 3 | False |  |  |  | True | Variable-Speed | 88000 | 7154 | 12.3 | 10.8 |  |  | 78000 | 6245 | 3.7 | 3.3 |  |  |  | Federally-Regulated Commercial & Industrial Equipment | 04/19/2013 |  | 04/02/2020
McQuay International | McQuay International | DPS012AHHE4*C-4* |  | HSP-A, Single-Package Heat Pum | Heat Pump | 460 | 3 | False |  |  |  | True | Variable-Speed | 144000 | 12307 | 11.7 | 10.4 |  |  | 134000 | 11793 | 3.3 | 3.2 |  |  |  | Federally-Regulated Commercial & Industrial Equipment | 04/19/2013 |  | 04/02/2020
McQuay International | McQuay International | DPS010AHHE2**-4* |  | HSP-A, Single-Package Heat Pum | Heat Pump | 230 | 3 | False |  |  |  | True | Variable-Speed | 120000 | 10000 | 12 | 10.8 |  |  | 105000 | 8997 | 3.4 | 3.3 |  |  |  | Federally-Regulated Commercial & Industrial Equipment | 01/09/2014 |  | 04/02/2020
McQuay International | McQuay International | DPS010AHHE4**-6* |  | HSP-A, Single-Package Heat Pum | Heat Pump | 460 | 3 | False |  |  |  | True | Variable-Speed | 121000 | 10000 | 12.1 | 10.8 |  |  | 112000 | 9432 | 3.5 | 3.3 |  |  |  | Federally-Regulated Commercial & Industrial Equipment | 04/19/2013 |  | 04/02/2020
McQuay International | McQuay International | DPS010AHHE2**-4* |  | HSP-A, Single-Package Heat Pum | Heat Pump | 208 | 3 | False |  |  |  | True | Variable-Speed | 120000 | 10000 | 12 | 10.8 |  |  | 105000 | 8997 | 3.4 | 3.3 |  |  |  | Federally-Regulated Commercial & Industrial Equipment | 01/09/2014 |  | 04/02/2020
McQuay International | McQuay International | DPS012AHHW2*C-4* |  | HSP-A, Single-Package Heat Pum | Heat Pump | 230 | 3 | False |  |  |  | True | Variable-Speed | 144000 | 12307 | 11.7 | 10.4 |  |  | 134000 | 11793 | 3.3 | 3.2 |  |  |  | Federally-Regulated Commercial & Industrial Equipment | 04/19/2013 |  | 04/02/2020
McQuay International | McQuay International | DPS012AHHE4*C-6* |  | HSP-A, Single-Package Heat Pum | Heat Pump | 460 | 3 | False |  |  |  | True | Variable-Speed | 144000 | 12203 | 11.8 | 10.4 |  |  | 135000 | 11810 | 3.4 | 3.2 |  |  |  | Federally-Regulated Commercial & Industrial Equipment | 04/19/2013 |  | 04/02/2020
McQuay International | McQuay International | DPS010AHHW2**-6* |  | HSP-A, Single-Package Heat Pum | Heat Pump | 230 | 3 | False |  |  |  | True | Variable-Speed | 121000 | 10000 | 12.1 | 10.8 |  |  | 106000 | 8926 | 3.5 | 3.3 |  |  |  | Federally-Regulated Commercial & Industrial Equipment | 01/09/2014 |  | 04/02/2020
McQuay International | McQuay International | DPS010AHHE4*C-6* |  | HSP-A, Single-Package Heat Pum | Heat Pump | 460 | 3 | False |  |  |  | True | Variable-Speed | 121000 | 10000 | 12.1 | 10.8 |  |  | 112000 | 9432 | 3.5 | 3.3 |  |  |  | Federally-Regulated Commercial & Industrial Equipment | 04/19/2013 |  | 04/02/2020
McQuay International | McQuay International | DPS015AHHE4**-6 |  | HSP-A, Single-Package Heat Pum | Heat Pump | 230 | 3 | False |  |  |  | False | Variable-Speed | 166000 | 15514 | 10.7 | 10.4 |  |  | 164000 | 13425 | 3.6 | 3.2 |  |  |  | Federally-Regulated Commercial & Industrial Equipment | 01/09/2014 |  | 04/02/2020
McQuay International | McQuay International | DPS010AHHG5**-6* |  | HSP-A, Single-Package Heat Pum | Heat Pump | 575 | 3 | False |  |  |  | True | Variable-Speed | 121000 | 10083 | 12 | 10.8 |  |  | 106000 | 9030 | 3.4 | 3.3 |  |  |  | Federally-Regulated Commercial & Industrial Equipment | 01/09/2014 |  | 04/02/2020
McQuay International | McQuay International | DPS015AHHY5**-6 |  | HSP-A, Single-Package Heat Pum | Heat Pump | 575 | 3 | False |  |  |  | False | Variable-Speed | 166000 | 15514 | 10.7 | 10.4 |  |  | 164000 | 13425 | 3.6 | 3.2 |  |  |  | Federally-Regulated Commercial & Industrial Equipment | 01/09/2014 |  | 04/02/2020
McQuay International | McQuay International | DPS007AHHW5*C-3* |  | HSP-A, Single-Package Heat Pum | Heat Pump | 575 | 3 | False |  |  |  | True | Variable-Speed | 88000 | 7213 | 12.2 | 10.8 |  |  | 88000 | 7124 | 3.6 | 3.3 |  |  |  | Federally-Regulated Commercial & Industrial Equipment | 04/19/2013 |  | 04/02/2020
McQuay International | McQuay International | DPS012AHHE2*C-4* |  | HSP-A, Single-Package Heat Pum | Heat Pump | 208 | 3 | False |  |  |  | True | Variable-Speed | 144000 | 12307 | 11.7 | 10.4 |  |  | 134000 | 11793 | 3.3 | 3.2 |  |  |  | Federally-Regulated Commercial & Industrial Equipment | 04/19/2013 |  | 04/02/2020
McQuay International | McQuay International | DPS010AHHG2**-4* |  | HSP-A, Single-Package Heat Pum | Heat Pump | 230 | 3 | False |  |  |  | True | Variable-Speed | 120000 | 10000 | 12 | 10.8 |  |  | 105000 | 8997 | 3.4 | 3.3 |  |  |  | Federally-Regulated Commercial & Industrial Equipment | 01/09/2014 |  | 04/02/2020
McQuay International | McQuay International | DPS012AHHE4**-6* |  | HSP-A, Single-Package Heat Pum | Heat Pump | 460 | 3 | False |  |  |  | True | Variable-Speed | 144000 | 12203 | 11.8 | 10.4 |  |  | 135000 | 11810 | 3.4 | 3.2 |  |  |  | Federally-Regulated Commercial & Industrial Equipment | 04/19/2013 |  | 04/02/2020
McQuay International | McQuay International | DPS012AHHE5**-6* |  | HSP-A, Single-Package Heat Pum | Heat Pump | 575 | 3 | False |  |  |  | True | Variable-Speed | 144000 | 12307 | 11.7 | 10.4 |  |  | 135000 | 11953 | 3.3 | 3.2 |  |  |  | Federally-Regulated Commercial & Industrial Equipment | 04/19/2013 |  | 04/02/2020
McQuay International | McQuay International | DPS006AHHG2**-4* |  | HSP-A, Single-Package Heat Pum | Heat Pump | 208 | 3 | False |  |  |  | True | Variable-Speed | 69000 | 6216 | 11.1 | 10.8 |  |  | 64000 | 5083 | 3.7 | 3.3 |  |  |  | Federally-Regulated Commercial & Industrial Equipment | 04/19/2013 |  | 04/02/2020
McQuay International | McQuay International | DPS010AHHY2*C-4* |  | HSP-A, Single-Package Heat Pum | Heat Pump | 230 | 3 | False |  |  |  | True | Variable-Speed | 120000 | 9836 | 12.2 | 10.8 |  |  | 105000 | 8868 | 3.5 | 3.3 |  |  |  | Federally-Regulated Commercial & Industrial Equipment | 01/09/2014 |  | 04/02/2020
McQuay International | McQuay International | DPS007AHHE4**-3* |  | HSP-A, Single-Package Heat Pum | Heat Pump | 460 | 3 | False |  |  |  | True | Variable-Speed | 88000 | 7154 | 12.3 | 10.8 |  |  | 78000 | 6245 | 3.7 | 3.3 |  |  |  | Federally-Regulated Commercial & Industrial Equipment | 04/19/2013 |  | 04/02/2020
McQuay International | McQuay International | DPS012AHHE2**-4* |  | HSP-A, Single-Package Heat Pum | Heat Pump | 208 | 3 | False |  |  |  | True | Variable-Speed | 144000 | 12307 | 11.7 | 10.4 |  |  | 134000 | 11793 | 3.3 | 3.2 |  |  |  | Federally-Regulated Commercial & Industrial Equipment | 04/19/2013 |  | 04/02/2020
McQuay International | McQuay International | DPS006AHHG2**-6* |  | HSP-A, Single-Package Heat Pum | Heat Pump | 230 | 3 | False |  |  |  | True | Variable-Speed | 70000 | 6194 | 11.3 | 10.8 |  |  | 65000 | 5120 | 3.7 | 3.3 |  |  |  | Federally-Regulated Commercial & Industrial Equipment | 04/19/2013 |  | 04/02/2020
McQuay International | McQuay International | DPS007AHHW4**-3* |  | HSP-A, Single-Package Heat Pum | Heat Pump | 460 | 3 | False |  |  |  | True | Variable-Speed | 88000 | 7154 | 12.3 | 10.8 |  |  | 78000 | 6245 | 3.7 | 3.3 |  |  |  | Federally-Regulated Commercial & Industrial Equipment | 04/19/2013 |  | 04/02/2020
McQuay International | McQuay International | DPS010AHHE4*C-4* |  | HSP-A, Single-Package Heat Pum | Heat Pump | 460 | 3 | False |  |  |  | True | Variable-Speed | 120000 | 10000 | 12 | 10.8 |  |  | 110000 | 9426 | 3.4 | 3.3 |  |  |  | Federally-Regulated Commercial & Industrial Equipment | 04/19/2013 |  | 04/02/2020
McQuay International | McQuay International | DPS012AHHW2*C-4* |  | HSP-A, Single-Package Heat Pum | Heat Pump | 208 | 3 | False |  |  |  | True | Variable-Speed | 144000 | 12307 | 11.7 | 10.4 |  |  | 134000 | 11793 | 3.3 | 3.2 |  |  |  | Federally-Regulated Commercial & Industrial Equipment | 04/19/2013 |  | 04/02/2020
McQuay International | McQuay International | DPS010AHHG2**-4* |  | HSP-A, Single-Package Heat Pum | Heat Pump | 208 | 3 | False |  |  |  | True | Variable-Speed | 120000 | 10000 | 12 | 10.8 |  |  | 105000 | 8997 | 3.4 | 3.3 |  |  |  | Federally-Regulated Commercial & Industrial Equipment | 01/09/2014 |  | 04/02/2020
McQuay International | McQuay International | DPS006AHHG2*C-6* |  | HSP-A, Single-Package Heat Pum | Heat Pump | 208 | 3 | False |  |  |  | True | Variable-Speed | 70000 | 6194 | 11.3 | 10.8 |  |  | 65000 | 5120 | 3.7 | 3.3 |  |  |  | Federally-Regulated Commercial & Industrial Equipment | 04/19/2013 |  | 04/02/2020
McQuay International | McQuay International | DPS012AHHW5*C-6* |  | HSP-A, Single-Package Heat Pum | Heat Pump | 575 | 3 | False |  |  |  | True | Variable-Speed | 144000 | 12307 | 11.7 | 10.4 |  |  | 135000 | 11953 | 3.3 | 3.2 |  |  |  | Federally-Regulated Commercial & Industrial Equipment | 04/19/2013 |  | 04/02/2020
McQuay International | McQuay International | DPS012AHHE2*C-6* |  | HSP-A, Single-Package Heat Pum | Heat Pump | 230 | 3 | False |  |  |  | True | Variable-Speed | 144000 | 12203 | 11.8 | 10.4 |  |  | 135000 | 11810 | 3.4 | 3.2 |  |  |  | Federally-Regulated Commercial & Industrial Equipment | 04/19/2013 |  | 04/02/2020
McQuay International | McQuay International | DPS007AHHW5**-3* |  | HSP-A, Single-Package Heat Pum | Heat Pump | 575 | 3 | False |  |  |  | True | Variable-Speed | 88000 | 7213 | 12.2 | 10.8 |  |  | 88000 | 7124 | 3.6 | 3.3 |  |  |  | Federally-Regulated Commercial & Industrial Equipment | 04/19/2013 |  | 04/02/2020
McQuay International | McQuay International | DPS006AHHW4*C-6* |  | HSP-A, Single-Package Heat Pum | Heat Pump | 460 | 3 | False |  |  |  | True | Variable-Speed | 70000 | 6194 | 11.3 | 10.8 |  |  | 65000 | 5120 | 3.7 | 3.3 |  |  |  | Federally-Regulated Commercial & Industrial Equipment | 04/19/2013 |  | 04/02/2020
McQuay International | McQuay International | DPS007AHHE4*C-3* |  | HSP-A, Single-Package Heat Pum | Heat Pump | 460 | 3 | False |  |  |  | True | Variable-Speed | 88000 | 7154 | 12.3 | 10.8 |  |  | 78000 | 6245 | 3.7 | 3.3 |  |  |  | Federally-Regulated Commercial & Industrial Equipment | 04/19/2013 |  | 04/02/2020
McQuay International | McQuay International | DPS012AHHW5**-6* |  | HSP-A, Single-Package Heat Pum | Heat Pump | 575 | 3 | False |  |  |  | True | Variable-Speed | 144000 | 12521 | 11.5 | 10.4 |  |  | 135000 | 11953 | 3.3 | 3.2 |  |  |  | Federally-Regulated Commercial & Industrial Equipment | 04/19/2013 |  | 04/02/2020
McQuay International | McQuay International | DPS006AHHW2*C-6* |  | HSP-A, Single-Package Heat Pum | Heat Pump | 230 | 3 | False |  |  |  | True | Variable-Speed | 70000 | 6194 | 11.3 | 10.8 |  |  | 65000 | 5120 | 3.7 | 3.3 |  |  |  | Federally-Regulated Commercial & Industrial Equipment | 04/19/2013 |  | 04/02/2020
McQuay International | McQuay International | DPS007AHHG5**-3* |  | HSP-A, Single-Package Heat Pum | Heat Pump | 575 | 3 | False |  |  |  | True | Variable-Speed | 88000 | 7213 | 12.2 | 10.8 |  |  | 88000 | 7124 | 3.6 | 3.3 |  |  |  | Federally-Regulated Commercial & Industrial Equipment | 04/19/2013 |  | 04/02/2020
McQuay International | McQuay International | DPS010AHHW4*C-6* |  | HSP-A, Single-Package Heat Pum | Heat Pump | 460 | 3 | False |  |  |  | True | Variable-Speed | 121000 | 10000 | 12.1 | 10.8 |  |  | 112000 | 9432 | 3.5 | 3.3 |  |  |  | Federally-Regulated Commercial & Industrial Equipment | 04/19/2013 |  | 04/02/2020
McQuay International | McQuay International | DPS012AHHW4**-6* |  | HSP-A, Single-Package Heat Pum | Heat Pump | 460 | 3 | False |  |  |  | True | Variable-Speed | 144000 | 12203 | 11.8 | 10.4 |  |  | 135000 | 11810 | 3.4 | 3.2 |  |  |  | Federally-Regulated Commercial & Industrial Equipment | 04/19/2013 |  | 04/02/2020
McQuay International | McQuay International | DPS012AHHY2**-4* |  | HSP-A, Single-Package Heat Pum | Heat Pump | 230 | 3 | False |  |  |  | True | Variable-Speed | 144000 | 12100 | 11.9 | 10.4 |  |  | 134000 | 11618 | 3.4 | 3.2 |  |  |  | Federally-Regulated Commercial & Industrial Equipment | 04/19/2013 |  | 04/02/2020
McQuay International | McQuay International | DPS010AHHY2*C-6* |  | HSP-A, Single-Package Heat Pum | Heat Pump | 230 | 3 | False |  |  |  | True | Variable-Speed | 121000 | 9837 | 12.3 | 10.8 |  |  | 106000 | 8825 | 3.5 | 3.3 |  |  |  | Federally-Regulated Commercial & Industrial Equipment | 01/09/2014 |  | 04/02/2020
McQuay International | McQuay International | DPS015AHHY4**-6 |  | HSP-A, Single-Package Heat Pum | Heat Pump | 460 | 3 | False |  |  |  | False | Variable-Speed | 166000 | 15229 | 10.9 | 10.4 |  |  | 164000 | 13204 | 3.6 | 3.2 |  |  |  | Federally-Regulated Commercial & Industrial Equipment | 01/09/2014 |  | 04/02/2020
McQuay International | McQuay International | DPS012AHHG5*C-6* |  | HSP-A, Single-Package Heat Pum | Heat Pump | 575 | 3 | False |  |  |  | True | Variable-Speed | 144000 | 12307 | 11.7 | 10.4 |  |  | 135000 | 11953 | 3.3 | 3.2 |  |  |  | Federally-Regulated Commercial & Industrial Equipment | 04/19/2013 |  | 04/02/2020
McQuay International | McQuay International | DPS012AHHE5*C-4* |  | HSP-A, Single-Package Heat Pum | Heat Pump | 575 | 3 | False |  |  |  | True | Variable-Speed | 144000 | 12413 | 11.6 | 10.4 |  |  | 134000 | 11936 | 3.3 | 3.2 |  |  |  | Federally-Regulated Commercial & Industrial Equipment | 04/19/2013 |  | 04/02/2020
McQuay International | McQuay International | DPS006AHHY2**-6* |  | HSP-A, Single-Package Heat Pum | Heat Pump | 208 | 3 | False |  |  |  | True | Variable-Speed | 70000 | 6034 | 11.6 | 10.8 |  |  | 65000 | 5053 | 3.8 | 3.3 |  |  |  | Federally-Regulated Commercial & Industrial Equipment | 04/19/2013 |  | 04/02/2020
McQuay International | McQuay International | DPS010AHHG2**-6* |  | HSP-A, Single-Package Heat Pum | Heat Pump | 230 | 3 | False |  |  |  | True | Variable-Speed | 121000 | 10000 | 12.1 | 10.8 |  |  | 106000 | 8926 | 3.5 | 3.3 |  |  |  | Federally-Regulated Commercial & Industrial Equipment | 01/09/2014 |  | 04/02/2020
McQuay International | McQuay International | DPS012AHHY5*C-6* |  | HSP-A, Single-Package Heat Pum | Heat Pump | 575 | 3 | False |  |  |  | True | Variable-Speed | 144000 | 12100 | 11.9 | 10.4 |  |  | 135000 | 11775 | 3.4 | 3.2 |  |  |  | Federally-Regulated Commercial & Industrial Equipment | 04/19/2013 |  | 04/02/2020
McQuay International | McQuay International | DPS012AHHE2**-4* |  | HSP-A, Single-Package Heat Pum | Heat Pump | 230 | 3 | False |  |  |  | True | Variable-Speed | 144000 | 12307 | 11.7 | 10.4 |  |  | 134000 | 11793 | 3.3 | 3.2 |  |  |  | Federally-Regulated Commercial & Industrial Equipment | 04/19/2013 |  | 04/02/2020
McQuay International | McQuay International | DPS006AHHY2**-4* |  | HSP-A, Single-Package Heat Pum | Heat Pump | 208 | 3 | False |  |  |  | True | Variable-Speed | 69000 | 6052 | 11.4 | 10.8 |  |  | 64000 | 5015 | 3.7 | 3.3 |  |  |  | Federally-Regulated Commercial & Industrial Equipment | 04/19/2013 |  | 04/02/2020
McQuay International | McQuay International | DPS006AHHY2**-4* |  | HSP-A, Single-Package Heat Pum | Heat Pump | 230 | 3 | False |  |  |  | True | Variable-Speed | 69000 | 6052 | 11.4 | 10.8 |  |  | 64000 | 5015 | 3.7 | 3.3 |  |  |  | Federally-Regulated Commercial & Industrial Equipment | 04/19/2013 |  | 04/02/2020
McQuay International | McQuay International | DPS012AHHG2**-4* |  | HSP-A, Single-Package Heat Pum | Heat Pump | 208 | 3 | False |  |  |  | True | Variable-Speed | 144000 | 12307 | 11.7 | 10.4 |  |  | 134000 | 11793 | 3.3 | 3.2 |  |  |  | Federally-Regulated Commercial & Industrial Equipment | 04/19/2013 |  | 04/02/2020
McQuay International | McQuay International | DPS010AHHG4*C-4* |  | HSP-A, Single-Package Heat Pum | Heat Pump | 460 | 3 | False |  |  |  | True | Variable-Speed | 120000 | 10000 | 12 | 10.8 |  |  | 110000 | 9426 | 3.4 | 3.3 |  |  |  | Federally-Regulated Commercial & Industrial Equipment | 04/19/2013 |  | 04/02/2020
McQuay International | McQuay International | DPS010AHHY5**-4* |  | HSP-A, Single-Package Heat Pum | Heat Pump | 575 | 3 | False |  |  |  | True | Variable-Speed | 120000 | 9917 | 12.1 | 10.8 |  |  | 105000 | 8971 | 3.4 | 3.3 |  |  |  | Federally-Regulated Commercial & Industrial Equipment | 01/09/2014 |  | 04/02/2020
McQuay International | McQuay International | DPS007AHHW2*C-4* |  | HSP-A, Single-Package Heat Pum | Heat Pump | 208 | 3 | False |  |  |  | True | Variable-Speed | 89000 | 7177 | 12.4 | 10.8 |  |  | 79000 | 6291 | 3.7 | 3.3 |  |  |  | Federally-Regulated Commercial & Industrial Equipment | 04/19/2013 |  | 04/02/2020
McQuay International | McQuay International | DPS007AHHG2*C-3* |  | HSP-A, Single-Package Heat Pum | Heat Pump | 230 | 3 | False |  |  |  | True | Variable-Speed | 88000 | 7154 | 12.3 | 10.8 |  |  | 78000 | 6245 | 3.7 | 3.3 |  |  |  | Federally-Regulated Commercial & Industrial Equipment | 04/19/2013 |  | 04/02/2020
McQuay International | McQuay International | DPS012AHHY2*C-6* |  | HSP-A, Single-Package Heat Pum | Heat Pump | 230 | 3 | False |  |  |  | True | Variable-Speed | 144000 | 12000 | 12 | 10.4 |  |  | 135000 | 11636 | 3.4 | 3.2 |  |  |  | Federally-Regulated Commercial & Industrial Equipment | 04/19/2013 |  | 04/02/2020
McQuay International | McQuay International | DPS012AHHY2*C-6* |  | HSP-A, Single-Package Heat Pum | Heat Pump | 208 | 3 | False |  |  |  | True | Variable-Speed | 144000 | 12000 | 12 | 10.4 |  |  | 135000 | 11636 | 3.4 | 3.2 |  |  |  | Federally-Regulated Commercial & Industrial Equipment | 04/19/2013 |  | 04/02/2020
McQuay International | McQuay International | DPS006AHHW4*C-4* |  | HSP-A, Single-Package Heat Pum | Heat Pump | 460 | 3 | False |  |  |  | True | Variable-Speed | 69000 | 6216 | 11.1 | 10.8 |  |  | 64000 | 5083 | 3.7 | 3.3 |  |  |  | Federally-Regulated Commercial & Industrial Equipment | 04/19/2013 |  | 04/02/2020
McQuay International | McQuay International | DPS006AHHE2*C-4* |  | HSP-A, Single-Package Heat Pum | Heat Pump | 208 | 3 | False |  |  |  | True | Variable-Speed | 69000 | 6216 | 11.1 | 10.8 |  |  | 64000 | 5083 | 3.7 | 3.3 |  |  |  | Federally-Regulated Commercial & Industrial Equipment | 04/19/2013 |  | 04/02/2020
McQuay International | McQuay International | DPS015AHHW4**-6 |  | HSP-A, Single-Package Heat Pum | Heat Pump | 460 | 3 | False |  |  |  | False | Variable-Speed | 166000 | 15514 | 10.7 | 10.4 |  |  | 164000 | 13425 | 3.6 | 3.2 |  |  |  | Federally-Regulated Commercial & Industrial Equipment | 01/09/2014 |  | 04/02/2020
McQuay International | McQuay International | DPS010AHHW4**-6* |  | HSP-A, Single-Package Heat Pum | Heat Pump | 460 | 3 | False |  |  |  | True | Variable-Speed | 121000 | 10000 | 12.1 | 10.8 |  |  | 112000 | 9432 | 3.5 | 3.3 |  |  |  | Federally-Regulated Commercial & Industrial Equipment | 04/19/2013 |  | 04/02/2020
McQuay International | McQuay International | DPS006AHHY2*C-6* |  | HSP-A, Single-Package Heat Pum | Heat Pump | 208 | 3 | False |  |  |  | True | Variable-Speed | 70000 | 6034 | 11.6 | 10.8 |  |  | 65000 | 5053 | 3.8 | 3.3 |  |  |  | Federally-Regulated Commercial & Industrial Equipment | 04/19/2013 |  | 04/02/2020
McQuay International | McQuay International | DPS012AHHW4*C-6* |  | HSP-A, Single-Package Heat Pum | Heat Pump | 460 | 3 | False |  |  |  | True | Variable-Speed | 144000 | 12203 | 11.8 | 10.4 |  |  | 135000 | 11810 | 3.4 | 3.2 |  |  |  | Federally-Regulated Commercial & Industrial Equipment | 04/19/2013 |  | 04/02/2020
McQuay International | McQuay International | DPS007AHHY2*C-4* |  | HSP-A, Single-Package Heat Pum | Heat Pump | 230 | 3 | False |  |  |  | True | Variable-Speed | 89000 | 7120 | 12.5 | 10.8 |  |  | 79000 | 6223 | 3.7 | 3.3 |  |  |  | Federally-Regulated Commercial & Industrial Equipment | 04/19/2013 |  | 04/02/2020
McQuay International | McQuay International | DPS010AHHE2**-6* |  | HSP-A, Single-Package Heat Pum | Heat Pump | 208 | 3 | False |  |  |  | True | Variable-Speed | 121000 | 10000 | 12.1 | 10.8 |  |  | 106000 | 8926 | 3.5 | 3.3 |  |  |  | Federally-Regulated Commercial & Industrial Equipment | 01/09/2014 |  | 04/02/2020
McQuay International | McQuay International | DPS010AHHG4*C-6* |  | HSP-A, Single-Package Heat Pum | Heat Pump | 460 | 3 | False |  |  |  | True | Variable-Speed | 121000 | 10000 | 12.1 | 10.8 |  |  | 112000 | 9432 | 3.5 | 3.3 |  |  |  | Federally-Regulated Commercial & Industrial Equipment | 04/19/2013 |  | 04/02/2020
McQuay International | McQuay International | DPS012AHHG2*C-6* |  | HSP-A, Single-Package Heat Pum | Heat Pump | 208 | 3 | False |  |  |  | True | Variable-Speed | 144000 | 12203 | 11.8 | 10.4 |  |  | 135000 | 11810 | 3.4 | 3.2 |  |  |  | Federally-Regulated Commercial & Industrial Equipment | 04/19/2013 |  | 04/02/2020
McQuay International | McQuay International | DPS010AHHE5*C-4* |  | HSP-A, Single-Package Heat Pum | Heat Pump | 575 | 3 | False |  |  |  | True | Variable-Speed | 120000 | 10084 | 11.9 | 10.8 |  |  | 105000 | 9104 | 3.4 | 3.3 |  |  |  | Federally-Regulated Commercial & Industrial Equipment | 01/09/2014 |  | 04/02/2020
McQuay International | McQuay International | DPS015AHHY4**-6 |  | HSP-A, Single-Package Heat Pum | Heat Pump | 230 | 3 | False |  |  |  | False | Variable-Speed | 166000 | 15229 | 10.9 | 10.4 |  |  | 164000 | 13204 | 3.6 | 3.2 |  |  |  | Federally-Regulated Commercial & Industrial Equipment | 01/09/2014 |  | 04/02/2020
McQuay International | McQuay International | DPS010AHHW5**-6* |  | HSP-A, Single-Package Heat Pum | Heat Pump | 575 | 3 | False |  |  |  | True | Variable-Speed | 121000 | 10083 | 12 | 10.8 |  |  | 106000 | 9030 | 3.4 | 3.3 |  |  |  | Federally-Regulated Commercial & Industrial Equipment | 01/09/2014 |  | 04/02/2020
McQuay International | McQuay International | DPS012AHHY2**-6* |  | HSP-A, Single-Package Heat Pum | Heat Pump | 230 | 3 | False |  |  |  | True | Variable-Speed | 144000 | 12000 | 12 | 10.4 |  |  | 135000 | 11636 | 3.4 | 3.2 |  |  |  | Federally-Regulated Commercial & Industrial Equipment | 04/19/2013 |  | 04/02/2020
McQuay International | McQuay International | DPS012AHHG4*C-4* |  | HSP-A, Single-Package Heat Pum | Heat Pump | 460 | 3 | False |  |  |  | True | Variable-Speed | 144000 | 12307 | 11.7 | 10.4 |  |  | 134000 | 11793 | 3.3 | 3.2 |  |  |  | Federally-Regulated Commercial & Industrial Equipment | 04/19/2013 |  | 04/02/2020
McQuay International | McQuay International | DPS012AHHE2**-6* |  | HSP-A, Single-Package Heat Pum | Heat Pump | 230 | 3 | False |  |  |  | True | Variable-Speed | 144000 | 12203 | 11.8 | 10.4 |  |  | 135000 | 11810 | 3.4 | 3.2 |  |  |  | Federally-Regulated Commercial & Industrial Equipment | 04/19/2013 |  | 04/02/2020
McQuay International | McQuay International | DPS010AHHW4**-4* |  | HSP-A, Single-Package Heat Pum | Heat Pump | 460 | 3 | False |  |  |  | True | Variable-Speed | 120000 | 10000 | 12 | 10.8 |  |  | 110000 | 9426 | 3.4 | 3.3 |  |  |  | Federally-Regulated Commercial & Industrial Equipment | 04/19/2013 |  | 04/02/2020
McQuay International | McQuay International | DPS007AHHE2*C-3* |  | HSP-A, Single-Package Heat Pum | Heat Pump | 230 | 3 | False |  |  |  | True | Variable-Speed | 88000 | 7154 | 12.3 | 10.8 |  |  | 78000 | 6245 | 3.7 | 3.3 |  |  |  | Federally-Regulated Commercial & Industrial Equipment | 04/19/2013 |  | 04/02/2020
McQuay International | McQuay International | DPS007AHHG2**-3* |  | HSP-A, Single-Package Heat Pum | Heat Pump | 230 | 3 | False |  |  |  | True | Variable-Speed | 88000 | 7154 | 12.3 | 10.8 |  |  | 78000 | 6245 | 3.7 | 3.3 |  |  |  | Federally-Regulated Commercial & Industrial Equipment | 04/19/2013 |  | 04/02/2020
McQuay International | McQuay International | DPS007AHHG4**-3* |  | HSP-A, Single-Package Heat Pum | Heat Pump | 460 | 3 | False |  |  |  | True | Variable-Speed | 88000 | 7154 | 12.3 | 10.8 |  |  | 78000 | 6245 | 3.7 | 3.3 |  |  |  | Federally-Regulated Commercial & Industrial Equipment | 04/19/2013 |  | 04/02/2020
McQuay International | McQuay International | DPS007AHHY2**-3* |  | HSP-A, Single-Package Heat Pum | Heat Pump | 208 | 3 | False |  |  |  | True | Variable-Speed | 88000 | 7096 | 12.4 | 10.8 |  |  | 78000 | 6178 | 3.7 | 3.3 |  |  |  | Federally-Regulated Commercial & Industrial Equipment | 04/19/2013 |  | 04/02/2020
McQuay International | McQuay International | DPS006AHHY2*C-6* |  | HSP-A, Single-Package Heat Pum | Heat Pump | 230 | 3 | False |  |  |  | True | Variable-Speed | 70000 | 6034 | 11.6 | 10.8 |  |  | 65000 | 5053 | 3.8 | 3.3 |  |  |  | Federally-Regulated Commercial & Industrial Equipment | 04/19/2013 |  | 04/02/2020
McQuay International | McQuay International | DPS010AHHY2**-4* |  | HSP-A, Single-Package Heat Pum | Heat Pump | 208 | 3 | False |  |  |  | True | Variable-Speed | 120000 | 9836 | 12.2 | 10.8 |  |  | 105000 | 8868 | 3.5 | 3.3 |  |  |  | Federally-Regulated Commercial & Industrial Equipment | 01/09/2014 |  | 04/02/2020
McQuay International | McQuay International | DPS007AHHY2*C-4* |  | HSP-A, Single-Package Heat Pum | Heat Pump | 208 | 3 | False |  |  |  | True | Variable-Speed | 89000 | 7120 | 12.5 | 10.8 |  |  | 79000 | 6223 | 3.7 | 3.3 |  |  |  | Federally-Regulated Commercial & Industrial Equipment | 04/19/2013 |  | 04/02/2020
McQuay International | McQuay International | DPS007AHHE2**-4* |  | HSP-A, Single-Package Heat Pum | Heat Pump | 208 | 3 | False |  |  |  | True | Variable-Speed | 89000 | 7177 | 12.4 | 10.8 |  |  | 79000 | 6291 | 3.7 | 3.3 |  |  |  | Federally-Regulated Commercial & Industrial Equipment | 04/19/2013 |  | 04/02/2020
McQuay International | McQuay International | DPS007AHHY4*C-4* |  | HSP-A, Single-Package Heat Pum | Heat Pump | 460 | 3 | False |  |  |  | True | Variable-Speed | 89000 | 7120 | 12.5 | 10.8 |  |  | 79000 | 6223 | 3.7 | 3.3 |  |  |  | Federally-Regulated Commercial & Industrial Equipment | 04/19/2013 |  | 04/02/2020
McQuay International | McQuay International | DPS010AHHG2**-6* |  | HSP-A, Single-Package Heat Pum | Heat Pump | 208 | 3 | False |  |  |  | True | Variable-Speed | 121000 | 10000 | 12.1 | 10.8 |  |  | 106000 | 8926 | 3.5 | 3.3 |  |  |  | Federally-Regulated Commercial & Industrial Equipment | 01/09/2014 |  | 04/02/2020
McQuay International | McQuay International | DPS010AHHE2**-6* |  | HSP-A, Single-Package Heat Pum | Heat Pump | 230 | 3 | False |  |  |  | True | Variable-Speed | 121000 | 10000 | 12.1 | 10.8 |  |  | 106000 | 8926 | 3.5 | 3.3 |  |  |  | Federally-Regulated Commercial & Industrial Equipment | 01/09/2014 |  | 04/02/2020
McQuay International | McQuay International | DPS012AHHG2**-6* |  | HSP-A, Single-Package Heat Pum | Heat Pump | 208 | 3 | False |  |  |  | True | Variable-Speed | 144000 | 12203 | 11.8 | 10.4 |  |  | 135000 | 11810 | 3.4 | 3.2 |  |  |  | Federally-Regulated Commercial & Industrial Equipment | 04/19/2013 |  | 04/02/2020
McQuay International | McQuay International | DPS010AHHG4**-6* |  | HSP-A, Single-Package Heat Pum | Heat Pump | 460 | 3 | False |  |  |  | True | Variable-Speed | 121000 | 10000 | 12.1 | 10.8 |  |  | 112000 | 9432 | 3.5 | 3.3 |  |  |  | Federally-Regulated Commercial & Industrial Equipment | 04/19/2013 |  | 04/02/2020
McQuay International | McQuay International | DPS012AHHG2*C-4* |  | HSP-A, Single-Package Heat Pum | Heat Pump | 208 | 3 | False |  |  |  | True | Variable-Speed | 144000 | 12307 | 11.7 | 10.4 |  |  | 134000 | 11793 | 3.3 | 3.2 |  |  |  | Federally-Regulated Commercial & Industrial Equipment | 04/19/2013 |  | 04/02/2020
McQuay International | McQuay International | DPS010AHHY2**-6* |  | HSP-A, Single-Package Heat Pum | Heat Pump | 208 | 3 | False |  |  |  | True | Variable-Speed | 121000 | 9837 | 12.3 | 10.8 |  |  | 106000 | 8825 | 3.5 | 3.3 |  |  |  | Federally-Regulated Commercial & Industrial Equipment | 01/09/2014 |  | 04/02/2020
McQuay International | McQuay International | DPS006AHHY2*C-4* |  | HSP-A, Single-Package Heat Pum | Heat Pump | 230 | 3 | False |  |  |  | True | Variable-Speed | 69000 | 6052 | 11.4 | 10.8 |  |  | 64000 | 5015 | 3.7 | 3.3 |  |  |  | Federally-Regulated Commercial & Industrial Equipment | 04/19/2013 |  | 04/02/2020
McQuay International | McQuay International | DPS010AHHY2**-4* |  | HSP-A, Single-Package Heat Pum | Heat Pump | 230 | 3 | False |  |  |  | True | Variable-Speed | 120000 | 9836 | 12.2 | 10.8 |  |  | 105000 | 8868 | 3.5 | 3.3 |  |  |  | Federally-Regulated Commercial & Industrial Equipment | 01/09/2014 |  | 04/02/2020
McQuay International | McQuay International | DPS010AHHE5**-4* |  | HSP-A, Single-Package Heat Pum | Heat Pump | 575 | 3 | False |  |  |  | True | Variable-Speed | 120000 | 10084 | 11.9 | 10.8 |  |  | 105000 | 9104 | 3.4 | 3.3 |  |  |  | Federally-Regulated Commercial & Industrial Equipment | 01/09/2014 |  | 04/02/2020
McQuay International | McQuay International | DPS012AHHW4**-4* |  | HSP-A, Single-Package Heat Pum | Heat Pump | 460 | 3 | False |  |  |  | True | Variable-Speed | 144000 | 12307 | 11.7 | 10.4 |  |  | 134000 | 11793 | 3.3 | 3.2 |  |  |  | Federally-Regulated Commercial & Industrial Equipment | 04/19/2013 |  | 04/02/2020
McQuay International | McQuay International | DPS007AHHE5**-4* |  | HSP-A, Single-Package Heat Pum | Heat Pump | 575 | 3 | False |  |  |  | True | Variable-Speed | 89000 | 7235 | 12.3 | 10.8 |  |  | 89000 | 7165 | 3.6 | 3.3 |  |  |  | Federally-Regulated Commercial & Industrial Equipment | 04/19/2013 |  | 04/02/2020
McQuay International | McQuay International | DPS012AHHY5**-6* |  | HSP-A, Single-Package Heat Pum | Heat Pump | 575 | 3 | False |  |  |  | True | Variable-Speed | 144000 | 12100 | 11.9 | 10.4 |  |  | 135000 | 11775 | 3.4 | 3.2 |  |  |  | Federally-Regulated Commercial & Industrial Equipment | 04/19/2013 |  | 04/02/2020
McQuay International | McQuay International | DPS012AHHE5*C-6* |  | HSP-A, Single-Package Heat Pum | Heat Pump | 575 | 3 | False |  |  |  | True | Variable-Speed | 144000 | 12307 | 11.7 | 10.4 |  |  | 135000 | 11953 | 3.3 | 3.2 |  |  |  | Federally-Regulated Commercial & Industrial Equipment | 04/19/2013 |  | 04/02/2020
McQuay International | McQuay International | DPS007AHHG5*C-4* |  | HSP-A, Single-Package Heat Pum | Heat Pump | 575 | 3 | False |  |  |  | True | Variable-Speed | 89000 | 7235 | 12.3 | 10.8 |  |  | 89000 | 7165 | 3.6 | 3.3 |  |  |  | Federally-Regulated Commercial & Industrial Equipment | 04/19/2013 |  | 04/02/2020
McQuay International | McQuay International | DPS006AHHY2*C-4* |  | HSP-A, Single-Package Heat Pum | Heat Pump | 208 | 3 | False |  |  |  | True | Variable-Speed | 69000 | 6052 | 11.4 | 10.8 |  |  | 64000 | 5015 | 3.7 | 3.3 |  |  |  | Federally-Regulated Commercial & Industrial Equipment | 04/19/2013 |  | 04/02/2020
McQuay International | McQuay International | DPS012AHHE2**-6* |  | HSP-A, Single-Package Heat Pum | Heat Pump | 208 | 3 | False |  |  |  | True | Variable-Speed | 144000 | 12203 | 11.8 | 10.4 |  |  | 135000 | 11810 | 3.4 | 3.2 |  |  |  | Federally-Regulated Commercial & Industrial Equipment | 04/19/2013 |  | 04/02/2020
McQuay International | McQuay International | DPS015AHHE4**-6 |  | HSP-A, Single-Package Heat Pum | Heat Pump | 208 | 3 | False |  |  |  | False | Variable-Speed | 166000 | 15514 | 10.7 | 10.4 |  |  | 164000 | 13425 | 3.6 | 3.2 |  |  |  | Federally-Regulated Commercial & Industrial Equipment | 01/09/2014 |  | 04/02/2020
McQuay International | McQuay International | DPS007AHHW2*C-3* |  | HSP-A, Single-Package Heat Pum | Heat Pump | 208 | 3 | False |  |  |  | True | Variable-Speed | 88000 | 7154 | 12.3 | 10.8 |  |  | 78000 | 6245 | 3.7 | 3.3 |  |  |  | Federally-Regulated Commercial & Industrial Equipment | 04/19/2013 |  | 04/02/2020
McQuay International | McQuay International | DPS006AHHW2**-6* |  | HSP-A, Single-Package Heat Pum | Heat Pump | 208 | 3 | False |  |  |  | True | Variable-Speed | 70000 | 6194 | 11.3 | 10.8 |  |  | 65000 | 5120 | 3.7 | 3.3 |  |  |  | Federally-Regulated Commercial & Industrial Equipment | 04/19/2013 |  | 04/02/2020
McQuay International | McQuay International | DPS012AHHG4*C-6* |  | HSP-A, Single-Package Heat Pum | Heat Pump | 460 | 3 | False |  |  |  | True | Variable-Speed | 144000 | 12203 | 11.8 | 10.4 |  |  | 135000 | 11810 | 3.4 | 3.2 |  |  |  | Federally-Regulated Commercial & Industrial Equipment | 04/19/2013 |  | 04/02/2020
McQuay International | McQuay International | DPS006AHHW2**-4* |  | HSP-A, Single-Package Heat Pum | Heat Pump | 230 | 3 | False |  |  |  | True | Variable-Speed | 69000 | 6216 | 11.1 | 10.8 |  |  | 64000 | 5083 | 3.7 | 3.3 |  |  |  | Federally-Regulated Commercial & Industrial Equipment | 04/19/2013 |  | 04/02/2020
McQuay International | McQuay International | DPS006AHHE2**-6* |  | HSP-A, Single-Package Heat Pum | Heat Pump | 208 | 3 | False |  |  |  | True | Variable-Speed | 70000 | 6194 | 11.3 | 10.8 |  |  | 65000 | 5120 | 3.7 | 3.3 |  |  |  | Federally-Regulated Commercial & Industrial Equipment | 04/19/2013 |  | 04/02/2020
McQuay International | McQuay International | DPS006AHHG2*C-4* |  | HSP-A, Single-Package Heat Pum | Heat Pump | 208 | 3 | False |  |  |  | True | Variable-Speed | 69000 | 6216 | 11.1 | 10.8 |  |  | 64000 | 5083 | 3.7 | 3.3 |  |  |  | Federally-Regulated Commercial & Industrial Equipment | 04/19/2013 |  | 04/02/2020
McQuay International | McQuay International | DPS006AHHG4**-6* |  | HSP-A, Single-Package Heat Pum | Heat Pump | 460 | 3 | False |  |  |  | True | Variable-Speed | 70000 | 6194 | 11.3 | 10.8 |  |  | 65000 | 5120 | 3.7 | 3.3 |  |  |  | Federally-Regulated Commercial & Industrial Equipment | 04/19/2013 |  | 04/02/2020
McQuay International | McQuay International | DPS012AHHG2**-6* |  | HSP-A, Single-Package Heat Pum | Heat Pump | 230 | 3 | False |  |  |  | True | Variable-Speed | 144000 | 12203 | 11.8 | 10.4 |  |  | 135000 | 11810 | 3.4 | 3.2 |  |  |  | Federally-Regulated Commercial & Industrial Equipment | 04/19/2013 |  | 04/02/2020
McQuay International | McQuay International | DPS012AHHE2*C-4* |  | HSP-A, Single-Package Heat Pum | Heat Pump | 230 | 3 | False |  |  |  | True | Variable-Speed | 144000 | 12307 | 11.7 | 10.4 |  |  | 134000 | 11793 | 3.3 | 3.2 |  |  |  | Federally-Regulated Commercial & Industrial Equipment | 04/19/2013 |  | 04/02/2020
McQuay International | McQuay International | DPS012AHHY2*C-4* |  | HSP-A, Single-Package Heat Pum | Heat Pump | 208 | 3 | False |  |  |  | True | Variable-Speed | 144000 | 12100 | 11.9 | 10.4 |  |  | 134000 | 11618 | 3.4 | 3.2 |  |  |  | Federally-Regulated Commercial & Industrial Equipment | 04/19/2013 |  | 04/02/2020
McQuay International | McQuay International | DPS006AHHY4*C-6* |  | HSP-A, Single-Package Heat Pum | Heat Pump | 460 | 3 | False |  |  |  | True | Variable-Speed | 70000 | 6034 | 11.6 | 10.8 |  |  | 65000 | 5053 | 3.8 | 3.3 |  |  |  | Federally-Regulated Commercial & Industrial Equipment | 04/19/2013 |  | 04/02/2020
McQuay International | McQuay International | DPS012AHHW5**-4* |  | HSP-A, Single-Package Heat Pum | Heat Pump | 575 | 3 | False |  |  |  | True | Variable-Speed | 144000 | 12413 | 11.6 | 10.4 |  |  | 134000 | 11936 | 3.3 | 3.2 |  |  |  | Federally-Regulated Commercial & Industrial Equipment | 04/19/2013 |  | 04/02/2020
McQuay International | McQuay International | DPS010AHHW5**-4* |  | HSP-A, Single-Package Heat Pum | Heat Pump | 575 | 3 | False |  |  |  | True | Variable-Speed | 120000 | 10084 | 11.9 | 10.8 |  |  | 105000 | 9104 | 3.4 | 3.3 |  |  |  | Federally-Regulated Commercial & Industrial Equipment | 01/09/2014 |  | 04/02/2020
McQuay International | McQuay International | DPS010AHHW2*C-6* |  | HSP-A, Single-Package Heat Pum | Heat Pump | 230 | 3 | False |  |  |  | True | Variable-Speed | 121000 | 10000 | 12.1 | 10.8 |  |  | 106000 | 8926 | 3.5 | 3.3 |  |  |  | Federally-Regulated Commercial & Industrial Equipment | 01/09/2014 |  | 04/02/2020
McQuay International | McQuay International | DPS006AHHW2*C-4* |  | HSP-A, Single-Package Heat Pum | Heat Pump | 230 | 3 | False |  |  |  | True | Variable-Speed | 69000 | 6216 | 11.1 | 10.8 |  |  | 64000 | 5083 | 3.7 | 3.3 |  |  |  | Federally-Regulated Commercial & Industrial Equipment | 04/19/2013 |  | 04/02/2020
McQuay International | McQuay International | DPS010AHHG2*C-4* |  | HSP-A, Single-Package Heat Pum | Heat Pump | 208 | 3 | False |  |  |  | True | Variable-Speed | 120000 | 10000 | 12 | 10.8 |  |  | 105000 | 8997 | 3.4 | 3.3 |  |  |  | Federally-Regulated Commercial & Industrial Equipment | 01/09/2014 |  | 04/02/2020
McQuay International | McQuay International | DPS012AHHY4**-6* |  | HSP-A, Single-Package Heat Pum | Heat Pump | 460 | 3 | False |  |  |  | True | Variable-Speed | 144000 | 12000 | 12 | 10.4 |  |  | 135000 | 11636 | 3.4 | 3.2 |  |  |  | Federally-Regulated Commercial & Industrial Equipment | 04/19/2013 |  | 04/02/2020
McQuay International | McQuay International | DPS006AHHW2**-6* |  | HSP-A, Single-Package Heat Pum | Heat Pump | 230 | 3 | False |  |  |  | True | Variable-Speed | 70000 | 6194 | 11.3 | 10.8 |  |  | 65000 | 5120 | 3.7 | 3.3 |  |  |  | Federally-Regulated Commercial & Industrial Equipment | 04/19/2013 |  | 04/02/2020
McQuay International | McQuay International | DPS007AHHE5*C-4* |  | HSP-A, Single-Package Heat Pum | Heat Pump | 575 | 3 | False |  |  |  | True | Variable-Speed | 89000 | 7235 | 12.3 | 10.8 |  |  | 89000 | 7165 | 3.6 | 3.3 |  |  |  | Federally-Regulated Commercial & Industrial Equipment | 04/19/2013 |  | 04/02/2020
McQuay International | McQuay International | DPS012AHHE5**-4* |  | HSP-A, Single-Package Heat Pum | Heat Pump | 575 | 3 | False |  |  |  | True | Variable-Speed | 144000 | 12413 | 11.6 | 10.4 |  |  | 134000 | 11936 | 3.3 | 3.2 |  |  |  | Federally-Regulated Commercial & Industrial Equipment | 04/19/2013 |  | 04/02/2020
McQuay International | McQuay International | DPS012AHHW4*C-4* |  | HSP-A, Single-Package Heat Pum | Heat Pump | 460 | 3 | False |  |  |  | True | Variable-Speed | 144000 | 12307 | 11.7 | 10.4 |  |  | 134000 | 11793 | 3.3 | 3.2 |  |  |  | Federally-Regulated Commercial & Industrial Equipment | 04/19/2013 |  | 04/02/2020
McQuay International | McQuay International | DPS007AHHG2**-4* |  | HSP-A, Single-Package Heat Pum | Heat Pump | 208 | 3 | False |  |  |  | True | Variable-Speed | 89000 | 7177 | 12.4 | 10.8 |  |  | 79000 | 6291 | 3.7 | 3.3 |  |  |  | Federally-Regulated Commercial & Industrial Equipment | 04/19/2013 |  | 04/02/2020
McQuay International | McQuay International | DPS007AHHY5**-4* |  | HSP-A, Single-Package Heat Pum | Heat Pump | 575 | 3 | False |  |  |  | True | Variable-Speed | 89000 | 7177 | 12.4 | 10.8 |  |  | 89000 | 7087 | 3.7 | 3.3 |  |  |  | Federally-Regulated Commercial & Industrial Equipment | 04/19/2013 |  | 04/02/2020
McQuay International | McQuay International | DPS007AHHY2**-4* |  | HSP-A, Single-Package Heat Pum | Heat Pump | 208 | 3 | False |  |  |  | True | Variable-Speed | 89000 | 7120 | 12.5 | 10.8 |  |  | 79000 | 6223 | 3.7 | 3.3 |  |  |  | Federally-Regulated Commercial & Industrial Equipment | 04/19/2013 |  | 04/02/2020
McQuay International | McQuay International | DPS006AHHW4**-4* |  | HSP-A, Single-Package Heat Pum | Heat Pump | 460 | 3 | False |  |  |  | True | Variable-Speed | 69000 | 6216 | 11.1 | 10.8 |  |  | 64000 | 5083 | 3.7 | 3.3 |  |  |  | Federally-Regulated Commercial & Industrial Equipment | 04/19/2013 |  | 04/02/2020
McQuay International | McQuay International | DPS010AHHW2*C-4* |  | HSP-A, Single-Package Heat Pum | Heat Pump | 230 | 3 | False |  |  |  | True | Variable-Speed | 120000 | 10000 | 12 | 10.8 |  |  | 105000 | 8997 | 3.4 | 3.3 |  |  |  | Federally-Regulated Commercial & Industrial Equipment | 01/09/2014 |  | 04/02/2020
McQuay International | McQuay International | DPS010AHHE2*C-4* |  | HSP-A, Single-Package Heat Pum | Heat Pump | 230 | 3 | False |  |  |  | True | Variable-Speed | 120000 | 10000 | 12 | 10.8 |  |  | 105000 | 8997 | 3.4 | 3.3 |  |  |  | Federally-Regulated Commercial & Industrial Equipment | 01/09/2014 |  | 04/02/2020
McQuay International | McQuay International | DPS006AHHE2*C-4* |  | HSP-A, Single-Package Heat Pum | Heat Pump | 230 | 3 | False |  |  |  | True | Variable-Speed | 69000 | 6216 | 11.1 | 10.8 |  |  | 64000 | 5083 | 3.7 | 3.3 |  |  |  | Federally-Regulated Commercial & Industrial Equipment | 04/19/2013 |  | 04/02/2020
McQuay International | McQuay International | DPS010AHHY4**-4* |  | HSP-A, Single-Package Heat Pum | Heat Pump | 460 | 3 | False |  |  |  | True | Variable-Speed | 120000 | 9836 | 12.2 | 10.8 |  |  | 110000 | 9290 | 3.5 | 3.3 |  |  |  | Federally-Regulated Commercial & Industrial Equipment | 04/19/2013 |  | 04/02/2020
McQuay International | McQuay International | DPS012AHHW2**-6* |  | HSP-A, Single-Package Heat Pum | Heat Pump | 230 | 3 | False |  |  |  | True | Variable-Speed | 144000 | 12203 | 11.8 | 10.4 |  |  | 135000 | 11810 | 3.4 | 3.2 |  |  |  | Federally-Regulated Commercial & Industrial Equipment | 04/19/2013 |  | 04/02/2020
McQuay International | McQuay International | DPS015AHHE4**-6 |  | HSP-A, Single-Package Heat Pum | Heat Pump | 460 | 3 | False |  |  |  | False | Variable-Speed | 166000 | 15514 | 10.7 | 10.4 |  |  | 164000 | 13425 | 3.6 | 3.2 |  |  |  | Federally-Regulated Commercial & Industrial Equipment | 01/09/2014 |  | 04/02/2020
McQuay International | McQuay International | DPS007AHHW2*C-4* |  | HSP-A, Single-Package Heat Pum | Heat Pump | 230 | 3 | False |  |  |  | True | Variable-Speed | 89000 | 7177 | 12.4 | 10.8 |  |  | 79000 | 6291 | 3.7 | 3.3 |  |  |  | Federally-Regulated Commercial & Industrial Equipment | 04/19/2013 |  | 04/02/2020
McQuay International | McQuay International | DPS007AHHY5**-3* |  | HSP-A, Single-Package Heat Pum | Heat Pump | 575 | 3 | False |  |  |  | True | Variable-Speed | 88000 | 7154 | 12.3 | 10.8 |  |  | 88000 | 7046 | 3.7 | 3.3 |  |  |  | Federally-Regulated Commercial & Industrial Equipment | 04/19/2013 |  | 04/02/2020
McQuay International | McQuay International | DPS007AHHY2**-3* |  | HSP-A, Single-Package Heat Pum | Heat Pump | 230 | 3 | False |  |  |  | True | Variable-Speed | 88000 | 7096 | 12.4 | 10.8 |  |  | 78000 | 6178 | 3.7 | 3.3 |  |  |  | Federally-Regulated Commercial & Industrial Equipment | 04/19/2013 |  | 04/02/2020
McQuay International | McQuay International | DPS007AHHG4**-4* |  | HSP-A, Single-Package Heat Pum | Heat Pump | 460 | 3 | False |  |  |  | True | Variable-Speed | 89000 | 7177 | 12.4 | 10.8 |  |  | 79000 | 6291 | 3.7 | 3.3 |  |  |  | Federally-Regulated Commercial & Industrial Equipment | 04/19/2013 |  | 04/02/2020
McQuay International | McQuay International | DPS010AHHW2**-4* |  | HSP-A, Single-Package Heat Pum | Heat Pump | 208 | 3 | False |  |  |  | True | Variable-Speed | 120000 | 10000 | 12 | 10.8 |  |  | 105000 | 8997 | 3.4 | 3.3 |  |  |  | Federally-Regulated Commercial & Industrial Equipment | 01/09/2014 |  | 04/02/2020
McQuay International | McQuay International | DPS010AHHW5*C-6* |  | HSP-A, Single-Package Heat Pum | Heat Pump | 575 | 3 | False |  |  |  | True | Variable-Speed | 121000 | 10083 | 12 | 10.8 |  |  | 106000 | 9030 | 3.4 | 3.3 |  |  |  | Federally-Regulated Commercial & Industrial Equipment | 01/09/2014 |  | 04/02/2020
McQuay International | McQuay International | DPS010AHHY2*C-6* |  | HSP-A, Single-Package Heat Pum | Heat Pump | 208 | 3 | False |  |  |  | True | Variable-Speed | 121000 | 9837 | 12.3 | 10.8 |  |  | 106000 | 8825 | 3.5 | 3.3 |  |  |  | Federally-Regulated Commercial & Industrial Equipment | 01/09/2014 |  | 04/02/2020
McQuay International | McQuay International | DPS007AHHE2*C-4* |  | HSP-A, Single-Package Heat Pum | Heat Pump | 208 | 3 | False |  |  |  | True | Variable-Speed | 89000 | 7177 | 12.4 | 10.8 |  |  | 79000 | 6291 | 3.7 | 3.3 |  |  |  | Federally-Regulated Commercial & Industrial Equipment | 04/19/2013 |  | 04/02/2020
McQuay International | McQuay International | DPS006AHHE2**-4* |  | HSP-A, Single-Package Heat Pum | Heat Pump | 230 | 3 | False |  |  |  | True | Variable-Speed | 69000 | 6216 | 11.1 | 10.8 |  |  | 64000 | 5083 | 3.7 | 3.3 |  |  |  | Federally-Regulated Commercial & Industrial Equipment | 04/19/2013 |  | 04/02/2020
McQuay International | McQuay International | DPS010AHHY5**-6* |  | HSP-A, Single-Package Heat Pum | Heat Pump | 575 | 3 | False |  |  |  | True | Variable-Speed | 121000 | 9918 | 12.2 | 10.8 |  |  | 106000 | 8926 | 3.5 | 3.3 |  |  |  | Federally-Regulated Commercial & Industrial Equipment | 01/09/2014 |  | 04/02/2020
McQuay International | McQuay International | DPS007AHHE5**-3* |  | HSP-A, Single-Package Heat Pum | Heat Pump | 575 | 3 | False |  |  |  | True | Variable-Speed | 88000 | 7213 | 12.2 | 10.8 |  |  | 88000 | 7124 | 3.6 | 3.3 |  |  |  | Federally-Regulated Commercial & Industrial Equipment | 04/19/2013 |  | 04/02/2020
McQuay International | McQuay International | DPS010AHHY4*C-4* |  | HSP-A, Single-Package Heat Pum | Heat Pump | 460 | 3 | False |  |  |  | True | Variable-Speed | 120000 | 9836 | 12.2 | 10.8 |  |  | 110000 | 9290 | 3.5 | 3.3 |  |  |  | Federally-Regulated Commercial & Industrial Equipment | 04/19/2013 |  | 04/02/2020
McQuay International | McQuay International | DPS010AHHG2*C-6* |  | HSP-A, Single-Package Heat Pum | Heat Pump | 230 | 3 | False |  |  |  | True | Variable-Speed | 121000 | 10000 | 12.1 | 10.8 |  |  | 106000 | 8926 | 3.5 | 3.3 |  |  |  | Federally-Regulated Commercial & Industrial Equipment | 01/09/2014 |  | 04/02/2020
McQuay International | McQuay International | DPS015AHHG5**-6 |  | HSP-A, Single-Package Heat Pum | Heat Pump | 575 | 3 | False |  |  |  | False | Variable-Speed | 166000 | 15809 | 10.5 | 10.4 |  |  | 164000 | 13615 | 3.5 | 3.2 |  |  |  | Federally-Regulated Commercial & Industrial Equipment | 01/09/2014 |  | 04/02/2020
McQuay International | McQuay International | DPS006AHHY4**-4* |  | HSP-A, Single-Package Heat Pum | Heat Pump | 460 | 3 | False |  |  |  | True | Variable-Speed | 69000 | 6052 | 11.4 | 10.8 |  |  | 64000 | 5015 | 3.7 | 3.3 |  |  |  | Federally-Regulated Commercial & Industrial Equipment | 04/19/2013 |  | 04/02/2020
McQuay International | McQuay International | DPS010AHHG5*C-6* |  | HSP-A, Single-Package Heat Pum | Heat Pump | 575 | 3 | False |  |  |  | True | Variable-Speed | 121000 | 10083 | 12 | 10.8 |  |  | 106000 | 9030 | 3.4 | 3.3 |  |  |  | Federally-Regulated Commercial & Industrial Equipment | 01/09/2014 |  | 04/02/2020
McQuay International | McQuay International | DPS007AHHY4**-4* |  | HSP-A, Single-Package Heat Pum | Heat Pump | 460 | 3 | False |  |  |  | True | Variable-Speed | 89000 | 7120 | 12.5 | 10.8 |  |  | 79000 | 6223 | 3.7 | 3.3 |  |  |  | Federally-Regulated Commercial & Industrial Equipment | 04/19/2013 |  | 04/02/2020
McQuay International | McQuay International | DPS006AHHW2**-4* |  | HSP-A, Single-Package Heat Pum | Heat Pump | 208 | 3 | False |  |  |  | True | Variable-Speed | 69000 | 6216 | 11.1 | 10.8 |  |  | 64000 | 5083 | 3.7 | 3.3 |  |  |  | Federally-Regulated Commercial & Industrial Equipment | 04/19/2013 |  | 04/02/2020
McQuay International | McQuay International | DPS007AHHW2**-4* |  | HSP-A, Single-Package Heat Pum | Heat Pump | 208 | 3 | False |  |  |  | True | Variable-Speed | 89000 | 7177 | 12.4 | 10.8 |  |  | 79000 | 6291 | 3.7 | 3.3 |  |  |  | Federally-Regulated Commercial & Industrial Equipment | 04/19/2013 |  | 04/02/2020
McQuay International | McQuay International | DPS007AHHG5**-4* |  | HSP-A, Single-Package Heat Pum | Heat Pump | 575 | 3 | False |  |  |  | True | Variable-Speed | 89000 | 7235 | 12.3 | 10.8 |  |  | 89000 | 7165 | 3.6 | 3.3 |  |  |  | Federally-Regulated Commercial & Industrial Equipment | 04/19/2013 |  | 04/02/2020
McQuay International | McQuay International | DPS007AHHW4*C-4* |  | HSP-A, Single-Package Heat Pum | Heat Pump | 460 | 3 | False |  |  |  | True | Variable-Speed | 89000 | 7177 | 12.4 | 10.8 |  |  | 79000 | 6291 | 3.7 | 3.3 |  |  |  | Federally-Regulated Commercial & Industrial Equipment | 04/19/2013 |  | 04/02/2020
McQuay International | McQuay International | DPS007AHHE4*C-4* |  | HSP-A, Single-Package Heat Pum | Heat Pump | 460 | 3 | False |  |  |  | True | Variable-Speed | 89000 | 7177 | 12.4 | 10.8 |  |  | 79000 | 6291 | 3.7 | 3.3 |  |  |  | Federally-Regulated Commercial & Industrial Equipment | 04/19/2013 |  | 04/02/2020
McQuay International | McQuay International | DPS007AHHY5*C-3* |  | HSP-A, Single-Package Heat Pum | Heat Pump | 575 | 3 | False |  |  |  | True | Variable-Speed | 88000 | 7154 | 12.3 | 10.8 |  |  | 88000 | 7046 | 3.7 | 3.3 |  |  |  | Federally-Regulated Commercial & Industrial Equipment | 04/19/2013 |  | 04/02/2020
McQuay International | McQuay International | DPS007AHHW4*C-3* |  | HSP-A, Single-Package Heat Pum | Heat Pump | 460 | 3 | False |  |  |  | True | Variable-Speed | 88000 | 7154 | 12.3 | 10.8 |  |  | 78000 | 6245 | 3.7 | 3.3 |  |  |  | Federally-Regulated Commercial & Industrial Equipment | 04/19/2013 |  | 04/02/2020
McQuay International | McQuay International | DPS012AHHY2*C-4* |  | HSP-A, Single-Package Heat Pum | Heat Pump | 230 | 3 | False |  |  |  | True | Variable-Speed | 144000 | 12100 | 11.9 | 10.4 |  |  | 134000 | 11618 | 3.4 | 3.2 |  |  |  | Federally-Regulated Commercial & Industrial Equipment | 04/19/2013 |  | 04/02/2020
McQuay International | McQuay International | DPS010AHHW5*C-4* |  | HSP-A, Single-Package Heat Pum | Heat Pump | 575 | 3 | False |  |  |  | True | Variable-Speed | 120000 | 10084 | 11.9 | 10.8 |  |  | 105000 | 9104 | 3.4 | 3.3 |  |  |  | Federally-Regulated Commercial & Industrial Equipment | 01/09/2014 |  | 04/02/2020
McQuay International | McQuay International | DPS006AHHE4**-6* |  | HSP-A, Single-Package Heat Pum | Heat Pump | 460 | 3 | False |  |  |  | True | Variable-Speed | 70000 | 6194 | 11.3 | 10.8 |  |  | 65000 | 5120 | 3.7 | 3.3 |  |  |  | Federally-Regulated Commercial & Industrial Equipment | 04/19/2013 |  | 04/02/2020
McQuay International | McQuay International | DPS012AHHG2**-4* |  | HSP-A, Single-Package Heat Pum | Heat Pump | 230 | 3 | False |  |  |  | True | Variable-Speed | 144000 | 12307 | 11.7 | 10.4 |  |  | 134000 | 11793 | 3.3 | 3.2 |  |  |  | Federally-Regulated Commercial & Industrial Equipment | 04/19/2013 |  | 04/02/2020
McQuay International | McQuay International | DPS006AHHE2**-6* |  | HSP-A, Single-Package Heat Pum | Heat Pump | 230 | 3 | False |  |  |  | True | Variable-Speed | 70000 | 6194 | 11.3 | 10.8 |  |  | 65000 | 5120 | 3.7 | 3.3 |  |  |  | Federally-Regulated Commercial & Industrial Equipment | 04/19/2013 |  | 04/02/2020
McQuay International | McQuay International | DPS007AHHE2*C-4* |  | HSP-A, Single-Package Heat Pum | Heat Pump | 230 | 3 | False |  |  |  | True | Variable-Speed | 89000 | 7177 | 12.4 | 10.8 |  |  | 79000 | 6291 | 3.7 | 3.3 |  |  |  | Federally-Regulated Commercial & Industrial Equipment | 04/19/2013 |  | 04/02/2020
McQuay International | McQuay International | DPS010AHHG2*C-4* |  | HSP-A, Single-Package Heat Pum | Heat Pump | 230 | 3 | False |  |  |  | True | Variable-Speed | 120000 | 10000 | 12 | 10.8 |  |  | 105000 | 8997 | 3.4 | 3.3 |  |  |  | Federally-Regulated Commercial & Industrial Equipment | 01/09/2014 |  | 04/02/2020
McQuay International | McQuay International | DPS010AHHE4**-4* |  | HSP-A, Single-Package Heat Pum | Heat Pump | 460 | 3 | False |  |  |  | True | Variable-Speed | 120000 | 10000 | 12 | 10.8 |  |  | 110000 | 9426 | 3.4 | 3.3 |  |  |  | Federally-Regulated Commercial & Industrial Equipment | 04/19/2013 |  | 04/02/2020
McQuay International | McQuay International | DPS012AHHW2*C-6* |  | HSP-A, Single-Package Heat Pum | Heat Pump | 230 | 3 | False |  |  |  | True | Variable-Speed | 144000 | 12203 | 11.8 | 10.4 |  |  | 135000 | 11810 | 3.4 | 3.2 |  |  |  | Federally-Regulated Commercial & Industrial Equipment | 04/19/2013 |  | 04/02/2020
McQuay International | McQuay International | DPS007AHHW2**-3* |  | HSP-A, Single-Package Heat Pum | Heat Pump | 208 | 3 | False |  |  |  | True | Variable-Speed | 88000 | 7154 | 12.3 | 10.8 |  |  | 78000 | 6245 | 3.7 | 3.3 |  |  |  | Federally-Regulated Commercial & Industrial Equipment | 04/19/2013 |  | 04/02/2020
McQuay International | McQuay International | DPS012AHHG2*C-6* |  | HSP-A, Single-Package Heat Pum | Heat Pump | 230 | 3 | False |  |  |  | True | Variable-Speed | 144000 | 12203 | 11.8 | 10.4 |  |  | 135000 | 11810 | 3.4 | 3.2 |  |  |  | Federally-Regulated Commercial & Industrial Equipment | 04/19/2013 |  | 04/02/2020
McQuay International | McQuay International | DPS007AHHY5*C-4* |  | HSP-A, Single-Package Heat Pum | Heat Pump | 575 | 3 | False |  |  |  | True | Variable-Speed | 89000 | 7177 | 12.4 | 10.8 |  |  | 89000 | 7087 | 3.7 | 3.3 |  |  |  | Federally-Regulated Commercial & Industrial Equipment | 04/19/2013 |  | 04/02/2020
McQuay International | McQuay International | DPS007AHHG2**-3* |  | HSP-A, Single-Package Heat Pum | Heat Pump | 208 | 3 | False |  |  |  | True | Variable-Speed | 88000 | 7154 | 12.3 | 10.8 |  |  | 78000 | 6245 | 3.7 | 3.3 |  |  |  | Federally-Regulated Commercial & Industrial Equipment | 04/19/2013 |  | 04/02/2020
McQuay International | McQuay International | DPS012AHHG4**-6* |  | HSP-A, Single-Package Heat Pum | Heat Pump | 460 | 3 | False |  |  |  | True | Variable-Speed | 144000 | 12203 | 11.8 | 10.4 |  |  | 135000 | 11810 | 3.4 | 3.2 |  |  |  | Federally-Regulated Commercial & Industrial Equipment | 04/19/2013 |  | 04/02/2020
McQuay International | McQuay International | DPS015AHHW5**-6 |  | HSP-A, Single-Package Heat Pum | Heat Pump | 575 | 3 | False |  |  |  | False | Variable-Speed | 166000 | 15809 | 10.5 | 10.4 |  |  | 164000 | 13615 | 3.5 | 3.2 |  |  |  | Federally-Regulated Commercial & Industrial Equipment | 01/09/2014 |  | 04/02/2020
McQuay International | McQuay International | DPS006AHHW4**-6* |  | HSP-A, Single-Package Heat Pum | Heat Pump | 460 | 3 | False |  |  |  | True | Variable-Speed | 70000 | 6194 | 11.3 | 10.8 |  |  | 65000 | 5120 | 3.7 | 3.3 |  |  |  | Federally-Regulated Commercial & Industrial Equipment | 04/19/2013 |  | 04/02/2020
McQuay International | McQuay International | DPS012AHHY4*C-6* |  | HSP-A, Single-Package Heat Pum | Heat Pump | 460 | 3 | False |  |  |  | True | Variable-Speed | 144000 | 12000 | 12 | 10.4 |  |  | 135000 | 11636 | 3.4 | 3.2 |  |  |  | Federally-Regulated Commercial & Industrial Equipment | 04/19/2013 |  | 04/02/2020
McQuay International | McQuay International | DPS007AHHY4**-3* |  | HSP-A, Single-Package Heat Pum | Heat Pump | 460 | 3 | False |  |  |  | True | Variable-Speed | 88000 | 7096 | 12.4 | 10.8 |  |  | 78000 | 6178 | 3.7 | 3.3 |  |  |  | Federally-Regulated Commercial & Industrial Equipment | 04/19/2013 |  | 04/02/2020
McQuay International | McQuay International | DPS012AHHW2**-4* |  | HSP-A, Single-Package Heat Pum | Heat Pump | 230 | 3 | False |  |  |  | True | Variable-Speed | 144000 | 12307 | 11.7 | 10.4 |  |  | 134000 | 11793 | 3.3 | 3.2 |  |  |  | Federally-Regulated Commercial & Industrial Equipment | 04/19/2013 |  | 04/02/2020
McQuay International | McQuay International | DPS006AHHE4*C-4* |  | HSP-A, Single-Package Heat Pum | Heat Pump | 460 | 3 | False |  |  |  | True | Variable-Speed | 69000 | 6216 | 11.1 | 10.8 |  |  | 64000 | 5083 | 3.7 | 3.3 |  |  |  | Federally-Regulated Commercial & Industrial Equipment | 04/19/2013 |  | 04/02/2020
McQuay International | McQuay International | DPS006AHHE2*C-6* |  | HSP-A, Single-Package Heat Pum | Heat Pump | 230 | 3 | False |  |  |  | True | Variable-Speed | 70000 | 6194 | 11.3 | 10.8 |  |  | 65000 | 5120 | 3.7 | 3.3 |  |  |  | Federally-Regulated Commercial & Industrial Equipment | 04/19/2013 |  | 04/02/2020
Nordyne, LLC | Mammoth | Q6SP-120D |  | HSP-A, Single-Package Heat Pum | Heat Pump | 460 | 3 | False |  |  |  | True | Single-Speed | 120000 | 10909 | 11 | 10.8 |  |  | 114000 | 10124 | 3.3 | 3.3 |  |  |  | Federally-Regulated Commercial & Industrial Equipment | 06/23/2011 |  | 04/02/2020
Nordyne, LLC | Nordyne | Q6SP-120D |  | HSP-A, Single-Package Heat Pum | Heat Pump | 460 | 3 | False |  |  |  | True | Single-Speed | 120000 | 10909 | 11 | 10.8 |  |  | 114000 | 10124 | 3.3 | 3.3 |  |  |  | Federally-Regulated Commercial & Industrial Equipment | 06/23/2011 |  | 04/02/2020
Nordyne, LLC | Mammoth | Q6SP-120C |  | HSP-A, Single-Package Heat Pum | Heat Pump | 208 | 3 | False |  |  |  | True | Single-Speed | 119000 | 10818 | 11 | 10.8 |  |  | 113000 | 10036 | 3.3 | 3.3 |  |  |  | Federally-Regulated Commercial & Industrial Equipment | 06/23/2011 |  | 04/02/2020