## LargeBatteryChargers_12022025
Manufacturer | Brand | Model Number | Product Type | Compatible Battery Chemistries | Battery Capacity Watt-hours | Average Maintenance Mode Power Consumption Watts | Avg Maintenance Mode Watts Standard | No Battery or Off Mode Power Watts | No Battery Watts Standard | Charge Return Factor 100 | Charge Return Factor 100 Standard | Charge Return Factor 80 | Charge Return Factor 80 Standard | Charge Return Factor 40 | Charge Return Factor 40 Standard | Power Conversion Efficiency Percent | Power Conversion Efficiency Percent Standard | Power Factor | Power Factor Standard | Family Certification | Marking Location | Regulatory Status | Add Date | Reference Number | Modified Date
Power Designers Sibex | RVL | RV05-4kW-75A-48V-C-CEC | Three-phase lift truck | Lead-acid | 37680.48 | 3.89 | 55.22 | 3.81 | 10 | 1.07 | 1.1 | 1.09 | 1.1 | 1.04 | 1.15 | 90 | 89 | 0.91 | 0.9 | FALSE | Both (Charger & Package) | Non Federally-Regulated | 2015-11-02 |  | 2015-11-09
Power Designers Sibex | RVL | RV05-4kW-75A-48V-P-CEC | Three-phase lift truck | Lead-acid | 13752 | 26.5 | 26.5 | 10 | 10 | 1.1 | 1.1 | 1.1 | 1.1 | 1.15 | 1.15 | 89 | 89 | 0.9 | 0.9 | FALSE | Both (Charger & Package) | Non Federally-Regulated | 2015-11-02 |  | 2015-11-09
Power Designers Sibex | RVL | RV05-4kW-75A-48V-F-CEC | Three-phase lift truck | Lead-acid | 8595 | 20.3 | 20.31 | 10 | 10 | 1.1 | 1.1 | 1.1 | 1.1 | 1.15 | 1.15 | 89 | 89 | 0.9 | 0.9 | FALSE | Both (Charger & Package) | Non Federally-Regulated | 2015-11-02 |  | 2015-11-09
Power Designers Sibex | RVL | RV05-5kW-100A-48V-C-CEC | Three-phase lift truck | Lead-acid | 26953.92 | 42.34 | 42.34 | 10 | 10 | 1.1 | 1.1 | 1.1 | 1.1 | 1.15 | 1.15 | 89 | 89 | 0.9 | 0.9 | FALSE | Both (Charger & Package) | Non Federally-Regulated | 2015-11-02 |  | 2015-11-09
Power Designers Sibex | RVL | RV05-5kW-100A-48V-P-CEC | Three-phase lift truck | Lead-acid | 18336 | 32 | 32 | 10 | 10 | 1.1 | 1.1 | 1.1 | 1.1 | 1.15 | 1.15 | 89 | 89 | 0.9 | 0.9 | FALSE | Both (Charger & Package) | Non Federally-Regulated | 2015-11-02 |  | 2015-11-09
Power Designers Sibex | RVL | RV05-5kW-100A-48V-F-CEC | Three-phase lift truck | Lead-acid | 11460 | 23.74 | 23.75 | 10 | 10 | 1.1 | 1.1 | 1.1 | 1.1 | 1.15 | 1.15 | 89 | 89 | 0.9 | 0.9 | FALSE | Both (Charger & Package) | Non Federally-Regulated | 2015-11-02 |  | 2015-11-09
Power Designers Sibex | RVL | RV05-6kW-125A-48V-C-CEC | Three-phase lift truck | Lead-acid | 33692.4 | 50.42 | 50.43 | 10 | 10 | 1.1 | 1.1 | 1.1 | 1.1 | 1.15 | 1.15 | 89 | 89 | 0.9 | 0.9 | FALSE | Both (Charger & Package) | Non Federally-Regulated | 2015-11-02 |  | 2015-11-09
Power Designers Sibex | RVL | RV05-6kW-125A-48V-P-CEC | Three-phase lift truck | Lead-acid | 22920 | 37.5 | 37.5 | 10 | 10 | 1.1 | 1.1 | 1.1 | 1.1 | 1.15 | 1.15 | 89 | 89 | 0.9 | 0.9 | FALSE | Both (Charger & Package) | Non Federally-Regulated | 2015-11-02 |  | 2015-11-09
Power Designers Sibex | RVL | RV05-6kW-125A-48V-F-CEC | Three-phase lift truck | Lead-acid | 14325 | 27.18 | 27.19 | 10 | 10 | 1.1 | 1.1 | 1.1 | 1.1 | 1.15 | 1.15 | 89 | 89 | 0.9 | 0.9 | FALSE | Both (Charger & Package) | Non Federally-Regulated | 2015-11-02 |  | 2015-11-09
Power Designers Sibex | RVL | RV08-6kW-125A-48V-C-CEC | Three-phase lift truck | Lead-acid | 33692.4 | 50.42 | 50.43 | 10 | 10 | 1.1 | 1.1 | 1.1 | 1.1 | 1.15 | 1.15 | 89 | 89 | 0.9 | 0.9 | FALSE | Both (Charger & Package) | Non Federally-Regulated | 2015-11-02 |  | 2015-11-09
Power Designers Sibex | RVL | RV08-6kW-125A-48V-P-CEC | Three-phase lift truck | Lead-acid | 22920 | 37.5 | 37.5 | 10 | 10 | 1.1 | 1.1 | 1.1 | 1.1 | 1.15 | 1.15 | 89 | 89 | 0.9 | 0.9 | FALSE | Both (Charger & Package) | Non Federally-Regulated | 2015-11-02 |  | 2015-11-09
Power Designers Sibex | RVL | RV08-6kW-125A-48V-F-CEC | Three-phase lift truck | Lead-acid | 14325 | 27.18 | 27.19 | 10 | 10 | 1.1 | 1.1 | 1.1 | 1.1 | 1.15 | 1.15 | 89 | 89 | 0.9 | 0.9 | FALSE | Both (Charger & Package) | Non Federally-Regulated | 2015-11-02 |  | 2015-11-09
Power Designers Sibex | RVL | RV08-8kW-150A-48V-C-CEC | Three-phase lift truck | Lead-acid | 40430.88 | 58.5 | 58.52 | 10 | 10 | 1.1 | 1.1 | 1.1 | 1.1 | 1.15 | 1.15 | 89 | 89 | 0.9 | 0.9 | FALSE | Both (Charger & Package) | Non Federally-Regulated | 2015-11-02 |  | 2015-11-09
Power Designers Sibex | RVL | RV08-8kW-150A-48V-P-CEC | Three-phase lift truck | Lead-acid | 27504 | 43 | 43 | 10 | 10 | 1.1 | 1.1 | 1.1 | 1.1 | 1.15 | 1.15 | 89 | 89 | 0.9 | 0.9 | FALSE | Both (Charger & Package) | Non Federally-Regulated | 2015-11-02 |  | 2015-11-09
Power Designers Sibex | RVL | RV08-8kW-150A-48V-F-CEC | Three-phase lift truck | Lead-acid | 17190 | 30.62 | 30.63 | 10 | 10 | 1.1 | 1.1 | 1.1 | 1.1 | 1.15 | 1.15 | 89 | 89 | 0.9 | 0.9 | FALSE | Both (Charger & Package) | Non Federally-Regulated | 2015-11-02 |  | 2015-11-09
Power Designers Sibex | RVL | RV08-9kW-175A-48V-C-CEC | Three-phase lift truck | Lead-acid | 47169.36 | 66.6 | 66.6 | 10 | 10 | 1.1 | 1.1 | 1.1 | 1.1 | 1.15 | 1.15 | 89 | 89 | 0.9 | 0.9 | FALSE | Both (Charger & Package) | Non Federally-Regulated | 2015-11-02 |  | 2015-11-09
Power Designers Sibex | RVL | RV08-9kW-175A-48V-P-CEC | Three-phase lift truck | Lead-acid | 32088 | 48.5 | 48.51 | 10 | 10 | 1.1 | 1.1 | 1.1 | 1.1 | 1.15 | 1.15 | 89 | 89 | 0.9 | 0.9 | FALSE | Both (Charger & Package) | Non Federally-Regulated | 2015-11-02 |  | 2015-11-09
Power Designers Sibex | RVL | RV08-9kW-175A-48V-F-CEC | Three-phase lift truck | Lead-acid | 20055 | 34.06 | 34.07 | 10 | 10 | 1.1 | 1.1 | 1.1 | 1.1 | 1.15 | 1.15 | 89 | 89 | 0.9 | 0.9 | FALSE | Both (Charger & Package) | Non Federally-Regulated | 2015-11-02 |  | 2015-11-09
Power Designers Sibex | RVL | RV08-10kW-200A-48V-C-CEC | Three-phase lift truck | Lead-acid | 53907.84 | 74.68 | 74.69 | 10 | 10 | 1.1 | 1.1 | 1.1 | 1.1 | 1.15 | 1.15 | 89 | 89 | 0.9 | 0.9 | FALSE | Both (Charger & Package) | Non Federally-Regulated | 2015-11-02 |  | 2015-11-09
Power Designers Sibex | RVL | RV08-10kW-200A-48V-P-CEC | Three-phase lift truck | Lead-acid | 36672 | 54 | 54.01 | 10 | 10 | 1.1 | 1.1 | 1.1 | 1.1 | 1.15 | 1.15 | 89 | 89 | 0.9 | 0.9 | FALSE | Both (Charger & Package) | Non Federally-Regulated | 2015-11-02 |  | 2015-11-09
Power Designers Sibex | RVL | RV08-10kW-200A-48V-F-CEC | Three-phase lift truck | Lead-acid | 22920 | 37.5 | 37.5 | 10 | 10 | 1.1 | 1.1 | 1.1 | 1.1 | 1.15 | 1.15 | 89 | 89 | 0.9 | 0.9 | FALSE | Both (Charger & Package) | Non Federally-Regulated | 2015-11-02 |  | 2015-11-09
Power Designers Sibex | RVL | RV12-10kW-200A-48V-C-CEC | Three-phase lift truck | Lead-acid | 53907.84 | 74.68 | 74.69 | 10 | 10 | 1.1 | 1.1 | 1.1 | 1.1 | 1.15 | 1.15 | 89 | 89 | 0.9 | 0.9 | FALSE | Both (Charger & Package) | Non Federally-Regulated | 2015-11-02 |  | 2015-11-09
Power Designers Sibex | RVL | RV12-10kW-200A-48V-P-CEC | Three-phase lift truck | Lead-acid | 36672 | 54 | 54.01 | 10 | 10 | 1.1 | 1.1 | 1.1 | 1.1 | 1.15 | 1.15 | 89 | 89 | 0.9 | 0.9 | FALSE | Both (Charger & Package) | Non Federally-Regulated | 2015-11-02 |  | 2015-11-09
Power Designers Sibex | RVL | RV12-10kW-200A-48V-F-CEC | Three-phase lift truck | Lead-acid | 22920 | 37.5 | 37.5 | 10 | 10 | 1.1 | 1.1 | 1.1 | 1.1 | 1.15 | 1.15 | 89 | 89 | 0.9 | 0.9 | FALSE | Both (Charger & Package) | Non Federally-Regulated | 2015-11-02 |  | 2015-11-09
Power Designers Sibex | RVL | RV12-12kW-225A-48V-C-CEC | Three-phase lift truck | Lead-acid | 60646.32 | 82.76 | 82.78 | 10 | 10 | 1.1 | 1.1 | 1.1 | 1.1 | 1.15 | 1.15 | 89 | 89 | 0.9 | 0.9 | FALSE | Both (Charger & Package) | Non Federally-Regulated | 2015-11-02 |  | 2015-11-09
Power Designers Sibex | RVL | RV12-12kW-225A-48V-P-CEC | Three-phase lift truck | Lead-acid | 41256 | 59.5 | 59.51 | 10 | 10 | 1.1 | 1.1 | 1.1 | 1.1 | 1.15 | 1.15 | 89 | 89 | 0.9 | 0.9 | FALSE | Both (Charger & Package) | Non Federally-Regulated | 2015-11-02 |  | 2015-11-09
Power Designers Sibex | RVL | RV12-12kW-225A-48V-F-CEC | Three-phase lift truck | Lead-acid | 25785 | 40.94 | 40.94 | 10 | 10 | 1.1 | 1.1 | 1.1 | 1.1 | 1.15 | 1.15 | 89 | 89 | 0.9 | 0.9 | FALSE | Both (Charger & Package) | Non Federally-Regulated | 2015-11-02 |  | 2015-11-09
Power Designers Sibex | RVL | RV12-13kW-250A-48V-P-CEC | Three-phase lift truck | Lead-acid | 45840 | 65 | 65.01 | 10 | 10 | 1.1 | 1.1 | 1.1 | 1.1 | 1.15 | 1.15 | 89 | 89 | 0.9 | 0.9 | FALSE | Both (Charger & Package) | Non Federally-Regulated | 2015-11-02 |  | 2015-11-09
Power Designers Sibex | RVL | RV12-13kW-250A-48V-F-CEC | Three-phase lift truck | Lead-acid | 28650 | 44.38 | 44.38 | 10 | 10 | 1.1 | 1.1 | 1.1 | 1.1 | 1.15 | 1.15 | 89 | 89 | 0.9 | 0.9 | FALSE | Both (Charger & Package) | Non Federally-Regulated | 2015-11-02 |  | 2015-11-09
Power Designers Sibex | RVL | RV12-14kW-275A-48V-P-CEC | Three-phase lift truck | Lead-acid | 50424 | 70.5 | 70.51 | 10 | 10 | 1.1 | 1.1 | 1.1 | 1.1 | 1.15 | 1.15 | 89 | 89 | 0.9 | 0.9 | FALSE | Both (Charger & Package) | Non Federally-Regulated | 2015-11-02 |  | 2015-11-09
Power Designers Sibex | RVL | RV12-14kW-275A-48V-F-CEC | Three-phase lift truck | Lead-acid | 31515 | 47.8 | 47.82 | 10 | 10 | 1.1 | 1.1 | 1.1 | 1.1 | 1.15 | 1.15 | 89 | 89 | 0.9 | 0.9 | FALSE | Both (Charger & Package) | Non Federally-Regulated | 2015-11-02 |  | 2015-11-09
Power Designers Sibex | RVL | RV12-15kW-300A-48V-P-CEC | Three-phase lift truck | Lead-acid | 55008 | 76 | 76.01 | 10 | 10 | 1.1 | 1.1 | 1.1 | 1.1 | 1.15 | 1.15 | 89 | 89 | 0.9 | 0.9 | FALSE | Both (Charger & Package) | Non Federally-Regulated | 2015-11-02 |  | 2015-11-09
Power Designers Sibex | RVL | RV12-15kW-300A-48V-F-CEC | Three-phase lift truck | Lead-acid | 34380 | 51.24 | 51.26 | 10 | 10 | 1.1 | 1.1 | 1.1 | 1.1 | 1.15 | 1.15 | 89 | 89 | 0.9 | 0.9 | FALSE | Both (Charger & Package) | Non Federally-Regulated | 2015-11-02 |  | 2015-11-09
Power Designers Sibex | RVL | RV16-13kW-250A-48V-F-CEC | Three-phase lift truck | Lead-acid | 28650 | 44.38 | 44.38 | 10 | 10 | 1.1 | 1.1 | 1.1 | 1.1 | 1.15 | 1.15 | 89 | 89 | 0.9 | 0.9 | FALSE | Both (Charger & Package) | Non Federally-Regulated | 2015-11-02 |  | 2015-11-09
Power Designers Sibex | RVL | RV16-14kW-275A-48V-F-CEC | Three-phase lift truck | Lead-acid | 31515 | 47.8 | 47.82 | 10 | 10 | 1.1 | 1.1 | 1.1 | 1.1 | 1.15 | 1.15 | 89 | 89 | 0.9 | 0.9 | FALSE | Both (Charger & Package) | Non Federally-Regulated | 2015-11-02 |  | 2015-11-09
Power Designers Sibex | RVL | RV16-15kW-300A-48V-F-CEC | Three-phase lift truck | Lead-acid | 34380 | 51.24 | 51.26 | 10 | 10 | 1.1 | 1.1 | 1.1 | 1.1 | 1.15 | 1.15 | 89 | 89 | 0.9 | 0.9 | FALSE | Both (Charger & Package) | Non Federally-Regulated | 2015-11-02 |  | 2015-11-09
Power Designers Sibex | RVL | RV16-17kW-325A-48V-F-CEC | Three-phase lift truck | Lead-acid | 37245 | 54.68 | 54.69 | 10 | 10 | 1.1 | 1.1 | 1.1 | 1.1 | 1.15 | 1.15 | 89 | 89 | 0.9 | 0.9 | FALSE | Both (Charger & Package) | Non Federally-Regulated | 2015-11-02 |  | 2015-11-09
Power Designers Sibex | RVL | RV16-18kW-350A-48V-F-CEC | Three-phase lift truck | Lead-acid | 37680.48 | 3.89 | 55.22 | 3.81 | 10 | 1.09 | 1.1 | 1.07 | 1.1 | 1.06 | 1.15 | 90.7 | 89 | 0.91 | 0.9 | FALSE | Both (Charger & Package) | Non Federally-Regulated | 2015-11-02 |  | 2015-11-09
Power Designers Sibex | RVL | RV16-20kW-375A-48V-F-CEC | Three-phase lift truck | Lead-acid | 42975 | 61.56 | 61.57 | 10 | 10 | 1.1 | 1.1 | 1.1 | 1.1 | 1.15 | 1.15 | 89 | 89 | 0.9 | 0.9 | FALSE | Both (Charger & Package) | Non Federally-Regulated | 2015-11-02 |  | 2015-11-09
Power Designers Sibex | RVL | RV16-21kW-400A-48V-F-CEC | Three-phase lift truck | Lead-acid | 45840 | 65 | 65.01 | 10 | 10 | 1.1 | 1.1 | 1.1 | 1.1 | 1.15 | 1.15 | 89 | 89 | 0.9 | 0.9 | FALSE | Both (Charger & Package) | Non Federally-Regulated | 2015-11-02 |  | 2015-11-09
Power Designers Sibex | RVL | RV24-21kW-400A-48V-F-CEC | Three-phase lift truck | Lead-acid | 45840 | 65 | 65.01 | 10 | 10 | 1.1 | 1.1 | 1.1 | 1.1 | 1.15 | 1.15 | 89 | 89 | 0.9 | 0.9 | FALSE | Both (Charger & Package) | Non Federally-Regulated | 2015-11-02 |  | 2015-11-09
Power Designers Sibex | RVL | RV24-22kW-425A-48V-F-CEC | Three-phase lift truck | Lead-acid | 48705 | 68.44 | 68.45 | 10 | 10 | 1.1 | 1.1 | 1.1 | 1.1 | 1.15 | 1.15 | 89 | 89 | 0.9 | 0.9 | FALSE | Both (Charger & Package) | Non Federally-Regulated | 2015-11-02 |  | 2015-11-09
Power Designers Sibex | RVL | RV24-23kW-450A-48V-F-CEC | Three-phase lift truck | Lead-acid | 51570 | 71.88 | 71.88 | 10 | 10 | 1.1 | 1.1 | 1.1 | 1.1 | 1.15 | 1.15 | 89 | 89 | 0.9 | 0.9 | FALSE | Both (Charger & Package) | Non Federally-Regulated | 2015-11-02 |  | 2015-11-09
Power Designers Sibex | RVL | RV24-25kW-475A-48V-F-CEC | Three-phase lift truck | Lead-acid | 54435 | 75.32 | 75.32 | 10 | 10 | 1.1 | 1.1 | 1.1 | 1.1 | 1.15 | 1.15 | 89 | 89 | 0.9 | 0.9 | FALSE | Both (Charger & Package) | Non Federally-Regulated | 2015-11-02 |  | 2015-11-09
Power Designers Sibex | RVL | RV24-26kW-500A-48V-F-CEC | Three-phase lift truck | Lead-acid | 57300 | 78.76 | 78.76 | 10 | 10 | 1.1 | 1.1 | 1.1 | 1.1 | 1.15 | 1.15 | 89 | 89 | 0.9 | 0.9 | FALSE | Both (Charger & Package) | Non Federally-Regulated | 2015-11-02 |  | 2015-11-09
Power Designers Sibex | RVL | RV24-27kW-525A-48V-F-CEC | Three-phase lift truck | Lead-acid | 60165 | 82.18 | 82.2 | 10 | 10 | 1.1 | 1.1 | 1.1 | 1.1 | 1.15 | 1.15 | 89 | 89 | 0.9 | 0.9 | FALSE | Both (Charger & Package) | Non Federally-Regulated | 2015-11-02 |  | 2015-11-09
Power Designers Sibex | RVL | RV24-29kW-550A-48V-F-CEC | Three-phase lift truck | Lead-acid | 63030 | 85.62 | 85.64 | 10 | 10 | 1.1 | 1.1 | 1.1 | 1.1 | 1.15 | 1.15 | 89 | 89 | 0.9 | 0.9 | FALSE | Both (Charger & Package) | Non Federally-Regulated | 2015-11-02 |  | 2015-11-09
Power Designers Sibex | RVL | RV24-30kW-575A-48V-F-CEC | Three-phase lift truck | Lead-acid | 65895 | 89.06 | 89.07 | 10 | 10 | 1.1 | 1.1 | 1.1 | 1.1 | 1.15 | 1.15 | 89 | 89 | 0.9 | 0.9 | FALSE | Both (Charger & Package) | Non Federally-Regulated | 2015-11-02 |  | 2015-11-09
Power Designers Sibex | RVL | RV24-31kW-600A-48V-F-CEC | Three-phase lift truck | Lead-acid | 42860.4 | 3.89 | 61.43 | 3.81 | 10 | 1.08 | 1.1 | 1.06 | 1.1 | 1.04 | 1.15 | 92.3 | 89 | 0.93 | 0.9 | FALSE | Both (Charger & Package) | Non Federally-Regulated | 2015-11-02 |  | 2015-11-09
Exide Technologies | GNB Industrial Power | EHF48T240C | three-phase lift truck | Lead-acid | 72960 | 31.4 | 97.55 | 4.38 | 10 | 1.08 | 1.1 | 1.09 | 1.1 | 1.15 | 1.15 | 91 | 89 | 0.93 | 0.9 | FALSE | Charger | Non Federally-Regulated | 2017-03-10 |  | 2017-03-10
Exide Technologies | GNB Industrial Power | EHF24T90C | three-phase lift truck | Lead-acid | 13680 | 17.11 | 26.42 | 9.27 | 10 | 1.07 | 1.1 | 1.08 | 1.1 | 1.14 | 1.15 | 90 | 89 | 0.94 | 0.9 | FALSE | Charger | Non Federally-Regulated | 2017-03-10 |  | 2017-03-10
Exide Technologies | GNB Industrial Power | EHF72T90C | three-phase lift truck | Lead-acid | 41040 | 31.4 | 59.25 | 9.25 | 10 | 1.08 | 1.1 | 1.09 | 1.1 | 1.15 | 1.15 | 91 | 89 | 0.93 | 0.9 | FALSE | Charger | Non Federally-Regulated | 2017-03-10 |  | 2017-03-10
Exide Technologies | GNB Industrial Power | EHP48T260C | three-phase lift truck | Lead-acid | 118560 | 31.4 | 152.27 | 4.38 | 10 | 1.08 | 1.1 | 1.09 | 1.1 | 1.15 | 1.15 | 91 | 89 | 0.93 | 0.9 | FALSE | Charger | Non Federally-Regulated | 2017-03-10 |  | 2017-03-10
Exide Technologies | GNB Industrial Power | EMC24T110C-4 | three-phase lift truck | Lead-acid | 17100 | 17.11 | 30.52 | 9.01 | 10 | 1.07 | 1.1 | 1.08 | 1.1 | 1.14 | 1.15 | 90 | 89 | 0.94 | 0.9 | FALSE | Charger | Non Federally-Regulated | 2017-03-10 |  | 2017-03-10
Exide Technologies | GNB Industrial Power | EHF48T110C | three-phase lift truck | Lead-acid | 34200 | 31.4 | 51.04 | 9.89 | 10 | 1.08 | 1.1 | 1.09 | 1.1 | 1.15 | 1.15 | 91 | 89 | 0.93 | 0.9 | FALSE | Charger | Non Federally-Regulated | 2017-03-10 |  | 2017-03-10
Exide Technologies | GNB Industrial Power | EMC24T130C-4 | three-phase lift truck | Lead-acid | 19722 | 17.11 | 33.67 | 9.01 | 10 | 1.07 | 1.1 | 1.08 | 1.1 | 1.14 | 1.15 | 90 | 89 | 0.94 | 0.9 | FALSE | Charger | Non Federally-Regulated | 2017-03-10 |  | 2017-03-10
Exide Technologies | GNB Industrial Power | EHF36T130C | three-phase lift truck | Lead-acid | 29583 | 31.4 | 45.5 | 9.72 | 10 | 1.08 | 1.1 | 1.09 | 1.1 | 1.15 | 1.15 | 91 | 89 | 0.93 | 0.9 | FALSE | Charger | Non Federally-Regulated | 2017-03-10 |  | 2017-03-10
Exide Technologies | GNB Industrial Power | ESS24T110C-4 | three-phase lift truck | Lead-acid | 17100 | 17.11 | 30.52 | 9.01 | 10 | 1.07 | 1.1 | 1.08 | 1.1 | 1.14 | 1.15 | 90 | 89 | 0.94 | 0.9 | FALSE | Charger | Non Federally-Regulated | 2017-03-10 |  | 2017-03-10
Exide Technologies | GNB Industrial Power | EMC48T110C-4 | three-phase lift truck | Lead-acid | 34200 | 31.4 | 51.04 | 9.89 | 10 | 1.08 | 1.1 | 1.09 | 1.1 | 1.15 | 1.15 | 91 | 89 | 0.93 | 0.9 | FALSE | Charger | Non Federally-Regulated | 2017-03-10 |  | 2017-03-10
Exide Technologies | GNB Industrial Power | ESS24T150C-4 | three-phase lift truck | Lead-acid | 34200 | 17.11 | 51.04 | 9.01 | 10 | 1.07 | 1.1 | 1.08 | 1.1 | 1.14 | 1.15 | 90 | 89 | 0.94 | 0.9 | FALSE | Charger | Non Federally-Regulated | 2017-03-10 |  | 2017-03-10
Exide Technologies | GNB Industrial Power | ESS24T90C-4 | three-phase lift truck | Lead-acid | 13680 | 17.11 | 26.42 | 9.27 | 10 | 1.07 | 1.1 | 1.08 | 1.1 | 1.14 | 1.15 | 90 | 89 | 0.94 | 0.9 | FALSE | Charger | Non Federally-Regulated | 2017-03-10 |  | 2017-03-10
Exide Technologies | GNB Industrial Power | EHF36T110C | three-phase lift truck | Lead-acid | 25650 | 31.4 | 40.78 | 9.72 | 10 | 1.08 | 1.1 | 1.09 | 1.1 | 1.15 | 1.15 | 91 | 89 | 0.93 | 0.9 | FALSE | Charger | Non Federally-Regulated | 2017-03-10 |  | 2017-03-10
Exide Technologies | GNB Industrial Power | EHP80T100C | three-phase lift truck | Lead-acid | 76000 | 31.4 | 101.2 | 9.25 | 10 | 1.08 | 1.1 | 1.09 | 1.1 | 1.15 | 1.15 | 91 | 89 | 0.93 | 0.9 | FALSE | Charger | Non Federally-Regulated | 2017-03-10 |  | 2017-03-10
Exide Technologies | GNB Industrial Power | EHF24T150C | three-phase lift truck | Lead-acid | 34200 | 17.11 | 51.04 | 9.01 | 10 | 1.07 | 1.1 | 1.08 | 1.1 | 1.14 | 1.15 | 90 | 89 | 0.94 | 0.9 | FALSE | Charger | Non Federally-Regulated | 2017-03-10 |  | 2017-03-10
Exide Technologies | GNB Industrial Power | ESS48T130C-4 | three-phase lift truck | Lead-acid | 39444 | 31.4 | 57.33 | 9.89 | 10 | 1.08 | 1.1 | 1.09 | 1.1 | 1.15 | 1.15 | 91 | 89 | 0.93 | 0.9 | FALSE | Charger | Non Federally-Regulated | 2017-03-10 |  | 2017-03-10
Exide Technologies | GNB Industrial Power | ESS36T130C-4 | three-phase lift truck | Lead-acid | 29583 | 31.4 | 45.5 | 9.72 | 10 | 1.08 | 1.1 | 1.09 | 1.1 | 1.15 | 1.15 | 91 | 89 | 0.93 | 0.9 | FALSE | Charger | Non Federally-Regulated | 2017-03-10 |  | 2017-03-10
Exide Technologies | GNB Industrial Power | EHF24T70C | three-phase lift truck | Lead-acid | 10830 | 17.11 | 23 | 9.27 | 10 | 1.07 | 1.1 | 1.08 | 1.1 | 1.14 | 1.15 | 90 | 89 | 0.94 | 0.9 | FALSE | Charger | Non Federally-Regulated | 2017-03-10 |  | 2017-03-10
Exide Technologies | GNB Industrial Power | EMC72T100C-4 | three-phase lift truck | Lead-acid | 68400 | 31.4 | 92.08 | 9.25 | 10 | 1.08 | 1.1 | 1.09 | 1.1 | 1.15 | 1.15 | 91 | 89 | 0.93 | 0.9 | FALSE | Charger | Non Federally-Regulated | 2017-03-10 |  | 2017-03-10
Exide Technologies | GNB Industrial Power | EHP48T150C | three-phase lift truck | Lead-acid | 68400 | 31.4 | 92.08 | 9.2 | 10 | 1.08 | 1.1 | 1.09 | 1.1 | 1.15 | 1.15 | 91 | 89 | 0.93 | 0.9 | FALSE | Charger | Non Federally-Regulated | 2017-03-10 |  | 2017-03-10
Exide Technologies | GNB Industrial Power | EMC80T40C-4 | three-phase lift truck | Lead-acid | 19760 | 31.4 | 33.71 | 9.25 | 10 | 1.08 | 1.1 | 1.09 | 1.1 | 1.15 | 1.15 | 91 | 89 | 0.93 | 0.9 | FALSE | Charger | Non Federally-Regulated | 2017-03-10 |  | 2017-03-10
Exide Technologies | GNB Industrial Power | EHF80T70C | three-phase lift truck | Lead-acid | 36100 | 31.4 | 53.32 | 9.25 | 10 | 1.08 | 1.1 | 1.09 | 1.1 | 1.15 | 1.15 | 91 | 89 | 0.93 | 0.9 | FALSE | Charger | Non Federally-Regulated | 2017-03-10 |  | 2017-03-10
Exide Technologies | GNB Industrial Power | EMC80T70C-4 | three-phase lift truck | Lead-acid | 36100 | 31.4 | 53.32 | 9.25 | 10 | 1.08 | 1.1 | 1.09 | 1.1 | 1.15 | 1.15 | 91 | 89 | 0.93 | 0.9 | FALSE | Charger | Non Federally-Regulated | 2017-03-10 |  | 2017-03-10
Exide Technologies | GNB Industrial Power | EHF36T220C | three-phase lift truck | Lead-acid | 49590 | 31.4 | 69.51 | 4.38 | 10 | 1.08 | 1.1 | 1.09 | 1.1 | 1.15 | 1.15 | 91 | 89 | 0.93 | 0.9 | FALSE | Charger | Non Federally-Regulated | 2017-03-10 |  | 2017-03-10
Exide Technologies | GNB Industrial Power | ESS48T70C-4 | three-phase lift truck | Lead-acid | 21660 | 31.4 | 35.99 | 9.89 | 10 | 1.08 | 1.1 | 1.09 | 1.1 | 1.15 | 1.15 | 91 | 89 | 0.93 | 0.9 | FALSE | Charger | Non Federally-Regulated | 2017-03-10 |  | 2017-03-10
Exide Technologies | GNB Industrial Power | ESS24T70C-4 | three-phase lift truck | Lead-acid | 10830 | 17.11 | 23 | 9.27 | 10 | 1.07 | 1.1 | 1.08 | 1.1 | 1.14 | 1.15 | 90 | 89 | 0.94 | 0.9 | FALSE | Charger | Non Federally-Regulated | 2017-03-10 |  | 2017-03-10
Exide Technologies | GNB Industrial Power | EHF80T90C | three-phase lift truck | Lead-acid | 45600 | 42.95 | 64.72 | 9.25 | 10 | 1.08 | 1.1 | 1.09 | 1.1 | 1.13 | 1.15 | 92 | 89 | 0.95 | 0.9 | FALSE | Charger | Non Federally-Regulated | 2017-03-10 |  | 2017-03-10
Exide Technologies | GNB Industrial Power | EMC24T70C-4 | three-phase lift truck | Lead-acid | 10830 | 17.11 | 23 | 9.27 | 10 | 1.07 | 1.1 | 1.08 | 1.1 | 1.14 | 1.15 | 90 | 89 | 0.94 | 0.9 | FALSE | Charger | Non Federally-Regulated | 2017-03-10 |  | 2017-03-10
Exide Technologies | GNB Industrial Power | ESS48T110C-4 | three-phase lift truck | Lead-acid | 34200 | 31.4 | 51.04 | 9.89 | 10 | 1.08 | 1.1 | 1.09 | 1.1 | 1.15 | 1.15 | 91 | 89 | 0.93 | 0.9 | FALSE | Charger | Non Federally-Regulated | 2017-03-10 |  | 2017-03-10
Exide Technologies | GNB Industrial Power | ESS36T90C-4 | three-phase lift truck | Lead-acid | 20520 | 31.4 | 34.62 | 9.72 | 10 | 1.08 | 1.1 | 1.09 | 1.1 | 1.15 | 1.15 | 91 | 89 | 0.93 | 0.9 | FALSE | Charger | Non Federally-Regulated | 2017-03-10 |  | 2017-03-10
Exide Technologies | GNB Industrial Power | EMC24T90C-4 | three-phase lift truck | Lead-acid | 13680 | 17.11 | 26.42 | 9.27 | 10 | 1.07 | 1.1 | 1.08 | 1.1 | 1.14 | 1.15 | 90 | 89 | 0.94 | 0.9 | FALSE | Charger | Non Federally-Regulated | 2017-03-10 |  | 2017-03-10
Exide Technologies | GNB Industrial Power | EMC36T150C-4 | three-phase lift truck | Lead-acid | 51300 | 31.4 | 71.56 | 9.72 | 10 | 1.08 | 1.1 | 1.09 | 1.1 | 1.15 | 1.15 | 91 | 89 | 0.93 | 0.9 | FALSE | Charger | Non Federally-Regulated | 2017-03-10 |  | 2017-03-10
Exide Technologies | GNB Industrial Power | EMC36T110C-4 | three-phase lift truck | Lead-acid | 25650 | 31.4 | 40.78 | 9.72 | 10 | 1.08 | 1.1 | 1.09 | 1.1 | 1.15 | 1.15 | 91 | 89 | 0.93 | 0.9 | FALSE | Charger | Non Federally-Regulated | 2017-03-10 |  | 2017-03-10
Exide Technologies | GNB Industrial Power | EHF36T180C | three-phase lift truck | Lead-acid | 41040 | 31.4 | 59.25 | 4.38 | 10 | 1.08 | 1.1 | 1.09 | 1.1 | 1.15 | 1.15 | 91 | 89 | 0.93 | 0.9 | FALSE | Charger | Non Federally-Regulated | 2017-03-10 |  | 2017-03-10
Exide Technologies | GNB Industrial Power | EHF72T100C | three-phase lift truck | Lead-acid | 68400 | 31.4 | 92.08 | 9.25 | 10 | 1.08 | 1.1 | 1.09 | 1.1 | 1.15 | 1.15 | 91 | 89 | 0.93 | 0.9 | FALSE | Charger | Non Federally-Regulated | 2017-03-10 |  | 2017-03-10
Exide Technologies | GNB Industrial Power | EMC36T90C-4 | three-phase lift truck | Lead-acid | 20520 | 31.4 | 34.62 | 9.72 | 10 | 1.08 | 1.1 | 1.09 | 1.1 | 1.15 | 1.15 | 91 | 89 | 0.93 | 0.9 | FALSE | Charger | Non Federally-Regulated | 2017-03-10 |  | 2017-03-10
Exide Technologies | GNB Industrial Power | EHP72T200C | three-phase lift truck | Lead-acid | 136800 | 31.4 | 174.16 | 4.38 | 10 | 1.08 | 1.1 | 1.09 | 1.1 | 1.15 | 1.15 | 91 | 89 | 0.93 | 0.9 | FALSE | Charger | Non Federally-Regulated | 2017-03-10 |  | 2017-03-10
Exide Technologies | GNB Industrial Power | EHP24T250C | three-phase lift truck | Lead-acid | 57000 | 17.11 | 78.4 | 4.38 | 10 | 1.07 | 1.1 | 1.08 | 1.1 | 1.14 | 1.15 | 90 | 89 | 0.94 | 0.9 | FALSE | Charger | Non Federally-Regulated | 2017-03-10 |  | 2017-03-10
Exide Technologies | GNB Industrial Power | EHF36T150C | three-phase lift truck | Lead-acid | 34200 | 31.4 | 51.04 | 9.72 | 10 | 1.08 | 1.1 | 1.09 | 1.1 | 1.15 | 1.15 | 91 | 89 | 0.93 | 0.9 | FALSE | Charger | Non Federally-Regulated | 2017-03-10 |  | 2017-03-10
Exide Technologies | GNB Industrial Power | EHP36T260C | three-phase lift truck | Lead-acid | 88920 | 31.4 | 116.7 | 4.38 | 10 | 1.08 | 1.1 | 1.09 | 1.1 | 1.15 | 1.15 | 91 | 89 | 0.93 | 0.9 | FALSE | Charger | Non Federally-Regulated | 2017-03-10 |  | 2017-03-10
Exide Technologies | GNB Industrial Power | ESS48T90C-4 | three-phase lift truck | Lead-acid | 27360 | 31.4 | 42.83 | 9.89 | 10 | 1.08 | 1.1 | 1.09 | 1.1 | 1.15 | 1.15 | 91 | 89 | 0.93 | 0.9 | FALSE | Charger | Non Federally-Regulated | 2017-03-10 |  | 2017-03-10
Exide Technologies | GNB Industrial Power | EHP72T100C | three-phase lift truck | Lead-acid | 68400 | 31.4 | 92.08 | 9.25 | 10 | 1.08 | 1.1 | 1.09 | 1.1 | 1.15 | 1.15 | 91 | 89 | 0.93 | 0.9 | FALSE | Charger | Non Federally-Regulated | 2017-03-10 |  | 2017-03-10
Exide Technologies | GNB Industrial Power | ESS36T110C-4 | three-phase lift truck | Lead-acid | 25650 | 31.4 | 40.78 | 9.72 | 10 | 1.08 | 1.1 | 1.09 | 1.1 | 1.15 | 1.15 | 91 | 89 | 0.93 | 0.9 | FALSE | Charger | Non Federally-Regulated | 2017-03-10 |  | 2017-03-10
Exide Technologies | GNB Industrial Power | EHF48T220C | three-phase lift truck | Lead-acid | 66120 | 31.4 | 89.34 | 4.38 | 10 | 1.08 | 1.1 | 1.09 | 1.1 | 1.15 | 1.15 | 91 | 89 | 0.93 | 0.9 | FALSE | Charger | Non Federally-Regulated | 2017-03-10 |  | 2017-03-10
Exide Technologies | GNB Industrial Power | EMC48T150C-4 | three-phase lift truck | Lead-acid | 68400 | 31.4 | 92.08 | 9.2 | 10 | 1.08 | 1.1 | 1.09 | 1.1 | 1.15 | 1.15 | 91 | 89 | 0.93 | 0.9 | FALSE | Charger | Non Federally-Regulated | 2017-03-10 |  | 2017-03-10
Exide Technologies | GNB Industrial Power | EHF24T130C | three-phase lift truck | Lead-acid | 19722 | 17.11 | 33.67 | 9.01 | 10 | 1.07 | 1.1 | 1.08 | 1.1 | 1.14 | 1.15 | 90 | 89 | 0.94 | 0.9 | FALSE | Charger | Non Federally-Regulated | 2017-03-10 |  | 2017-03-10
Exide Technologies | GNB Industrial Power | EHF80T100C | three-phase lift truck | Lead-acid | 76000 | 31.4 | 101.2 | 9.25 | 10 | 1.08 | 1.1 | 1.09 | 1.1 | 1.15 | 1.15 | 91 | 89 | 0.93 | 0.9 | FALSE | Charger | Non Federally-Regulated | 2017-03-10 |  | 2017-03-10
Exide Technologies | GNB Industrial Power | ESS48T150C-4 | three-phase lift truck | Lead-acid | 45600 | 31.4 | 64.72 | 9.2 | 10 | 1.08 | 1.1 | 1.09 | 1.1 | 1.15 | 1.15 | 91 | 89 | 0.93 | 0.9 | FALSE | Charger | Non Federally-Regulated | 2017-03-10 |  | 2017-03-10
Exide Technologies | GNB Industrial Power | EMC80T100C-4 | three-phase lift truck | Lead-acid | 76000 | 31.4 | 101.2 | 9.25 | 10 | 1.08 | 1.1 | 1.09 | 1.1 | 1.15 | 1.15 | 91 | 89 | 0.93 | 0.9 | FALSE | Charger | Non Federally-Regulated | 2017-03-10 |  | 2017-03-10
Exide Technologies | GNB Industrial Power | EHF48T150C | three-phase lift truck | Lead-acid | 45600 | 31.4 | 64.72 | 9.2 | 10 | 1.08 | 1.1 | 1.09 | 1.1 | 1.15 | 1.15 | 91 | 89 | 0.93 | 0.9 | FALSE | Charger | Non Federally-Regulated | 2017-03-10 |  | 2017-03-10
Exide Technologies | GNB Industrial Power | EHP48T300C | three-phase lift truck | Lead-acid | 136800 | 31.4 | 174.16 | 4.38 | 10 | 1.08 | 1.1 | 1.09 | 1.1 | 1.15 | 1.15 | 91 | 89 | 0.93 | 0.9 | FALSE | Charger | Non Federally-Regulated | 2017-03-10 |  | 2017-03-10
Exide Technologies | GNB Industrial Power | EMC72T70C-4 | three-phase lift truck | Lead-acid | 32490 | 31.4 | 48.99 | 9.25 | 10 | 1.08 | 1.1 | 1.09 | 1.1 | 1.15 | 1.15 | 91 | 89 | 0.93 | 0.9 | FALSE | Charger | Non Federally-Regulated | 2017-03-10 |  | 2017-03-10
Exide Technologies | GNB Industrial Power | EMC48T130C-4 | three-phase lift truck | Lead-acid | 39444 | 31.4 | 57.33 | 9.89 | 10 | 1.08 | 1.1 | 1.09 | 1.1 | 1.15 | 1.15 | 91 | 89 | 0.93 | 0.9 | FALSE | Charger | Non Federally-Regulated | 2017-03-10 |  | 2017-03-10
Exide Technologies | GNB Industrial Power | EMC24T40C-4 | three-phase lift truck | Lead-acid | 5928 | 17.11 | 17.11 | 9.27 | 10 | 1.07 | 1.1 | 1.08 | 1.1 | 1.14 | 1.15 | 90 | 89 | 0.94 | 0.9 | FALSE | Charger | Non Federally-Regulated | 2017-03-10 |  | 2017-03-10
Exide Technologies | GNB Industrial Power | EMC24T150C-4 | three-phase lift truck | Lead-acid | 34200 | 17.11 | 51.04 | 9.01 | 10 | 1.07 | 1.1 | 1.08 | 1.1 | 1.14 | 1.15 | 90 | 89 | 0.94 | 0.9 | FALSE | Charger | Non Federally-Regulated | 2017-03-10 |  | 2017-03-10
Exide Technologies | GNB Industrial Power | EHF36T90C | three-phase lift truck | Lead-acid | 20520 | 31.4 | 34.62 | 9.72 | 10 | 1.08 | 1.1 | 1.09 | 1.1 | 1.15 | 1.15 | 91 | 89 | 0.93 | 0.9 | FALSE | Charger | Non Federally-Regulated | 2017-03-10 |  | 2017-03-10
Exide Technologies | GNB Industrial Power | EHF48T180C | three-phase lift truck | Lead-acid | 54720 | 31.4 | 75.66 | 4.38 | 10 | 1.08 | 1.1 | 1.09 | 1.1 | 1.15 | 1.15 | 91 | 89 | 0.93 | 0.9 | FALSE | Charger | Non Federally-Regulated | 2017-03-10 |  | 2017-03-10
Exide Technologies | GNB Industrial Power | EHF72T70C | three-phase lift truck | Lead-acid | 32490 | 31.4 | 48.99 | 9.25 | 10 | 1.08 | 1.1 | 1.09 | 1.1 | 1.15 | 1.15 | 91 | 89 | 0.93 | 0.9 | FALSE | Charger | Non Federally-Regulated | 2017-03-10 |  | 2017-03-10
Exide Technologies | GNB Industrial Power | ESS36T150C-4 | three-phase lift truck | Lead-acid | 34200 | 31.4 | 51.04 | 9.72 | 10 | 1.08 | 1.1 | 1.09 | 1.1 | 1.15 | 1.15 | 91 | 89 | 0.93 | 0.9 | FALSE | Charger | Non Federally-Regulated | 2017-03-10 |  | 2017-03-10
Exide Technologies | GNB Industrial Power | EHP24T150C | three-phase lift truck | Lead-acid | 34200 | 17.11 | 51.04 | 9.01 | 10 | 1.07 | 1.1 | 1.08 | 1.1 | 1.14 | 1.15 | 90 | 89 | 0.94 | 0.9 | FALSE | Charger | Non Federally-Regulated | 2017-03-10 |  | 2017-03-10
Exide Technologies | GNB Industrial Power | EHF48T90C | three-phase lift truck | Lead-acid | 27360 | 31.4 | 42.83 | 9.89 | 10 | 1.08 | 1.1 | 1.09 | 1.1 | 1.15 | 1.15 | 91 | 89 | 0.93 | 0.9 | FALSE | Charger | Non Federally-Regulated | 2017-03-10 |  | 2017-03-10
Exide Technologies | GNB Industrial Power | EMC48T70C-4 | three-phase lift truck | Lead-acid | 21660 | 31.4 | 35.99 | 9.89 | 10 | 1.08 | 1.1 | 1.09 | 1.1 | 1.15 | 1.15 | 91 | 89 | 0.93 | 0.9 | FALSE | Charger | Non Federally-Regulated | 2017-03-10 |  | 2017-03-10
Exide Technologies | GNB Industrial Power | EHF36T240C | three-phase lift truck | Lead-acid | 54720 | 31.4 | 75.66 | 4.38 | 10 | 1.08 | 1.1 | 1.09 | 1.1 | 1.15 | 1.15 | 91 | 89 | 0.93 | 0.9 | FALSE | Charger | Non Federally-Regulated | 2017-03-10 |  | 2017-03-10
Exide Technologies | GNB Industrial Power | EHF24T110C | three-phase lift truck | Lead-acid | 17100 | 17.11 | 30.52 | 9.01 | 10 | 1.07 | 1.1 | 1.08 | 1.1 | 1.14 | 1.15 | 90 | 89 | 0.94 | 0.9 | FALSE | Charger | Non Federally-Regulated | 2017-03-10 |  | 2017-03-10
Exide Technologies | GNB Industrial Power | EHF48T70C | three-phase lift truck | Lead-acid | 21660 | 31.4 | 35.99 | 9.89 | 10 | 1.08 | 1.1 | 1.09 | 1.1 | 1.15 | 1.15 | 91 | 89 | 0.93 | 0.9 | FALSE | Charger | Non Federally-Regulated | 2017-03-10 |  | 2017-03-10
Exide Technologies | GNB Industrial Power | EHP36T300C | three-phase lift truck | Lead-acid | 102600 | 31.4 | 133.12 | 4.38 | 10 | 1.08 | 1.1 | 1.09 | 1.1 | 1.15 | 1.15 | 91 | 89 | 0.93 | 0.9 | FALSE | Charger | Non Federally-Regulated | 2017-03-10 |  | 2017-03-10
Exide Technologies | GNB Industrial Power | EHP80T200C | three-phase lift truck | Lead-acid | 152000 | 31.4 | 192.4 | 4.98 | 10 | 1.08 | 1.1 | 1.09 | 1.1 | 1.15 | 1.15 | 91 | 89 | 0.93 | 0.9 | FALSE | Charger | Non Federally-Regulated | 2017-03-10 |  | 2017-03-10
Exide Technologies | GNB Industrial Power | EMC48T90C-4 | three-phase lift truck | Lead-acid | 27360 | 31.4 | 42.83 | 9.89 | 10 | 1.08 | 1.1 | 1.09 | 1.1 | 1.15 | 1.15 | 91 | 89 | 0.93 | 0.9 | FALSE | Charger | Non Federally-Regulated | 2017-03-10 |  | 2017-03-10
Exide Technologies | GNB Industrial Power | EHF80T40C | three-phase lift truck | Lead-acid | 19760 | 31.4 | 33.71 | 9.25 | 10 | 1.08 | 1.1 | 1.09 | 1.1 | 1.15 | 1.15 | 91 | 89 | 0.93 | 0.9 | FALSE | Charger | Non Federally-Regulated | 2017-03-10 |  | 2017-03-10
Exide Technologies | GNB Industrial Power | EHP24T300C | three-phase lift truck | Lead-acid | 68400 | 17.11 | 92.08 | 4.38 | 10 | 1.07 | 1.1 | 1.08 | 1.1 | 1.14 | 1.15 | 90 | 89 | 0.94 | 0.9 | FALSE | Charger | Non Federally-Regulated | 2017-03-10 |  | 2017-03-10
Exide Technologies | GNB Industrial Power | EHF48T130C | three-phase lift truck | Lead-acid | 39444 | 31.4 | 57.33 | 9.89 | 10 | 1.08 | 1.1 | 1.09 | 1.1 | 1.15 | 1.15 | 91 | 89 | 0.93 | 0.9 | FALSE | Charger | Non Federally-Regulated | 2017-03-10 |  | 2017-03-10
Exide Technologies | GNB Industrial Power | ESS24T130C-4 | three-phase lift truck | Lead-acid | 19722 | 17.11 | 33.67 | 9.01 | 10 | 1.07 | 1.1 | 1.08 | 1.1 | 1.14 | 1.15 | 90 | 89 | 0.94 | 0.9 | FALSE | Charger | Non Federally-Regulated | 2017-03-10 |  | 2017-03-10
Exide Technologies | GNB Industrial Power | EMC80T90C-4 | three-phase lift truck | Lead-acid | 45600 | 31.4 | 64.72 | 9.25 | 10 | 1.08 | 1.1 | 1.09 | 1.1 | 1.15 | 1.15 | 91 | 89 | 0.93 | 0.9 | FALSE | Charger | Non Federally-Regulated | 2017-03-10 |  | 2017-03-10
Exide Technologies | GNB Industrial Power | EMC36T130C-4 | three-phase lift truck | Lead-acid | 29583 | 31.4 | 45.5 | 9.72 | 10 | 1.08 | 1.1 | 1.09 | 1.1 | 1.15 | 1.15 | 91 | 89 | 0.93 | 0.9 | FALSE | Charger | Non Federally-Regulated | 2017-03-10 |  | 2017-03-10
Exide Technologies | GNB Industrial Power | EMC72T90C-4 | three-phase lift truck | Lead-acid | 41040 | 31.4 | 59.25 | 9.25 | 10 | 1.08 | 1.1 | 1.09 | 1.1 | 1.15 | 1.15 | 91 | 89 | 0.93 | 0.9 | FALSE | Charger | Non Federally-Regulated | 2017-03-10 |  | 2017-03-10
Exide Technologies | GNB Industrial Power | EHP36T150C | three-phase lift truck | Lead-acid | 51300 | 31.4 | 71.56 | 9.72 | 10 | 1.08 | 1.1 | 1.09 | 1.1 | 1.15 | 1.15 | 91 | 89 | 0.93 | 0.9 | FALSE | Charger | Non Federally-Regulated | 2017-03-10 |  | 2017-03-10
Industrie Elektronik Brilon | TriCom Futur | D480 G 48/130 B31-FP | three-phase lift truck | Lead-acid | 55800 | 68.43 | 76.96 | 9.5 | 10 | 1.09 | 1.1 | 1.09 | 1.1 | 1.13 | 1.15 | 95 | 89 | 0.93 | 0.9 | FALSE | Charger | Non Federally-Regulated | 2017-12-06 |  | 2018-01-19
Industrie Elektronik Brilon | TriCom Futur | D480 G 80/120 B31-FP | three-phase lift truck | Lead-acid | 94200 | 105.26 | 123.04 | 9.5 | 10 | 1.09 | 1.1 | 1.09 | 1.1 | 1.13 | 1.15 | 95 | 89 | 0.93 | 0.9 | FALSE | Charger | Non Federally-Regulated | 2017-12-06 |  | 2018-01-19
Enatel | Gamma | G03C-4401-**** | Large Battery Chargers | Lead-acid | 9000 | 4.84 | 20.8 | 4.15 | 10 | 1.09 | 1.1 | 1 | 1.1 | 1.01 | 1.15 | 93.5 | 89 | 0.93 | 0.9 | FALSE | Charger | Non Federally-Regulated | 2018-03-12 |  | 2018-03-27
Enatel | Gamma | G03C-4402-**** | Large Battery Chargers | Lead-acid | 9000 | 4.84 | 20.8 | 4.15 | 10 | 1.09 | 1.1 | 1 | 1.1 | 1.01 | 1.15 | 93.5 | 89 | 0.93 | 0.9 | FALSE | Charger | Non Federally-Regulated | 2018-03-12 |  | 2018-03-27
Enatel | Gamma | G03C-4403-**** | Large Battery Chargers | Lead-acid | 9000 | 4.84 | 20.8 | 4.15 | 10 | 1.09 | 1.1 | 1 | 1.1 | 1.01 | 1.15 | 93.5 | 89 | 0.93 | 0.9 | FALSE | Charger | Non Federally-Regulated | 2018-03-12 |  | 2018-03-27
BYD (SHAOGUAN) CO.,LTD | BYD | DC080200-C01/AC480-IGBT-US-V3.0 | Electric Forklift | Lithium Ion | 43200 | 0 | 61.84 | 0.3 | 10 | 1.02 | 1.1 | 1.01 | 1.1 | 1 | 1.15 | 91 | 89 | 0.92 | 0.9 |  | Charger | Non Federally-Regulated | 2018-09-11 |  | 2018-09-12
Enatel | VForce | V03U-4203-XXXX | Large Battery Charger | Lead-acid | 9000 | 8.02 | 20.8 | 6.87 | 10 | 1.08 | 1.1 | 1.01 | 1.1 | 1.03 | 1.15 | 92.3 | 89 | 0.94 | 0.9 |  | Both (Charger & Package) | Non Federally-Regulated | 2018-11-19 |  | 2018-11-21
Enersys | Hawker LifeSpeed MOD3 | LSM3C48F-***Y | THREE-PHASE LIFT TRUCK | Lead-acid | 45632 | 10 | 64.76 | 10 | 10 | 1.1 | 1.1 | 1.1 | 1.1 | 1.15 | 1.15 | 89 | 89 | 0.9 | 0.9 | FALSE | Charger | Non Federally-Regulated | 2015-03-13 |  | 2019-04-25
Enersys | Enforcer Impaq | EI1-*N-*Y | SINGLE-PHASE LIFT TRUCK | Lead-acid | 57888 | 10 | 79.47 | 10 | 10 | 1.1 | 1.1 | 1.1 | 1.1 | 1.15 | 1.15 | 89 | 89 | 0.9 | 0.9 | FALSE | Charger | Non Federally-Regulated | 2015-04-21 |  | 2019-04-25
Enersys | Enforcer Impaq+ | EIP3-*L-4* | THREE-PHASE LIFT TRUCK | Lead-acid | 12441.6 | 10 | 24.93 | 10 | 10 | 1.1 | 1.1 | 1.1 | 1.1 | 1.15 | 1.15 | 89 | 89 | 0.9 | 0.9 | FALSE | Charger | Non Federally-Regulated | 2015-04-21 |  | 2019-04-25
Enersys | NexSys+ | NIP1-*M-*** | SINGLE-PHASE LIFT TRUCK | Lead-acid | 18000 | 10 | 31.6 | 10 | 10 | 1.1 | 1.1 | 1.1 | 1.1 | 1.15 | 1.15 | 0.9 | 89 | 0.9 | 0.9 | TRUE | Charger | Non Federally-Regulated | 2014-02-17 |  | 2019-04-25
Enersys | Douglas Battery Legacy Titanium HF Multi | LM3C**-**** | THREE-PHASE LIFT TRUCK | Lead-acid | 27648 | 10 | 43.18 | 10 | 10 | 1.1 | 1.1 | 1.1 | 1.1 | 1.15 | 1.15 | 0.9 | 89 | 0.9 | 0.9 | TRUE | Charger | Non Federally-Regulated | 2014-03-04 |  | 2019-04-25
Enersys | Hawker LifeSpeed MOD3 | LSM3C80*-***Y | THREE-PHASE LIFT TRUCK | Lead-acid | 34560 | 10 | 51.47 | 10 | 10 | 1.1 | 1.1 | 1.1 | 1.1 | 1.15 | 1.15 | 89 | 89 | 0.9 | 0.9 | FALSE | Charger | Non Federally-Regulated | 2015-04-21 |  | 2019-04-25
Enersys | NexSys | NI3-JN-5G | THREE-PHASE LIFT TRUCK | Lead-acid | 47500 | 10 | 67 | 10 | 10 | 1.1 | 1.1 | 1.1 | 1.1 | 1.15 | 1.15 | 89 | 89 | 0.9 | 0.9 | FALSE | Charger | Non Federally-Regulated | 2015-05-14 |  | 2019-04-25
Enersys | Hawker POWERTECH | PT3C***-*** | THREE-PHASE LIFT TRUCK | Lead-acid | 72000 | 10 | 96.4 | 10 | 10 | 1.1 | 1.1 | 1.1 | 1.1 | 1.15 | 1.15 | 0.9 | 89 | 0.9 | 0.9 | TRUE | Charger | Non Federally-Regulated | 2014-02-04 |  | 2019-04-25
Enersys | Hawker LifePlus MOD3 | LPM3C80*-***Y | THREE-PHASE LIFT TRUCK | Lead-acid | 34560 | 10 | 51.47 | 10 | 10 | 1.1 | 1.1 | 1.1 | 1.1 | 1.15 | 1.15 | 89 | 89 | 0.9 | 0.9 | FALSE | Charger | Non Federally-Regulated | 2015-04-21 |  | 2019-04-25
Enersys | Enforcer Impaq+ | EIP1-*L-*Y | SINGLE-PHASE LIFT TRUCK | Lead-acid | 57888 | 10 | 79.47 | 10 | 10 | 1.1 | 1.1 | 1.1 | 1.1 | 1.15 | 1.15 | 89 | 89 | 0.9 | 0.9 | FALSE | Charger | Non Federally-Regulated | 2015-04-21 |  | 2019-04-25
Enersys | Hawker POWERTECH Multi | PM3C**-*** | THREE-PHASE LIFT TRUCK | Lead-acid | 27648 | 10 | 43.18 | 10 | 10 | 1.1 | 1.1 | 1.1 | 1.1 | 1.15 | 1.15 | 0.9 | 89 | 0.9 | 0.9 | TRUE | Charger | Non Federally-Regulated | 2014-03-04 |  | 2019-04-25
Enersys | Enforcer Impaq+ | EIP1-*M-*** | SINGLE-PHASE LIFT TRUCK | Lead-acid | 18000 | 10 | 31.6 | 10 | 10 | 1.1 | 1.1 | 1.1 | 1.1 | 1.15 | 1.15 | 0.9 | 89 | 0.9 | 0.9 | TRUE | Charger | Non Federally-Regulated | 2014-02-17 |  | 2019-04-25
Enersys | NexSys | NI3-*N-*Y | THREE-PHASE LIFT TRUCK | Lead-acid | 21427.2 | 10 | 35.71 | 10 | 10 | 1.1 | 1.1 | 1.1 | 1.1 | 1.15 | 1.15 | 89 | 89 | 0.9 | 0.9 | FALSE | Charger | Non Federally-Regulated | 2015-04-21 |  | 2019-04-25
Enersys | Emerson | EI3-*L-4* | THREE-PHASE LIFT TRUCK | Lead-acid | 12441.6 | 10 | 24.93 | 10 | 10 | 1.1 | 1.1 | 1.1 | 1.1 | 1.15 | 1.15 | 89 | 89 | 0.9 | 0.9 | FALSE | Charger | Non Federally-Regulated | 2015-04-21 |  | 2019-04-25
Enersys | Enforcer HF Logiq | EL1C***-**** | SINGLE-PHASE LIFT TRUCK | Lead-acid | 21600 | 10 | 35.92 | 10 | 10 | 1.1 | 1.1 | 1.1 | 1.1 | 1.15 | 1.15 | 0.9 | 89 | 0.9 | 0.9 | TRUE | Charger | Non Federally-Regulated | 2014-04-10 |  | 2019-04-25
Enersys | Enforcer Impaq+ | EIP1-*N-*Y | SINGLE-PHASE LIFT TRUCK | Lead-acid | 57888 | 10 | 79.47 | 10 | 10 | 1.1 | 1.1 | 1.1 | 1.1 | 1.15 | 1.15 | 89 | 89 | 0.9 | 0.9 | FALSE | Charger | Non Federally-Regulated | 2015-04-21 |  | 2019-04-25
Enersys | Hawker PTO Opportunity | PTO3C***-*** | THREE-PHASE LIFT TRUCK | Lead-acid | 72000 | 10 | 96.4 | 10 | 10 | 1.1 | 1.1 | 1.1 | 1.1 | 1.15 | 1.15 | 0.9 | 89 | 0.9 | 0.9 | TRUE | Charger | Non Federally-Regulated | 2014-03-04 |  | 2019-04-25
Enersys | Neo | LN3C***-***Y | THREE-PHASE LIFT TRUCK | Lead-acid | 21600 | 10 | 35.92 | 10 | 10 | 1.1 | 1.1 | 1.1 | 1.1 | 1.15 | 1.15 | 0.9 | 89 | 0.9 | 0.9 | TRUE | Charger | Non Federally-Regulated | 2014-02-04 |  | 2019-04-25
Enersys | Hawker LifeTech | LT1C***-**** | SINGLE-PHASE LIFT TRUCK | Lead-acid | 21600 | 10 | 35.92 | 10 | 10 | 1.1 | 1.1 | 1.1 | 1.1 | 1.15 | 1.15 | 0.9 | 89 | 0.9 | 0.9 | TRUE | Charger | Non Federally-Regulated | 2014-04-10 |  | 2019-04-25
Enersys | NexSys | NI1-*M-*** | SINGLE-PHASE LIFT TRUCK | Lead-acid | 18000 | 10 | 31.6 | 10 | 10 | 1.1 | 1.1 | 1.1 | 1.1 | 1.15 | 1.15 | 0.9 | 89 | 0.9 | 0.9 | TRUE | Charger | Non Federally-Regulated | 2014-02-17 |  | 2019-04-25
Enersys | Enforcer Impaq+ | EIP3-JN-5G | THREE-PHASE LIFT TRUCK | Lead-acid | 47500 | 10 | 67 | 10 | 10 | 1.1 | 1.1 | 1.1 | 1.1 | 1.15 | 1.15 | 89 | 89 | 0.9 | 0.9 | FALSE | Charger | Non Federally-Regulated | 2015-05-14 |  | 2019-04-25
Enersys | Enforcer Impaq | EI1-*L-*Y | SINGLE-PHASE LIFT TRUCK | Lead-acid | 57888 | 10 | 79.47 | 10 | 10 | 1.1 | 1.1 | 1.1 | 1.1 | 1.15 | 1.15 | 89 | 89 | 0.9 | 0.9 | FALSE | Charger | Non Federally-Regulated | 2015-04-21 |  | 2019-04-25
Enersys | Hawker PMO Multi Opportunity | PMO3C**-*** | THREE-PHASE LIFT TRUCK | Lead-acid | 27648 | 10 | 43.18 | 10 | 10 | 1.1 | 1.1 | 1.1 | 1.1 | 1.15 | 1.15 | 0.9 | 89 | 0.9 | 0.9 | TRUE | Charger | Non Federally-Regulated | 2014-03-04 |  | 2019-04-25
Enersys | Enforcer Impaq+ | EIP3-JN-4G | THREE-PHASE LIFT TRUCK | Lead-acid | 40809 | 10 | 58.97 | 10 | 10 | 1.1 | 1.1 | 1.1 | 1.1 | 1.15 | 1.15 | 89 | 89 | 0.9 | 0.9 | FALSE | Charger | Non Federally-Regulated | 2015-05-14 |  | 2019-04-25
Enersys | NexSys | NI3-*P-*Y | THREE-PHASE LIFT TRUCK | Lead-acid | 34283.52 | 10 | 51.14 | 10 | 10 | 1.1 | 1.1 | 1.1 | 1.1 | 1.15 | 1.15 | 89 | 89 | 0.9 | 0.9 | FALSE | Charger | Non Federally-Regulated | 2015-04-21 |  | 2019-04-25
Enersys | NexSys | NI3-*L-*Y | THREE-PHASE LIFT TRUCK | Lead-acid | 12856.32 | 10 | 25.43 | 10 | 10 | 1.1 | 1.1 | 1.1 | 1.1 | 1.15 | 1.15 | 89 | 89 | 0.9 | 0.9 | FALSE | Charger | Non Federally-Regulated | 2015-04-21 |  | 2019-04-25
Enersys | NexSys | NI3-JN-4G | THREE-PHASE LIFT TRUCK | Lead-acid | 40809 | 10 | 58.97 | 10 | 10 | 1.1 | 1.1 | 1.1 | 1.1 | 1.15 | 1.15 | 89 | 89 | 0.9 | 0.9 | FALSE | Charger | Non Federally-Regulated | 2015-05-14 |  | 2019-04-25
Enersys | Enforcer HF Logiq | EL3C***-***Y | THREE-PHASE LIFT TRUCK | Lead-acid | 21600 | 10 | 35.92 | 10 | 10 | 1.1 | 1.1 | 1.1 | 1.1 | 1.15 | 1.15 | 0.9 | 89 | 0.9 | 0.9 | TRUE | Charger | Non Federally-Regulated | 2014-02-17 |  | 2019-04-25
Enersys | Emerson | EI3-JN-4G | THREE-PHASE LIFT TRUCK | Lead-acid | 40809 | 10 | 58.97 | 10 | 10 | 1.1 | 1.1 | 1.1 | 1.1 | 1.15 | 1.15 | 89 | 89 | 0.9 | 0.9 | FALSE | Charger | Non Federally-Regulated | 2015-05-14 |  | 2019-04-25
Enersys | Enforcer HF | EH3C**-**** | THREE-PHASE LIFT TRUCK | Lead-acid | 72000 | 10 | 96.4 | 10 | 10 | 1.1 | 1.1 | 1.1 | 1.1 | 1.15 | 1.15 | 0.9 | 89 | 0.9 | 0.9 | TRUE | Charger | Non Federally-Regulated | 2014-02-04 |  | 2019-04-25
Enersys | Hawker Life IQ Multiport | MP3-42-6-2Y | THREE-PHASE LIFT TRUCK | Lead-acid | 67200 | 10 | 90.64 | 10 | 10 | 1.1 | 1.1 | 1.1 | 1.1 | 1.15 | 1.15 | 0.9 | 89 | 0.9 | 0.9 | TRUE | Charger | Non Federally-Regulated | 2014-04-30 |  | 2019-04-25
Enersys | Douglas Battery Legacy Titanium HF | LTH3C**-*** | THREE-PHASE LIFT TRUCK | Lead-acid | 72000 | 10 | 96.4 | 10 | 10 | 1.1 | 1.1 | 1.1 | 1.1 | 1.15 | 1.15 | 0.9 | 89 | 0.9 | 0.9 | TRUE | Charger | Non Federally-Regulated | 2014-03-04 |  | 2019-04-25
Enersys | Enforcer HF Multi | EM3C**-**** | THREE-PHASE LIFT TRUCK | Lead-acid | 27648 | 10 | 43.18 | 10 | 10 | 1.1 | 1.1 | 1.1 | 1.1 | 1.15 | 1.15 | 0.9 | 89 | 0.9 | 0.9 | TRUE | Charger | Non Federally-Regulated | 2014-03-04 |  | 2019-04-25
Enersys | Emerson | EI3-JN-5G | THREE-PHASE LIFT TRUCK | Lead-acid | 47500 | 10 | 67 | 10 | 10 | 1.1 | 1.1 | 1.1 | 1.1 | 1.15 | 1.15 | 89 | 89 | 0.9 | 0.9 | FALSE | Charger | Non Federally-Regulated | 2015-05-14 |  | 2019-04-25
Enersys | Hawker LifeTech | LT3C***-***Y | THREE-PHASE LIFT TRUCK | Lead-acid | 21600 | 10 | 35.92 | 10 | 10 | 1.1 | 1.1 | 1.1 | 1.1 | 1.15 | 1.15 | 0.9 | 89 | 0.9 | 0.9 | TRUE | Charger | Non Federally-Regulated | 2014-02-04 |  | 2019-04-25
Enersys | Hawker LifePlus MOD3 | LPM3C48*-***Y | THREE-PHASE LIFT TRUCK | Lead-acid | 45632 | 10 | 64.76 | 10 | 10 | 1.1 | 1.1 | 1.1 | 1.1 | 1.15 | 1.15 | 89 | 89 | 0.9 | 0.9 | FALSE | Charger | Non Federally-Regulated | 2015-03-13 |  | 2019-04-25
Enersys | Enforcer Impaq | EI1-*M-*** | SINGLE-PHASE LIFT TRUCK | Lead-acid | 18000 | 10 | 31.6 | 10 | 10 | 1.1 | 1.1 | 1.1 | 1.1 | 1.15 | 1.15 | 0.9 | 89 | 0.9 | 0.9 | TRUE | Charger | Non Federally-Regulated | 2014-02-17 |  | 2019-04-25
Enersys | Neo | LN1C***-**** | SINGLE-PHASE LIFT TRUCK | Lead-acid | 21600 | 10 | 35.92 | 10 | 10 | 1.1 | 1.1 | 1.1 | 1.1 | 1.15 | 1.15 | 0.9 | 89 | 0.9 | 0.9 | TRUE | Charger | Non Federally-Regulated | 2014-04-10 |  | 2019-04-25
Enersys | Hawker LIFEPLUS | TC3C**-**KW | THREE-PHASE LIFT TRUCK | Lead-acid | 72000 | 10 | 96.4 | 10 | 10 | 1.1 | 1.1 | 1.1 | 1.1 | 1.15 | 1.15 | 0.9 | 89 | 0.9 | 0.9 | TRUE | Charger | Non Federally-Regulated | 2014-02-04 |  | 2019-04-25
Enersys | Enforcer HF IQ | EQ3C***-** | THREE-PHASE LIFT TRUCK | Lead-acid | 72000 | 10 | 96.4 | 10 | 10 | 1.1 | 1.1 | 1.1 | 1.1 | 1.15 | 1.15 | 0.9 | 89 | 0.9 | 0.9 | TRUE | Charger | Non Federally-Regulated | 2014-02-04 |  | 2019-04-25
Power Designers USA LLC | Revolution | RV05-4kW-75A-48V-C-CEC | Three-phase lift truck | Lead-acid | 37680.48 | 3.89 | 55.22 | 3.81 | 10 | 1.07 | 1.1 | 1.09 | 1.1 | 1.04 | 1.15 | 90 | 89 | 0.91 | 0.9 | FALSE | Both (Charger & Package) | Non Federally-Regulated | 2015-11-09 |  | 2020-05-29
Power Designers USA LLC | Revolution | RV05-4kW-75A-48V-P-CEC | Three-phase lift truck | Lead-acid | 13752 | 26.5 | 26.5 | 10 | 10 | 1.1 | 1.1 | 1.1 | 1.1 | 1.15 | 1.15 | 89 | 89 | 0.9 | 0.9 | FALSE | Both (Charger & Package) | Non Federally-Regulated | 2015-11-09 |  | 2020-05-29
Power Designers USA LLC | Revolution | RV05-4kW-75A-48V-F-CEC | Three-phase lift truck | Lead-acid | 8595 | 20.3 | 20.31 | 10 | 10 | 1.1 | 1.1 | 1.1 | 1.1 | 1.15 | 1.15 | 89 | 89 | 0.9 | 0.9 | FALSE | Both (Charger & Package) | Non Federally-Regulated | 2015-11-09 |  | 2020-05-29
Power Designers USA LLC | Revolution | RV05-5kW-100A-48V-C-CEC | Three-phase lift truck | Lead-acid | 26953.92 | 42.34 | 42.34 | 10 | 10 | 1.1 | 1.1 | 1.1 | 1.1 | 1.15 | 1.15 | 89 | 89 | 0.9 | 0.9 | FALSE | Both (Charger & Package) | Non Federally-Regulated | 2015-11-09 |  | 2020-05-29
Power Designers USA LLC | Revolution | RV05-5kW-100A-48V-P-CEC | Three-phase lift truck | Lead-acid | 18336 | 32 | 32 | 10 | 10 | 1.1 | 1.1 | 1.1 | 1.1 | 1.15 | 1.15 | 89 | 89 | 0.9 | 0.9 | FALSE | Both (Charger & Package) | Non Federally-Regulated | 2015-11-09 |  | 2020-05-29
Power Designers USA LLC | Revolution | RV05-5kW-100A-48V-F-CEC | Three-phase lift truck | Lead-acid | 11460 | 23.74 | 23.75 | 10 | 10 | 1.1 | 1.1 | 1.1 | 1.1 | 1.15 | 1.15 | 89 | 89 | 0.9 | 0.9 | FALSE | Both (Charger & Package) | Non Federally-Regulated | 2015-11-09 |  | 2020-05-29
Power Designers USA LLC | Revolution | RV05-6kW-125A-48V-C-CEC | Three-phase lift truck | Lead-acid | 33692.4 | 50.42 | 50.43 | 10 | 10 | 1.1 | 1.1 | 1.1 | 1.1 | 1.15 | 1.15 | 89 | 89 | 0.9 | 0.9 | FALSE | Both (Charger & Package) | Non Federally-Regulated | 2015-11-09 |  | 2020-05-29
Power Designers USA LLC | Revolution | RV05-6kW-125A-48V-P-CEC | Three-phase lift truck | Lead-acid | 22920 | 37.5 | 37.5 | 10 | 10 | 1.1 | 1.1 | 1.1 | 1.1 | 1.15 | 1.15 | 89 | 89 | 0.9 | 0.9 | FALSE | Both (Charger & Package) | Non Federally-Regulated | 2015-11-09 |  | 2020-05-29
Power Designers USA LLC | Revolution | RV05-6kW-125A-48V-F-CEC | Three-phase lift truck | Lead-acid | 14325 | 27.18 | 27.19 | 10 | 10 | 1.1 | 1.1 | 1.1 | 1.1 | 1.15 | 1.15 | 89 | 89 | 0.9 | 0.9 | FALSE | Both (Charger & Package) | Non Federally-Regulated | 2015-11-09 |  | 2020-05-29
Power Designers USA LLC | Revolution | RV08-6kW-125A-48V-C-CEC | Three-phase lift truck | Lead-acid | 33692.4 | 50.42 | 50.43 | 10 | 10 | 1.1 | 1.1 | 1.1 | 1.1 | 1.15 | 1.15 | 89 | 89 | 0.9 | 0.9 | FALSE | Both (Charger & Package) | Non Federally-Regulated | 2015-11-09 |  | 2020-05-29
Power Designers USA LLC | Revolution | RV08-6kW-125A-48V-P-CEC | Three-phase lift truck | Lead-acid | 22920 | 37.5 | 37.5 | 10 | 10 | 1.1 | 1.1 | 1.1 | 1.1 | 1.15 | 1.15 | 89 | 89 | 0.9 | 0.9 | FALSE | Both (Charger & Package) | Non Federally-Regulated | 2015-11-09 |  | 2020-05-29
Power Designers USA LLC | Revolution | RV08-6kW-125A-48V-F-CEC | Three-phase lift truck | Lead-acid | 14325 | 27.18 | 27.19 | 10 | 10 | 1.1 | 1.1 | 1.1 | 1.1 | 1.15 | 1.15 | 89 | 89 | 0.9 | 0.9 | FALSE | Both (Charger & Package) | Non Federally-Regulated | 2015-11-09 |  | 2020-05-29
Power Designers USA LLC | Revolution | RV08-8kW-150A-48V-C-CEC | Three-phase lift truck | Lead-acid | 40430.88 | 58.5 | 58.52 | 10 | 10 | 1.1 | 1.1 | 1.1 | 1.1 | 1.15 | 1.15 | 89 | 89 | 0.9 | 0.9 | FALSE | Both (Charger & Package) | Non Federally-Regulated | 2015-11-09 |  | 2020-05-29
Power Designers USA LLC | Revolution | RV08-8kW-150A-48V-P-CEC | Three-phase lift truck | Lead-acid | 27504 | 43 | 43 | 10 | 10 | 1.1 | 1.1 | 1.1 | 1.1 | 1.15 | 1.15 | 89 | 89 | 0.9 | 0.9 | FALSE | Both (Charger & Package) | Non Federally-Regulated | 2015-11-09 |  | 2020-05-29
Power Designers USA LLC | Revolution | RV08-8kW-150A-48V-F-CEC | Three-phase lift truck | Lead-acid | 17190 | 30.62 | 30.63 | 10 | 10 | 1.1 | 1.1 | 1.1 | 1.1 | 1.15 | 1.15 | 89 | 89 | 0.9 | 0.9 | FALSE | Both (Charger & Package) | Non Federally-Regulated | 2015-11-09 |  | 2020-05-29
Power Designers USA LLC | Revolution | RV08-9kW-175A-48V-C-CEC | Three-phase lift truck | Lead-acid | 47169.36 | 66.6 | 66.6 | 10 | 10 | 1.1 | 1.1 | 1.1 | 1.1 | 1.15 | 1.15 | 89 | 89 | 0.9 | 0.9 | FALSE | Both (Charger & Package) | Non Federally-Regulated | 2015-11-09 |  | 2020-05-29
Power Designers USA LLC | Revolution | RV08-9kW-175A-48V-P-CEC | Three-phase lift truck | Lead-acid | 32088 | 48.5 | 48.51 | 10 | 10 | 1.1 | 1.1 | 1.1 | 1.1 | 1.15 | 1.15 | 89 | 89 | 0.9 | 0.9 | FALSE | Both (Charger & Package) | Non Federally-Regulated | 2015-11-09 |  | 2020-05-29
Power Designers USA LLC | Revolution | RV08-9kW-175A-48V-F-CEC | Three-phase lift truck | Lead-acid | 20055 | 34.06 | 34.07 | 10 | 10 | 1.1 | 1.1 | 1.1 | 1.1 | 1.15 | 1.15 | 89 | 89 | 0.9 | 0.9 | FALSE | Both (Charger & Package) | Non Federally-Regulated | 2015-11-09 |  | 2020-05-29
Power Designers USA LLC | Revolution | RV08-10kW-200A-48V-C-CEC | Three-phase lift truck | Lead-acid | 53907.84 | 74.68 | 74.69 | 10 | 10 | 1.1 | 1.1 | 1.1 | 1.1 | 1.15 | 1.15 | 89 | 89 | 0.9 | 0.9 | FALSE | Both (Charger & Package) | Non Federally-Regulated | 2015-11-09 |  | 2020-05-29
Power Designers USA LLC | Revolution | RV08-10kW-200A-48V-P-CEC | Three-phase lift truck | Lead-acid | 36672 | 54 | 54.01 | 10 | 10 | 1.1 | 1.1 | 1.1 | 1.1 | 1.15 | 1.15 | 89 | 89 | 0.9 | 0.9 | FALSE | Both (Charger & Package) | Non Federally-Regulated | 2015-11-09 |  | 2020-05-29
Power Designers USA LLC | Revolution | RV08-10kW-200A-48V-F-CEC | Three-phase lift truck | Lead-acid | 22920 | 37.5 | 37.5 | 10 | 10 | 1.1 | 1.1 | 1.1 | 1.1 | 1.15 | 1.15 | 89 | 89 | 0.9 | 0.9 | FALSE | Both (Charger & Package) | Non Federally-Regulated | 2015-11-09 |  | 2020-05-29
Power Designers USA LLC | Revolution | RV12-10kW-200A-48V-C-CEC | Three-phase lift truck | Lead-acid | 53907.84 | 74.68 | 74.69 | 10 | 10 | 1.1 | 1.1 | 1.1 | 1.1 | 1.15 | 1.15 | 89 | 89 | 0.9 | 0.9 | FALSE | Both (Charger & Package) | Non Federally-Regulated | 2015-11-09 |  | 2020-05-29
Power Designers USA LLC | Revolution | RV12-10kW-200A-48V-P-CEC | Three-phase lift truck | Lead-acid | 36672 | 54 | 54.01 | 10 | 10 | 1.1 | 1.1 | 1.1 | 1.1 | 1.15 | 1.15 | 89 | 89 | 0.9 | 0.9 | FALSE | Both (Charger & Package) | Non Federally-Regulated | 2015-11-09 |  | 2020-05-29
Power Designers USA LLC | Revolution | RV12-10kW-200A-48V-F-CEC | Three-phase lift truck | Lead-acid | 22920 | 37.5 | 37.5 | 10 | 10 | 1.1 | 1.1 | 1.1 | 1.1 | 1.15 | 1.15 | 89 | 89 | 0.9 | 0.9 | FALSE | Both (Charger & Package) | Non Federally-Regulated | 2015-11-09 |  | 2020-05-29
Power Designers USA LLC | Revolution | RV12-12kW-225A-48V-C-CEC | Three-phase lift truck | Lead-acid | 60646.32 | 82.76 | 82.78 | 10 | 10 | 1.1 | 1.1 | 1.1 | 1.1 | 1.15 | 1.15 | 89 | 89 | 0.9 | 0.9 | FALSE | Both (Charger & Package) | Non Federally-Regulated | 2015-11-09 |  | 2020-05-29
Power Designers USA LLC | Revolution | RV12-12kW-225A-48V-P-CEC | Three-phase lift truck | Lead-acid | 41256 | 59.5 | 59.51 | 10 | 10 | 1.1 | 1.1 | 1.1 | 1.1 | 1.15 | 1.15 | 89 | 89 | 0.9 | 0.9 | FALSE | Both (Charger & Package) | Non Federally-Regulated | 2015-11-09 |  | 2020-05-29
Power Designers USA LLC | Revolution | RV12-12kW-225A-48V-F-CEC | Three-phase lift truck | Lead-acid | 25785 | 40.94 | 40.94 | 10 | 10 | 1.1 | 1.1 | 1.1 | 1.1 | 1.15 | 1.15 | 89 | 89 | 0.9 | 0.9 | FALSE | Both (Charger & Package) | Non Federally-Regulated | 2015-11-09 |  | 2020-05-29
Power Designers USA LLC | Revolution | RV12-13kW-250A-48V-P-CEC | Three-phase lift truck | Lead-acid | 45840 | 65 | 65.01 | 10 | 10 | 1.1 | 1.1 | 1.1 | 1.1 | 1.15 | 1.15 | 89 | 89 | 0.9 | 0.9 | FALSE | Both (Charger & Package) | Non Federally-Regulated | 2015-11-09 |  | 2020-05-29
Power Designers USA LLC | Revolution | RV12-13kW-250A-48V-F-CEC | Three-phase lift truck | Lead-acid | 28650 | 44.38 | 44.38 | 10 | 10 | 1.1 | 1.1 | 1.1 | 1.1 | 1.15 | 1.15 | 89 | 89 | 0.9 | 0.9 | FALSE | Both (Charger & Package) | Non Federally-Regulated | 2015-11-09 |  | 2020-05-29
Power Designers USA LLC | Revolution | RV12-14kW-275A-48V-P-CEC | Three-phase lift truck | Lead-acid | 50424 | 70.5 | 70.51 | 10 | 10 | 1.1 | 1.1 | 1.1 | 1.1 | 1.15 | 1.15 | 89 | 89 | 0.9 | 0.9 | FALSE | Both (Charger & Package) | Non Federally-Regulated | 2015-11-09 |  | 2020-05-29
Power Designers USA LLC | Revolution | RV12-14kW-275A-48V-F-CEC | Three-phase lift truck | Lead-acid | 31515 | 47.8 | 47.82 | 10 | 10 | 1.1 | 1.1 | 1.1 | 1.1 | 1.15 | 1.15 | 89 | 89 | 0.9 | 0.9 | FALSE | Both (Charger & Package) | Non Federally-Regulated | 2015-11-09 |  | 2020-05-29
Power Designers USA LLC | Revolution | RV12-15kW-300A-48V-P-CEC | Three-phase lift truck | Lead-acid | 55008 | 76 | 76.01 | 10 | 10 | 1.1 | 1.1 | 1.1 | 1.1 | 1.15 | 1.15 | 89 | 89 | 0.9 | 0.9 | FALSE | Both (Charger & Package) | Non Federally-Regulated | 2015-11-09 |  | 2020-05-29
Power Designers USA LLC | Revolution | RV12-15kW-300A-48V-F-CEC | Three-phase lift truck | Lead-acid | 34380 | 51.24 | 51.26 | 10 | 10 | 1.1 | 1.1 | 1.1 | 1.1 | 1.15 | 1.15 | 89 | 89 | 0.9 | 0.9 | FALSE | Both (Charger & Package) | Non Federally-Regulated | 2015-11-09 |  | 2020-05-29
Power Designers USA LLC | Revolution | RV16-13kW-250A-48V-F-CEC | Three-phase lift truck | Lead-acid | 28650 | 44.38 | 44.38 | 10 | 10 | 1.1 | 1.1 | 1.1 | 1.1 | 1.15 | 1.15 | 89 | 89 | 0.9 | 0.9 | FALSE | Both (Charger & Package) | Non Federally-Regulated | 2015-11-09 |  | 2020-05-29
Power Designers USA LLC | Revolution | RV16-14kW-275A-48V-F-CEC | Three-phase lift truck | Lead-acid | 31515 | 47.8 | 47.82 | 10 | 10 | 1.1 | 1.1 | 1.1 | 1.1 | 1.15 | 1.15 | 89 | 89 | 0.9 | 0.9 | FALSE | Both (Charger & Package) | Non Federally-Regulated | 2015-11-09 |  | 2020-05-29
Power Designers USA LLC | Revolution | RV16-15kW-300A-48V-F-CEC | Three-phase lift truck | Lead-acid | 34380 | 51.24 | 51.26 | 10 | 10 | 1.1 | 1.1 | 1.1 | 1.1 | 1.15 | 1.15 | 89 | 89 | 0.9 | 0.9 | FALSE | Both (Charger & Package) | Non Federally-Regulated | 2015-11-09 |  | 2020-05-29
Power Designers USA LLC | Revolution | RV16-17kW-325A-48V-F-CEC | Three-phase lift truck | Lead-acid | 37245 | 54.68 | 54.69 | 10 | 10 | 1.1 | 1.1 | 1.1 | 1.1 | 1.15 | 1.15 | 89 | 89 | 0.9 | 0.9 | FALSE | Both (Charger & Package) | Non Federally-Regulated | 2015-11-09 |  | 2020-05-29
Power Designers USA LLC | Revolution | RV16-18kW-350A-48V-F-CEC | Three-phase lift truck | Lead-acid | 37680.48 | 3.89 | 55.22 | 3.81 | 10 | 1.09 | 1.1 | 1.07 | 1.1 | 1.06 | 1.15 | 90.7 | 89 | 0.91 | 0.9 | FALSE | Both (Charger & Package) | Non Federally-Regulated | 2015-11-09 |  | 2020-05-29
Power Designers USA LLC | Revolution | RV16-20kW-375A-48V-F-CEC | Three-phase lift truck | Lead-acid | 42975 | 61.56 | 61.57 | 10 | 10 | 1.1 | 1.1 | 1.1 | 1.1 | 1.15 | 1.15 | 89 | 89 | 0.9 | 0.9 | FALSE | Both (Charger & Package) | Non Federally-Regulated | 2015-11-09 |  | 2020-05-29
Power Designers USA LLC | Revolution | RV16-21kW-400A-48V-F-CEC | Three-phase lift truck | Lead-acid | 45840 | 65 | 65.01 | 10 | 10 | 1.1 | 1.1 | 1.1 | 1.1 | 1.15 | 1.15 | 89 | 89 | 0.9 | 0.9 | FALSE | Both (Charger & Package) | Non Federally-Regulated | 2015-11-09 |  | 2020-05-29
Power Designers USA LLC | Revolution | RV24-21kW-400A-48V-F-CEC | Three-phase lift truck | Lead-acid | 45840 | 65 | 65.01 | 10 | 10 | 1.1 | 1.1 | 1.1 | 1.1 | 1.15 | 1.15 | 89 | 89 | 0.9 | 0.9 | FALSE | Both (Charger & Package) | Non Federally-Regulated | 2015-11-09 |  | 2020-05-29
Power Designers USA LLC | Revolution | RV24-22kW-425A-48V-F-CEC | Three-phase lift truck | Lead-acid | 48705 | 68.44 | 68.45 | 10 | 10 | 1.1 | 1.1 | 1.1 | 1.1 | 1.15 | 1.15 | 89 | 89 | 0.9 | 0.9 | FALSE | Both (Charger & Package) | Non Federally-Regulated | 2015-11-09 |  | 2020-05-29
Power Designers USA LLC | Revolution | RV24-23kW-450A-48V-F-CEC | Three-phase lift truck | Lead-acid | 51570 | 71.88 | 71.88 | 10 | 10 | 1.1 | 1.1 | 1.1 | 1.1 | 1.15 | 1.15 | 89 | 89 | 0.9 | 0.9 | FALSE | Both (Charger & Package) | Non Federally-Regulated | 2015-11-09 |  | 2020-05-29
Power Designers USA LLC | Revolution | RV24-25kW-475A-48V-F-CEC | Three-phase lift truck | Lead-acid | 54435 | 75.32 | 75.32 | 10 | 10 | 1.1 | 1.1 | 1.1 | 1.1 | 1.15 | 1.15 | 89 | 89 | 0.9 | 0.9 | FALSE | Both (Charger & Package) | Non Federally-Regulated | 2015-11-09 |  | 2020-05-29
Power Designers USA LLC | Revolution | RV24-26kW-500A-48V-F-CEC | Three-phase lift truck | Lead-acid | 57300 | 78.76 | 78.76 | 10 | 10 | 1.1 | 1.1 | 1.1 | 1.1 | 1.15 | 1.15 | 89 | 89 | 0.9 | 0.9 | FALSE | Both (Charger & Package) | Non Federally-Regulated | 2015-11-09 |  | 2020-05-29
Power Designers USA LLC | Revolution | RV24-27kW-525A-48V-F-CEC | Three-phase lift truck | Lead-acid | 60165 | 82.18 | 82.2 | 10 | 10 | 1.1 | 1.1 | 1.1 | 1.1 | 1.15 | 1.15 | 89 | 89 | 0.9 | 0.9 | FALSE | Both (Charger & Package) | Non Federally-Regulated | 2015-11-09 |  | 2020-05-29
Power Designers USA LLC | Revolution | RV24-29kW-550A-48V-F-CEC | Three-phase lift truck | Lead-acid | 63030 | 85.62 | 85.64 | 10 | 10 | 1.1 | 1.1 | 1.1 | 1.1 | 1.15 | 1.15 | 89 | 89 | 0.9 | 0.9 | FALSE | Both (Charger & Package) | Non Federally-Regulated | 2015-11-09 |  | 2020-05-29
Power Designers USA LLC | Revolution | RV24-30kW-575A-48V-F-CEC | Three-phase lift truck | Lead-acid | 65895 | 89.06 | 89.07 | 10 | 10 | 1.1 | 1.1 | 1.1 | 1.1 | 1.15 | 1.15 | 89 | 89 | 0.9 | 0.9 | FALSE | Both (Charger & Package) | Non Federally-Regulated | 2015-11-09 |  | 2020-05-29
Power Designers USA LLC | Revolution | RV24-31kW-600A-48V-F-CEC | Three-phase lift truck | Lead-acid | 42860.4 | 3.89 | 61.43 | 3.81 | 10 | 1.08 | 1.1 | 1.06 | 1.1 | 1.04 | 1.15 | 92.3 | 89 | 0.93 | 0.9 | FALSE | Both (Charger & Package) | Non Federally-Regulated | 2015-11-09 |  | 2020-05-29
Power Designers USA LLC | Revolution | RV16-18kW-420A-36V-F-SC-CEC | Three-phase lift truck | Lead-acid | 40068 | 58.08 | 58.08 | 10 | 10 | 1.1 | 1.1 | 1.1 | 1.1 | 1.15 | 1.15 | 89 | 89 | 0.9 | 0.9 | FALSE | Both (Charger & Package) | Non Federally-Regulated | 2015-11-09 |  | 2020-05-29
Power Designers USA LLC | Revolution | RV16-20kW-450A-36V-F-SC-CEC | Three-phase lift truck | Lead-acid | 42930 | 61.5 | 61.52 | 10 | 10 | 1.1 | 1.1 | 1.1 | 1.1 | 1.15 | 1.15 | 89 | 89 | 0.9 | 0.9 | FALSE | Both (Charger & Package) | Non Federally-Regulated | 2015-11-09 |  | 2020-05-29
Power Designers USA LLC | Revolution | RV16-18kW-350A-48V-F-SC-CEC | Three-phase lift truck | Lead-acid | 44520 | 63.42 | 63.42 | 10 | 10 | 1.1 | 1.1 | 1.1 | 1.1 | 1.15 | 1.15 | 89 | 89 | 0.9 | 0.9 | FALSE | Both (Charger & Package) | Non Federally-Regulated | 2015-11-09 |  | 2020-05-29
Power Designers USA LLC | Revolution | RV16-21kW-400A-48V-F-SC-CEC | Three-phase lift truck | Lead-acid | 50880 | 71.04 | 71.06 | 10 | 10 | 1.1 | 1.1 | 1.1 | 1.1 | 1.15 | 1.15 | 89 | 89 | 0.9 | 0.9 | FALSE | Both (Charger & Package) | Non Federally-Regulated | 2015-11-09 |  | 2020-05-29
Power Designers USA LLC | Revolution | RV24-23kW-400A-48V-F-SC-CEC | Three-phase lift truck | Lead-acid | 50880 | 71.04 | 71.06 | 10 | 10 | 1.1 | 1.1 | 1.1 | 1.1 | 1.15 | 1.15 | 89 | 89 | 0.9 | 0.9 | FALSE | Both (Charger & Package) | Non Federally-Regulated | 2015-11-09 |  | 2020-05-29
Power Designers USA LLC | Revolution | RV24-26kW-450A-48V-F-SC-CEC | Three-phase lift truck | Lead-acid | 57240 | 78.68 | 78.69 | 10 | 10 | 1.1 | 1.1 | 1.1 | 1.1 | 1.15 | 1.15 | 89 | 89 | 0.9 | 0.9 | FALSE | Both (Charger & Package) | Non Federally-Regulated | 2015-11-09 |  | 2020-05-29
Power Designers USA LLC | PowerHouse Evolution | RV05-4kW-75A-48V-C-CEC | Three-phase lift truck | Lead-acid | 37680.48 | 3.89 | 55.22 | 3.81 | 10 | 1.07 | 1.1 | 1.09 | 1.1 | 1.04 | 1.15 | 90 | 89 | 0.91 | 0.9 | FALSE | Both (Charger & Package) | Non Federally-Regulated | 2015-11-10 |  | 2020-05-29
Power Designers USA LLC | PowerHouse Evolution | RV05-4kW-75A-48V-P-CEC | Three-phase lift truck | Lead-acid | 13752 | 26.5 | 26.5 | 10 | 10 | 1.1 | 1.1 | 1.1 | 1.1 | 1.15 | 1.15 | 89 | 89 | 0.9 | 0.9 | FALSE | Both (Charger & Package) | Non Federally-Regulated | 2015-11-10 |  | 2020-05-29
Power Designers USA LLC | PowerHouse Evolution | RV05-4kW-75A-48V-F-CEC | Three-phase lift truck | Lead-acid | 8595 | 20.3 | 20.31 | 10 | 10 | 1.1 | 1.1 | 1.1 | 1.1 | 1.15 | 1.15 | 89 | 89 | 0.9 | 0.9 | FALSE | Both (Charger & Package) | Non Federally-Regulated | 2015-11-10 |  | 2020-05-29
Power Designers USA LLC | PowerHouse Evolution | RV05-5kW-100A-48V-C-CEC | Three-phase lift truck | Lead-acid | 26953.92 | 42.34 | 42.34 | 10 | 10 | 1.1 | 1.1 | 1.1 | 1.1 | 1.15 | 1.15 | 89 | 89 | 0.9 | 0.9 | FALSE | Both (Charger & Package) | Non Federally-Regulated | 2015-11-10 |  | 2020-05-29
Power Designers USA LLC | PowerHouse Evolution | RV05-5kW-100A-48V-P-CEC | Three-phase lift truck | Lead-acid | 18336 | 32 | 32 | 10 | 10 | 1.1 | 1.1 | 1.1 | 1.1 | 1.15 | 1.15 | 89 | 89 | 0.9 | 0.9 | FALSE | Both (Charger & Package) | Non Federally-Regulated | 2015-11-10 |  | 2020-05-29
Power Designers USA LLC | PowerHouse Evolution | RV05-5kW-100A-48V-F-CEC | Three-phase lift truck | Lead-acid | 11460 | 23.74 | 23.75 | 10 | 10 | 1.1 | 1.1 | 1.1 | 1.1 | 1.15 | 1.15 | 89 | 89 | 0.9 | 0.9 | FALSE | Both (Charger & Package) | Non Federally-Regulated | 2015-11-10 |  | 2020-05-29
Power Designers USA LLC | PowerHouse Evolution | RV05-6kW-125A-48V-C-CEC | Three-phase lift truck | Lead-acid | 33692.4 | 50.42 | 50.43 | 10 | 10 | 1.1 | 1.1 | 1.1 | 1.1 | 1.15 | 1.15 | 89 | 89 | 0.9 | 0.9 | FALSE | Both (Charger & Package) | Non Federally-Regulated | 2015-11-10 |  | 2020-05-29
Power Designers USA LLC | PowerHouse Evolution | RV05-6kW-125A-48V-P-CEC | Three-phase lift truck | Lead-acid | 22920 | 37.5 | 37.5 | 10 | 10 | 1.1 | 1.1 | 1.1 | 1.1 | 1.15 | 1.15 | 89 | 89 | 0.9 | 0.9 | FALSE | Both (Charger & Package) | Non Federally-Regulated | 2015-11-10 |  | 2020-05-29
Power Designers USA LLC | PowerHouse Evolution | RV05-6kW-125A-48V-F-CEC | Three-phase lift truck | Lead-acid | 14325 | 27.18 | 27.19 | 10 | 10 | 1.1 | 1.1 | 1.1 | 1.1 | 1.15 | 1.15 | 89 | 89 | 0.9 | 0.9 | FALSE | Both (Charger & Package) | Non Federally-Regulated | 2015-11-10 |  | 2020-05-29
Power Designers USA LLC | PowerHouse Evolution | RV08-6kW-125A-48V-C-CEC | Three-phase lift truck | Lead-acid | 33692.4 | 50.42 | 50.43 | 10 | 10 | 1.1 | 1.1 | 1.1 | 1.1 | 1.15 | 1.15 | 89 | 89 | 0.9 | 0.9 | FALSE | Both (Charger & Package) | Non Federally-Regulated | 2015-11-10 |  | 2020-05-29
Power Designers USA LLC | PowerHouse Evolution | RV08-6kW-125A-48V-P-CEC | Three-phase lift truck | Lead-acid | 22920 | 37.5 | 37.5 | 10 | 10 | 1.1 | 1.1 | 1.1 | 1.1 | 1.15 | 1.15 | 89 | 89 | 0.9 | 0.9 | FALSE | Both (Charger & Package) | Non Federally-Regulated | 2015-11-10 |  | 2020-05-29
Power Designers USA LLC | PowerHouse Evolution | RV08-6kW-125A-48V-F-CEC | Three-phase lift truck | Lead-acid | 14325 | 27.18 | 27.19 | 10 | 10 | 1.1 | 1.1 | 1.1 | 1.1 | 1.15 | 1.15 | 89 | 89 | 0.9 | 0.9 | FALSE | Both (Charger & Package) | Non Federally-Regulated | 2015-11-10 |  | 2020-05-29
Power Designers USA LLC | PowerHouse Evolution | RV08-8kW-150A-48V-C-CEC | Three-phase lift truck | Lead-acid | 40430.88 | 58.5 | 58.52 | 10 | 10 | 1.1 | 1.1 | 1.1 | 1.1 | 1.15 | 1.15 | 89 | 89 | 0.9 | 0.9 | FALSE | Both (Charger & Package) | Non Federally-Regulated | 2015-11-10 |  | 2020-05-29
Power Designers USA LLC | PowerHouse Evolution | RV08-8kW-150A-48V-P-CEC | Three-phase lift truck | Lead-acid | 27504 | 43 | 43 | 10 | 10 | 1.1 | 1.1 | 1.1 | 1.1 | 1.15 | 1.15 | 89 | 89 | 0.9 | 0.9 | FALSE | Both (Charger & Package) | Non Federally-Regulated | 2015-11-10 |  | 2020-05-29
Power Designers USA LLC | PowerHouse Evolution | RV08-8kW-150A-48V-F-CEC | Three-phase lift truck | Lead-acid | 17190 | 30.62 | 30.63 | 10 | 10 | 1.1 | 1.1 | 1.1 | 1.1 | 1.15 | 1.15 | 89 | 89 | 0.9 | 0.9 | FALSE | Both (Charger & Package) | Non Federally-Regulated | 2015-11-10 |  | 2020-05-29
Power Designers USA LLC | PowerHouse Evolution | RV08-9kW-175A-48V-C-CEC | Three-phase lift truck | Lead-acid | 47169.36 | 66.6 | 66.6 | 10 | 10 | 1.1 | 1.1 | 1.1 | 1.1 | 1.15 | 1.15 | 89 | 89 | 0.9 | 0.9 | FALSE | Both (Charger & Package) | Non Federally-Regulated | 2015-11-10 |  | 2020-05-29
Power Designers USA LLC | PowerHouse Evolution | RV08-9kW-175A-48V-P-CEC | Three-phase lift truck | Lead-acid | 32088 | 48.5 | 48.51 | 10 | 10 | 1.1 | 1.1 | 1.1 | 1.1 | 1.15 | 1.15 | 89 | 89 | 0.9 | 0.9 | FALSE | Both (Charger & Package) | Non Federally-Regulated | 2015-11-10 |  | 2020-05-29
Power Designers USA LLC | PowerHouse Evolution | RV08-9kW-175A-48V-F-CEC | Three-phase lift truck | Lead-acid | 20055 | 34.06 | 34.07 | 10 | 10 | 1.1 | 1.1 | 1.1 | 1.1 | 1.15 | 1.15 | 89 | 89 | 0.9 | 0.9 | FALSE | Both (Charger & Package) | Non Federally-Regulated | 2015-11-10 |  | 2020-05-29
Power Designers USA LLC | PowerHouse Evolution | RV08-10kW-200A-48V-C-CEC | Three-phase lift truck | Lead-acid | 53907.84 | 74.68 | 74.69 | 10 | 10 | 1.1 | 1.1 | 1.1 | 1.1 | 1.15 | 1.15 | 89 | 89 | 0.9 | 0.9 | FALSE | Both (Charger & Package) | Non Federally-Regulated | 2015-11-10 |  | 2020-05-29
Power Designers USA LLC | PowerHouse Evolution | RV08-10kW-200A-48V-P-CEC | Three-phase lift truck | Lead-acid | 36672 | 54 | 54.01 | 10 | 10 | 1.1 | 1.1 | 1.1 | 1.1 | 1.15 | 1.15 | 89 | 89 | 0.9 | 0.9 | FALSE | Both (Charger & Package) | Non Federally-Regulated | 2015-11-10 |  | 2020-05-29
Power Designers USA LLC | PowerHouse Evolution | RV08-10kW-200A-48V-F-CEC | Three-phase lift truck | Lead-acid | 22920 | 37.5 | 37.5 | 10 | 10 | 1.1 | 1.1 | 1.1 | 1.1 | 1.15 | 1.15 | 89 | 89 | 0.9 | 0.9 | FALSE | Both (Charger & Package) | Non Federally-Regulated | 2015-11-10 |  | 2020-05-29
Power Designers USA LLC | PowerHouse Evolution | RV12-10kW-200A-48V-C-CEC | Three-phase lift truck | Lead-acid | 53907.84 | 74.68 | 74.69 | 10 | 10 | 1.1 | 1.1 | 1.1 | 1.1 | 1.15 | 1.15 | 89 | 89 | 0.9 | 0.9 | FALSE | Both (Charger & Package) | Non Federally-Regulated | 2015-11-10 |  | 2020-05-29
Power Designers USA LLC | PowerHouse Evolution | RV12-10kW-200A-48V-P-CEC | Three-phase lift truck | Lead-acid | 36672 | 54 | 54.01 | 10 | 10 | 1.1 | 1.1 | 1.1 | 1.1 | 1.15 | 1.15 | 89 | 89 | 0.9 | 0.9 | FALSE | Both (Charger & Package) | Non Federally-Regulated | 2015-11-10 |  | 2020-05-29
Power Designers USA LLC | PowerHouse Evolution | RV12-10kW-200A-48V-F-CEC | Three-phase lift truck | Lead-acid | 22920 | 37.5 | 37.5 | 10 | 10 | 1.1 | 1.1 | 1.1 | 1.1 | 1.15 | 1.15 | 89 | 89 | 0.9 | 0.9 | FALSE | Both (Charger & Package) | Non Federally-Regulated | 2015-11-10 |  | 2020-05-29
Power Designers USA LLC | PowerHouse Evolution | RV12-12kW-225A-48V-C-CEC | Three-phase lift truck | Lead-acid | 60646.32 | 82.76 | 82.78 | 10 | 10 | 1.1 | 1.1 | 1.1 | 1.1 | 1.15 | 1.15 | 89 | 89 | 0.9 | 0.9 | FALSE | Both (Charger & Package) | Non Federally-Regulated | 2015-11-10 |  | 2020-05-29
Power Designers USA LLC | PowerHouse Evolution | RV12-12kW-225A-48V-P-CEC | Three-phase lift truck | Lead-acid | 41256 | 59.5 | 59.51 | 10 | 10 | 1.1 | 1.1 | 1.1 | 1.1 | 1.15 | 1.15 | 89 | 89 | 0.9 | 0.9 | FALSE | Both (Charger & Package) | Non Federally-Regulated | 2015-11-10 |  | 2020-05-29
Power Designers USA LLC | PowerHouse Evolution | RV12-12kW-225A-48V-F-CEC | Three-phase lift truck | Lead-acid | 25785 | 40.94 | 40.94 | 10 | 10 | 1.1 | 1.1 | 1.1 | 1.1 | 1.15 | 1.15 | 89 | 89 | 0.9 | 0.9 | FALSE | Both (Charger & Package) | Non Federally-Regulated | 2015-11-10 |  | 2020-05-29
Power Designers USA LLC | PowerHouse Evolution | RV12-13kW-250A-48V-P-CEC | Three-phase lift truck | Lead-acid | 45840 | 65 | 65.01 | 10 | 10 | 1.1 | 1.1 | 1.1 | 1.1 | 1.15 | 1.15 | 89 | 89 | 0.9 | 0.9 | FALSE | Both (Charger & Package) | Non Federally-Regulated | 2015-11-10 |  | 2020-05-29
Power Designers USA LLC | PowerHouse Evolution | RV12-13kW-250A-48V-F-CEC | Three-phase lift truck | Lead-acid | 28650 | 44.38 | 44.38 | 10 | 10 | 1.1 | 1.1 | 1.1 | 1.1 | 1.15 | 1.15 | 89 | 89 | 0.9 | 0.9 | FALSE | Both (Charger & Package) | Non Federally-Regulated | 2015-11-10 |  | 2020-05-29
Power Designers USA LLC | PowerHouse Evolution | RV12-14kW-275A-48V-P-CEC | Three-phase lift truck | Lead-acid | 50424 | 70.5 | 70.51 | 10 | 10 | 1.1 | 1.1 | 1.1 | 1.1 | 1.15 | 1.15 | 89 | 89 | 0.9 | 0.9 | FALSE | Both (Charger & Package) | Non Federally-Regulated | 2015-11-10 |  | 2020-05-29
Power Designers USA LLC | PowerHouse Evolution | RV12-14kW-275A-48V-F-CEC | Three-phase lift truck | Lead-acid | 31515 | 47.8 | 47.82 | 10 | 10 | 1.1 | 1.1 | 1.1 | 1.1 | 1.15 | 1.15 | 89 | 89 | 0.9 | 0.9 | FALSE | Both (Charger & Package) | Non Federally-Regulated | 2015-11-10 |  | 2020-05-29
Power Designers USA LLC | PowerHouse Evolution | RV12-15kW-300A-48V-P-CEC | Three-phase lift truck | Lead-acid | 55008 | 76 | 76.01 | 10 | 10 | 1.1 | 1.1 | 1.1 | 1.1 | 1.15 | 1.15 | 89 | 89 | 0.9 | 0.9 | FALSE | Both (Charger & Package) | Non Federally-Regulated | 2015-11-10 |  | 2020-05-29
Power Designers USA LLC | PowerHouse Evolution | RV12-15kW-300A-48V-F-CEC | Three-phase lift truck | Lead-acid | 34380 | 51.24 | 51.26 | 10 | 10 | 1.1 | 1.1 | 1.1 | 1.1 | 1.15 | 1.15 | 89 | 89 | 0.9 | 0.9 | FALSE | Both (Charger & Package) | Non Federally-Regulated | 2015-11-10 |  | 2020-05-29
Power Designers USA LLC | PowerHouse Evolution | RV16-13kW-250A-48V-F-CEC | Three-phase lift truck | Lead-acid | 28650 | 44.38 | 44.38 | 10 | 10 | 1.1 | 1.1 | 1.1 | 1.1 | 1.15 | 1.15 | 89 | 89 | 0.9 | 0.9 | FALSE | Both (Charger & Package) | Non Federally-Regulated | 2015-11-10 |  | 2020-05-29
Power Designers USA LLC | PowerHouse Evolution | RV16-14kW-275A-48V-F-CEC | Three-phase lift truck | Lead-acid | 31515 | 47.8 | 47.82 | 10 | 10 | 1.1 | 1.1 | 1.1 | 1.1 | 1.15 | 1.15 | 89 | 89 | 0.9 | 0.9 | FALSE | Both (Charger & Package) | Non Federally-Regulated | 2015-11-10 |  | 2020-05-29
Power Designers USA LLC | PowerHouse Evolution | RV16-15kW-300A-48V-F-CEC | Three-phase lift truck | Lead-acid | 34380 | 51.24 | 51.26 | 10 | 10 | 1.1 | 1.1 | 1.1 | 1.1 | 1.15 | 1.15 | 89 | 89 | 0.9 | 0.9 | FALSE | Both (Charger & Package) | Non Federally-Regulated | 2015-11-10 |  | 2020-05-29
Power Designers USA LLC | PowerHouse Evolution | RV16-17kW-325A-48V-F-CEC | Three-phase lift truck | Lead-acid | 37245 | 54.68 | 54.69 | 10 | 10 | 1.1 | 1.1 | 1.1 | 1.1 | 1.15 | 1.15 | 89 | 89 | 0.9 | 0.9 | FALSE | Both (Charger & Package) | Non Federally-Regulated | 2015-11-10 |  | 2020-05-29
Power Designers USA LLC | PowerHouse Evolution | RV16-18kW-350A-48V-F-CEC | Three-phase lift truck | Lead-acid | 37680.48 | 3.89 | 55.22 | 3.81 | 10 | 1.09 | 1.1 | 1.07 | 1.1 | 1.06 | 1.15 | 90.7 | 89 | 0.91 | 0.9 | FALSE | Both (Charger & Package) | Non Federally-Regulated | 2015-11-10 |  | 2020-05-29
Power Designers USA LLC | PowerHouse Evolution | RV16-20kW-375A-48V-F-CEC | Three-phase lift truck | Lead-acid | 42975 | 61.56 | 61.57 | 10 | 10 | 1.1 | 1.1 | 1.1 | 1.1 | 1.15 | 1.15 | 89 | 89 | 0.9 | 0.9 | FALSE | Both (Charger & Package) | Non Federally-Regulated | 2015-11-10 |  | 2020-05-29
Power Designers USA LLC | PowerHouse Evolution | RV16-21kW-400A-48V-F-CEC | Three-phase lift truck | Lead-acid | 45840 | 65 | 65.01 | 10 | 10 | 1.1 | 1.1 | 1.1 | 1.1 | 1.15 | 1.15 | 89 | 89 | 0.9 | 0.9 | FALSE | Both (Charger & Package) | Non Federally-Regulated | 2015-11-10 |  | 2020-05-29
Power Designers USA LLC | PowerHouse Evolution | RV24-21kW-400A-48V-F-CEC | Three-phase lift truck | Lead-acid | 45840 | 65 | 65.01 | 10 | 10 | 1.1 | 1.1 | 1.1 | 1.1 | 1.15 | 1.15 | 89 | 89 | 0.9 | 0.9 | FALSE | Both (Charger & Package) | Non Federally-Regulated | 2015-11-10 |  | 2020-05-29
Power Designers USA LLC | PowerHouse Evolution | RV24-22kW-425A-48V-F-CEC | Three-phase lift truck | Lead-acid | 48705 | 68.44 | 68.45 | 10 | 10 | 1.1 | 1.1 | 1.1 | 1.1 | 1.15 | 1.15 | 89 | 89 | 0.9 | 0.9 | FALSE | Both (Charger & Package) | Non Federally-Regulated | 2015-11-10 |  | 2020-05-29
Power Designers USA LLC | PowerHouse Evolution | RV24-23kW-450A-48V-F-CEC | Three-phase lift truck | Lead-acid | 51570 | 71.88 | 71.88 | 10 | 10 | 1.1 | 1.1 | 1.1 | 1.1 | 1.15 | 1.15 | 89 | 89 | 0.9 | 0.9 | FALSE | Both (Charger & Package) | Non Federally-Regulated | 2015-11-10 |  | 2020-05-29
Power Designers USA LLC | PowerHouse Evolution | RV24-25kW-475A-48V-F-CEC | Three-phase lift truck | Lead-acid | 54435 | 75.32 | 75.32 | 10 | 10 | 1.1 | 1.1 | 1.1 | 1.1 | 1.15 | 1.15 | 89 | 89 | 0.9 | 0.9 | FALSE | Both (Charger & Package) | Non Federally-Regulated | 2015-11-10 |  | 2020-05-29
Power Designers USA LLC | PowerHouse Evolution | RV24-26kW-500A-48V-F-CEC | Three-phase lift truck | Lead-acid | 57300 | 78.76 | 78.76 | 10 | 10 | 1.1 | 1.1 | 1.1 | 1.1 | 1.15 | 1.15 | 89 | 89 | 0.9 | 0.9 | FALSE | Both (Charger & Package) | Non Federally-Regulated | 2015-11-10 |  | 2020-05-29
Power Designers USA LLC | PowerHouse Evolution | RV24-27kW-525A-48V-F-CEC | Three-phase lift truck | Lead-acid | 60165 | 82.18 | 82.2 | 10 | 10 | 1.1 | 1.1 | 1.1 | 1.1 | 1.15 | 1.15 | 89 | 89 | 0.9 | 0.9 | FALSE | Both (Charger & Package) | Non Federally-Regulated | 2015-11-10 |  | 2020-05-29
Power Designers USA LLC | PowerHouse Evolution | RV24-29kW-550A-48V-F-CEC | Three-phase lift truck | Lead-acid | 63030 | 85.62 | 85.64 | 10 | 10 | 1.1 | 1.1 | 1.1 | 1.1 | 1.15 | 1.15 | 89 | 89 | 0.9 | 0.9 | FALSE | Both (Charger & Package) | Non Federally-Regulated | 2015-11-10 |  | 2020-05-29
Power Designers USA LLC | PowerHouse Evolution | RV24-30kW-575A-48V-F-CEC | Three-phase lift truck | Lead-acid | 65895 | 89.06 | 89.07 | 10 | 10 | 1.1 | 1.1 | 1.1 | 1.1 | 1.15 | 1.15 | 89 | 89 | 0.9 | 0.9 | FALSE | Both (Charger & Package) | Non Federally-Regulated | 2015-11-10 |  | 2020-05-29
Power Designers USA LLC | PowerHouse Evolution | RV24-31kW-600A-48V-F-CEC | Three-phase lift truck | Lead-acid | 42860.4 | 3.89 | 61.43 | 3.81 | 10 | 1.08 | 1.1 | 1.06 | 1.1 | 1.04 | 1.15 | 92.3 | 89 | 0.93 | 0.9 | FALSE | Both (Charger & Package) | Non Federally-Regulated | 2015-11-10 |  | 2020-05-29
Power Designers USA LLC | PowerHouse Evolution | RV05-4kW-90A-36V-C-CEC | Three-phase lift truck | Lead-acid | 19051.2 | 32.86 | 32.86 | 10 | 10 | 1.1 | 1.1 | 1.1 | 1.1 | 1.15 | 1.15 | 89 | 89 | 0.9 | 0.9 | FALSE | Both (Charger & Package) | Non Federally-Regulated | 2015-11-10 |  | 2020-05-29
Power Designers USA LLC | PowerHouse Evolution | RV05-4kW-90A-36V-P-CEC | Three-phase lift truck | Lead-acid | 12960 | 25.54 | 25.55 | 10 | 10 | 1.1 | 1.1 | 1.1 | 1.1 | 1.15 | 1.15 | 89 | 89 | 0.9 | 0.9 | FALSE | Both (Charger & Package) | Non Federally-Regulated | 2015-11-10 |  | 2020-05-29
Power Designers USA LLC | PowerHouse Evolution | RV05-4kW-90A-36V-F-CEC | Three-phase lift truck | Lead-acid | 10702.07 | 3.69 | 22.84 | 3.56 | 10 | 1.06 | 1.1 | 1.06 | 1.1 | 1.04 | 1.15 | 92 | 89 | 0.91 | 0.9 | FALSE | Both (Charger & Package) | Non Federally-Regulated | 2015-11-10 |  | 2020-05-29
Power Designers USA LLC | PowerHouse Evolution | RV05-5kW-120A-36V-C-CEC | Three-phase lift truck | Lead-acid | 25401.6 | 40.48 | 40.48 | 10 | 10 | 1.1 | 1.1 | 1.1 | 1.1 | 1.15 | 1.15 | 89 | 89 | 0.9 | 0.9 | FALSE | Both (Charger & Package) | Non Federally-Regulated | 2015-11-10 |  | 2020-05-29
Power Designers USA LLC | PowerHouse Evolution | RV05-5kW-120A-36V-P-CEC | Three-phase lift truck | Lead-acid | 17280 | 30.72 | 30.74 | 10 | 10 | 1.1 | 1.1 | 1.1 | 1.1 | 1.15 | 1.15 | 89 | 89 | 0.9 | 0.9 | FALSE | Both (Charger & Package) | Non Federally-Regulated | 2015-11-10 |  | 2020-05-29
Power Designers USA LLC | PowerHouse Evolution | RV05-5kW-120A-36V-F-CEC | Three-phase lift truck | Lead-acid | 10800 | 22.96 | 22.96 | 10 | 10 | 1.1 | 1.1 | 1.1 | 1.1 | 1.15 | 1.15 | 89 | 89 | 0.9 | 0.9 | FALSE | Both (Charger & Package) | Non Federally-Regulated | 2015-11-10 |  | 2020-05-29
Power Designers USA LLC | PowerHouse Evolution | RV05-6kW-150A-36V-C-CEC | Three-phase lift truck | Lead-acid | 31752 | 48.1 | 48.1 | 10 | 10 | 1.1 | 1.1 | 1.1 | 1.1 | 1.15 | 1.15 | 89 | 89 | 0.9 | 0.9 | FALSE | Both (Charger & Package) | Non Federally-Regulated | 2015-11-10 |  | 2020-05-29
Power Designers USA LLC | PowerHouse Evolution | RV05-6kW-150A-36V-P-CEC | Three-phase lift truck | Lead-acid | 21600 | 35.92 | 35.92 | 10 | 10 | 1.1 | 1.1 | 1.1 | 1.1 | 1.15 | 1.15 | 89 | 89 | 0.9 | 0.9 | FALSE | Both (Charger & Package) | Non Federally-Regulated | 2015-11-10 |  | 2020-05-29
Power Designers USA LLC | PowerHouse Evolution | RV05-6kW-150A-36V-F-CEC | Three-phase lift truck | Lead-acid | 13500 | 26.2 | 26.2 | 10 | 10 | 1.1 | 1.1 | 1.1 | 1.1 | 1.15 | 1.15 | 89 | 89 | 0.9 | 0.9 | FALSE | Both (Charger & Package) | Non Federally-Regulated | 2015-11-10 |  | 2020-05-29
Power Designers USA LLC | PowerHouse Evolution | RV08-6kW-150A-36V-C-CEC | Three-phase lift truck | Lead-acid | 31752 | 48.1 | 48.1 | 10 | 10 | 1.1 | 1.1 | 1.1 | 1.1 | 1.15 | 1.15 | 89 | 89 | 0.9 | 0.9 | FALSE | Both (Charger & Package) | Non Federally-Regulated | 2015-11-10 |  | 2020-05-29
Power Designers USA LLC | PowerHouse Evolution | RV08-6kW-150A-36V-P-CEC | Three-phase lift truck | Lead-acid | 21600 | 35.92 | 35.92 | 10 | 10 | 1.1 | 1.1 | 1.1 | 1.1 | 1.15 | 1.15 | 89 | 89 | 0.9 | 0.9 | FALSE | Both (Charger & Package) | Non Federally-Regulated | 2015-11-10 |  | 2020-05-29
Power Designers USA LLC | PowerHouse Evolution | RV08-6kW-150A-36V-F-CEC | Three-phase lift truck | Lead-acid | 13500 | 26.2 | 26.2 | 10 | 10 | 1.1 | 1.1 | 1.1 | 1.1 | 1.15 | 1.15 | 89 | 89 | 0.9 | 0.9 | FALSE | Both (Charger & Package) | Non Federally-Regulated | 2015-11-10 |  | 2020-05-29
Power Designers USA LLC | PowerHouse Evolution | RV08-8kW-180A-36V-C-CEC | Three-phase lift truck | Lead-acid | 38102.4 | 55.72 | 55.72 | 10 | 10 | 1.1 | 1.1 | 1.1 | 1.1 | 1.15 | 1.15 | 89 | 89 | 0.9 | 0.9 | FALSE | Both (Charger & Package) | Non Federally-Regulated | 2015-11-10 |  | 2020-05-29
Power Designers USA LLC | PowerHouse Evolution | RV08-8kW-180A-36V-P-CEC | Three-phase lift truck | Lead-acid | 25920 | 41.1 | 41.1 | 10 | 10 | 1.1 | 1.1 | 1.1 | 1.1 | 1.15 | 1.15 | 89 | 89 | 0.9 | 0.9 | FALSE | Both (Charger & Package) | Non Federally-Regulated | 2015-11-10 |  | 2020-05-29
Power Designers USA LLC | PowerHouse Evolution | RV08-8kW-180A-36V-F-CEC | Three-phase lift truck | Lead-acid | 16200 | 29.44 | 29.44 | 10 | 10 | 1.1 | 1.1 | 1.1 | 1.1 | 1.15 | 1.15 | 89 | 89 | 0.9 | 0.9 | FALSE | Both (Charger & Package) | Non Federally-Regulated | 2015-11-10 |  | 2020-05-29
Power Designers USA LLC | PowerHouse Evolution | RV08-9kW-210A-36V-C-CEC | Three-phase lift truck | Lead-acid | 44452.8 | 63.34 | 63.34 | 10 | 10 | 1.1 | 1.1 | 1.1 | 1.1 | 1.15 | 1.15 | 89 | 89 | 0.9 | 0.9 | FALSE | Both (Charger & Package) | Non Federally-Regulated | 2015-11-10 |  | 2020-05-29
Power Designers USA LLC | PowerHouse Evolution | RV08-9kW-210A-36V-P-CEC | Three-phase lift truck | Lead-acid | 30240 | 46.28 | 46.29 | 10 | 10 | 1.1 | 1.1 | 1.1 | 1.1 | 1.15 | 1.15 | 89 | 89 | 0.9 | 0.9 | FALSE | Both (Charger & Package) | Non Federally-Regulated | 2015-11-10 |  | 2020-05-29
Power Designers USA LLC | PowerHouse Evolution | RV08-9kW-210A-36V-F-CEC | Three-phase lift truck | Lead-acid | 18900 | 32.68 | 32.68 | 10 | 10 | 1.1 | 1.1 | 1.1 | 1.1 | 1.15 | 1.15 | 89 | 89 | 0.9 | 0.9 | FALSE | Both (Charger & Package) | Non Federally-Regulated | 2015-11-10 |  | 2020-05-29
Power Designers USA LLC | PowerHouse Evolution | RV08-10kW-240A-36V-C-CEC | Three-phase lift truck | Lead-acid | 50803.2 | 70.96 | 70.96 | 10 | 10 | 1.1 | 1.1 | 1.1 | 1.1 | 1.15 | 1.15 | 89 | 89 | 0.9 | 0.9 | FALSE | Both (Charger & Package) | Non Federally-Regulated | 2015-11-10 |  | 2020-05-29
Power Designers USA LLC | PowerHouse Evolution | RV08-10kW-240A-36V-P-CEC | Three-phase lift truck | Lead-acid | 34560 | 51.46 | 51.47 | 10 | 10 | 1.1 | 1.1 | 1.1 | 1.1 | 1.15 | 1.15 | 89 | 89 | 0.9 | 0.9 | FALSE | Both (Charger & Package) | Non Federally-Regulated | 2015-11-10 |  | 2020-05-29
Power Designers USA LLC | PowerHouse Evolution | RV08-10kW-240A-36V-F-CEC | Three-phase lift truck | Lead-acid | 21600 | 35.92 | 35.92 | 10 | 10 | 1.1 | 1.1 | 1.1 | 1.1 | 1.15 | 1.15 | 89 | 89 | 0.9 | 0.9 | FALSE | Both (Charger & Package) | Non Federally-Regulated | 2015-11-10 |  | 2020-05-29
Power Designers USA LLC | PowerHouse Evolution | RV12-10kW-240A-36V-C-CEC | Three-phase lift truck | Lead-acid | 50803.2 | 70.96 | 70.96 | 10 | 10 | 1.1 | 1.1 | 1.1 | 1.1 | 1.15 | 1.15 | 89 | 89 | 0.9 | 0.9 | FALSE | Both (Charger & Package) | Non Federally-Regulated | 2015-11-10 |  | 2020-05-29
Power Designers USA LLC | PowerHouse Evolution | RV12-10kW-240A-36V-P-CEC | Three-phase lift truck | Lead-acid | 34560 | 51.46 | 51.47 | 10 | 10 | 1.1 | 1.1 | 1.1 | 1.1 | 1.15 | 1.15 | 89 | 89 | 0.9 | 0.9 | FALSE | Both (Charger & Package) | Non Federally-Regulated | 2015-11-10 |  | 2020-05-29
Power Designers USA LLC | PowerHouse Evolution | RV12-10kW-240A-36V-F-CEC | Three-phase lift truck | Lead-acid | 21600 | 35.92 | 35.92 | 10 | 10 | 1.1 | 1.1 | 1.1 | 1.1 | 1.15 | 1.15 | 89 | 89 | 0.9 | 0.9 | FALSE | Both (Charger & Package) | Non Federally-Regulated | 2015-11-10 |  | 2020-05-29
Power Designers USA LLC | PowerHouse Evolution | RV12-12kW-270A-36V-C-CEC | Three-phase lift truck | Lead-acid | 57153.6 | 78.58 | 78.58 | 10 | 10 | 1.1 | 1.1 | 1.1 | 1.1 | 1.15 | 1.15 | 89 | 89 | 0.9 | 0.9 | FALSE | Both (Charger & Package) | Non Federally-Regulated | 2015-11-10 |  | 2020-05-29
Power Designers USA LLC | PowerHouse Evolution | RV12-12kW-270A-36V-P-CEC | Three-phase lift truck | Lead-acid | 38880 | 56.64 | 56.66 | 10 | 10 | 1.1 | 1.1 | 1.1 | 1.1 | 1.15 | 1.15 | 89 | 89 | 0.9 | 0.9 | FALSE | Both (Charger & Package) | Non Federally-Regulated | 2015-11-10 |  | 2020-05-29
Power Designers USA LLC | PowerHouse Evolution | RV12-12kW-270A-36V-F-CEC | Three-phase lift truck | Lead-acid | 24300 | 39.16 | 39.16 | 10 | 10 | 1.1 | 1.1 | 1.1 | 1.1 | 1.15 | 1.15 | 89 | 89 | 0.9 | 0.9 | FALSE | Both (Charger & Package) | Non Federally-Regulated | 2015-11-10 |  | 2020-05-29
Power Designers USA LLC | PowerHouse Evolution | RV12-13kW-300A-36V-P-CEC | Three-phase lift truck | Lead-acid | 43200 | 61.84 | 61.84 | 10 | 10 | 1.1 | 1.1 | 1.1 | 1.1 | 1.15 | 1.15 | 89 | 89 | 0.9 | 0.9 | FALSE | Both (Charger & Package) | Non Federally-Regulated | 2015-11-10 |  | 2020-05-29
Power Designers USA LLC | PowerHouse Evolution | RV12-13kW-300A-36V-F-CEC | Three-phase lift truck | Lead-acid | 27000 | 42.4 | 42.4 | 10 | 10 | 1.1 | 1.1 | 1.1 | 1.1 | 1.15 | 1.15 | 89 | 89 | 0.9 | 0.9 | FALSE | Both (Charger & Package) | Non Federally-Regulated | 2015-11-10 |  | 2020-05-29
Power Designers USA LLC | PowerHouse Evolution | RV12-14kW-330A-36V-P-CEC | Three-phase lift truck | Lead-acid | 47520 | 67.02 | 67.02 | 10 | 10 | 1.1 | 1.1 | 1.1 | 1.1 | 1.15 | 1.15 | 89 | 89 | 0.9 | 0.9 | FALSE | Both (Charger & Package) | Non Federally-Regulated | 2015-11-10 |  | 2020-05-29
Power Designers USA LLC | PowerHouse Evolution | RV12-14kW-330A-36V-F-CEC | Three-phase lift truck | Lead-acid | 29700 | 45.64 | 45.64 | 10 | 10 | 1.1 | 1.1 | 1.1 | 1.1 | 1.15 | 1.15 | 89 | 89 | 0.9 | 0.9 | FALSE | Both (Charger & Package) | Non Federally-Regulated | 2015-11-10 |  | 2020-05-29
Power Designers USA LLC | PowerHouse Evolution | RV12-15kW-350A-36V-P-CEC | Three-phase lift truck | Lead-acid | 50400 | 70.48 | 70.48 | 10 | 10 | 1.1 | 1.1 | 1.1 | 1.1 | 1.15 | 1.15 | 89 | 89 | 0.9 | 0.9 | FALSE | Both (Charger & Package) | Non Federally-Regulated | 2015-11-10 |  | 2020-05-29
Power Designers USA LLC | PowerHouse Evolution | RV12-15kW-350A-36V-F-CEC | Three-phase lift truck | Lead-acid | 31500 | 47.8 | 47.8 | 10 | 10 | 1.1 | 1.1 | 1.1 | 1.1 | 1.15 | 1.15 | 89 | 89 | 0.9 | 0.9 | FALSE | Both (Charger & Package) | Non Federally-Regulated | 2015-11-10 |  | 2020-05-29
Power Designers USA LLC | PowerHouse Evolution | RV16-13kW-300A-36V-F-CEC | Three-phase lift truck | Lead-acid | 27000 | 42.4 | 42.4 | 10 | 10 | 1.1 | 1.1 | 1.1 | 1.1 | 1.15 | 1.15 | 89 | 89 | 0.9 | 0.9 | FALSE | Both (Charger & Package) | Non Federally-Regulated | 2015-11-10 |  | 2020-05-29
Power Designers USA LLC | PowerHouse Evolution | RV16-14kW-330A-36V-F-CEC | Three-phase lift truck | Lead-acid | 29700 | 45.64 | 45.64 | 10 | 10 | 1.1 | 1.1 | 1.1 | 1.1 | 1.15 | 1.15 | 89 | 89 | 0.9 | 0.9 | FALSE | Both (Charger & Package) | Non Federally-Regulated | 2015-11-10 |  | 2020-05-29
Power Designers USA LLC | PowerHouse Evolution | RV16-15kW-360A-36V-F-CEC | Three-phase lift truck | Lead-acid | 32400 | 48.88 | 48.88 | 10 | 10 | 1.1 | 1.1 | 1.1 | 1.1 | 1.15 | 1.15 | 89 | 89 | 0.9 | 0.9 | FALSE | Both (Charger & Package) | Non Federally-Regulated | 2015-11-10 |  | 2020-05-29
Power Designers USA LLC | PowerHouse Evolution | RV16-17kW-390A-36V-F-CEC | Three-phase lift truck | Lead-acid | 35100 | 52.12 | 52.12 | 10 | 10 | 1.1 | 1.1 | 1.1 | 1.1 | 1.15 | 1.15 | 89 | 89 | 0.9 | 0.9 | FALSE | Both (Charger & Package) | Non Federally-Regulated | 2015-11-10 |  | 2020-05-29
Power Designers USA LLC | PowerHouse Evolution | RV16-18kW-420A-36V-F-CEC | Three-phase lift truck | Lead-acid | 42718.27 | 3.72 | 61.26 | 3.61 | 10 | 1.08 | 1.1 | 1.09 | 1.1 | 1.1 | 1.15 | 92 | 89 | 0.91 | 0.9 | FALSE | Both (Charger & Package) | Non Federally-Regulated | 2015-11-10 |  | 2020-05-29
Power Designers USA LLC | PowerHouse Evolution | RV16-20kW-450A-36V-F-CEC | Three-phase lift truck | Lead-acid | 40500 | 58.6 | 58.6 | 10 | 10 | 1.1 | 1.1 | 1.1 | 1.1 | 1.15 | 1.15 | 89 | 89 | 0.9 | 0.9 | FALSE | Both (Charger & Package) | Non Federally-Regulated | 2015-11-10 |  | 2020-05-29
Power Designers USA LLC | PowerHouse Evolution | RV16-21kW-480A-36V-F-CEC | Three-phase lift truck | Lead-acid | 43200 | 61.84 | 61.84 | 10 | 10 | 1.1 | 1.1 | 1.1 | 1.1 | 1.15 | 1.15 | 89 | 89 | 0.9 | 0.9 | FALSE | Both (Charger & Package) | Non Federally-Regulated | 2015-11-10 |  | 2020-05-29
Power Designers USA LLC | PowerHouse Evolution | RV24-21kW-480A-36V-F-CEC | Three-phase lift truck | Lead-acid | 43200 | 61.84 | 61.84 | 10 | 10 | 1.1 | 1.1 | 1.1 | 1.1 | 1.15 | 1.15 | 89 | 89 | 0.9 | 0.9 | FALSE | Both (Charger & Package) | Non Federally-Regulated | 2015-11-10 |  | 2020-05-29
Power Designers USA LLC | PowerHouse Evolution | RV24-22kW-510A-36V-F-CEC | Three-phase lift truck | Lead-acid | 45900 | 65.08 | 65.08 | 10 | 10 | 1.1 | 1.1 | 1.1 | 1.1 | 1.15 | 1.15 | 89 | 89 | 0.9 | 0.9 | FALSE | Both (Charger & Package) | Non Federally-Regulated | 2015-11-10 |  | 2020-05-29
Power Designers USA LLC | PowerHouse Evolution | RV24-23kW-540A-36V-F-CEC | Three-phase lift truck | Lead-acid | 48600 | 68.32 | 68.32 | 10 | 10 | 1.1 | 1.1 | 1.1 | 1.1 | 1.15 | 1.15 | 89 | 89 | 0.9 | 0.9 | FALSE | Both (Charger & Package) | Non Federally-Regulated | 2015-11-10 |  | 2020-05-29
Power Designers USA LLC | PowerHouse Evolution | RV24-25kW-570A-36V-F-CEC | Three-phase lift truck | Lead-acid | 51300 | 71.56 | 71.56 | 10 | 10 | 1.1 | 1.1 | 1.1 | 1.1 | 1.15 | 1.15 | 89 | 89 | 0.9 | 0.9 | FALSE | Both (Charger & Package) | Non Federally-Regulated | 2015-11-10 |  | 2020-05-29
Power Designers USA LLC | PowerHouse Evolution | RV24-26kW-600A-36V-F-CEC | Three-phase lift truck | Lead-acid | 54000 | 74.8 | 74.8 | 10 | 10 | 1.1 | 1.1 | 1.1 | 1.1 | 1.15 | 1.15 | 89 | 89 | 0.9 | 0.9 | FALSE | Both (Charger & Package) | Non Federally-Regulated | 2015-11-10 |  | 2020-05-29
Power Designers USA LLC | PowerHouse Evolution | RV24-27kW-630A-36V-F-CEC | Three-phase lift truck | Lead-acid | 56700 | 78.04 | 78.04 | 10 | 10 | 1.1 | 1.1 | 1.1 | 1.1 | 1.15 | 1.15 | 89 | 89 | 0.9 | 0.9 | FALSE | Both (Charger & Package) | Non Federally-Regulated | 2015-11-10 |  | 2020-05-29
Power Designers USA LLC | PowerHouse Evolution | RV24-29kW-660A-36V-F-CEC | Three-phase lift truck | Lead-acid | 59400 | 81.28 | 81.28 | 10 | 10 | 1.1 | 1.1 | 1.1 | 1.1 | 1.15 | 1.15 | 89 | 89 | 0.9 | 0.9 | FALSE | Both (Charger & Package) | Non Federally-Regulated | 2015-11-10 |  | 2020-05-29
Power Designers USA LLC | PowerHouse Evolution | RV24-30kW-690A-36V-F-CEC | Three-phase lift truck | Lead-acid | 62100 | 84.52 | 84.52 | 10 | 10 | 1.1 | 1.1 | 1.1 | 1.1 | 1.15 | 1.15 | 89 | 89 | 0.9 | 0.9 | FALSE | Both (Charger & Package) | Non Federally-Regulated | 2015-11-10 |  | 2020-05-29
Power Designers USA LLC | PowerHouse Evolution | RV24-31kW-700A-36V-F-CEC | Three-phase lift truck | Lead-acid | 42819.67 | 3.72 | 61.38 | 3.61 | 10 | 1.09 | 1.1 | 1.1 | 1.1 | 1.11 | 1.15 | 91 | 89 | 0.92 | 0.9 | FALSE | Both (Charger & Package) | Non Federally-Regulated | 2015-11-10 |  | 2020-05-29
Power Designers USA LLC | PowerHouse Evolution | RV16-18kW-420A-36V-F-SC-CEC | Three-phase lift truck | Lead-acid | 40068 | 58.08 | 58.08 | 10 | 10 | 1.1 | 1.1 | 1.1 | 1.1 | 1.15 | 1.15 | 89 | 89 | 0.9 | 0.9 | FALSE | Both (Charger & Package) | Non Federally-Regulated | 2015-11-10 |  | 2020-05-29
Power Designers USA LLC | PowerHouse Evolution | RV16-20kW-450A-36V-F-SC-CEC | Three-phase lift truck | Lead-acid | 42930 | 61.5 | 61.52 | 10 | 10 | 1.1 | 1.1 | 1.1 | 1.1 | 1.15 | 1.15 | 89 | 89 | 0.9 | 0.9 | FALSE | Both (Charger & Package) | Non Federally-Regulated | 2015-11-10 |  | 2020-05-29
Power Designers USA LLC | PowerHouse Evolution | RV16-18kW-350A-48V-F-SC-CEC | Three-phase lift truck | Lead-acid | 44520 | 63.42 | 63.42 | 10 | 10 | 1.1 | 1.1 | 1.1 | 1.1 | 1.15 | 1.15 | 89 | 89 | 0.9 | 0.9 | FALSE | Both (Charger & Package) | Non Federally-Regulated | 2015-11-10 |  | 2020-05-29
Power Designers USA LLC | PowerHouse Evolution | RV16-21kW-400A-48V-F-SC-CEC | Three-phase lift truck | Lead-acid | 50880 | 71.04 | 71.06 | 10 | 10 | 1.1 | 1.1 | 1.1 | 1.1 | 1.15 | 1.15 | 89 | 89 | 0.9 | 0.9 | FALSE | Both (Charger & Package) | Non Federally-Regulated | 2015-11-10 |  | 2020-05-29
Power Designers USA LLC | PowerHouse Evolution | RV24-23kW-400A-48V-F-SC-CEC | Three-phase lift truck | Lead-acid | 50880 | 71.04 | 71.06 | 10 | 10 | 1.1 | 1.1 | 1.1 | 1.1 | 1.15 | 1.15 | 89 | 89 | 0.9 | 0.9 | FALSE | Both (Charger & Package) | Non Federally-Regulated | 2015-11-10 |  | 2020-05-29
Power Designers USA LLC | PowerHouse Evolution | RV24-26kW-450A-48V-F-SC-CEC | Three-phase lift truck | Lead-acid | 57240 | 78.68 | 78.69 | 10 | 10 | 1.1 | 1.1 | 1.1 | 1.1 | 1.15 | 1.15 | 89 | 89 | 0.9 | 0.9 | FALSE | Both (Charger & Package) | Non Federally-Regulated | 2015-11-10 |  | 2020-05-29
Power Designers USA LLC | Kodiak Revolution | RV05-4kW-75A-48V-C-CEC | Three-phase lift truck | Lead-acid | 37680.48 | 3.89 | 55.22 | 3.81 | 10 | 1.07 | 1.1 | 1.09 | 1.1 | 1.04 | 1.15 | 90 | 89 | 0.91 | 0.9 | FALSE | Both (Charger & Package) | Non Federally-Regulated | 2015-11-12 |  | 2020-05-29
Power Designers USA LLC | Kodiak Revolution | RV05-4kW-75A-48V-P-CEC | Three-phase lift truck | Lead-acid | 13752 | 26.5 | 26.5 | 10 | 10 | 1.1 | 1.1 | 1.1 | 1.1 | 1.15 | 1.15 | 89 | 89 | 0.9 | 0.9 | FALSE | Both (Charger & Package) | Non Federally-Regulated | 2015-11-12 |  | 2020-05-29
Power Designers USA LLC | Kodiak Revolution | RV05-4kW-75A-48V-F-CEC | Three-phase lift truck | Lead-acid | 8595 | 20.3 | 20.31 | 10 | 10 | 1.1 | 1.1 | 1.1 | 1.1 | 1.15 | 1.15 | 89 | 89 | 0.9 | 0.9 | FALSE | Both (Charger & Package) | Non Federally-Regulated | 2015-11-12 |  | 2020-05-29
Power Designers USA LLC | Kodiak Revolution | RV05-5kW-100A-48V-C-CEC | Three-phase lift truck | Lead-acid | 26953.92 | 42.34 | 42.34 | 10 | 10 | 1.1 | 1.1 | 1.1 | 1.1 | 1.15 | 1.15 | 89 | 89 | 0.9 | 0.9 | FALSE | Both (Charger & Package) | Non Federally-Regulated | 2015-11-12 |  | 2020-05-29
Power Designers USA LLC | Kodiak Revolution | RV05-5kW-100A-48V-P-CEC | Three-phase lift truck | Lead-acid | 18336 | 32 | 32 | 10 | 10 | 1.1 | 1.1 | 1.1 | 1.1 | 1.15 | 1.15 | 89 | 89 | 0.9 | 0.9 | FALSE | Both (Charger & Package) | Non Federally-Regulated | 2015-11-12 |  | 2020-05-29
Power Designers USA LLC | Kodiak Revolution | RV05-5kW-100A-48V-F-CEC | Three-phase lift truck | Lead-acid | 11460 | 23.74 | 23.75 | 10 | 10 | 1.1 | 1.1 | 1.1 | 1.1 | 1.15 | 1.15 | 89 | 89 | 0.9 | 0.9 | FALSE | Both (Charger & Package) | Non Federally-Regulated | 2015-11-12 |  | 2020-05-29
Power Designers USA LLC | Kodiak Revolution | RV05-6kW-125A-48V-C-CEC | Three-phase lift truck | Lead-acid | 33692.4 | 50.42 | 50.43 | 10 | 10 | 1.1 | 1.1 | 1.1 | 1.1 | 1.15 | 1.15 | 89 | 89 | 0.9 | 0.9 | FALSE | Both (Charger & Package) | Non Federally-Regulated | 2015-11-12 |  | 2020-05-29
Power Designers USA LLC | Kodiak Revolution | RV05-6kW-125A-48V-P-CEC | Three-phase lift truck | Lead-acid | 22920 | 37.5 | 37.5 | 10 | 10 | 1.1 | 1.1 | 1.1 | 1.1 | 1.15 | 1.15 | 89 | 89 | 0.9 | 0.9 | FALSE | Both (Charger & Package) | Non Federally-Regulated | 2015-11-12 |  | 2020-05-29
Power Designers USA LLC | Kodiak Revolution | RV05-6kW-125A-48V-F-CEC | Three-phase lift truck | Lead-acid | 14325 | 27.18 | 27.19 | 10 | 10 | 1.1 | 1.1 | 1.1 | 1.1 | 1.15 | 1.15 | 89 | 89 | 0.9 | 0.9 | FALSE | Both (Charger & Package) | Non Federally-Regulated | 2015-11-12 |  | 2020-05-29
Power Designers USA LLC | Kodiak Revolution | RV08-6kW-125A-48V-C-CEC | Three-phase lift truck | Lead-acid | 33692.4 | 50.42 | 50.43 | 10 | 10 | 1.1 | 1.1 | 1.1 | 1.1 | 1.15 | 1.15 | 89 | 89 | 0.9 | 0.9 | FALSE | Both (Charger & Package) | Non Federally-Regulated | 2015-11-12 |  | 2020-05-29
Power Designers USA LLC | Kodiak Revolution | RV08-6kW-125A-48V-P-CEC | Three-phase lift truck | Lead-acid | 22920 | 37.5 | 37.5 | 10 | 10 | 1.1 | 1.1 | 1.1 | 1.1 | 1.15 | 1.15 | 89 | 89 | 0.9 | 0.9 | FALSE | Both (Charger & Package) | Non Federally-Regulated | 2015-11-12 |  | 2020-05-29
Power Designers USA LLC | Kodiak Revolution | RV08-6kW-125A-48V-F-CEC | Three-phase lift truck | Lead-acid | 14325 | 27.18 | 27.19 | 10 | 10 | 1.1 | 1.1 | 1.1 | 1.1 | 1.15 | 1.15 | 89 | 89 | 0.9 | 0.9 | FALSE | Both (Charger & Package) | Non Federally-Regulated | 2015-11-12 |  | 2020-05-29
Power Designers USA LLC | Kodiak Revolution | RV08-8kW-150A-48V-C-CEC | Three-phase lift truck | Lead-acid | 40430.88 | 58.5 | 58.52 | 10 | 10 | 1.1 | 1.1 | 1.1 | 1.1 | 1.15 | 1.15 | 89 | 89 | 0.9 | 0.9 | FALSE | Both (Charger & Package) | Non Federally-Regulated | 2015-11-12 |  | 2020-05-29
Power Designers USA LLC | Kodiak Revolution | RV08-8kW-150A-48V-P-CEC | Three-phase lift truck | Lead-acid | 27504 | 43 | 43 | 10 | 10 | 1.1 | 1.1 | 1.1 | 1.1 | 1.15 | 1.15 | 89 | 89 | 0.9 | 0.9 | FALSE | Both (Charger & Package) | Non Federally-Regulated | 2015-11-12 |  | 2020-05-29
Power Designers USA LLC | Kodiak Revolution | RV08-8kW-150A-48V-F-CEC | Three-phase lift truck | Lead-acid | 17190 | 30.62 | 30.63 | 10 | 10 | 1.1 | 1.1 | 1.1 | 1.1 | 1.15 | 1.15 | 89 | 89 | 0.9 | 0.9 | FALSE | Both (Charger & Package) | Non Federally-Regulated | 2015-11-12 |  | 2020-05-29
Power Designers USA LLC | Kodiak Revolution | RV08-9kW-175A-48V-C-CEC | Three-phase lift truck | Lead-acid | 47169.36 | 66.6 | 66.6 | 10 | 10 | 1.1 | 1.1 | 1.1 | 1.1 | 1.15 | 1.15 | 89 | 89 | 0.9 | 0.9 | FALSE | Both (Charger & Package) | Non Federally-Regulated | 2015-11-12 |  | 2020-05-29
Power Designers USA LLC | Kodiak Revolution | RV08-9kW-175A-48V-P-CEC | Three-phase lift truck | Lead-acid | 32088 | 48.5 | 48.51 | 10 | 10 | 1.1 | 1.1 | 1.1 | 1.1 | 1.15 | 1.15 | 89 | 89 | 0.9 | 0.9 | FALSE | Both (Charger & Package) | Non Federally-Regulated | 2015-11-12 |  | 2020-05-29
Power Designers USA LLC | Kodiak Revolution | RV08-9kW-175A-48V-F-CEC | Three-phase lift truck | Lead-acid | 20055 | 34.06 | 34.07 | 10 | 10 | 1.1 | 1.1 | 1.1 | 1.1 | 1.15 | 1.15 | 89 | 89 | 0.9 | 0.9 | FALSE | Both (Charger & Package) | Non Federally-Regulated | 2015-11-12 |  | 2020-05-29
Power Designers USA LLC | Kodiak Revolution | RV08-10kW-200A-48V-C-CEC | Three-phase lift truck | Lead-acid | 53907.84 | 74.68 | 74.69 | 10 | 10 | 1.1 | 1.1 | 1.1 | 1.1 | 1.15 | 1.15 | 89 | 89 | 0.9 | 0.9 | FALSE | Both (Charger & Package) | Non Federally-Regulated | 2015-11-12 |  | 2020-05-29
Power Designers USA LLC | Kodiak Revolution | RV08-10kW-200A-48V-P-CEC | Three-phase lift truck | Lead-acid | 36672 | 54 | 54.01 | 10 | 10 | 1.1 | 1.1 | 1.1 | 1.1 | 1.15 | 1.15 | 89 | 89 | 0.9 | 0.9 | FALSE | Both (Charger & Package) | Non Federally-Regulated | 2015-11-12 |  | 2020-05-29
Power Designers USA LLC | Kodiak Revolution | RV08-10kW-200A-48V-F-CEC | Three-phase lift truck | Lead-acid | 22920 | 37.5 | 37.5 | 10 | 10 | 1.1 | 1.1 | 1.1 | 1.1 | 1.15 | 1.15 | 89 | 89 | 0.9 | 0.9 | FALSE | Both (Charger & Package) | Non Federally-Regulated | 2015-11-12 |  | 2020-05-29
Power Designers USA LLC | Kodiak Revolution | RV12-10kW-200A-48V-C-CEC | Three-phase lift truck | Lead-acid | 53907.84 | 74.68 | 74.69 | 10 | 10 | 1.1 | 1.1 | 1.1 | 1.1 | 1.15 | 1.15 | 89 | 89 | 0.9 | 0.9 | FALSE | Both (Charger & Package) | Non Federally-Regulated | 2015-11-12 |  | 2020-05-29
Power Designers USA LLC | Kodiak Revolution | RV12-10kW-200A-48V-P-CEC | Three-phase lift truck | Lead-acid | 36672 | 54 | 54.01 | 10 | 10 | 1.1 | 1.1 | 1.1 | 1.1 | 1.15 | 1.15 | 89 | 89 | 0.9 | 0.9 | FALSE | Both (Charger & Package) | Non Federally-Regulated | 2015-11-12 |  | 2020-05-29
Power Designers USA LLC | Kodiak Revolution | RV12-10kW-200A-48V-F-CEC | Three-phase lift truck | Lead-acid | 22920 | 37.5 | 37.5 | 10 | 10 | 1.1 | 1.1 | 1.1 | 1.1 | 1.15 | 1.15 | 89 | 89 | 0.9 | 0.9 | FALSE | Both (Charger & Package) | Non Federally-Regulated | 2015-11-12 |  | 2020-05-29
Power Designers USA LLC | Kodiak Revolution | RV12-12kW-225A-48V-C-CEC | Three-phase lift truck | Lead-acid | 60646.32 | 82.76 | 82.78 | 10 | 10 | 1.1 | 1.1 | 1.1 | 1.1 | 1.15 | 1.15 | 89 | 89 | 0.9 | 0.9 | FALSE | Both (Charger & Package) | Non Federally-Regulated | 2015-11-12 |  | 2020-05-29
Power Designers USA LLC | Kodiak Revolution | RV12-12kW-225A-48V-P-CEC | Three-phase lift truck | Lead-acid | 41256 | 59.5 | 59.51 | 10 | 10 | 1.1 | 1.1 | 1.1 | 1.1 | 1.15 | 1.15 | 89 | 89 | 0.9 | 0.9 | FALSE | Both (Charger & Package) | Non Federally-Regulated | 2015-11-12 |  | 2020-05-29
Power Designers USA LLC | Kodiak Revolution | RV12-12kW-225A-48V-F-CEC | Three-phase lift truck | Lead-acid | 25785 | 40.94 | 40.94 | 10 | 10 | 1.1 | 1.1 | 1.1 | 1.1 | 1.15 | 1.15 | 89 | 89 | 0.9 | 0.9 | FALSE | Both (Charger & Package) | Non Federally-Regulated | 2015-11-12 |  | 2020-05-29
Power Designers USA LLC | Kodiak Revolution | RV12-13kW-250A-48V-P-CEC | Three-phase lift truck | Lead-acid | 45840 | 65 | 65.01 | 10 | 10 | 1.1 | 1.1 | 1.1 | 1.1 | 1.15 | 1.15 | 89 | 89 | 0.9 | 0.9 | FALSE | Both (Charger & Package) | Non Federally-Regulated | 2015-11-12 |  | 2020-05-29
Power Designers USA LLC | Kodiak Revolution | RV12-13kW-250A-48V-F-CEC | Three-phase lift truck | Lead-acid | 28650 | 44.38 | 44.38 | 10 | 10 | 1.1 | 1.1 | 1.1 | 1.1 | 1.15 | 1.15 | 89 | 89 | 0.9 | 0.9 | FALSE | Both (Charger & Package) | Non Federally-Regulated | 2015-11-12 |  | 2020-05-29
Power Designers USA LLC | Kodiak Revolution | RV12-14kW-275A-48V-P-CEC | Three-phase lift truck | Lead-acid | 50424 | 70.5 | 70.51 | 10 | 10 | 1.1 | 1.1 | 1.1 | 1.1 | 1.15 | 1.15 | 89 | 89 | 0.9 | 0.9 | FALSE | Both (Charger & Package) | Non Federally-Regulated | 2015-11-12 |  | 2020-05-29
Power Designers USA LLC | Kodiak Revolution | RV12-14kW-275A-48V-F-CEC | Three-phase lift truck | Lead-acid | 31515 | 47.8 | 47.82 | 10 | 10 | 1.1 | 1.1 | 1.1 | 1.1 | 1.15 | 1.15 | 89 | 89 | 0.9 | 0.9 | FALSE | Both (Charger & Package) | Non Federally-Regulated | 2015-11-12 |  | 2020-05-29
Power Designers USA LLC | Kodiak Revolution | RV12-15kW-300A-48V-P-CEC | Three-phase lift truck | Lead-acid | 55008 | 76 | 76.01 | 10 | 10 | 1.1 | 1.1 | 1.1 | 1.1 | 1.15 | 1.15 | 89 | 89 | 0.9 | 0.9 | FALSE | Both (Charger & Package) | Non Federally-Regulated | 2015-11-12 |  | 2020-05-29
Power Designers USA LLC | Kodiak Revolution | RV12-15kW-300A-48V-F-CEC | Three-phase lift truck | Lead-acid | 34380 | 51.24 | 51.26 | 10 | 10 | 1.1 | 1.1 | 1.1 | 1.1 | 1.15 | 1.15 | 89 | 89 | 0.9 | 0.9 | FALSE | Both (Charger & Package) | Non Federally-Regulated | 2015-11-12 |  | 2020-05-29
Power Designers USA LLC | Kodiak Revolution | RV16-13kW-250A-48V-F-CEC | Three-phase lift truck | Lead-acid | 28650 | 44.38 | 44.38 | 10 | 10 | 1.1 | 1.1 | 1.1 | 1.1 | 1.15 | 1.15 | 89 | 89 | 0.9 | 0.9 | FALSE | Both (Charger & Package) | Non Federally-Regulated | 2015-11-12 |  | 2020-05-29
Power Designers USA LLC | Kodiak Revolution | RV16-14kW-275A-48V-F-CEC | Three-phase lift truck | Lead-acid | 31515 | 47.8 | 47.82 | 10 | 10 | 1.1 | 1.1 | 1.1 | 1.1 | 1.15 | 1.15 | 89 | 89 | 0.9 | 0.9 | FALSE | Both (Charger & Package) | Non Federally-Regulated | 2015-11-12 |  | 2020-05-29
Power Designers USA LLC | Kodiak Revolution | RV16-15kW-300A-48V-F-CEC | Three-phase lift truck | Lead-acid | 34380 | 51.24 | 51.26 | 10 | 10 | 1.1 | 1.1 | 1.1 | 1.1 | 1.15 | 1.15 | 89 | 89 | 0.9 | 0.9 | FALSE | Both (Charger & Package) | Non Federally-Regulated | 2015-11-12 |  | 2020-05-29
Power Designers USA LLC | Kodiak Revolution | RV16-17kW-325A-48V-F-CEC | Three-phase lift truck | Lead-acid | 37245 | 54.68 | 54.69 | 10 | 10 | 1.1 | 1.1 | 1.1 | 1.1 | 1.15 | 1.15 | 89 | 89 | 0.9 | 0.9 | FALSE | Both (Charger & Package) | Non Federally-Regulated | 2015-11-12 |  | 2020-05-29
Power Designers USA LLC | Kodiak Revolution | RV16-18kW-350A-48V-F-CEC | Three-phase lift truck | Lead-acid | 37680.48 | 3.89 | 55.22 | 3.81 | 10 | 1.09 | 1.1 | 1.07 | 1.1 | 1.06 | 1.15 | 90.7 | 89 | 0.91 | 0.9 | FALSE | Both (Charger & Package) | Non Federally-Regulated | 2015-11-12 |  | 2020-05-29
Power Designers USA LLC | Kodiak Revolution | RV16-20kW-375A-48V-F-CEC | Three-phase lift truck | Lead-acid | 42975 | 61.56 | 61.57 | 10 | 10 | 1.1 | 1.1 | 1.1 | 1.1 | 1.15 | 1.15 | 89 | 89 | 0.9 | 0.9 | FALSE | Both (Charger & Package) | Non Federally-Regulated | 2015-11-12 |  | 2020-05-29
Power Designers USA LLC | Kodiak Revolution | RV16-21kW-400A-48V-F-CEC | Three-phase lift truck | Lead-acid | 45840 | 65 | 65.01 | 10 | 10 | 1.1 | 1.1 | 1.1 | 1.1 | 1.15 | 1.15 | 89 | 89 | 0.9 | 0.9 | FALSE | Both (Charger & Package) | Non Federally-Regulated | 2015-11-12 |  | 2020-05-29
Power Designers USA LLC | Kodiak Revolution | RV24-21kW-400A-48V-F-CEC | Three-phase lift truck | Lead-acid | 45840 | 65 | 65.01 | 10 | 10 | 1.1 | 1.1 | 1.1 | 1.1 | 1.15 | 1.15 | 89 | 89 | 0.9 | 0.9 | FALSE | Both (Charger & Package) | Non Federally-Regulated | 2015-11-12 |  | 2020-05-29
Power Designers USA LLC | Kodiak Revolution | RV24-22kW-425A-48V-F-CEC | Three-phase lift truck | Lead-acid | 48705 | 68.44 | 68.45 | 10 | 10 | 1.1 | 1.1 | 1.1 | 1.1 | 1.15 | 1.15 | 89 | 89 | 0.9 | 0.9 | FALSE | Both (Charger & Package) | Non Federally-Regulated | 2015-11-12 |  | 2020-05-29
Power Designers USA LLC | Kodiak Revolution | RV24-23kW-450A-48V-F-CEC | Three-phase lift truck | Lead-acid | 51570 | 71.88 | 71.88 | 10 | 10 | 1.1 | 1.1 | 1.1 | 1.1 | 1.15 | 1.15 | 89 | 89 | 0.9 | 0.9 | FALSE | Both (Charger & Package) | Non Federally-Regulated | 2015-11-12 |  | 2020-05-29
Power Designers USA LLC | Kodiak Revolution | RV24-25kW-475A-48V-F-CEC | Three-phase lift truck | Lead-acid | 54435 | 75.32 | 75.32 | 10 | 10 | 1.1 | 1.1 | 1.1 | 1.1 | 1.15 | 1.15 | 89 | 89 | 0.9 | 0.9 | FALSE | Both (Charger & Package) | Non Federally-Regulated | 2015-11-12 |  | 2020-05-29
Power Designers USA LLC | Kodiak Revolution | RV24-26kW-500A-48V-F-CEC | Three-phase lift truck | Lead-acid | 57300 | 78.76 | 78.76 | 10 | 10 | 1.1 | 1.1 | 1.1 | 1.1 | 1.15 | 1.15 | 89 | 89 | 0.9 | 0.9 | FALSE | Both (Charger & Package) | Non Federally-Regulated | 2015-11-12 |  | 2020-05-29
Power Designers USA LLC | Kodiak Revolution | RV24-27kW-525A-48V-F-CEC | Three-phase lift truck | Lead-acid | 60165 | 82.18 | 82.2 | 10 | 10 | 1.1 | 1.1 | 1.1 | 1.1 | 1.15 | 1.15 | 89 | 89 | 0.9 | 0.9 | FALSE | Both (Charger & Package) | Non Federally-Regulated | 2015-11-12 |  | 2020-05-29
Power Designers USA LLC | Kodiak Revolution | RV24-29kW-550A-48V-F-CEC | Three-phase lift truck | Lead-acid | 63030 | 85.62 | 85.64 | 10 | 10 | 1.1 | 1.1 | 1.1 | 1.1 | 1.15 | 1.15 | 89 | 89 | 0.9 | 0.9 | FALSE | Both (Charger & Package) | Non Federally-Regulated | 2015-11-12 |  | 2020-05-29
Power Designers USA LLC | Kodiak Revolution | RV24-30kW-575A-48V-F-CEC | Three-phase lift truck | Lead-acid | 65895 | 89.06 | 89.07 | 10 | 10 | 1.1 | 1.1 | 1.1 | 1.1 | 1.15 | 1.15 | 89 | 89 | 0.9 | 0.9 | FALSE | Both (Charger & Package) | Non Federally-Regulated | 2015-11-12 |  | 2020-05-29
Power Designers USA LLC | Kodiak Revolution | RV24-31kW-600A-48V-F-CEC | Three-phase lift truck | Lead-acid | 42860.4 | 3.89 | 61.43 | 3.81 | 10 | 1.08 | 1.1 | 1.06 | 1.1 | 1.04 | 1.15 | 92.3 | 89 | 0.93 | 0.9 | FALSE | Both (Charger & Package) | Non Federally-Regulated | 2015-11-12 |  | 2020-05-29
Power Designers USA LLC | Kodiak Revolution | RV05-4kW-90A-36V-C-CEC | Three-phase lift truck | Lead-acid | 19051.2 | 32.86 | 32.86 | 10 | 10 | 1.1 | 1.1 | 1.1 | 1.1 | 1.15 | 1.15 | 89 | 89 | 0.9 | 0.9 | FALSE | Both (Charger & Package) | Non Federally-Regulated | 2015-11-12 |  | 2020-05-29
Power Designers USA LLC | Kodiak Revolution | RV05-4kW-90A-36V-P-CEC | Three-phase lift truck | Lead-acid | 12960 | 25.54 | 25.55 | 10 | 10 | 1.1 | 1.1 | 1.1 | 1.1 | 1.15 | 1.15 | 89 | 89 | 0.9 | 0.9 | FALSE | Both (Charger & Package) | Non Federally-Regulated | 2015-11-12 |  | 2020-05-29
Power Designers USA LLC | Kodiak Revolution | RV05-4kW-90A-36V-F-CEC | Three-phase lift truck | Lead-acid | 10702.07 | 3.69 | 22.84 | 3.56 | 10 | 1.06 | 1.1 | 1.06 | 1.1 | 1.04 | 1.15 | 92 | 89 | 0.91 | 0.9 | FALSE | Both (Charger & Package) | Non Federally-Regulated | 2015-11-12 |  | 2020-05-29
Power Designers USA LLC | Kodiak Revolution | RV05-5kW-120A-36V-C-CEC | Three-phase lift truck | Lead-acid | 25401.6 | 40.48 | 40.48 | 10 | 10 | 1.1 | 1.1 | 1.1 | 1.1 | 1.15 | 1.15 | 89 | 89 | 0.9 | 0.9 | FALSE | Both (Charger & Package) | Non Federally-Regulated | 2015-11-12 |  | 2020-05-29
Power Designers USA LLC | Kodiak Revolution | RV05-5kW-120A-36V-P-CEC | Three-phase lift truck | Lead-acid | 17280 | 30.72 | 30.74 | 10 | 10 | 1.1 | 1.1 | 1.1 | 1.1 | 1.15 | 1.15 | 89 | 89 | 0.9 | 0.9 | FALSE | Both (Charger & Package) | Non Federally-Regulated | 2015-11-12 |  | 2020-05-29
Power Designers USA LLC | Kodiak Revolution | RV05-5kW-120A-36V-F-CEC | Three-phase lift truck | Lead-acid | 10800 | 22.96 | 22.96 | 10 | 10 | 1.1 | 1.1 | 1.1 | 1.1 | 1.15 | 1.15 | 89 | 89 | 0.9 | 0.9 | FALSE | Both (Charger & Package) | Non Federally-Regulated | 2015-11-12 |  | 2020-05-29
Power Designers USA LLC | Kodiak Revolution | RV05-6kW-150A-36V-C-CEC | Three-phase lift truck | Lead-acid | 31752 | 48.1 | 48.1 | 10 | 10 | 1.1 | 1.1 | 1.1 | 1.1 | 1.15 | 1.15 | 89 | 89 | 0.9 | 0.9 | FALSE | Both (Charger & Package) | Non Federally-Regulated | 2015-11-12 |  | 2020-05-29
Power Designers USA LLC | Kodiak Revolution | RV05-6kW-150A-36V-P-CEC | Three-phase lift truck | Lead-acid | 21600 | 35.92 | 35.92 | 10 | 10 | 1.1 | 1.1 | 1.1 | 1.1 | 1.15 | 1.15 | 89 | 89 | 0.9 | 0.9 | FALSE | Both (Charger & Package) | Non Federally-Regulated | 2015-11-12 |  | 2020-05-29
Power Designers USA LLC | Kodiak Revolution | RV05-6kW-150A-36V-F-CEC | Three-phase lift truck | Lead-acid | 13500 | 26.2 | 26.2 | 10 | 10 | 1.1 | 1.1 | 1.1 | 1.1 | 1.15 | 1.15 | 89 | 89 | 0.9 | 0.9 | FALSE | Both (Charger & Package) | Non Federally-Regulated | 2015-11-12 |  | 2020-05-29
Power Designers USA LLC | Kodiak Revolution | RV08-6kW-150A-36V-C-CEC | Three-phase lift truck | Lead-acid | 31752 | 48.1 | 48.1 | 10 | 10 | 1.1 | 1.1 | 1.1 | 1.1 | 1.15 | 1.15 | 89 | 89 | 0.9 | 0.9 | FALSE | Both (Charger & Package) | Non Federally-Regulated | 2015-11-12 |  | 2020-05-29
Power Designers USA LLC | Kodiak Revolution | RV08-6kW-150A-36V-P-CEC | Three-phase lift truck | Lead-acid | 21600 | 35.92 | 35.92 | 10 | 10 | 1.1 | 1.1 | 1.1 | 1.1 | 1.15 | 1.15 | 89 | 89 | 0.9 | 0.9 | FALSE | Both (Charger & Package) | Non Federally-Regulated | 2015-11-12 |  | 2020-05-29
Power Designers USA LLC | Kodiak Revolution | RV08-6kW-150A-36V-F-CEC | Three-phase lift truck | Lead-acid | 13500 | 26.2 | 26.2 | 10 | 10 | 1.1 | 1.1 | 1.1 | 1.1 | 1.15 | 1.15 | 89 | 89 | 0.9 | 0.9 | FALSE | Both (Charger & Package) | Non Federally-Regulated | 2015-11-12 |  | 2020-05-29
Power Designers USA LLC | Kodiak Revolution | RV08-8kW-180A-36V-C-CEC | Three-phase lift truck | Lead-acid | 38102.4 | 55.72 | 55.72 | 10 | 10 | 1.1 | 1.1 | 1.1 | 1.1 | 1.15 | 1.15 | 89 | 89 | 0.9 | 0.9 | FALSE | Both (Charger & Package) | Non Federally-Regulated | 2015-11-12 |  | 2020-05-29
Power Designers USA LLC | Kodiak Revolution | RV08-8kW-180A-36V-P-CEC | Three-phase lift truck | Lead-acid | 25920 | 41.1 | 41.1 | 10 | 10 | 1.1 | 1.1 | 1.1 | 1.1 | 1.15 | 1.15 | 89 | 89 | 0.9 | 0.9 | FALSE | Both (Charger & Package) | Non Federally-Regulated | 2015-11-12 |  | 2020-05-29
Power Designers USA LLC | Kodiak Revolution | RV08-8kW-180A-36V-F-CEC | Three-phase lift truck | Lead-acid | 16200 | 29.44 | 29.44 | 10 | 10 | 1.1 | 1.1 | 1.1 | 1.1 | 1.15 | 1.15 | 89 | 89 | 0.9 | 0.9 | FALSE | Both (Charger & Package) | Non Federally-Regulated | 2015-11-12 |  | 2020-05-29
Power Designers USA LLC | Kodiak Revolution | RV08-9kW-210A-36V-C-CEC | Three-phase lift truck | Lead-acid | 44452.8 | 63.34 | 63.34 | 10 | 10 | 1.1 | 1.1 | 1.1 | 1.1 | 1.15 | 1.15 | 89 | 89 | 0.9 | 0.9 | FALSE | Both (Charger & Package) | Non Federally-Regulated | 2015-11-12 |  | 2020-05-29
Power Designers USA LLC | Kodiak Revolution | RV08-9kW-210A-36V-P-CEC | Three-phase lift truck | Lead-acid | 30240 | 46.28 | 46.29 | 10 | 10 | 1.1 | 1.1 | 1.1 | 1.1 | 1.15 | 1.15 | 89 | 89 | 0.9 | 0.9 | FALSE | Both (Charger & Package) | Non Federally-Regulated | 2015-11-12 |  | 2020-05-29
Power Designers USA LLC | Kodiak Revolution | RV08-9kW-210A-36V-F-CEC | Three-phase lift truck | Lead-acid | 18900 | 32.68 | 32.68 | 10 | 10 | 1.1 | 1.1 | 1.1 | 1.1 | 1.15 | 1.15 | 89 | 89 | 0.9 | 0.9 | FALSE | Both (Charger & Package) | Non Federally-Regulated | 2015-11-12 |  | 2020-05-29
Power Designers USA LLC | Kodiak Revolution | RV08-10kW-240A-36V-C-CEC | Three-phase lift truck | Lead-acid | 50803.2 | 70.96 | 70.96 | 10 | 10 | 1.1 | 1.1 | 1.1 | 1.1 | 1.15 | 1.15 | 89 | 89 | 0.9 | 0.9 | FALSE | Both (Charger & Package) | Non Federally-Regulated | 2015-11-12 |  | 2020-05-29
Power Designers USA LLC | Kodiak Revolution | RV08-10kW-240A-36V-P-CEC | Three-phase lift truck | Lead-acid | 34560 | 51.46 | 51.47 | 10 | 10 | 1.1 | 1.1 | 1.1 | 1.1 | 1.15 | 1.15 | 89 | 89 | 0.9 | 0.9 | FALSE | Both (Charger & Package) | Non Federally-Regulated | 2015-11-12 |  | 2020-05-29
Power Designers USA LLC | Kodiak Revolution | RV08-10kW-240A-36V-F-CEC | Three-phase lift truck | Lead-acid | 21600 | 35.92 | 35.92 | 10 | 10 | 1.1 | 1.1 | 1.1 | 1.1 | 1.15 | 1.15 | 89 | 89 | 0.9 | 0.9 | FALSE | Both (Charger & Package) | Non Federally-Regulated | 2015-11-12 |  | 2020-05-29
Power Designers USA LLC | Kodiak Revolution | RV12-10kW-240A-36V-C-CEC | Three-phase lift truck | Lead-acid | 50803.2 | 70.96 | 70.96 | 10 | 10 | 1.1 | 1.1 | 1.1 | 1.1 | 1.15 | 1.15 | 89 | 89 | 0.9 | 0.9 | FALSE | Both (Charger & Package) | Non Federally-Regulated | 2015-11-12 |  | 2020-05-29
Power Designers USA LLC | Kodiak Revolution | RV12-10kW-240A-36V-P-CEC | Three-phase lift truck | Lead-acid | 34560 | 51.46 | 51.47 | 10 | 10 | 1.1 | 1.1 | 1.1 | 1.1 | 1.15 | 1.15 | 89 | 89 | 0.9 | 0.9 | FALSE | Both (Charger & Package) | Non Federally-Regulated | 2015-11-12 |  | 2020-05-29
Power Designers USA LLC | Kodiak Revolution | RV12-10kW-240A-36V-F-CEC | Three-phase lift truck | Lead-acid | 21600 | 35.92 | 35.92 | 10 | 10 | 1.1 | 1.1 | 1.1 | 1.1 | 1.15 | 1.15 | 89 | 89 | 0.9 | 0.9 | FALSE | Both (Charger & Package) | Non Federally-Regulated | 2015-11-12 |  | 2020-05-29
Power Designers USA LLC | Kodiak Revolution | RV12-12kW-270A-36V-C-CEC | Three-phase lift truck | Lead-acid | 57153.6 | 78.58 | 78.58 | 10 | 10 | 1.1 | 1.1 | 1.1 | 1.1 | 1.15 | 1.15 | 89 | 89 | 0.9 | 0.9 | FALSE | Both (Charger & Package) | Non Federally-Regulated | 2015-11-12 |  | 2020-05-29
Power Designers USA LLC | Kodiak Revolution | RV12-12kW-270A-36V-P-CEC | Three-phase lift truck | Lead-acid | 38880 | 56.64 | 56.66 | 10 | 10 | 1.1 | 1.1 | 1.1 | 1.1 | 1.15 | 1.15 | 89 | 89 | 0.9 | 0.9 | FALSE | Both (Charger & Package) | Non Federally-Regulated | 2015-11-12 |  | 2020-05-29
Power Designers USA LLC | Kodiak Revolution | RV12-12kW-270A-36V-F-CEC | Three-phase lift truck | Lead-acid | 24300 | 39.16 | 39.16 | 10 | 10 | 1.1 | 1.1 | 1.1 | 1.1 | 1.15 | 1.15 | 89 | 89 | 0.9 | 0.9 | FALSE | Both (Charger & Package) | Non Federally-Regulated | 2015-11-12 |  | 2020-05-29
Power Designers USA LLC | Kodiak Revolution | RV12-13kW-300A-36V-P-CEC | Three-phase lift truck | Lead-acid | 43200 | 61.84 | 61.84 | 10 | 10 | 1.1 | 1.1 | 1.1 | 1.1 | 1.15 | 1.15 | 89 | 89 | 0.9 | 0.9 | FALSE | Both (Charger & Package) | Non Federally-Regulated | 2015-11-12 |  | 2020-05-29
Power Designers USA LLC | Kodiak Revolution | RV12-13kW-300A-36V-F-CEC | Three-phase lift truck | Lead-acid | 27000 | 42.4 | 42.4 | 10 | 10 | 1.1 | 1.1 | 1.1 | 1.1 | 1.15 | 1.15 | 89 | 89 | 0.9 | 0.9 | FALSE | Both (Charger & Package) | Non Federally-Regulated | 2015-11-12 |  | 2020-05-29
Power Designers USA LLC | Kodiak Revolution | RV12-14kW-330A-36V-P-CEC | Three-phase lift truck | Lead-acid | 47520 | 67.02 | 67.02 | 10 | 10 | 1.1 | 1.1 | 1.1 | 1.1 | 1.15 | 1.15 | 89 | 89 | 0.9 | 0.9 | FALSE | Both (Charger & Package) | Non Federally-Regulated | 2015-11-12 |  | 2020-05-29
Power Designers USA LLC | Kodiak Revolution | RV12-14kW-330A-36V-F-CEC | Three-phase lift truck | Lead-acid | 29700 | 45.64 | 45.64 | 10 | 10 | 1.1 | 1.1 | 1.1 | 1.1 | 1.15 | 1.15 | 89 | 89 | 0.9 | 0.9 | FALSE | Both (Charger & Package) | Non Federally-Regulated | 2015-11-12 |  | 2020-05-29
Power Designers USA LLC | Kodiak Revolution | RV12-15kW-350A-36V-P-CEC | Three-phase lift truck | Lead-acid | 50400 | 70.48 | 70.48 | 10 | 10 | 1.1 | 1.1 | 1.1 | 1.1 | 1.15 | 1.15 | 89 | 89 | 0.9 | 0.9 | FALSE | Both (Charger & Package) | Non Federally-Regulated | 2015-11-12 |  | 2020-05-29
Power Designers USA LLC | Kodiak Revolution | RV12-15kW-350A-36V-F-CEC | Three-phase lift truck | Lead-acid | 31500 | 47.8 | 47.8 | 10 | 10 | 1.1 | 1.1 | 1.1 | 1.1 | 1.15 | 1.15 | 89 | 89 | 0.9 | 0.9 | FALSE | Both (Charger & Package) | Non Federally-Regulated | 2015-11-12 |  | 2020-05-29
Power Designers USA LLC | Kodiak Revolution | RV16-13kW-300A-36V-F-CEC | Three-phase lift truck | Lead-acid | 27000 | 42.4 | 42.4 | 10 | 10 | 1.1 | 1.1 | 1.1 | 1.1 | 1.15 | 1.15 | 89 | 89 | 0.9 | 0.9 | FALSE | Both (Charger & Package) | Non Federally-Regulated | 2015-11-12 |  | 2020-05-29
Power Designers USA LLC | Kodiak Revolution | RV16-14kW-330A-36V-F-CEC | Three-phase lift truck | Lead-acid | 29700 | 45.64 | 45.64 | 10 | 10 | 1.1 | 1.1 | 1.1 | 1.1 | 1.15 | 1.15 | 89 | 89 | 0.9 | 0.9 | FALSE | Both (Charger & Package) | Non Federally-Regulated | 2015-11-12 |  | 2020-05-29
Power Designers USA LLC | Kodiak Revolution | RV16-15kW-360A-36V-F-CEC | Three-phase lift truck | Lead-acid | 32400 | 48.88 | 48.88 | 10 | 10 | 1.1 | 1.1 | 1.1 | 1.1 | 1.15 | 1.15 | 89 | 89 | 0.9 | 0.9 | FALSE | Both (Charger & Package) | Non Federally-Regulated | 2015-11-12 |  | 2020-05-29
Power Designers USA LLC | Kodiak Revolution | RV16-17kW-390A-36V-F-CEC | Three-phase lift truck | Lead-acid | 35100 | 52.12 | 52.12 | 10 | 10 | 1.1 | 1.1 | 1.1 | 1.1 | 1.15 | 1.15 | 89 | 89 | 0.9 | 0.9 | FALSE | Both (Charger & Package) | Non Federally-Regulated | 2015-11-12 |  | 2020-05-29
Power Designers USA LLC | Kodiak Revolution | RV16-18kW-420A-36V-F-CEC | Three-phase lift truck | Lead-acid | 42718.27 | 3.72 | 61.26 | 3.61 | 10 | 1.08 | 1.1 | 1.09 | 1.1 | 1.1 | 1.15 | 92 | 89 | 0.91 | 0.9 | FALSE | Both (Charger & Package) | Non Federally-Regulated | 2015-11-12 |  | 2020-05-29
Power Designers USA LLC | Kodiak Revolution | RV16-20kW-450A-36V-F-CEC | Three-phase lift truck | Lead-acid | 40500 | 58.6 | 58.6 | 10 | 10 | 1.1 | 1.1 | 1.1 | 1.1 | 1.15 | 1.15 | 89 | 89 | 0.9 | 0.9 | FALSE | Both (Charger & Package) | Non Federally-Regulated | 2015-11-12 |  | 2020-05-29
Power Designers USA LLC | Kodiak Revolution | RV16-21kW-480A-36V-F-CEC | Three-phase lift truck | Lead-acid | 43200 | 61.84 | 61.84 | 10 | 10 | 1.1 | 1.1 | 1.1 | 1.1 | 1.15 | 1.15 | 89 | 89 | 0.9 | 0.9 | FALSE | Both (Charger & Package) | Non Federally-Regulated | 2015-11-12 |  | 2020-05-29
Power Designers USA LLC | Kodiak Revolution | RV24-21kW-480A-36V-F-CEC | Three-phase lift truck | Lead-acid | 43200 | 61.84 | 61.84 | 10 | 10 | 1.1 | 1.1 | 1.1 | 1.1 | 1.15 | 1.15 | 89 | 89 | 0.9 | 0.9 | FALSE | Both (Charger & Package) | Non Federally-Regulated | 2015-11-12 |  | 2020-05-29
Power Designers USA LLC | Kodiak Revolution | RV24-22kW-510A-36V-F-CEC | Three-phase lift truck | Lead-acid | 45900 | 65.08 | 65.08 | 10 | 10 | 1.1 | 1.1 | 1.1 | 1.1 | 1.15 | 1.15 | 89 | 89 | 0.9 | 0.9 | FALSE | Both (Charger & Package) | Non Federally-Regulated | 2015-11-12 |  | 2020-05-29
Power Designers USA LLC | Kodiak Revolution | RV24-23kW-540A-36V-F-CEC | Three-phase lift truck | Lead-acid | 48600 | 68.32 | 68.32 | 10 | 10 | 1.1 | 1.1 | 1.1 | 1.1 | 1.15 | 1.15 | 89 | 89 | 0.9 | 0.9 | FALSE | Both (Charger & Package) | Non Federally-Regulated | 2015-11-12 |  | 2020-05-29
Power Designers USA LLC | Kodiak Revolution | RV24-25kW-570A-36V-F-CEC | Three-phase lift truck | Lead-acid | 51300 | 71.56 | 71.56 | 10 | 10 | 1.1 | 1.1 | 1.1 | 1.1 | 1.15 | 1.15 | 89 | 89 | 0.9 | 0.9 | FALSE | Both (Charger & Package) | Non Federally-Regulated | 2015-11-12 |  | 2020-05-29
Power Designers USA LLC | Kodiak Revolution | RV24-26kW-600A-36V-F-CEC | Three-phase lift truck | Lead-acid | 54000 | 74.8 | 74.8 | 10 | 10 | 1.1 | 1.1 | 1.1 | 1.1 | 1.15 | 1.15 | 89 | 89 | 0.9 | 0.9 | FALSE | Both (Charger & Package) | Non Federally-Regulated | 2015-11-12 |  | 2020-05-29
Power Designers USA LLC | Kodiak Revolution | RV24-27kW-630A-36V-F-CEC | Three-phase lift truck | Lead-acid | 56700 | 78.04 | 78.04 | 10 | 10 | 1.1 | 1.1 | 1.1 | 1.1 | 1.15 | 1.15 | 89 | 89 | 0.9 | 0.9 | FALSE | Both (Charger & Package) | Non Federally-Regulated | 2015-11-12 |  | 2020-05-29
Power Designers USA LLC | Kodiak Revolution | RV24-29kW-660A-36V-F-CEC | Three-phase lift truck | Lead-acid | 59400 | 81.28 | 81.28 | 10 | 10 | 1.1 | 1.1 | 1.1 | 1.1 | 1.15 | 1.15 | 89 | 89 | 0.9 | 0.9 | FALSE | Both (Charger & Package) | Non Federally-Regulated | 2015-11-12 |  | 2020-05-29
Power Designers USA LLC | Kodiak Revolution | RV24-30kW-690A-36V-F-CEC | Three-phase lift truck | Lead-acid | 62100 | 84.52 | 84.52 | 10 | 10 | 1.1 | 1.1 | 1.1 | 1.1 | 1.15 | 1.15 | 89 | 89 | 0.9 | 0.9 | FALSE | Both (Charger & Package) | Non Federally-Regulated | 2015-11-12 |  | 2020-05-29
Power Designers USA LLC | Kodiak Revolution | RV24-31kW-700A-36V-F-CEC | Three-phase lift truck | Lead-acid | 42819.67 | 3.72 | 61.38 | 3.61 | 10 | 1.09 | 1.1 | 1.1 | 1.1 | 1.11 | 1.15 | 91 | 89 | 0.92 | 0.9 | FALSE | Both (Charger & Package) | Non Federally-Regulated | 2015-11-12 |  | 2020-05-29
Power Designers USA LLC | Kodiak Revolution | RV16-18kW-420A-36V-F-SC-CEC | Three-phase lift truck | Lead-acid | 40068 | 58.08 | 58.08 | 10 | 10 | 1.1 | 1.1 | 1.1 | 1.1 | 1.15 | 1.15 | 89 | 89 | 0.9 | 0.9 | FALSE | Both (Charger & Package) | Non Federally-Regulated | 2015-11-12 |  | 2020-05-29
Power Designers USA LLC | Kodiak Revolution | RV16-20kW-450A-36V-F-SC-CEC | Three-phase lift truck | Lead-acid | 42930 | 61.5 | 61.52 | 10 | 10 | 1.1 | 1.1 | 1.1 | 1.1 | 1.15 | 1.15 | 89 | 89 | 0.9 | 0.9 | FALSE | Both (Charger & Package) | Non Federally-Regulated | 2015-11-12 |  | 2020-05-29
Power Designers USA LLC | Kodiak Revolution | RV16-18kW-350A-48V-F-SC-CEC | Three-phase lift truck | Lead-acid | 44520 | 63.42 | 63.42 | 10 | 10 | 1.1 | 1.1 | 1.1 | 1.1 | 1.15 | 1.15 | 89 | 89 | 0.9 | 0.9 | FALSE | Both (Charger & Package) | Non Federally-Regulated | 2015-11-12 |  | 2020-05-29
Power Designers USA LLC | Kodiak Revolution | RV16-21kW-400A-48V-F-SC-CEC | Three-phase lift truck | Lead-acid | 50880 | 71.04 | 71.06 | 10 | 10 | 1.1 | 1.1 | 1.1 | 1.1 | 1.15 | 1.15 | 89 | 89 | 0.9 | 0.9 | FALSE | Both (Charger & Package) | Non Federally-Regulated | 2015-11-12 |  | 2020-05-29
Power Designers USA LLC | Kodiak Revolution | RV24-23kW-400A-48V-F-SC-CEC | Three-phase lift truck | Lead-acid | 50880 | 71.04 | 71.06 | 10 | 10 | 1.1 | 1.1 | 1.1 | 1.1 | 1.15 | 1.15 | 89 | 89 | 0.9 | 0.9 | FALSE | Both (Charger & Package) | Non Federally-Regulated | 2015-11-12 |  | 2020-05-29
Power Designers USA LLC | Kodiak Revolution | RV24-26kW-450A-48V-F-SC-CEC | Three-phase lift truck | Lead-acid | 57240 | 78.68 | 78.69 | 10 | 10 | 1.1 | 1.1 | 1.1 | 1.1 | 1.15 | 1.15 | 89 | 89 | 0.9 | 0.9 | FALSE | Both (Charger & Package) | Non Federally-Regulated | 2015-11-12 |  | 2020-05-29
Power Designers USA LLC | ABT | RV05-4kW-75A-48V-C-CEC | Three-phase lift truck | Lead-acid | 37680.48 | 3.89 | 55.22 | 3.81 | 10 | 1.07 | 1.1 | 1.09 | 1.1 | 1.04 | 1.15 | 90 | 89 | 0.91 | 0.9 | FALSE | Both (Charger & Package) | Non Federally-Regulated | 2015-11-12 |  | 2020-05-29
Power Designers USA LLC | ABT | RV05-4kW-75A-48V-P-CEC | Three-phase lift truck | Lead-acid | 13752 | 26.5 | 26.5 | 10 | 10 | 1.1 | 1.1 | 1.1 | 1.1 | 1.15 | 1.15 | 89 | 89 | 0.9 | 0.9 | FALSE | Both (Charger & Package) | Non Federally-Regulated | 2015-11-12 |  | 2020-05-29
Power Designers USA LLC | ABT | RV05-4kW-75A-48V-F-CEC | Three-phase lift truck | Lead-acid | 8595 | 20.3 | 20.31 | 10 | 10 | 1.1 | 1.1 | 1.1 | 1.1 | 1.15 | 1.15 | 89 | 89 | 0.9 | 0.9 | FALSE | Both (Charger & Package) | Non Federally-Regulated | 2015-11-12 |  | 2020-05-29
Power Designers USA LLC | ABT | RV05-5kW-100A-48V-C-CEC | Three-phase lift truck | Lead-acid | 26953.92 | 42.34 | 42.34 | 10 | 10 | 1.1 | 1.1 | 1.1 | 1.1 | 1.15 | 1.15 | 89 | 89 | 0.9 | 0.9 | FALSE | Both (Charger & Package) | Non Federally-Regulated | 2015-11-12 |  | 2020-05-29
Power Designers USA LLC | ABT | RV05-5kW-100A-48V-P-CEC | Three-phase lift truck | Lead-acid | 18336 | 32 | 32 | 10 | 10 | 1.1 | 1.1 | 1.1 | 1.1 | 1.15 | 1.15 | 89 | 89 | 0.9 | 0.9 | FALSE | Both (Charger & Package) | Non Federally-Regulated | 2015-11-12 |  | 2020-05-29
Power Designers USA LLC | ABT | RV05-5kW-100A-48V-F-CEC | Three-phase lift truck | Lead-acid | 11460 | 23.74 | 23.75 | 10 | 10 | 1.1 | 1.1 | 1.1 | 1.1 | 1.15 | 1.15 | 89 | 89 | 0.9 | 0.9 | FALSE | Both (Charger & Package) | Non Federally-Regulated | 2015-11-12 |  | 2020-05-29
Power Designers USA LLC | ABT | RV05-6kW-125A-48V-C-CEC | Three-phase lift truck | Lead-acid | 33692.4 | 50.42 | 50.43 | 10 | 10 | 1.1 | 1.1 | 1.1 | 1.1 | 1.15 | 1.15 | 89 | 89 | 0.9 | 0.9 | FALSE | Both (Charger & Package) | Non Federally-Regulated | 2015-11-12 |  | 2020-05-29
Power Designers USA LLC | ABT | RV05-6kW-125A-48V-P-CEC | Three-phase lift truck | Lead-acid | 22920 | 37.5 | 37.5 | 10 | 10 | 1.1 | 1.1 | 1.1 | 1.1 | 1.15 | 1.15 | 89 | 89 | 0.9 | 0.9 | FALSE | Both (Charger & Package) | Non Federally-Regulated | 2015-11-12 |  | 2020-05-29
Power Designers USA LLC | ABT | RV05-6kW-125A-48V-F-CEC | Three-phase lift truck | Lead-acid | 14325 | 27.18 | 27.19 | 10 | 10 | 1.1 | 1.1 | 1.1 | 1.1 | 1.15 | 1.15 | 89 | 89 | 0.9 | 0.9 | FALSE | Both (Charger & Package) | Non Federally-Regulated | 2015-11-12 |  | 2020-05-29
Power Designers USA LLC | ABT | RV08-6kW-125A-48V-C-CEC | Three-phase lift truck | Lead-acid | 33692.4 | 50.42 | 50.43 | 10 | 10 | 1.1 | 1.1 | 1.1 | 1.1 | 1.15 | 1.15 | 89 | 89 | 0.9 | 0.9 | FALSE | Both (Charger & Package) | Non Federally-Regulated | 2015-11-12 |  | 2020-05-29
Power Designers USA LLC | ABT | RV08-6kW-125A-48V-P-CEC | Three-phase lift truck | Lead-acid | 22920 | 37.5 | 37.5 | 10 | 10 | 1.1 | 1.1 | 1.1 | 1.1 | 1.15 | 1.15 | 89 | 89 | 0.9 | 0.9 | FALSE | Both (Charger & Package) | Non Federally-Regulated | 2015-11-12 |  | 2020-05-29
Power Designers USA LLC | ABT | RV08-6kW-125A-48V-F-CEC | Three-phase lift truck | Lead-acid | 14325 | 27.18 | 27.19 | 10 | 10 | 1.1 | 1.1 | 1.1 | 1.1 | 1.15 | 1.15 | 89 | 89 | 0.9 | 0.9 | FALSE | Both (Charger & Package) | Non Federally-Regulated | 2015-11-12 |  | 2020-05-29
Power Designers USA LLC | ABT | RV08-8kW-150A-48V-C-CEC | Three-phase lift truck | Lead-acid | 40430.88 | 58.5 | 58.52 | 10 | 10 | 1.1 | 1.1 | 1.1 | 1.1 | 1.15 | 1.15 | 89 | 89 | 0.9 | 0.9 | FALSE | Both (Charger & Package) | Non Federally-Regulated | 2015-11-12 |  | 2020-05-29
Power Designers USA LLC | ABT | RV08-8kW-150A-48V-P-CEC | Three-phase lift truck | Lead-acid | 27504 | 43 | 43 | 10 | 10 | 1.1 | 1.1 | 1.1 | 1.1 | 1.15 | 1.15 | 89 | 89 | 0.9 | 0.9 | FALSE | Both (Charger & Package) | Non Federally-Regulated | 2015-11-12 |  | 2020-05-29
Power Designers USA LLC | ABT | RV08-8kW-150A-48V-F-CEC | Three-phase lift truck | Lead-acid | 17190 | 30.62 | 30.63 | 10 | 10 | 1.1 | 1.1 | 1.1 | 1.1 | 1.15 | 1.15 | 89 | 89 | 0.9 | 0.9 | FALSE | Both (Charger & Package) | Non Federally-Regulated | 2015-11-12 |  | 2020-05-29
Power Designers USA LLC | ABT | RV08-9kW-175A-48V-C-CEC | Three-phase lift truck | Lead-acid | 47169.36 | 66.6 | 66.6 | 10 | 10 | 1.1 | 1.1 | 1.1 | 1.1 | 1.15 | 1.15 | 89 | 89 | 0.9 | 0.9 | FALSE | Both (Charger & Package) | Non Federally-Regulated | 2015-11-12 |  | 2020-05-29
Power Designers USA LLC | ABT | RV08-9kW-175A-48V-P-CEC | Three-phase lift truck | Lead-acid | 32088 | 48.5 | 48.51 | 10 | 10 | 1.1 | 1.1 | 1.1 | 1.1 | 1.15 | 1.15 | 89 | 89 | 0.9 | 0.9 | FALSE | Both (Charger & Package) | Non Federally-Regulated | 2015-11-12 |  | 2020-05-29
Power Designers USA LLC | ABT | RV08-9kW-175A-48V-F-CEC | Three-phase lift truck | Lead-acid | 20055 | 34.06 | 34.07 | 10 | 10 | 1.1 | 1.1 | 1.1 | 1.1 | 1.15 | 1.15 | 89 | 89 | 0.9 | 0.9 | FALSE | Both (Charger & Package) | Non Federally-Regulated | 2015-11-12 |  | 2020-05-29
Power Designers USA LLC | ABT | RV08-10kW-200A-48V-C-CEC | Three-phase lift truck | Lead-acid | 53907.84 | 74.68 | 74.69 | 10 | 10 | 1.1 | 1.1 | 1.1 | 1.1 | 1.15 | 1.15 | 89 | 89 | 0.9 | 0.9 | FALSE | Both (Charger & Package) | Non Federally-Regulated | 2015-11-12 |  | 2020-05-29
Power Designers USA LLC | ABT | RV08-10kW-200A-48V-P-CEC | Three-phase lift truck | Lead-acid | 36672 | 54 | 54.01 | 10 | 10 | 1.1 | 1.1 | 1.1 | 1.1 | 1.15 | 1.15 | 89 | 89 | 0.9 | 0.9 | FALSE | Both (Charger & Package) | Non Federally-Regulated | 2015-11-12 |  | 2020-05-29
Power Designers USA LLC | ABT | RV08-10kW-200A-48V-F-CEC | Three-phase lift truck | Lead-acid | 22920 | 37.5 | 37.5 | 10 | 10 | 1.1 | 1.1 | 1.1 | 1.1 | 1.15 | 1.15 | 89 | 89 | 0.9 | 0.9 | FALSE | Both (Charger & Package) | Non Federally-Regulated | 2015-11-12 |  | 2020-05-29
Power Designers USA LLC | ABT | RV12-10kW-200A-48V-C-CEC | Three-phase lift truck | Lead-acid | 53907.84 | 74.68 | 74.69 | 10 | 10 | 1.1 | 1.1 | 1.1 | 1.1 | 1.15 | 1.15 | 89 | 89 | 0.9 | 0.9 | FALSE | Both (Charger & Package) | Non Federally-Regulated | 2015-11-12 |  | 2020-05-29
Power Designers USA LLC | ABT | RV12-10kW-200A-48V-P-CEC | Three-phase lift truck | Lead-acid | 36672 | 54 | 54.01 | 10 | 10 | 1.1 | 1.1 | 1.1 | 1.1 | 1.15 | 1.15 | 89 | 89 | 0.9 | 0.9 | FALSE | Both (Charger & Package) | Non Federally-Regulated | 2015-11-12 |  | 2020-05-29
Power Designers USA LLC | ABT | RV12-10kW-200A-48V-F-CEC | Three-phase lift truck | Lead-acid | 22920 | 37.5 | 37.5 | 10 | 10 | 1.1 | 1.1 | 1.1 | 1.1 | 1.15 | 1.15 | 89 | 89 | 0.9 | 0.9 | FALSE | Both (Charger & Package) | Non Federally-Regulated | 2015-11-12 |  | 2020-05-29
Power Designers USA LLC | ABT | RV12-12kW-225A-48V-C-CEC | Three-phase lift truck | Lead-acid | 60646.32 | 82.76 | 82.78 | 10 | 10 | 1.1 | 1.1 | 1.1 | 1.1 | 1.15 | 1.15 | 89 | 89 | 0.9 | 0.9 | FALSE | Both (Charger & Package) | Non Federally-Regulated | 2015-11-12 |  | 2020-05-29
Power Designers USA LLC | ABT | RV12-12kW-225A-48V-P-CEC | Three-phase lift truck | Lead-acid | 41256 | 59.5 | 59.51 | 10 | 10 | 1.1 | 1.1 | 1.1 | 1.1 | 1.15 | 1.15 | 89 | 89 | 0.9 | 0.9 | FALSE | Both (Charger & Package) | Non Federally-Regulated | 2015-11-12 |  | 2020-05-29
Power Designers USA LLC | ABT | RV12-12kW-225A-48V-F-CEC | Three-phase lift truck | Lead-acid | 25785 | 40.94 | 40.94 | 10 | 10 | 1.1 | 1.1 | 1.1 | 1.1 | 1.15 | 1.15 | 89 | 89 | 0.9 | 0.9 | FALSE | Both (Charger & Package) | Non Federally-Regulated | 2015-11-12 |  | 2020-05-29
Power Designers USA LLC | ABT | RV12-13kW-250A-48V-P-CEC | Three-phase lift truck | Lead-acid | 45840 | 65 | 65.01 | 10 | 10 | 1.1 | 1.1 | 1.1 | 1.1 | 1.15 | 1.15 | 89 | 89 | 0.9 | 0.9 | FALSE | Both (Charger & Package) | Non Federally-Regulated | 2015-11-12 |  | 2020-05-29
Power Designers USA LLC | ABT | RV12-13kW-250A-48V-F-CEC | Three-phase lift truck | Lead-acid | 28650 | 44.38 | 44.38 | 10 | 10 | 1.1 | 1.1 | 1.1 | 1.1 | 1.15 | 1.15 | 89 | 89 | 0.9 | 0.9 | FALSE | Both (Charger & Package) | Non Federally-Regulated | 2015-11-12 |  | 2020-05-29
Power Designers USA LLC | ABT | RV12-14kW-275A-48V-P-CEC | Three-phase lift truck | Lead-acid | 50424 | 70.5 | 70.51 | 10 | 10 | 1.1 | 1.1 | 1.1 | 1.1 | 1.15 | 1.15 | 89 | 89 | 0.9 | 0.9 | FALSE | Both (Charger & Package) | Non Federally-Regulated | 2015-11-12 |  | 2020-05-29
Power Designers USA LLC | ABT | RV12-14kW-275A-48V-F-CEC | Three-phase lift truck | Lead-acid | 31515 | 47.8 | 47.82 | 10 | 10 | 1.1 | 1.1 | 1.1 | 1.1 | 1.15 | 1.15 | 89 | 89 | 0.9 | 0.9 | FALSE | Both (Charger & Package) | Non Federally-Regulated | 2015-11-12 |  | 2020-05-29
Power Designers USA LLC | ABT | RV12-15kW-300A-48V-P-CEC | Three-phase lift truck | Lead-acid | 55008 | 76 | 76.01 | 10 | 10 | 1.1 | 1.1 | 1.1 | 1.1 | 1.15 | 1.15 | 89 | 89 | 0.9 | 0.9 | FALSE | Both (Charger & Package) | Non Federally-Regulated | 2015-11-12 |  | 2020-05-29
Power Designers USA LLC | ABT | RV12-15kW-300A-48V-F-CEC | Three-phase lift truck | Lead-acid | 34380 | 51.24 | 51.26 | 10 | 10 | 1.1 | 1.1 | 1.1 | 1.1 | 1.15 | 1.15 | 89 | 89 | 0.9 | 0.9 | FALSE | Both (Charger & Package) | Non Federally-Regulated | 2015-11-12 |  | 2020-05-29
Power Designers USA LLC | ABT | RV16-13kW-250A-48V-F-CEC | Three-phase lift truck | Lead-acid | 28650 | 44.38 | 44.38 | 10 | 10 | 1.1 | 1.1 | 1.1 | 1.1 | 1.15 | 1.15 | 89 | 89 | 0.9 | 0.9 | FALSE | Both (Charger & Package) | Non Federally-Regulated | 2015-11-12 |  | 2020-05-29
Power Designers USA LLC | ABT | RV16-14kW-275A-48V-F-CEC | Three-phase lift truck | Lead-acid | 31515 | 47.8 | 47.82 | 10 | 10 | 1.1 | 1.1 | 1.1 | 1.1 | 1.15 | 1.15 | 89 | 89 | 0.9 | 0.9 | FALSE | Both (Charger & Package) | Non Federally-Regulated | 2015-11-12 |  | 2020-05-29
Power Designers USA LLC | ABT | RV16-15kW-300A-48V-F-CEC | Three-phase lift truck | Lead-acid | 34380 | 51.24 | 51.26 | 10 | 10 | 1.1 | 1.1 | 1.1 | 1.1 | 1.15 | 1.15 | 89 | 89 | 0.9 | 0.9 | FALSE | Both (Charger & Package) | Non Federally-Regulated | 2015-11-12 |  | 2020-05-29
Power Designers USA LLC | ABT | RV16-17kW-325A-48V-F-CEC | Three-phase lift truck | Lead-acid | 37245 | 54.68 | 54.69 | 10 | 10 | 1.1 | 1.1 | 1.1 | 1.1 | 1.15 | 1.15 | 89 | 89 | 0.9 | 0.9 | FALSE | Both (Charger & Package) | Non Federally-Regulated | 2015-11-12 |  | 2020-05-29
Power Designers USA LLC | ABT | RV16-18kW-350A-48V-F-CEC | Three-phase lift truck | Lead-acid | 37680.48 | 3.89 | 55.22 | 3.81 | 10 | 1.09 | 1.1 | 1.07 | 1.1 | 1.06 | 1.15 | 90.7 | 89 | 0.91 | 0.9 | FALSE | Both (Charger & Package) | Non Federally-Regulated | 2015-11-12 |  | 2020-05-29
Power Designers USA LLC | ABT | RV16-20kW-375A-48V-F-CEC | Three-phase lift truck | Lead-acid | 42975 | 61.56 | 61.57 | 10 | 10 | 1.1 | 1.1 | 1.1 | 1.1 | 1.15 | 1.15 | 89 | 89 | 0.9 | 0.9 | FALSE | Both (Charger & Package) | Non Federally-Regulated | 2015-11-12 |  | 2020-05-29
Power Designers USA LLC | ABT | RV16-21kW-400A-48V-F-CEC | Three-phase lift truck | Lead-acid | 45840 | 65 | 65.01 | 10 | 10 | 1.1 | 1.1 | 1.1 | 1.1 | 1.15 | 1.15 | 89 | 89 | 0.9 | 0.9 | FALSE | Both (Charger & Package) | Non Federally-Regulated | 2015-11-12 |  | 2020-05-29
Power Designers USA LLC | ABT | RV24-21kW-400A-48V-F-CEC | Three-phase lift truck | Lead-acid | 45840 | 65 | 65.01 | 10 | 10 | 1.1 | 1.1 | 1.1 | 1.1 | 1.15 | 1.15 | 89 | 89 | 0.9 | 0.9 | FALSE | Both (Charger & Package) | Non Federally-Regulated | 2015-11-12 |  | 2020-05-29
Power Designers USA LLC | ABT | RV24-22kW-425A-48V-F-CEC | Three-phase lift truck | Lead-acid | 48705 | 68.44 | 68.45 | 10 | 10 | 1.1 | 1.1 | 1.1 | 1.1 | 1.15 | 1.15 | 89 | 89 | 0.9 | 0.9 | FALSE | Both (Charger & Package) | Non Federally-Regulated | 2015-11-12 |  | 2020-05-29
Power Designers USA LLC | ABT | RV24-23kW-450A-48V-F-CEC | Three-phase lift truck | Lead-acid | 51570 | 71.88 | 71.88 | 10 | 10 | 1.1 | 1.1 | 1.1 | 1.1 | 1.15 | 1.15 | 89 | 89 | 0.9 | 0.9 | FALSE | Both (Charger & Package) | Non Federally-Regulated | 2015-11-12 |  | 2020-05-29
Power Designers USA LLC | ABT | RV24-25kW-475A-48V-F-CEC | Three-phase lift truck | Lead-acid | 54435 | 75.32 | 75.32 | 10 | 10 | 1.1 | 1.1 | 1.1 | 1.1 | 1.15 | 1.15 | 89 | 89 | 0.9 | 0.9 | FALSE | Both (Charger & Package) | Non Federally-Regulated | 2015-11-12 |  | 2020-05-29
Power Designers USA LLC | ABT | RV24-26kW-500A-48V-F-CEC | Three-phase lift truck | Lead-acid | 57300 | 78.76 | 78.76 | 10 | 10 | 1.1 | 1.1 | 1.1 | 1.1 | 1.15 | 1.15 | 89 | 89 | 0.9 | 0.9 | FALSE | Both (Charger & Package) | Non Federally-Regulated | 2015-11-12 |  | 2020-05-29
Power Designers USA LLC | ABT | RV24-27kW-525A-48V-F-CEC | Three-phase lift truck | Lead-acid | 60165 | 82.18 | 82.2 | 10 | 10 | 1.1 | 1.1 | 1.1 | 1.1 | 1.15 | 1.15 | 89 | 89 | 0.9 | 0.9 | FALSE | Both (Charger & Package) | Non Federally-Regulated | 2015-11-12 |  | 2020-05-29
Power Designers USA LLC | ABT | RV24-29kW-550A-48V-F-CEC | Three-phase lift truck | Lead-acid | 63030 | 85.62 | 85.64 | 10 | 10 | 1.1 | 1.1 | 1.1 | 1.1 | 1.15 | 1.15 | 89 | 89 | 0.9 | 0.9 | FALSE | Both (Charger & Package) | Non Federally-Regulated | 2015-11-12 |  | 2020-05-29
Power Designers USA LLC | ABT | RV24-30kW-575A-48V-F-CEC | Three-phase lift truck | Lead-acid | 65895 | 89.06 | 89.07 | 10 | 10 | 1.1 | 1.1 | 1.1 | 1.1 | 1.15 | 1.15 | 89 | 89 | 0.9 | 0.9 | FALSE | Both (Charger & Package) | Non Federally-Regulated | 2015-11-12 |  | 2020-05-29
Power Designers USA LLC | ABT | RV24-31kW-600A-48V-F-CEC | Three-phase lift truck | Lead-acid | 42860.4 | 3.89 | 61.43 | 3.81 | 10 | 1.08 | 1.1 | 1.06 | 1.1 | 1.04 | 1.15 | 92.3 | 89 | 0.93 | 0.9 | FALSE | Both (Charger & Package) | Non Federally-Regulated | 2015-11-12 |  | 2020-05-29
Power Designers USA LLC | ABT | RV05-4kW-90A-36V-C-CEC | Three-phase lift truck | Lead-acid | 19051.2 | 32.86 | 32.86 | 10 | 10 | 1.1 | 1.1 | 1.1 | 1.1 | 1.15 | 1.15 | 89 | 89 | 0.9 | 0.9 | FALSE | Both (Charger & Package) | Non Federally-Regulated | 2015-11-12 |  | 2020-05-29
Power Designers USA LLC | ABT | RV05-4kW-90A-36V-P-CEC | Three-phase lift truck | Lead-acid | 12960 | 25.54 | 25.55 | 10 | 10 | 1.1 | 1.1 | 1.1 | 1.1 | 1.15 | 1.15 | 89 | 89 | 0.9 | 0.9 | FALSE | Both (Charger & Package) | Non Federally-Regulated | 2015-11-12 |  | 2020-05-29
Power Designers USA LLC | ABT | RV05-4kW-90A-36V-F-CEC | Three-phase lift truck | Lead-acid | 10702.07 | 3.69 | 22.84 | 3.56 | 10 | 1.06 | 1.1 | 1.06 | 1.1 | 1.04 | 1.15 | 92 | 89 | 0.91 | 0.9 | FALSE | Both (Charger & Package) | Non Federally-Regulated | 2015-11-12 |  | 2020-05-29
Power Designers USA LLC | ABT | RV05-5kW-120A-36V-C-CEC | Three-phase lift truck | Lead-acid | 25401.6 | 40.48 | 40.48 | 10 | 10 | 1.1 | 1.1 | 1.1 | 1.1 | 1.15 | 1.15 | 89 | 89 | 0.9 | 0.9 | FALSE | Both (Charger & Package) | Non Federally-Regulated | 2015-11-12 |  | 2020-05-29
Power Designers USA LLC | ABT | RV05-5kW-120A-36V-P-CEC | Three-phase lift truck | Lead-acid | 17280 | 30.72 | 30.74 | 10 | 10 | 1.1 | 1.1 | 1.1 | 1.1 | 1.15 | 1.15 | 89 | 89 | 0.9 | 0.9 | FALSE | Both (Charger & Package) | Non Federally-Regulated | 2015-11-12 |  | 2020-05-29
Power Designers USA LLC | ABT | RV05-5kW-120A-36V-F-CEC | Three-phase lift truck | Lead-acid | 10800 | 22.96 | 22.96 | 10 | 10 | 1.1 | 1.1 | 1.1 | 1.1 | 1.15 | 1.15 | 89 | 89 | 0.9 | 0.9 | FALSE | Both (Charger & Package) | Non Federally-Regulated | 2015-11-12 |  | 2020-05-29
Power Designers USA LLC | ABT | RV05-6kW-150A-36V-C-CEC | Three-phase lift truck | Lead-acid | 31752 | 48.1 | 48.1 | 10 | 10 | 1.1 | 1.1 | 1.1 | 1.1 | 1.15 | 1.15 | 89 | 89 | 0.9 | 0.9 | FALSE | Both (Charger & Package) | Non Federally-Regulated | 2015-11-12 |  | 2020-05-29
Power Designers USA LLC | ABT | RV05-6kW-150A-36V-P-CEC | Three-phase lift truck | Lead-acid | 21600 | 35.92 | 35.92 | 10 | 10 | 1.1 | 1.1 | 1.1 | 1.1 | 1.15 | 1.15 | 89 | 89 | 0.9 | 0.9 | FALSE | Both (Charger & Package) | Non Federally-Regulated | 2015-11-12 |  | 2020-05-29
Power Designers USA LLC | ABT | RV05-6kW-150A-36V-F-CEC | Three-phase lift truck | Lead-acid | 13500 | 26.2 | 26.2 | 10 | 10 | 1.1 | 1.1 | 1.1 | 1.1 | 1.15 | 1.15 | 89 | 89 | 0.9 | 0.9 | FALSE | Both (Charger & Package) | Non Federally-Regulated | 2015-11-12 |  | 2020-05-29
Power Designers USA LLC | ABT | RV08-6kW-150A-36V-C-CEC | Three-phase lift truck | Lead-acid | 31752 | 48.1 | 48.1 | 10 | 10 | 1.1 | 1.1 | 1.1 | 1.1 | 1.15 | 1.15 | 89 | 89 | 0.9 | 0.9 | FALSE | Both (Charger & Package) | Non Federally-Regulated | 2015-11-12 |  | 2020-05-29
Power Designers USA LLC | ABT | RV08-6kW-150A-36V-P-CEC | Three-phase lift truck | Lead-acid | 21600 | 35.92 | 35.92 | 10 | 10 | 1.1 | 1.1 | 1.1 | 1.1 | 1.15 | 1.15 | 89 | 89 | 0.9 | 0.9 | FALSE | Both (Charger & Package) | Non Federally-Regulated | 2015-11-12 |  | 2020-05-29
Power Designers USA LLC | ABT | RV08-6kW-150A-36V-F-CEC | Three-phase lift truck | Lead-acid | 13500 | 26.2 | 26.2 | 10 | 10 | 1.1 | 1.1 | 1.1 | 1.1 | 1.15 | 1.15 | 89 | 89 | 0.9 | 0.9 | FALSE | Both (Charger & Package) | Non Federally-Regulated | 2015-11-12 |  | 2020-05-29
Power Designers USA LLC | ABT | RV08-8kW-180A-36V-C-CEC | Three-phase lift truck | Lead-acid | 38102.4 | 55.72 | 55.72 | 10 | 10 | 1.1 | 1.1 | 1.1 | 1.1 | 1.15 | 1.15 | 89 | 89 | 0.9 | 0.9 | FALSE | Both (Charger & Package) | Non Federally-Regulated | 2015-11-12 |  | 2020-05-29
Power Designers USA LLC | ABT | RV08-8kW-180A-36V-P-CEC | Three-phase lift truck | Lead-acid | 25920 | 41.1 | 41.1 | 10 | 10 | 1.1 | 1.1 | 1.1 | 1.1 | 1.15 | 1.15 | 89 | 89 | 0.9 | 0.9 | FALSE | Both (Charger & Package) | Non Federally-Regulated | 2015-11-12 |  | 2020-05-29
Power Designers USA LLC | ABT | RV08-8kW-180A-36V-F-CEC | Three-phase lift truck | Lead-acid | 16200 | 29.44 | 29.44 | 10 | 10 | 1.1 | 1.1 | 1.1 | 1.1 | 1.15 | 1.15 | 89 | 89 | 0.9 | 0.9 | FALSE | Both (Charger & Package) | Non Federally-Regulated | 2015-11-12 |  | 2020-05-29
Power Designers USA LLC | ABT | RV08-9kW-210A-36V-C-CEC | Three-phase lift truck | Lead-acid | 44452.8 | 63.34 | 63.34 | 10 | 10 | 1.1 | 1.1 | 1.1 | 1.1 | 1.15 | 1.15 | 89 | 89 | 0.9 | 0.9 | FALSE | Both (Charger & Package) | Non Federally-Regulated | 2015-11-12 |  | 2020-05-29
Power Designers USA LLC | ABT | RV08-9kW-210A-36V-P-CEC | Three-phase lift truck | Lead-acid | 30240 | 46.28 | 46.29 | 10 | 10 | 1.1 | 1.1 | 1.1 | 1.1 | 1.15 | 1.15 | 89 | 89 | 0.9 | 0.9 | FALSE | Both (Charger & Package) | Non Federally-Regulated | 2015-11-12 |  | 2020-05-29
Power Designers USA LLC | ABT | RV08-9kW-210A-36V-F-CEC | Three-phase lift truck | Lead-acid | 18900 | 32.68 | 32.68 | 10 | 10 | 1.1 | 1.1 | 1.1 | 1.1 | 1.15 | 1.15 | 89 | 89 | 0.9 | 0.9 | FALSE | Both (Charger & Package) | Non Federally-Regulated | 2015-11-12 |  | 2020-05-29
Power Designers USA LLC | ABT | RV08-10kW-240A-36V-C-CEC | Three-phase lift truck | Lead-acid | 50803.2 | 70.96 | 70.96 | 10 | 10 | 1.1 | 1.1 | 1.1 | 1.1 | 1.15 | 1.15 | 89 | 89 | 0.9 | 0.9 | FALSE | Both (Charger & Package) | Non Federally-Regulated | 2015-11-12 |  | 2020-05-29
Power Designers USA LLC | ABT | RV08-10kW-240A-36V-P-CEC | Three-phase lift truck | Lead-acid | 34560 | 51.46 | 51.47 | 10 | 10 | 1.1 | 1.1 | 1.1 | 1.1 | 1.15 | 1.15 | 89 | 89 | 0.9 | 0.9 | FALSE | Both (Charger & Package) | Non Federally-Regulated | 2015-11-12 |  | 2020-05-29
Power Designers USA LLC | ABT | RV08-10kW-240A-36V-F-CEC | Three-phase lift truck | Lead-acid | 21600 | 35.92 | 35.92 | 10 | 10 | 1.1 | 1.1 | 1.1 | 1.1 | 1.15 | 1.15 | 89 | 89 | 0.9 | 0.9 | FALSE | Both (Charger & Package) | Non Federally-Regulated | 2015-11-12 |  | 2020-05-29
Power Designers USA LLC | ABT | RV12-10kW-240A-36V-C-CEC | Three-phase lift truck | Lead-acid | 50803.2 | 70.96 | 70.96 | 10 | 10 | 1.1 | 1.1 | 1.1 | 1.1 | 1.15 | 1.15 | 89 | 89 | 0.9 | 0.9 | FALSE | Both (Charger & Package) | Non Federally-Regulated | 2015-11-12 |  | 2020-05-29
Power Designers USA LLC | ABT | RV12-10kW-240A-36V-P-CEC | Three-phase lift truck | Lead-acid | 34560 | 51.46 | 51.47 | 10 | 10 | 1.1 | 1.1 | 1.1 | 1.1 | 1.15 | 1.15 | 89 | 89 | 0.9 | 0.9 | FALSE | Both (Charger & Package) | Non Federally-Regulated | 2015-11-12 |  | 2020-05-29
Power Designers USA LLC | ABT | RV12-10kW-240A-36V-F-CEC | Three-phase lift truck | Lead-acid | 21600 | 35.92 | 35.92 | 10 | 10 | 1.1 | 1.1 | 1.1 | 1.1 | 1.15 | 1.15 | 89 | 89 | 0.9 | 0.9 | FALSE | Both (Charger & Package) | Non Federally-Regulated | 2015-11-12 |  | 2020-05-29
Power Designers USA LLC | ABT | RV12-12kW-270A-36V-C-CEC | Three-phase lift truck | Lead-acid | 57153.6 | 78.58 | 78.58 | 10 | 10 | 1.1 | 1.1 | 1.1 | 1.1 | 1.15 | 1.15 | 89 | 89 | 0.9 | 0.9 | FALSE | Both (Charger & Package) | Non Federally-Regulated | 2015-11-12 |  | 2020-05-29
Power Designers USA LLC | ABT | RV12-12kW-270A-36V-P-CEC | Three-phase lift truck | Lead-acid | 38880 | 56.64 | 56.66 | 10 | 10 | 1.1 | 1.1 | 1.1 | 1.1 | 1.15 | 1.15 | 89 | 89 | 0.9 | 0.9 | FALSE | Both (Charger & Package) | Non Federally-Regulated | 2015-11-12 |  | 2020-05-29
Power Designers USA LLC | ABT | RV12-12kW-270A-36V-F-CEC | Three-phase lift truck | Lead-acid | 24300 | 39.16 | 39.16 | 10 | 10 | 1.1 | 1.1 | 1.1 | 1.1 | 1.15 | 1.15 | 89 | 89 | 0.9 | 0.9 | FALSE | Both (Charger & Package) | Non Federally-Regulated | 2015-11-12 |  | 2020-05-29
Power Designers USA LLC | ABT | RV12-13kW-300A-36V-P-CEC | Three-phase lift truck | Lead-acid | 43200 | 61.84 | 61.84 | 10 | 10 | 1.1 | 1.1 | 1.1 | 1.1 | 1.15 | 1.15 | 89 | 89 | 0.9 | 0.9 | FALSE | Both (Charger & Package) | Non Federally-Regulated | 2015-11-12 |  | 2020-05-29
Power Designers USA LLC | ABT | RV12-13kW-300A-36V-F-CEC | Three-phase lift truck | Lead-acid | 27000 | 42.4 | 42.4 | 10 | 10 | 1.1 | 1.1 | 1.1 | 1.1 | 1.15 | 1.15 | 89 | 89 | 0.9 | 0.9 | FALSE | Both (Charger & Package) | Non Federally-Regulated | 2015-11-12 |  | 2020-05-29
Power Designers USA LLC | ABT | RV12-14kW-330A-36V-P-CEC | Three-phase lift truck | Lead-acid | 47520 | 67.02 | 67.02 | 10 | 10 | 1.1 | 1.1 | 1.1 | 1.1 | 1.15 | 1.15 | 89 | 89 | 0.9 | 0.9 | FALSE | Both (Charger & Package) | Non Federally-Regulated | 2015-11-12 |  | 2020-05-29
Power Designers USA LLC | ABT | RV12-14kW-330A-36V-F-CEC | Three-phase lift truck | Lead-acid | 29700 | 45.64 | 45.64 | 10 | 10 | 1.1 | 1.1 | 1.1 | 1.1 | 1.15 | 1.15 | 89 | 89 | 0.9 | 0.9 | FALSE | Both (Charger & Package) | Non Federally-Regulated | 2015-11-12 |  | 2020-05-29
Power Designers USA LLC | ABT | RV12-15kW-350A-36V-P-CEC | Three-phase lift truck | Lead-acid | 50400 | 70.48 | 70.48 | 10 | 10 | 1.1 | 1.1 | 1.1 | 1.1 | 1.15 | 1.15 | 89 | 89 | 0.9 | 0.9 | FALSE | Both (Charger & Package) | Non Federally-Regulated | 2015-11-12 |  | 2020-05-29
Power Designers USA LLC | ABT | RV12-15kW-350A-36V-F-CEC | Three-phase lift truck | Lead-acid | 31500 | 47.8 | 47.8 | 10 | 10 | 1.1 | 1.1 | 1.1 | 1.1 | 1.15 | 1.15 | 89 | 89 | 0.9 | 0.9 | FALSE | Both (Charger & Package) | Non Federally-Regulated | 2015-11-12 |  | 2020-05-29
Power Designers USA LLC | ABT | RV16-13kW-300A-36V-F-CEC | Three-phase lift truck | Lead-acid | 27000 | 42.4 | 42.4 | 10 | 10 | 1.1 | 1.1 | 1.1 | 1.1 | 1.15 | 1.15 | 89 | 89 | 0.9 | 0.9 | FALSE | Both (Charger & Package) | Non Federally-Regulated | 2015-11-12 |  | 2020-05-29
Power Designers USA LLC | ABT | RV16-14kW-330A-36V-F-CEC | Three-phase lift truck | Lead-acid | 29700 | 45.64 | 45.64 | 10 | 10 | 1.1 | 1.1 | 1.1 | 1.1 | 1.15 | 1.15 | 89 | 89 | 0.9 | 0.9 | FALSE | Both (Charger & Package) | Non Federally-Regulated | 2015-11-12 |  | 2020-05-29
Power Designers USA LLC | ABT | RV16-15kW-360A-36V-F-CEC | Three-phase lift truck | Lead-acid | 32400 | 48.88 | 48.88 | 10 | 10 | 1.1 | 1.1 | 1.1 | 1.1 | 1.15 | 1.15 | 89 | 89 | 0.9 | 0.9 | FALSE | Both (Charger & Package) | Non Federally-Regulated | 2015-11-12 |  | 2020-05-29
Power Designers USA LLC | ABT | RV16-17kW-390A-36V-F-CEC | Three-phase lift truck | Lead-acid | 35100 | 52.12 | 52.12 | 10 | 10 | 1.1 | 1.1 | 1.1 | 1.1 | 1.15 | 1.15 | 89 | 89 | 0.9 | 0.9 | FALSE | Both (Charger & Package) | Non Federally-Regulated | 2015-11-12 |  | 2020-05-29
Power Designers USA LLC | ABT | RV16-18kW-420A-36V-F-CEC | Three-phase lift truck | Lead-acid | 42718.27 | 3.72 | 61.26 | 3.61 | 10 | 1.08 | 1.1 | 1.09 | 1.1 | 1.1 | 1.15 | 92 | 89 | 0.91 | 0.9 | FALSE | Both (Charger & Package) | Non Federally-Regulated | 2015-11-12 |  | 2020-05-29
Power Designers USA LLC | ABT | RV16-20kW-450A-36V-F-CEC | Three-phase lift truck | Lead-acid | 40500 | 58.6 | 58.6 | 10 | 10 | 1.1 | 1.1 | 1.1 | 1.1 | 1.15 | 1.15 | 89 | 89 | 0.9 | 0.9 | FALSE | Both (Charger & Package) | Non Federally-Regulated | 2015-11-12 |  | 2020-05-29
Power Designers USA LLC | ABT | RV16-21kW-480A-36V-F-CEC | Three-phase lift truck | Lead-acid | 43200 | 61.84 | 61.84 | 10 | 10 | 1.1 | 1.1 | 1.1 | 1.1 | 1.15 | 1.15 | 89 | 89 | 0.9 | 0.9 | FALSE | Both (Charger & Package) | Non Federally-Regulated | 2015-11-12 |  | 2020-05-29
Power Designers USA LLC | ABT | RV24-21kW-480A-36V-F-CEC | Three-phase lift truck | Lead-acid | 43200 | 61.84 | 61.84 | 10 | 10 | 1.1 | 1.1 | 1.1 | 1.1 | 1.15 | 1.15 | 89 | 89 | 0.9 | 0.9 | FALSE | Both (Charger & Package) | Non Federally-Regulated | 2015-11-12 |  | 2020-05-29
Power Designers USA LLC | ABT | RV24-22kW-510A-36V-F-CEC | Three-phase lift truck | Lead-acid | 45900 | 65.08 | 65.08 | 10 | 10 | 1.1 | 1.1 | 1.1 | 1.1 | 1.15 | 1.15 | 89 | 89 | 0.9 | 0.9 | FALSE | Both (Charger & Package) | Non Federally-Regulated | 2015-11-12 |  | 2020-05-29
Power Designers USA LLC | ABT | RV24-23kW-540A-36V-F-CEC | Three-phase lift truck | Lead-acid | 48600 | 68.32 | 68.32 | 10 | 10 | 1.1 | 1.1 | 1.1 | 1.1 | 1.15 | 1.15 | 89 | 89 | 0.9 | 0.9 | FALSE | Both (Charger & Package) | Non Federally-Regulated | 2015-11-12 |  | 2020-05-29
Power Designers USA LLC | ABT | RV24-25kW-570A-36V-F-CEC | Three-phase lift truck | Lead-acid | 51300 | 71.56 | 71.56 | 10 | 10 | 1.1 | 1.1 | 1.1 | 1.1 | 1.15 | 1.15 | 89 | 89 | 0.9 | 0.9 | FALSE | Both (Charger & Package) | Non Federally-Regulated | 2015-11-12 |  | 2020-05-29
Power Designers USA LLC | ABT | RV24-26kW-600A-36V-F-CEC | Three-phase lift truck | Lead-acid | 54000 | 74.8 | 74.8 | 10 | 10 | 1.1 | 1.1 | 1.1 | 1.1 | 1.15 | 1.15 | 89 | 89 | 0.9 | 0.9 | FALSE | Both (Charger & Package) | Non Federally-Regulated | 2015-11-12 |  | 2020-05-29
Power Designers USA LLC | ABT | RV24-27kW-630A-36V-F-CEC | Three-phase lift truck | Lead-acid | 56700 | 78.04 | 78.04 | 10 | 10 | 1.1 | 1.1 | 1.1 | 1.1 | 1.15 | 1.15 | 89 | 89 | 0.9 | 0.9 | FALSE | Both (Charger & Package) | Non Federally-Regulated | 2015-11-12 |  | 2020-05-29
Power Designers USA LLC | ABT | RV24-29kW-660A-36V-F-CEC | Three-phase lift truck | Lead-acid | 59400 | 81.28 | 81.28 | 10 | 10 | 1.1 | 1.1 | 1.1 | 1.1 | 1.15 | 1.15 | 89 | 89 | 0.9 | 0.9 | FALSE | Both (Charger & Package) | Non Federally-Regulated | 2015-11-12 |  | 2020-05-29
Power Designers USA LLC | ABT | RV24-30kW-690A-36V-F-CEC | Three-phase lift truck | Lead-acid | 62100 | 84.52 | 84.52 | 10 | 10 | 1.1 | 1.1 | 1.1 | 1.1 | 1.15 | 1.15 | 89 | 89 | 0.9 | 0.9 | FALSE | Both (Charger & Package) | Non Federally-Regulated | 2015-11-12 |  | 2020-05-29
Power Designers USA LLC | ABT | RV24-31kW-700A-36V-F-CEC | Three-phase lift truck | Lead-acid | 42819.67 | 3.72 | 61.38 | 3.61 | 10 | 1.09 | 1.1 | 1.1 | 1.1 | 1.11 | 1.15 | 91 | 89 | 0.92 | 0.9 | FALSE | Both (Charger & Package) | Non Federally-Regulated | 2015-11-12 |  | 2020-05-29
Power Designers USA LLC | ABT | RV16-18kW-420A-36V-F-SC-CEC | Three-phase lift truck | Lead-acid | 40068 | 58.08 | 58.08 | 10 | 10 | 1.1 | 1.1 | 1.1 | 1.1 | 1.15 | 1.15 | 89 | 89 | 0.9 | 0.9 | FALSE | Both (Charger & Package) | Non Federally-Regulated | 2015-11-12 |  | 2020-05-29
Power Designers USA LLC | ABT | RV16-20kW-450A-36V-F-SC-CEC | Three-phase lift truck | Lead-acid | 42930 | 61.5 | 61.52 | 10 | 10 | 1.1 | 1.1 | 1.1 | 1.1 | 1.15 | 1.15 | 89 | 89 | 0.9 | 0.9 | FALSE | Both (Charger & Package) | Non Federally-Regulated | 2015-11-12 |  | 2020-05-29
Power Designers USA LLC | ABT | RV16-18kW-350A-48V-F-SC-CEC | Three-phase lift truck | Lead-acid | 44520 | 63.42 | 63.42 | 10 | 10 | 1.1 | 1.1 | 1.1 | 1.1 | 1.15 | 1.15 | 89 | 89 | 0.9 | 0.9 | FALSE | Both (Charger & Package) | Non Federally-Regulated | 2015-11-12 |  | 2020-05-29
Power Designers USA LLC | ABT | RV16-21kW-400A-48V-F-SC-CEC | Three-phase lift truck | Lead-acid | 50880 | 71.04 | 71.06 | 10 | 10 | 1.1 | 1.1 | 1.1 | 1.1 | 1.15 | 1.15 | 89 | 89 | 0.9 | 0.9 | FALSE | Both (Charger & Package) | Non Federally-Regulated | 2015-11-12 |  | 2020-05-29
Power Designers USA LLC | ABT | RV24-23kW-400A-48V-F-SC-CEC | Three-phase lift truck | Lead-acid | 50880 | 71.04 | 71.06 | 10 | 10 | 1.1 | 1.1 | 1.1 | 1.1 | 1.15 | 1.15 | 89 | 89 | 0.9 | 0.9 | FALSE | Both (Charger & Package) | Non Federally-Regulated | 2015-11-12 |  | 2020-05-29
Power Designers USA LLC | ABT | RV24-26kW-450A-48V-F-SC-CEC | Three-phase lift truck | Lead-acid | 57240 | 78.68 | 78.69 | 10 | 10 | 1.1 | 1.1 | 1.1 | 1.1 | 1.15 | 1.15 | 89 | 89 | 0.9 | 0.9 | FALSE | Both (Charger & Package) | Non Federally-Regulated | 2015-11-12 |  | 2020-05-29
Power Designers USA LLC | Revolution | RV16-21kW-350A-48V-F-SC-CEC | Three-phase lift truck | Lead-acid | 44520 | 63.42 | 63.42 | 10 | 10 | 1.1 | 1.1 | 1.1 | 1.1 | 1.15 | 1.15 | 89 | 89 | 0.9 | 0.9 | FALSE | Both (Charger & Package) | Non Federally-Regulated | 2016-07-05 |  | 2020-05-29
Power Designers USA LLC | PowerHouse Evolution | RV16-21kW-350A-48V-F-SC-CEC | Three-phase lift truck | Lead-acid | 44520 | 63.42 | 63.42 | 10 | 10 | 1.1 | 1.1 | 1.1 | 1.1 | 1.15 | 1.15 | 89 | 89 | 0.9 | 0.9 | FALSE | Both (Charger & Package) | Non Federally-Regulated | 2016-07-05 |  | 2020-05-29
Power Designers USA LLC | Kodiak Revolution | RV16-21kW-350A-48V-F-SC-CEC | Three-phase lift truck | Lead-acid | 44520 | 63.42 | 63.42 | 10 | 10 | 1.1 | 1.1 | 1.1 | 1.1 | 1.15 | 1.15 | 89 | 89 | 0.9 | 0.9 | FALSE | Both (Charger & Package) | Non Federally-Regulated | 2016-07-05 |  | 2020-05-29
Power Designers USA LLC | ABT | RV16-21kW-350A-48V-F-SC-CEC | Three-phase lift truck | Lead-acid | 44520 | 63.42 | 63.42 | 10 | 10 | 1.1 | 1.1 | 1.1 | 1.1 | 1.15 | 1.15 | 89 | 89 | 0.9 | 0.9 | FALSE | Both (Charger & Package) | Non Federally-Regulated | 2016-07-05 |  | 2020-05-29
Power Designers USA LLC | Revolution | RV24-27kW-630A-36V-F-CEC | Three-phase lift truck | Lead-acid | 56700 | 78.04 | 78.04 | 10 | 10 | 1.1 | 1.1 | 1.1 | 1.1 | 1.15 | 1.15 | 89 | 89 | 0.9 | 0.9 | FALSE | Both (Charger & Package) | Non Federally-Regulated | 2015-06-15 |  | 2020-05-29
Power Designers USA LLC | Revolution | RV05-6kW-150A-36V-P-CEC | Three-phase lift truck | Lead-acid | 21600 | 35.92 | 35.92 | 10 | 10 | 1.1 | 1.1 | 1.1 | 1.1 | 1.15 | 1.15 | 89 | 89 | 0.9 | 0.9 | FALSE | Both (Charger & Package) | Non Federally-Regulated | 2015-06-15 |  | 2020-05-29
Power Designers USA LLC | Revolution | RV16-20kW-450A-36V-F-CEC | Three-phase lift truck | Lead-acid | 40500 | 58.6 | 58.6 | 10 | 10 | 1.1 | 1.1 | 1.1 | 1.1 | 1.15 | 1.15 | 89 | 89 | 0.9 | 0.9 | FALSE | Both (Charger & Package) | Non Federally-Regulated | 2015-06-15 |  | 2020-05-29
Power Designers USA LLC | Revolution | RV24-31kW-700A-36V-F-CEC | Three-phase lift truck | Lead-acid | 42819.67 | 3.72 | 61.38 | 3.61 | 10 | 1.09 | 1.1 | 1.1 | 1.1 | 1.11 | 1.15 | 91 | 89 | 0.92 | 0.9 | FALSE | Both (Charger & Package) | Non Federally-Regulated | 2015-06-15 |  | 2020-05-29
Power Designers USA LLC | Revolution | RV05-6kW-150A-36V-F-CEC | Three-phase lift truck | Lead-acid | 13500 | 26.2 | 26.2 | 10 | 10 | 1.1 | 1.1 | 1.1 | 1.1 | 1.15 | 1.15 | 89 | 89 | 0.9 | 0.9 | FALSE | Both (Charger & Package) | Non Federally-Regulated | 2015-06-15 |  | 2020-05-29
Power Designers USA LLC | Revolution | RV12-12kW-270A-36V-P-CEC | Three-phase lift truck | Lead-acid | 38880 | 56.65 | 56.66 | 10 | 10 | 1.1 | 1.1 | 1.1 | 1.1 | 1.15 | 1.15 | 89 | 89 | 0.9 | 0.9 | FALSE | Both (Charger & Package) | Non Federally-Regulated | 2015-06-15 |  | 2020-05-29
Power Designers USA LLC | Revolution | RV08-6kW-150A-36V-F-CEC | Three-phase lift truck | Lead-acid | 13500 | 26.2 | 26.2 | 10 | 10 | 1.1 | 1.1 | 1.1 | 1.1 | 1.15 | 1.15 | 89 | 89 | 0.9 | 0.9 | FALSE | Both (Charger & Package) | Non Federally-Regulated | 2015-06-15 |  | 2020-05-29
Power Designers USA LLC | Revolution | RV12-12kW-270A-36V-F-CEC | Three-phase lift truck | Lead-acid | 24300 | 39.16 | 39.16 | 10 | 10 | 1.1 | 1.1 | 1.1 | 1.1 | 1.15 | 1.15 | 89 | 89 | 0.9 | 0.9 | FALSE | Both (Charger & Package) | Non Federally-Regulated | 2015-06-15 |  | 2020-05-29
Power Designers USA LLC | Revolution | RV24-23kW-540A-36V-F-CEC | Three-phase lift truck | Lead-acid | 48600 | 68.32 | 68.32 | 10 | 10 | 1.1 | 1.1 | 1.1 | 1.1 | 1.15 | 1.15 | 89 | 89 | 0.9 | 0.9 | FALSE | Both (Charger & Package) | Non Federally-Regulated | 2015-06-15 |  | 2020-05-29
Power Designers USA LLC | Revolution | RV08-9kW-210A-36V-P-CEC | Three-phase lift truck | Lead-acid | 30240 | 46.28 | 46.29 | 10 | 10 | 1.1 | 1.1 | 1.1 | 1.1 | 1.15 | 1.15 | 89 | 89 | 0.9 | 0.9 | FALSE | Both (Charger & Package) | Non Federally-Regulated | 2015-06-15 |  | 2020-05-29
Power Designers USA LLC | Revolution | RV24-26kW-600A-36V-F-CEC | Three-phase lift truck | Lead-acid | 54000 | 74.8 | 74.8 | 10 | 10 | 1.1 | 1.1 | 1.1 | 1.1 | 1.15 | 1.15 | 89 | 89 | 0.9 | 0.9 | FALSE | Both (Charger & Package) | Non Federally-Regulated | 2015-06-15 |  | 2020-05-29
Power Designers USA LLC | Revolution | RV12-14kW-330A-36V-P-CEC | Three-phase lift truck | Lead-acid | 47520 | 67.02 | 67.02 | 10 | 10 | 1.1 | 1.1 | 1.1 | 1.1 | 1.15 | 1.15 | 89 | 89 | 0.9 | 0.9 | FALSE | Both (Charger & Package) | Non Federally-Regulated | 2015-06-15 |  | 2020-05-29
Power Designers USA LLC | Revolution | RV05-5kW-120A-36V-F-CEC | Three-phase lift truck | Lead-acid | 10800 | 22.96 | 22.96 | 10 | 10 | 1.1 | 1.1 | 1.1 | 1.1 | 1.15 | 1.15 | 89 | 89 | 0.9 | 0.9 | FALSE | Both (Charger & Package) | Non Federally-Regulated | 2015-06-15 |  | 2020-05-29
Power Designers USA LLC | Revolution | RV24-25kW-570A-36V-F-CEC | Three-phase lift truck | Lead-acid | 51300 | 71.56 | 71.56 | 10 | 10 | 1.1 | 1.1 | 1.1 | 1.1 | 1.15 | 1.15 | 89 | 89 | 0.9 | 0.9 | FALSE | Both (Charger & Package) | Non Federally-Regulated | 2015-06-15 |  | 2020-05-29
Power Designers USA LLC | Revolution | RV05-5kW-120A-36V-P-CEC | Three-phase lift truck | Lead-acid | 17280 | 30.73 | 30.74 | 10 | 10 | 1.1 | 1.1 | 1.1 | 1.1 | 1.15 | 1.15 | 89 | 89 | 0.9 | 0.9 | FALSE | Both (Charger & Package) | Non Federally-Regulated | 2015-06-15 |  | 2020-05-29
Power Designers USA LLC | Revolution | RV16-18kW-420A-36V-F-CEC | Three-phase lift truck | Lead-acid | 42718.27 | 3.72 | 61.26 | 3.61 | 10 | 1.08 | 1.1 | 1.09 | 1.1 | 1.1 | 1.15 | 92 | 89 | 0.91 | 0.9 | FALSE | Both (Charger & Package) | Non Federally-Regulated | 2015-06-15 |  | 2020-05-29
Power Designers USA LLC | Revolution | RV05-4kW-90A-36V-P-CEC | Three-phase lift truck | Lead-acid | 12960 | 25.55 | 25.55 | 10 | 10 | 1.1 | 1.1 | 1.1 | 1.1 | 1.15 | 1.15 | 89 | 89 | 0.9 | 0.9 | FALSE | Both (Charger & Package) | Non Federally-Regulated | 2015-06-15 |  | 2020-05-29
Power Designers USA LLC | Revolution | RV12-10kW-240A-36V-P-CEC | Three-phase lift truck | Lead-acid | 34560 | 51.47 | 51.47 | 10 | 10 | 1.1 | 1.1 | 1.1 | 1.1 | 1.15 | 1.15 | 89 | 89 | 0.9 | 0.9 | FALSE | Both (Charger & Package) | Non Federally-Regulated | 2015-06-15 |  | 2020-05-29
Power Designers USA LLC | Revolution | RV08-6kW-150A-36V-C-CEC | Three-phase lift truck | Lead-acid | 31752 | 48.1 | 48.1 | 10 | 10 | 1.1 | 1.1 | 1.1 | 1.1 | 1.15 | 1.15 | 89 | 89 | 0.9 | 0.9 | FALSE | Both (Charger & Package) | Non Federally-Regulated | 2015-06-15 |  | 2020-05-29
Power Designers USA LLC | Revolution | RV12-10kW-240A-36V-F-CEC | Three-phase lift truck | Lead-acid | 21600 | 35.92 | 35.92 | 10 | 10 | 1.1 | 1.1 | 1.1 | 1.1 | 1.15 | 1.15 | 89 | 89 | 0.9 | 0.9 | FALSE | Both (Charger & Package) | Non Federally-Regulated | 2015-06-15 |  | 2020-05-29
Power Designers USA LLC | Revolution | RV05-4kW-90A-36V-C-CEC | Three-phase lift truck | Lead-acid | 19051.2 | 32.86 | 32.86 | 10 | 10 | 1.1 | 1.1 | 1.1 | 1.1 | 1.15 | 1.15 | 89 | 89 | 0.9 | 0.9 | FALSE | Both (Charger & Package) | Non Federally-Regulated | 2015-06-15 |  | 2020-05-29
Power Designers USA LLC | Revolution | RV05-5kW-120A-36V-C-CEC | Three-phase lift truck | Lead-acid | 25401.6 | 40.48 | 40.48 | 10 | 10 | 1.1 | 1.1 | 1.1 | 1.1 | 1.15 | 1.15 | 89 | 89 | 0.9 | 0.9 | FALSE | Both (Charger & Package) | Non Federally-Regulated | 2015-06-15 |  | 2020-05-29
Power Designers USA LLC | Revolution | RV12-14kW-330A-36V-F-CEC | Three-phase lift truck | Lead-acid | 29700 | 45.64 | 45.64 | 10 | 10 | 1.1 | 1.1 | 1.1 | 1.1 | 1.15 | 1.15 | 89 | 89 | 0.9 | 0.9 | FALSE | Both (Charger & Package) | Non Federally-Regulated | 2015-06-15 |  | 2020-05-29
Power Designers USA LLC | Revolution | RV05-6kW-150A-36V-C-CEC | Three-phase lift truck | Lead-acid | 31752 | 48.1 | 48.1 | 10 | 10 | 1.1 | 1.1 | 1.1 | 1.1 | 1.15 | 1.15 | 89 | 89 | 0.9 | 0.9 | FALSE | Both (Charger & Package) | Non Federally-Regulated | 2015-06-15 |  | 2020-05-29
Power Designers USA LLC | Revolution | RV24-29kW-660A-36V-F-CEC | Three-phase lift truck | Lead-acid | 59400 | 81.28 | 81.28 | 10 | 10 | 1.1 | 1.1 | 1.1 | 1.1 | 1.15 | 1.15 | 89 | 89 | 0.9 | 0.9 | FALSE | Both (Charger & Package) | Non Federally-Regulated | 2015-06-15 |  | 2020-05-29
Power Designers USA LLC | Revolution | RV08-10kW-240A-36V-P-CEC | Three-phase lift truck | Lead-acid | 34560 | 51.47 | 51.47 | 10 | 10 | 1.1 | 1.1 | 1.1 | 1.1 | 1.15 | 1.15 | 89 | 89 | 0.9 | 0.9 | FALSE | Both (Charger & Package) | Non Federally-Regulated | 2015-06-15 |  | 2020-05-29
Power Designers USA LLC | Revolution | RV08-10kW-240A-36V-C-CEC | Three-phase lift truck | Lead-acid | 50803.2 | 70.96 | 70.96 | 10 | 10 | 1.1 | 1.1 | 1.1 | 1.1 | 1.15 | 1.15 | 89 | 89 | 0.9 | 0.9 | FALSE | Both (Charger & Package) | Non Federally-Regulated | 2015-06-15 |  | 2020-05-29
Power Designers USA LLC | Revolution | RV16-21kW-480A-36V-F-CEC | Three-phase lift truck | Lead-acid | 43200 | 61.84 | 61.84 | 10 | 10 | 1.1 | 1.1 | 1.1 | 1.1 | 1.15 | 1.15 | 89 | 89 | 0.9 | 0.9 | FALSE | Both (Charger & Package) | Non Federally-Regulated | 2015-06-15 |  | 2020-05-29
Power Designers USA LLC | Revolution | RV08-6kW-150A-36V-P-CEC | Three-phase lift truck | Lead-acid | 21600 | 35.92 | 35.92 | 10 | 10 | 1.1 | 1.1 | 1.1 | 1.1 | 1.15 | 1.15 | 89 | 89 | 0.9 | 0.9 | FALSE | Both (Charger & Package) | Non Federally-Regulated | 2015-06-15 |  | 2020-05-29
Power Designers USA LLC | Revolution | RV12-10kW-240A-36V-C-CEC | Three-phase lift truck | Lead-acid | 50803.2 | 70.96 | 70.96 | 10 | 10 | 1.1 | 1.1 | 1.1 | 1.1 | 1.15 | 1.15 | 89 | 89 | 0.9 | 0.9 | FALSE | Both (Charger & Package) | Non Federally-Regulated | 2015-06-15 |  | 2020-05-29
Power Designers USA LLC | Revolution | RV24-22kW-510A-36V-F-CEC | Three-phase lift truck | Lead-acid | 45900 | 65.08 | 65.08 | 10 | 10 | 1.1 | 1.1 | 1.1 | 1.1 | 1.15 | 1.15 | 89 | 89 | 0.9 | 0.9 | FALSE | Both (Charger & Package) | Non Federally-Regulated | 2015-06-15 |  | 2020-05-29
Power Designers USA LLC | Revolution | RV08-9kW-210A-36V-F-CEC | Three-phase lift truck | Lead-acid | 18900 | 32.68 | 32.68 | 10 | 10 | 1.1 | 1.1 | 1.1 | 1.1 | 1.15 | 1.15 | 89 | 89 | 0.9 | 0.9 | FALSE | Both (Charger & Package) | Non Federally-Regulated | 2015-06-15 |  | 2020-05-29
Power Designers USA LLC | Revolution | RV16-17kW-390A-36V-F-CEC | Three-phase lift truck | Lead-acid | 35100 | 52.12 | 52.12 | 10 | 10 | 1.1 | 1.1 | 1.1 | 1.1 | 1.15 | 1.15 | 89 | 89 | 0.9 | 0.9 | FALSE | Both (Charger & Package) | Non Federally-Regulated | 2015-06-15 |  | 2020-05-29
Power Designers USA LLC | Revolution | RV16-13kW-300A-36V-F-CEC | Three-phase lift truck | Lead-acid | 27000 | 42.4 | 42.4 | 10 | 10 | 1.1 | 1.1 | 1.1 | 1.1 | 1.15 | 1.15 | 89 | 89 | 0.9 | 0.9 | FALSE | Both (Charger & Package) | Non Federally-Regulated | 2015-06-15 |  | 2020-05-29
Power Designers USA LLC | Revolution | RV12-15kW-350A-36V-P-CEC | Three-phase lift truck | Lead-acid | 50400 | 70.48 | 70.48 | 10 | 10 | 1.1 | 1.1 | 1.1 | 1.1 | 1.15 | 1.15 | 89 | 89 | 0.9 | 0.9 | FALSE | Both (Charger & Package) | Non Federally-Regulated | 2015-06-15 |  | 2020-05-29
Power Designers USA LLC | Revolution | RV12-13kW-300A-36V-F-CEC | Three-phase lift truck | Lead-acid | 27000 | 42.4 | 42.4 | 10 | 10 | 1.1 | 1.1 | 1.1 | 1.1 | 1.15 | 1.15 | 89 | 89 | 0.9 | 0.9 | FALSE | Both (Charger & Package) | Non Federally-Regulated | 2015-06-15 |  | 2020-05-29
Power Designers USA LLC | Revolution | RV24-30kW-690A-36V-F-CEC | Three-phase lift truck | Lead-acid | 62100 | 84.52 | 84.52 | 10 | 10 | 1.1 | 1.1 | 1.1 | 1.1 | 1.15 | 1.15 | 89 | 89 | 0.9 | 0.9 | FALSE | Both (Charger & Package) | Non Federally-Regulated | 2015-06-15 |  | 2020-05-29
Power Designers USA LLC | Revolution | RV16-15kW-360A-36V-F-CEC | Three-phase lift truck | Lead-acid | 32400 | 48.88 | 48.88 | 10 | 10 | 1.1 | 1.1 | 1.1 | 1.1 | 1.15 | 1.15 | 89 | 89 | 0.9 | 0.9 | FALSE | Both (Charger & Package) | Non Federally-Regulated | 2015-06-15 |  | 2020-05-29
Power Designers USA LLC | Revolution | RV12-13kW-300A-36V-P-CEC | Three-phase lift truck | Lead-acid | 43200 | 61.84 | 61.84 | 10 | 10 | 1.1 | 1.1 | 1.1 | 1.1 | 1.15 | 1.15 | 89 | 89 | 0.9 | 0.9 | FALSE | Both (Charger & Package) | Non Federally-Regulated | 2015-06-15 |  | 2020-05-29
Power Designers USA LLC | Revolution | RV08-8kW-180A-36V-C-CEC | Three-phase lift truck | Lead-acid | 38102.4 | 55.72 | 55.72 | 10 | 10 | 1.1 | 1.1 | 1.1 | 1.1 | 1.15 | 1.15 | 89 | 89 | 0.9 | 0.9 | FALSE | Both (Charger & Package) | Non Federally-Regulated | 2015-06-15 |  | 2020-05-29
Power Designers USA LLC | Revolution | RV12-15kW-350A-36V-F-CEC | Three-phase lift truck | Lead-acid | 31500 | 47.8 | 47.8 | 10 | 10 | 1.1 | 1.1 | 1.1 | 1.1 | 1.15 | 1.15 | 89 | 89 | 0.9 | 0.9 | FALSE | Both (Charger & Package) | Non Federally-Regulated | 2015-06-15 |  | 2020-05-29
Power Designers USA LLC | Revolution | RV08-9kW-210A-36V-C-CEC | Three-phase lift truck | Lead-acid | 44452.8 | 63.34 | 63.34 | 10 | 10 | 1.1 | 1.1 | 1.1 | 1.1 | 1.15 | 1.15 | 89 | 89 | 0.9 | 0.9 | FALSE | Both (Charger & Package) | Non Federally-Regulated | 2015-06-15 |  | 2020-05-29
Power Designers USA LLC | Revolution | RV08-8kW-180A-36V-F-CEC | Three-phase lift truck | Lead-acid | 16200 | 29.44 | 29.44 | 10 | 10 | 1.1 | 1.1 | 1.1 | 1.1 | 1.15 | 1.15 | 89 | 89 | 0.9 | 0.9 | FALSE | Both (Charger & Package) | Non Federally-Regulated | 2015-06-15 |  | 2020-05-29
Power Designers USA LLC | Revolution | RV24-21kW-480A-36V-F-CEC | Three-phase lift truck | Lead-acid | 43200 | 61.84 | 61.84 | 10 | 10 | 1.1 | 1.1 | 1.1 | 1.1 | 1.15 | 1.15 | 89 | 89 | 0.9 | 0.9 | FALSE | Both (Charger & Package) | Non Federally-Regulated | 2015-06-15 |  | 2020-05-29
Power Designers USA LLC | Revolution | RV08-10kW-240A-36V-F-CEC | Three-phase lift truck | Lead-acid | 21600 | 35.92 | 35.92 | 10 | 10 | 1.1 | 1.1 | 1.1 | 1.1 | 1.15 | 1.15 | 89 | 89 | 0.9 | 0.9 | FALSE | Both (Charger & Package) | Non Federally-Regulated | 2015-06-15 |  | 2020-05-29
Power Designers USA LLC | Revolution | RV12-12kW-270A-36V-C-CEC | Three-phase lift truck | Lead-acid | 57153.6 | 78.58 | 78.58 | 10 | 10 | 1.1 | 1.1 | 1.1 | 1.1 | 1.15 | 1.15 | 89 | 89 | 0.9 | 0.9 | FALSE | Both (Charger & Package) | Non Federally-Regulated | 2015-06-15 |  | 2020-05-29
Power Designers USA LLC | Revolution | RV16-14kW-330A-36V-F-CEC | Three-phase lift truck | Lead-acid | 29700 | 45.64 | 45.64 | 10 | 10 | 1.1 | 1.1 | 1.1 | 1.1 | 1.15 | 1.15 | 89 | 89 | 0.9 | 0.9 | FALSE | Both (Charger & Package) | Non Federally-Regulated | 2015-06-15 |  | 2020-05-29
Power Designers USA LLC | Revolution | RV08-8kW-180A-36V-P-CEC | Three-phase lift truck | Lead-acid | 25920 | 41.1 | 41.1 | 10 | 10 | 1.1 | 1.1 | 1.1 | 1.1 | 1.15 | 1.15 | 89 | 89 | 0.9 | 0.9 | FALSE | Both (Charger & Package) | Non Federally-Regulated | 2015-06-15 |  | 2020-05-29
Power Designers USA LLC | Revolution | RV05-4kW-90A-36V-F-CEC | Three-phase lift truck | Lead-acid | 10702.07 | 3.69 | 22.84 | 3.56 | 10 | 1.06 | 1.1 | 1.06 | 1.1 | 1.04 | 1.15 | 92 | 89 | 0.91 | 0.9 | FALSE | Both (Charger & Package) | Non Federally-Regulated | 2015-06-15 |  | 2020-05-29
BYD (SHAOGUAN) CO.,LTD | BYD | DC080200-C03/AC480-IGBT-US | Electric Forklift | Lithium Ion | 43200 | 0 | 61.84 | 0.3 | 10 | 1.02 | 1.1 | 1.01 | 1.1 | 1 | 1.15 | 91 | 89 | 0.92 | 0.9 |  | Charger | Non Federally-Regulated | 2018-09-11 |  | 2020-06-14
AeroVironment, Inc. | PosiCharge | ProCore 10 | Three-phase Lift Truck | Lead-acid | 14400 | 5.91 | 27.28 | 3.67 | 10 | 1.03 | 1.1 | 1.02 | 1.1 | 1.07 | 1.15 | 89 | 89 | 0.91 | 0.9 | FALSE | Charger | Non Federally-Regulated | 2016-03-11 |  | 2020-09-23
AeroVironment, Inc. | PosiCharge | ProCore 20 | Three-phase Lift Truck | Lead-acid | 240000 | 6.39 | 298 | 6.17 | 10 | 1 | 1.1 | 1.02 | 1.1 | 1.01 | 1.15 | 93.7 | 89 | 0.94 | 0.9 | FALSE | Charger | Non Federally-Regulated | 2016-03-29 |  | 2020-09-23
AeroVironment, Inc. | PosiCharge | ProCore 30 | Three-phase Lift Truck | Lead-acid | 240000 | 6.43 | 298 | 6.09 | 10 | 1.02 | 1.1 | 1.02 | 1.1 | 1.02 | 1.15 | 93.5 | 89 | 0.94 | 0.9 | FALSE | Charger | Non Federally-Regulated | 2016-04-05 |  | 2020-09-23
AeroVironment, Inc. | PosiCharge | ProCore 5 | Three-phase Lift Truck | Lead-acid | 14400 | 5.6 | 27.28 | 5.32 | 10 | 1.1 | 1.1 | 1.04 | 1.1 | 1.01 | 1.15 | 93.1 | 89 | 0.94 | 0.9 | FALSE | Charger | Non Federally-Regulated | 2016-05-09 |  | 2020-09-23
AeroVironment, Inc. | PosiCharge | ProCore 15 | Three-phase Lift Truck | Lead-acid | 240000 | 6.39 | 298 | 6.17 | 10 | 1 | 1.1 | 1.02 | 1.1 | 1.01 | 1.15 | 93.7 | 89 | 0.94 | 0.9 | FALSE | Charger | Non Federally-Regulated | 2016-05-09 |  | 2020-09-23
AeroVironment, Inc. | PosiCharge | DVS150 | three-phase lift truck | Lead-acid | 42741 | 45 | 61.29 | 6 | 10 | 1.01 | 1.1 | 1.01 | 1.1 | 1.01 | 1.15 | 90 | 89 | 0.93 | 0.9 | FALSE | Charger | Non Federally-Regulated | 2015-01-06 |  | 2020-09-23
AeroVironment, Inc. | PosiCharge | SVS300 | three-phase lift truck | Lead-acid | 48379 | 48.6 | 68.05 | 6 | 10 | 1.01 | 1.1 | 1.01 | 1.1 | 1.02 | 1.15 | 91 | 89 | 0.96 | 0.9 | FALSE | Charger | Non Federally-Regulated | 2014-12-19 |  | 2020-09-23
AeroVironment, Inc. | PosiCharge | SVS200 | three-phase lift truck | Lead-acid | 49475 | 48.6 | 69.37 | 6 | 10 | 1.01 | 1.1 | 1.03 | 1.1 | 1 | 1.15 | 91 | 89 | 0.97 | 0.9 | FALSE | Charger | Non Federally-Regulated | 2014-12-19 |  | 2020-09-23
AeroVironment, Inc. | PosiCharge | DVS100 | three-phase lift truck | Lead-acid | 49481 | 45 | 69.38 | 6 | 10 | 1.05 | 1.1 | 1.03 | 1.1 | 1.01 | 1.15 | 91 | 89 | 0.97 | 0.9 | FALSE | Charger | Non Federally-Regulated | 2014-12-19 |  | 2020-09-23
Exide Technologies | GNB Industrial Power | X3MV48-0609 | three-phase lift truck | Lead-acid | 16462 | 26.18 | 29.75 | 8 | 10 | 1.02 | 1.1 | 1.02 | 1.1 | 1.02 | 1.15 | 90 | 89 | 0.92 | 0.9 |  | Charger | Non Federally-Regulated | 2019-02-21 |  | 2020-10-16
Exide Technologies | GNB Industrial Power | X3MV48-0612 | three-phase lift truck | Lead-acid | 16462 | 26.18 | 29.75 | 8 | 10 | 1.02 | 1.1 | 1.02 | 1.1 | 1.02 | 1.15 | 90 | 89 | 0.92 | 0.9 |  | Charger | Non Federally-Regulated | 2019-02-21 |  | 2020-10-16
Exide Technologies | GNB Industrial Power | X3MV48-0615 | three-phase lift truck | Lead-acid | 16462 | 26.18 | 29.75 | 8 | 10 | 1.02 | 1.1 | 1.02 | 1.1 | 1.02 | 1.15 | 90 | 89 | 0.92 | 0.9 |  | Charger | Non Federally-Regulated | 2019-02-21 |  | 2020-10-16
Exide Technologies | GNB Industrial Power | X3MV48-0618 | three-phase lift truck | Lead-acid | 16462 | 26.18 | 29.75 | 8 | 10 | 1.02 | 1.1 | 1.02 | 1.1 | 1.02 | 1.15 | 90 | 89 | 0.92 | 0.9 |  | Charger | Non Federally-Regulated | 2019-02-21 |  | 2020-10-16
Exide Technologies | Aker Wade | A1MV48-0609 | three-phase lift truck | Lead-acid | 16462 | 26.18 | 29.75 | 8 | 10 | 1.02 | 1.1 | 1.02 | 1.1 | 1.02 | 1.15 | 90 | 89 | 0.92 | 0.9 |  | Charger | Non Federally-Regulated | 2019-02-21 |  | 2020-10-16
Exide Technologies | Aker Wade | A1MV48-0612 | three-phase lift truck | Lead-acid | 16462 | 26.18 | 29.75 | 8 | 10 | 1.02 | 1.1 | 1.02 | 1.1 | 1.02 | 1.15 | 90 | 89 | 0.92 | 0.9 |  | Charger | Non Federally-Regulated | 2019-02-21 |  | 2020-10-16
Exide Technologies | Aker Wade | A1MV48-0615 | three-phase lift truck | Lead-acid | 16462 | 26.18 | 29.75 | 8 | 10 | 1.02 | 1.1 | 1.02 | 1.1 | 1.02 | 1.15 | 90 | 89 | 0.92 | 0.9 |  | Charger | Non Federally-Regulated | 2019-02-21 |  | 2020-10-16
Exide Technologies | Aker Wade | A1MV48-0618 | three-phase lift truck | Lead-acid | 16462 | 26.18 | 29.75 | 8 | 10 | 1.02 | 1.1 | 1.02 | 1.1 | 1.02 | 1.15 | 90 | 89 | 0.92 | 0.9 |  | Charger | Non Federally-Regulated | 2019-02-21 |  | 2020-10-16
Exide Technologies | GNB Industrial Power | X3MV48-0603 | three-phase lift truck | Lead-acid | 7006.1 | 16.07 | 18.41 | 8.08 | 10 | 0.99 | 1.1 | 1 | 1.1 | 1.04 | 1.15 | 89 | 89 | 0.98 | 0.9 |  | Charger | Non Federally-Regulated | 2019-06-18 |  | 2020-10-16
Exide Technologies | GNB Industrial Power | X3MV48-0606 | three-phase lift truck | Lead-acid | 7006.1 | 16.07 | 18.41 | 8.08 | 10 | 0.99 | 1.1 | 1 | 1.1 | 1.04 | 1.15 | 89 | 89 | 0.98 | 0.9 |  | Charger | Non Federally-Regulated | 2019-06-18 |  | 2020-10-16
Exide Technologies | Aker Wade | A1MV48-0603 | three-phase lift truck | Lead-acid | 7006.1 | 16.07 | 18.41 | 8.08 | 10 | 0.99 | 1.1 | 1 | 1.1 | 1.04 | 1.15 | 89 | 89 | 0.98 | 0.9 |  | Charger | Non Federally-Regulated | 2019-06-18 |  | 2020-10-16
Exide Technologies | Aker Wade | A1MV48-0606 | three-phase lift truck | Lead-acid | 7006.1 | 16.07 | 18.41 | 8.08 | 10 | 0.99 | 1.1 | 1 | 1.1 | 1.04 | 1.15 | 89 | 89 | 0.98 | 0.9 |  | Charger | Non Federally-Regulated | 2019-06-18 |  | 2020-10-16
Exide Technologies | GNB Industrial Power | ELI24T230V1 | three-phase lift truck | Lead-acid | 19722 | 17.11 | 33.67 | 4.39 | 10 | 1.07 | 1.1 | 1.08 | 1.1 | 1.14 | 1.15 | 90 | 89 | 0.94 | 0.9 |  | Charger | Non Federally-Regulated | 2019-08-14 |  | 2020-10-16
Exide Technologies | GNB Industrial Power | ELI24T240V1 | three-phase lift truck | Lead-acid | 19722 | 17.11 | 33.67 | 4.39 | 10 | 1.07 | 1.1 | 1.08 | 1.1 | 1.14 | 1.15 | 90 | 89 | 0.94 | 0.9 |  | Charger | Non Federally-Regulated | 2019-08-14 |  | 2020-10-16
Exide Technologies | GNB Industrial Power | ELI24T250V1 | three-phase lift truck | Lead-acid | 19722 | 17.11 | 33.67 | 4.39 | 10 | 1.07 | 1.1 | 1.08 | 1.1 | 1.14 | 1.15 | 90 | 89 | 0.94 | 0.9 |  | Charger | Non Federally-Regulated | 2019-08-14 |  | 2020-10-16
Exide Technologies | Aker Wade | A1MV48-0603* | three-phase lift truck | Lead-acid | 7006.1 | 16.07 | 18.41 | 8.08 | 10 | 0.99 | 1.1 | 1 | 1.1 | 1.04 | 1.15 | 89 | 89 | 0.98 | 0.9 |  | Charger | Non Federally-Regulated | 2019-11-11 |  | 2020-10-16
Exide Technologies | Aker Wade | A1MV48-0606* | three-phase lift truck | Lead-acid | 7006.1 | 16.07 | 18.41 | 8.08 | 10 | 0.99 | 1.1 | 1 | 1.1 | 1.04 | 1.15 | 89 | 89 | 0.98 | 0.9 |  | Charger | Non Federally-Regulated | 2019-11-11 |  | 2020-10-16
Exide Technologies | Aker Wade | A1MV48-0609* | three-phase lift truck | Lead-acid | 16462 | 26.18 | 29.75 | 8 | 10 | 1.02 | 1.1 | 1.02 | 1.1 | 1.02 | 1.15 | 90 | 89 | 0.93 | 0.9 |  | Charger | Non Federally-Regulated | 2019-11-11 |  | 2020-10-16
Exide Technologies | Aker Wade | A1MV48-0612* | three-phase lift truck | Lead-acid | 16462 | 26.18 | 29.75 | 8 | 10 | 1.02 | 1.1 | 1.02 | 1.1 | 1.02 | 1.15 | 90 | 89 | 0.93 | 0.9 |  | Charger | Non Federally-Regulated | 2019-11-11 |  | 2020-10-16
Exide Technologies | Aker Wade | A1MV48-0615* | three-phase lift truck | Lead-acid | 16462 | 26.18 | 29.75 | 8 | 10 | 1.02 | 1.1 | 1.02 | 1.1 | 1.02 | 1.15 | 90 | 89 | 0.93 | 0.9 |  | Charger | Non Federally-Regulated | 2019-11-11 |  | 2020-10-16
Exide Technologies | Aker Wade | A1MV48-0618* | three-phase lift truck | Lead-acid | 16462 | 26.18 | 29.75 | 8 | 10 | 1.02 | 1.1 | 1.02 | 1.1 | 1.02 | 1.15 | 90 | 89 | 0.93 | 0.9 |  | Charger | Non Federally-Regulated | 2019-11-11 |  | 2020-10-16
Exide Technologies | Aker Wade | A1MV48-1021* | three-phase lift truck | Lead-acid | 12405 | 7.64 | 24.89 | 7.59 | 10 | 1.01 | 1.1 | 1.02 | 1.1 | 1.02 | 1.15 | 89 | 89 | 0.9 | 0.9 |  | Charger | Non Federally-Regulated | 2019-11-11 |  | 2020-10-16
Exide Technologies | Aker Wade | A1MV48-1024* | three-phase lift truck | Lead-acid | 12405 | 7.64 | 24.89 | 7.59 | 10 | 1.01 | 1.1 | 1.02 | 1.1 | 1.02 | 1.15 | 89 | 89 | 0.9 | 0.9 |  | Charger | Non Federally-Regulated | 2019-11-11 |  | 2020-10-16
Exide Technologies | Aker Wade | A1MV48-1027* | three-phase lift truck | Lead-acid | 12405 | 7.64 | 24.89 | 7.59 | 10 | 1.01 | 1.1 | 1.02 | 1.1 | 1.02 | 1.15 | 89 | 89 | 0.9 | 0.9 |  | Charger | Non Federally-Regulated | 2019-11-11 |  | 2020-10-16
Exide Technologies | Aker Wade | A1MV48-1030* | three-phase lift truck | Lead-acid | 12405 | 7.64 | 24.89 | 7.59 | 10 | 1.01 | 1.1 | 1.02 | 1.1 | 1.02 | 1.15 | 89 | 89 | 0.9 | 0.9 |  | Charger | Non Federally-Regulated | 2019-11-11 |  | 2020-10-16
Exide Technologies | GNB Industrial Power | EHF24T110C* | three-phase lift truck | Lead-acid | 17100 | 17.11 | 30.52 | 4.39 | 10 | 1.07 | 1.1 | 1.08 | 1.1 | 1.14 | 1.15 | 90 | 89 | 0.94 | 0.9 |  | Charger | Non Federally-Regulated | 2019-11-11 |  | 2020-10-16
Exide Technologies | GNB Industrial Power | EHF24T130C* | three-phase lift truck | Lead-acid | 19722 | 17.11 | 33.67 | 4.39 | 10 | 1.07 | 1.1 | 1.08 | 1.1 | 1.14 | 1.15 | 90 | 89 | 0.94 | 0.9 |  | Charger | Non Federally-Regulated | 2019-11-11 |  | 2020-10-16
Exide Technologies | GNB Industrial Power | EHF24T150C* | three-phase lift truck | Lead-acid | 34200 | 17.11 | 51.04 | 4.39 | 10 | 1.07 | 1.1 | 1.08 | 1.1 | 1.14 | 1.15 | 90 | 89 | 0.94 | 0.9 |  | Charger | Non Federally-Regulated | 2019-11-11 |  | 2020-10-16
Exide Technologies | GNB Industrial Power | EHF24T70C* | three-phase lift truck | Lead-acid | 10830 | 17.11 | 23 | 4.39 | 10 | 1.07 | 1.1 | 1.08 | 1.1 | 1.14 | 1.15 | 90 | 89 | 0.94 | 0.9 |  | Charger | Non Federally-Regulated | 2019-11-11 |  | 2020-10-16
Exide Technologies | GNB Industrial Power | EHF24T90C* | three-phase lift truck | Lead-acid | 13680 | 17.11 | 26.42 | 4.39 | 10 | 1.07 | 1.1 | 1.08 | 1.1 | 1.14 | 1.15 | 90 | 89 | 0.94 | 0.9 |  | Charger | Non Federally-Regulated | 2019-11-11 |  | 2020-10-16
Exide Technologies | GNB Industrial Power | EHF36T110C* | three-phase lift truck | Lead-acid | 25650 | 31.4 | 40.78 | 4.38 | 10 | 1.08 | 1.1 | 1.09 | 1.1 | 1.15 | 1.15 | 91 | 89 | 0.93 | 0.9 |  | Charger | Non Federally-Regulated | 2019-11-11 |  | 2020-10-16
Exide Technologies | GNB Industrial Power | EHF36T130C* | three-phase lift truck | Lead-acid | 29583 | 31.4 | 45.5 | 4.38 | 10 | 1.08 | 1.1 | 1.09 | 1.1 | 1.15 | 1.15 | 91 | 89 | 0.93 | 0.9 |  | Charger | Non Federally-Regulated | 2019-11-11 |  | 2020-10-16
Exide Technologies | GNB Industrial Power | EHF36T150C* | three-phase lift truck | Lead-acid | 34200 | 31.4 | 51.04 | 4.38 | 10 | 1.08 | 1.1 | 1.09 | 1.1 | 1.15 | 1.15 | 91 | 89 | 0.93 | 0.9 |  | Charger | Non Federally-Regulated | 2019-11-11 |  | 2020-10-16
Exide Technologies | GNB Industrial Power | EHF36T180C* | three-phase lift truck | Lead-acid | 41040 | 31.4 | 59.25 | 4.38 | 10 | 1.08 | 1.1 | 1.09 | 1.1 | 1.15 | 1.15 | 91 | 89 | 0.93 | 0.9 |  | Charger | Non Federally-Regulated | 2019-11-11 |  | 2020-10-16
Exide Technologies | GNB Industrial Power | EHF36T220C* | three-phase lift truck | Lead-acid | 49590 | 31.4 | 69.51 | 4.38 | 10 | 1.08 | 1.1 | 1.09 | 1.1 | 1.15 | 1.15 | 91 | 89 | 0.93 | 0.9 |  | Charger | Non Federally-Regulated | 2019-11-11 |  | 2020-10-16
Exide Technologies | GNB Industrial Power | EHF36T240C* | three-phase lift truck | Lead-acid | 54720 | 31.4 | 75.66 | 4.38 | 10 | 1.08 | 1.1 | 1.09 | 1.1 | 1.15 | 1.15 | 91 | 89 | 0.93 | 0.9 |  | Charger | Non Federally-Regulated | 2019-11-11 |  | 2020-10-16
Exide Technologies | GNB Industrial Power | EHF36T90C* | three-phase lift truck | Lead-acid | 20520 | 31.4 | 34.62 | 4.38 | 10 | 1.08 | 1.1 | 1.09 | 1.1 | 1.15 | 1.15 | 91 | 89 | 0.93 | 0.9 |  | Charger | Non Federally-Regulated | 2019-11-11 |  | 2020-10-16
Exide Technologies | GNB Industrial Power | EHF48T110C* | three-phase lift truck | Lead-acid | 34200 | 31.4 | 51.04 | 4.38 | 10 | 1.08 | 1.1 | 1.09 | 1.1 | 1.15 | 1.15 | 91 | 89 | 0.93 | 0.9 |  | Charger | Non Federally-Regulated | 2019-11-11 |  | 2020-10-16
Exide Technologies | GNB Industrial Power | EHF48T130C* | three-phase lift truck | Lead-acid | 39444 | 31.4 | 57.33 | 4.38 | 10 | 1.08 | 1.1 | 1.09 | 1.1 | 1.15 | 1.15 | 91 | 89 | 0.93 | 0.9 |  | Charger | Non Federally-Regulated | 2019-11-11 |  | 2020-10-16
Exide Technologies | GNB Industrial Power | EHF48T150C* | three-phase lift truck | Lead-acid | 45600 | 31.4 | 64.72 | 4.38 | 10 | 1.08 | 1.1 | 1.09 | 1.1 | 1.15 | 1.15 | 91 | 89 | 0.93 | 0.9 |  | Charger | Non Federally-Regulated | 2019-11-11 |  | 2020-10-16
Exide Technologies | GNB Industrial Power | EHF48T180C* | three-phase lift truck | Lead-acid | 54720 | 31.4 | 75.66 | 4.38 | 10 | 1.08 | 1.1 | 1.09 | 1.1 | 1.15 | 1.15 | 91 | 89 | 0.93 | 0.9 |  | Charger | Non Federally-Regulated | 2019-11-11 |  | 2020-10-16
Exide Technologies | GNB Industrial Power | EHF48T220C* | three-phase lift truck | Lead-acid | 66120 | 31.4 | 89.34 | 4.38 | 10 | 1.08 | 1.1 | 1.09 | 1.1 | 1.15 | 1.15 | 91 | 89 | 0.93 | 0.9 |  | Charger | Non Federally-Regulated | 2019-11-11 |  | 2020-10-16
Exide Technologies | GNB Industrial Power | EHF48T240C* | three-phase lift truck | Lead-acid | 72960 | 31.4 | 97.55 | 4.38 | 10 | 1.08 | 1.1 | 1.09 | 1.1 | 1.15 | 1.15 | 91 | 89 | 0.93 | 0.9 |  | Charger | Non Federally-Regulated | 2019-11-11 |  | 2020-10-16
Exide Technologies | GNB Industrial Power | EHF48T70C* | three-phase lift truck | Lead-acid | 21660 | 31.4 | 35.99 | 4.38 | 10 | 1.08 | 1.1 | 1.09 | 1.1 | 1.15 | 1.15 | 91 | 89 | 0.93 | 0.9 |  | Charger | Non Federally-Regulated | 2019-11-11 |  | 2020-10-16
Exide Technologies | GNB Industrial Power | EHF48T90C* | three-phase lift truck | Lead-acid | 27360 | 31.4 | 42.83 | 4.38 | 10 | 1.08 | 1.1 | 1.09 | 1.1 | 1.15 | 1.15 | 91 | 89 | 0.93 | 0.9 |  | Charger | Non Federally-Regulated | 2019-11-11 |  | 2020-10-16
Exide Technologies | GNB Industrial Power | EHF72T100C* | three-phase lift truck | Lead-acid | 68400 | 31.4 | 92.08 | 4.38 | 10 | 1.08 | 1.1 | 1.09 | 1.1 | 1.15 | 1.15 | 91 | 89 | 0.93 | 0.9 |  | Charger | Non Federally-Regulated | 2019-11-11 |  | 2020-10-16
Exide Technologies | GNB Industrial Power | EHF72T70C* | three-phase lift truck | Lead-acid | 32490 | 31.4 | 48.99 | 4.38 | 10 | 1.08 | 1.1 | 1.09 | 1.1 | 1.15 | 1.15 | 91 | 89 | 0.93 | 0.9 |  | Charger | Non Federally-Regulated | 2019-11-11 |  | 2020-10-16
Exide Technologies | GNB Industrial Power | EHF72T90C* | three-phase lift truck | Lead-acid | 41040 | 31.4 | 59.25 | 4.38 | 10 | 1.08 | 1.1 | 1.09 | 1.1 | 1.15 | 1.15 | 91 | 89 | 0.93 | 0.9 |  | Charger | Non Federally-Regulated | 2019-11-11 |  | 2020-10-16
Exide Technologies | GNB Industrial Power | EHF80T100C* | three-phase lift truck | Lead-acid | 76000 | 31.4 | 101.2 | 4.38 | 10 | 1.08 | 1.1 | 1.09 | 1.1 | 1.15 | 1.15 | 91 | 89 | 0.93 | 0.9 |  | Charger | Non Federally-Regulated | 2019-11-11 |  | 2020-10-16
Exide Technologies | GNB Industrial Power | EHF80T40C* | three-phase lift truck | Lead-acid | 19760 | 31.4 | 33.71 | 4.38 | 10 | 1.08 | 1.1 | 1.09 | 1.1 | 1.15 | 1.15 | 91 | 89 | 0.93 | 0.9 |  | Charger | Non Federally-Regulated | 2019-11-11 |  | 2020-10-16
Exide Technologies | GNB Industrial Power | EHF80T70C* | three-phase lift truck | Lead-acid | 36100 | 31.4 | 53.32 | 4.38 | 10 | 1.08 | 1.1 | 1.09 | 1.1 | 1.15 | 1.15 | 91 | 89 | 0.93 | 0.9 |  | Charger | Non Federally-Regulated | 2019-11-11 |  | 2020-10-16
Exide Technologies | GNB Industrial Power | EHF80T90C* | three-phase lift truck | Lead-acid | 45600 | 42.95 | 64.72 | 4.98 | 10 | 1.08 | 1.1 | 1.09 | 1.1 | 1.13 | 1.15 | 92 | 89 | 0.95 | 0.9 |  | Charger | Non Federally-Regulated | 2019-11-11 |  | 2020-10-16
Exide Technologies | GNB Industrial Power | EHP24T150C* | three-phase lift truck | Lead-acid | 34200 | 17.11 | 51.04 | 4.39 | 10 | 1.07 | 1.1 | 1.08 | 1.1 | 1.14 | 1.15 | 90 | 89 | 0.94 | 0.9 |  | Charger | Non Federally-Regulated | 2019-11-11 |  | 2020-10-16
Exide Technologies | GNB Industrial Power | EHP24T250C* | three-phase lift truck | Lead-acid | 57000 | 17.11 | 78.4 | 4.39 | 10 | 1.07 | 1.1 | 1.08 | 1.1 | 1.14 | 1.15 | 90 | 89 | 0.94 | 0.9 |  | Charger | Non Federally-Regulated | 2019-11-11 |  | 2020-10-16
Exide Technologies | GNB Industrial Power | EHP24T300C* | three-phase lift truck | Lead-acid | 68400 | 17.11 | 92.08 | 4.39 | 10 | 1.07 | 1.1 | 1.08 | 1.1 | 1.14 | 1.15 | 90 | 89 | 0.94 | 0.9 |  | Charger | Non Federally-Regulated | 2019-11-11 |  | 2020-10-16
Exide Technologies | GNB Industrial Power | EHP36T150C* | three-phase lift truck | Lead-acid | 51300 | 31.4 | 71.56 | 4.38 | 10 | 1.08 | 1.1 | 1.09 | 1.1 | 1.15 | 1.15 | 91 | 89 | 0.93 | 0.9 |  | Charger | Non Federally-Regulated | 2019-11-11 |  | 2020-10-16
Exide Technologies | GNB Industrial Power | EHP36T260C* | three-phase lift truck | Lead-acid | 88920 | 31.4 | 116.7 | 4.38 | 10 | 1.08 | 1.1 | 1.09 | 1.1 | 1.15 | 1.15 | 91 | 89 | 0.93 | 0.9 |  | Charger | Non Federally-Regulated | 2019-11-11 |  | 2020-10-16
Exide Technologies | GNB Industrial Power | EHP36T300C* | three-phase lift truck | Lead-acid | 102600 | 31.4 | 133.12 | 4.38 | 10 | 1.08 | 1.1 | 1.09 | 1.1 | 1.15 | 1.15 | 91 | 89 | 0.93 | 0.9 |  | Charger | Non Federally-Regulated | 2019-11-11 |  | 2020-10-16
Exide Technologies | GNB Industrial Power | EHP48T150C* | three-phase lift truck | Lead-acid | 68400 | 31.4 | 92.08 | 4.38 | 10 | 1.08 | 1.1 | 1.09 | 1.1 | 1.15 | 1.15 | 91 | 89 | 0.93 | 0.9 |  | Charger | Non Federally-Regulated | 2019-11-11 |  | 2020-10-16
Exide Technologies | GNB Industrial Power | EHP48T260C* | three-phase lift truck | Lead-acid | 118560 | 31.4 | 152.27 | 4.38 | 10 | 1.08 | 1.1 | 1.09 | 1.1 | 1.15 | 1.15 | 91 | 89 | 0.93 | 0.9 |  | Charger | Non Federally-Regulated | 2019-11-11 |  | 2020-10-16
Exide Technologies | GNB Industrial Power | EHP48T300C* | three-phase lift truck | Lead-acid | 136800 | 31.4 | 174.16 | 4.38 | 10 | 1.08 | 1.1 | 1.09 | 1.1 | 1.15 | 1.15 | 91 | 89 | 0.93 | 0.9 |  | Charger | Non Federally-Regulated | 2019-11-11 |  | 2020-10-16
Exide Technologies | GNB Industrial Power | EHP72T100C* | three-phase lift truck | Lead-acid | 68400 | 31.4 | 92.08 | 4.38 | 10 | 1.08 | 1.1 | 1.09 | 1.1 | 1.15 | 1.15 | 91 | 89 | 0.93 | 0.9 |  | Charger | Non Federally-Regulated | 2019-11-11 |  | 2020-10-16
Exide Technologies | GNB Industrial Power | EHP72T200C* | three-phase lift truck | Lead-acid | 136800 | 31.4 | 174.16 | 4.38 | 10 | 1.08 | 1.1 | 1.09 | 1.1 | 1.15 | 1.15 | 91 | 89 | 0.93 | 0.9 |  | Charger | Non Federally-Regulated | 2019-11-11 |  | 2020-10-16
Exide Technologies | GNB Industrial Power | EHP80T100C* | three-phase lift truck | Lead-acid | 76000 | 31.4 | 101.2 | 4.38 | 10 | 1.08 | 1.1 | 1.09 | 1.1 | 1.15 | 1.15 | 91 | 89 | 0.93 | 0.9 |  | Charger | Non Federally-Regulated | 2019-11-11 |  | 2020-10-16
Exide Technologies | GNB Industrial Power | EHP80T200C* | three-phase lift truck | Lead-acid | 152000 | 31.4 | 192.4 | 4.38 | 10 | 1.08 | 1.1 | 1.09 | 1.1 | 1.15 | 1.15 | 91 | 89 | 0.93 | 0.9 |  | Charger | Non Federally-Regulated | 2019-11-11 |  | 2020-10-16
Exide Technologies | GNB Industrial Power | EMC24T110C-4* | three-phase lift truck | Lead-acid | 17100 | 17.11 | 30.52 | 4.39 | 10 | 1.07 | 1.1 | 1.08 | 1.1 | 1.14 | 1.15 | 90 | 89 | 0.94 | 0.9 |  | Charger | Non Federally-Regulated | 2019-11-11 |  | 2020-10-16
Exide Technologies | GNB Industrial Power | EMC24T130C-4* | three-phase lift truck | Lead-acid | 19722 | 17.11 | 33.67 | 4.39 | 10 | 1.07 | 1.1 | 1.08 | 1.1 | 1.14 | 1.15 | 90 | 89 | 0.94 | 0.9 |  | Charger | Non Federally-Regulated | 2019-11-11 |  | 2020-10-16
Exide Technologies | GNB Industrial Power | EMC24T150C-4* | three-phase lift truck | Lead-acid | 34200 | 17.11 | 51.04 | 4.39 | 10 | 1.07 | 1.1 | 1.08 | 1.1 | 1.14 | 1.15 | 90 | 89 | 0.94 | 0.9 |  | Charger | Non Federally-Regulated | 2019-11-11 |  | 2020-10-16
Exide Technologies | GNB Industrial Power | EMC24T40C-4* | three-phase lift truck | Lead-acid | 5928 | 17.11 | 17.11 | 4.39 | 10 | 1.07 | 1.1 | 1.08 | 1.1 | 1.14 | 1.15 | 90 | 89 | 0.94 | 0.9 |  | Charger | Non Federally-Regulated | 2019-11-11 |  | 2020-10-16
Exide Technologies | GNB Industrial Power | EMC24T70C-4* | three-phase lift truck | Lead-acid | 10830 | 17.11 | 23 | 4.39 | 10 | 1.07 | 1.1 | 1.08 | 1.1 | 1.14 | 1.15 | 90 | 89 | 0.94 | 0.9 |  | Charger | Non Federally-Regulated | 2019-11-11 |  | 2020-10-16
Exide Technologies | GNB Industrial Power | EMC24T90C-4* | three-phase lift truck | Lead-acid | 13680 | 17.11 | 26.42 | 4.39 | 10 | 1.07 | 1.1 | 1.08 | 1.1 | 1.14 | 1.15 | 90 | 89 | 0.94 | 0.9 |  | Charger | Non Federally-Regulated | 2019-11-11 |  | 2020-10-16
Exide Technologies | GNB Industrial Power | EMC36T110C-4* | three-phase lift truck | Lead-acid | 25650 | 31.4 | 40.78 | 4.38 | 10 | 1.08 | 1.1 | 1.09 | 1.1 | 1.15 | 1.15 | 91 | 89 | 0.93 | 0.9 |  | Charger | Non Federally-Regulated | 2019-11-11 |  | 2020-10-16
Exide Technologies | GNB Industrial Power | EMC36T130C-4* | three-phase lift truck | Lead-acid | 29583 | 31.4 | 45.5 | 4.38 | 10 | 1.08 | 1.1 | 1.09 | 1.1 | 1.15 | 1.15 | 91 | 89 | 0.93 | 0.9 |  | Charger | Non Federally-Regulated | 2019-11-11 |  | 2020-10-16
Exide Technologies | GNB Industrial Power | EMC36T150C-4* | three-phase lift truck | Lead-acid | 51300 | 31.4 | 71.56 | 4.38 | 10 | 1.08 | 1.1 | 1.09 | 1.1 | 1.15 | 1.15 | 91 | 89 | 0.93 | 0.9 |  | Charger | Non Federally-Regulated | 2019-11-11 |  | 2020-10-16
Exide Technologies | GNB Industrial Power | EMC36T90C-4* | three-phase lift truck | Lead-acid | 20520 | 31.4 | 34.62 | 4.38 | 10 | 1.08 | 1.1 | 1.09 | 1.1 | 1.15 | 1.15 | 91 | 89 | 0.93 | 0.9 |  | Charger | Non Federally-Regulated | 2019-11-11 |  | 2020-10-16
Exide Technologies | GNB Industrial Power | EMC48T110C-4* | three-phase lift truck | Lead-acid | 34200 | 31.4 | 51.04 | 4.38 | 10 | 1.08 | 1.1 | 1.09 | 1.1 | 1.15 | 1.15 | 91 | 89 | 0.93 | 0.9 |  | Charger | Non Federally-Regulated | 2019-11-11 |  | 2020-10-16
Exide Technologies | GNB Industrial Power | EMC48T130C-4* | three-phase lift truck | Lead-acid | 39444 | 31.4 | 57.33 | 4.38 | 10 | 1.08 | 1.1 | 1.09 | 1.1 | 1.15 | 1.15 | 91 | 89 | 0.93 | 0.9 |  | Charger | Non Federally-Regulated | 2019-11-11 |  | 2020-10-16
Exide Technologies | GNB Industrial Power | EMC48T150C-4* | three-phase lift truck | Lead-acid | 68400 | 31.4 | 92.08 | 4.38 | 10 | 1.08 | 1.1 | 1.09 | 1.1 | 1.15 | 1.15 | 91 | 89 | 0.93 | 0.9 |  | Charger | Non Federally-Regulated | 2019-11-11 |  | 2020-10-16
Exide Technologies | GNB Industrial Power | EMC48T70C-4* | three-phase lift truck | Lead-acid | 21660 | 31.4 | 35.99 | 4.38 | 10 | 1.08 | 1.1 | 1.09 | 1.1 | 1.15 | 1.15 | 91 | 89 | 0.93 | 0.9 |  | Charger | Non Federally-Regulated | 2019-11-11 |  | 2020-10-16
Exide Technologies | GNB Industrial Power | EMC48T90C-4* | three-phase lift truck | Lead-acid | 27360 | 31.4 | 42.83 | 4.38 | 10 | 1.08 | 1.1 | 1.09 | 1.1 | 1.15 | 1.15 | 91 | 89 | 0.93 | 0.9 |  | Charger | Non Federally-Regulated | 2019-11-11 |  | 2020-10-16
Exide Technologies | GNB Industrial Power | EMC72T100C-4* | three-phase lift truck | Lead-acid | 68400 | 31.4 | 92.08 | 4.38 | 10 | 1.08 | 1.1 | 1.09 | 1.1 | 1.15 | 1.15 | 91 | 89 | 0.93 | 0.9 |  | Charger | Non Federally-Regulated | 2019-11-11 |  | 2020-10-16
Exide Technologies | GNB Industrial Power | EMC72T70C-4* | three-phase lift truck | Lead-acid | 32490 | 31.4 | 48.99 | 4.38 | 10 | 1.08 | 1.1 | 1.09 | 1.1 | 1.15 | 1.15 | 91 | 89 | 0.93 | 0.9 |  | Charger | Non Federally-Regulated | 2019-11-11 |  | 2020-10-16
Exide Technologies | GNB Industrial Power | EMC72T90C-4* | three-phase lift truck | Lead-acid | 41040 | 31.4 | 59.25 | 4.38 | 10 | 1.08 | 1.1 | 1.09 | 1.1 | 1.15 | 1.15 | 91 | 89 | 0.93 | 0.9 |  | Charger | Non Federally-Regulated | 2019-11-11 |  | 2020-10-16
Exide Technologies | GNB Industrial Power | EMC80T100C-4* | three-phase lift truck | Lead-acid | 76000 | 31.4 | 101.2 | 4.38 | 10 | 1.08 | 1.1 | 1.09 | 1.1 | 1.15 | 1.15 | 91 | 89 | 0.93 | 0.9 |  | Charger | Non Federally-Regulated | 2019-11-11 |  | 2020-10-16
Exide Technologies | GNB Industrial Power | EMC80T40C-4* | three-phase lift truck | Lead-acid | 19760 | 31.4 | 33.71 | 4.38 | 10 | 1.08 | 1.1 | 1.09 | 1.1 | 1.15 | 1.15 | 91 | 89 | 0.93 | 0.9 |  | Charger | Non Federally-Regulated | 2019-11-11 |  | 2020-10-16
Exide Technologies | GNB Industrial Power | EMC80T70C-4* | three-phase lift truck | Lead-acid | 36100 | 31.4 | 53.32 | 4.38 | 10 | 1.08 | 1.1 | 1.09 | 1.1 | 1.15 | 1.15 | 91 | 89 | 0.93 | 0.9 |  | Charger | Non Federally-Regulated | 2019-11-11 |  | 2020-10-16
Exide Technologies | GNB Industrial Power | EMC80T90C-4* | three-phase lift truck | Lead-acid | 45600 | 31.4 | 64.72 | 4.38 | 10 | 1.08 | 1.1 | 1.09 | 1.1 | 1.15 | 1.15 | 91 | 89 | 0.93 | 0.9 |  | Charger | Non Federally-Regulated | 2019-11-11 |  | 2020-10-16
Exide Technologies | GNB Industrial Power | ESS24T110C-4* | three-phase lift truck | Lead-acid | 17100 | 17.11 | 30.52 | 4.39 | 10 | 1.07 | 1.1 | 1.08 | 1.1 | 1.14 | 1.15 | 90 | 89 | 0.94 | 0.9 |  | Charger | Non Federally-Regulated | 2019-11-11 |  | 2020-10-16
Exide Technologies | GNB Industrial Power | ESS24T130C-4* | three-phase lift truck | Lead-acid | 19722 | 17.11 | 33.67 | 4.39 | 10 | 1.07 | 1.1 | 1.08 | 1.1 | 1.14 | 1.15 | 90 | 89 | 0.94 | 0.9 |  | Charger | Non Federally-Regulated | 2019-11-11 |  | 2020-10-16
Exide Technologies | GNB Industrial Power | ESS24T150C-4* | three-phase lift truck | Lead-acid | 34200 | 17.11 | 51.04 | 4.39 | 10 | 1.07 | 1.1 | 1.08 | 1.1 | 1.14 | 1.15 | 90 | 89 | 0.94 | 0.9 |  | Charger | Non Federally-Regulated | 2019-11-11 |  | 2020-10-16
Exide Technologies | GNB Industrial Power | ESS24T70C-4* | three-phase lift truck | Lead-acid | 10830 | 17.11 | 23 | 4.39 | 10 | 1.07 | 1.1 | 1.08 | 1.1 | 1.14 | 1.15 | 90 | 89 | 0.94 | 0.9 |  | Charger | Non Federally-Regulated | 2019-11-11 |  | 2020-10-16
Exide Technologies | GNB Industrial Power | ESS24T90C-4* | three-phase lift truck | Lead-acid | 13680 | 17.11 | 26.42 | 4.39 | 10 | 1.07 | 1.1 | 1.08 | 1.1 | 1.14 | 1.15 | 90 | 89 | 0.94 | 0.9 |  | Charger | Non Federally-Regulated | 2019-11-11 |  | 2020-10-16
Exide Technologies | GNB Industrial Power | ESS36T110C-4* | three-phase lift truck | Lead-acid | 25650 | 31.4 | 40.78 | 4.38 | 10 | 1.08 | 1.1 | 1.09 | 1.1 | 1.15 | 1.15 | 91 | 89 | 0.93 | 0.9 |  | Charger | Non Federally-Regulated | 2019-11-11 |  | 2020-10-16
Exide Technologies | GNB Industrial Power | ESS36T130C-4* | three-phase lift truck | Lead-acid | 29583 | 31.4 | 45.5 | 4.38 | 10 | 1.08 | 1.1 | 1.09 | 1.1 | 1.15 | 1.15 | 91 | 89 | 0.93 | 0.9 |  | Charger | Non Federally-Regulated | 2019-11-11 |  | 2020-10-16
Exide Technologies | GNB Industrial Power | ESS36T150C-4* | three-phase lift truck | Lead-acid | 34200 | 31.4 | 51.04 | 4.38 | 10 | 1.08 | 1.1 | 1.09 | 1.1 | 1.15 | 1.15 | 91 | 89 | 0.93 | 0.9 |  | Charger | Non Federally-Regulated | 2019-11-11 |  | 2020-10-16
Exide Technologies | GNB Industrial Power | ESS36T90C-4* | three-phase lift truck | Lead-acid | 20520 | 31.4 | 34.62 | 4.38 | 10 | 1.08 | 1.1 | 1.09 | 1.1 | 1.15 | 1.15 | 91 | 89 | 0.93 | 0.9 |  | Charger | Non Federally-Regulated | 2019-11-11 |  | 2020-10-16
Exide Technologies | GNB Industrial Power | ESS48T110C-4* | three-phase lift truck | Lead-acid | 34200 | 31.4 | 51.04 | 4.38 | 10 | 1.08 | 1.1 | 1.09 | 1.1 | 1.15 | 1.15 | 91 | 89 | 0.93 | 0.9 |  | Charger | Non Federally-Regulated | 2019-11-11 |  | 2020-10-16
Exide Technologies | GNB Industrial Power | ESS48T130C-4* | three-phase lift truck | Lead-acid | 39444 | 31.4 | 57.33 | 4.38 | 10 | 1.08 | 1.1 | 1.09 | 1.1 | 1.15 | 1.15 | 91 | 89 | 0.93 | 0.9 |  | Charger | Non Federally-Regulated | 2019-11-11 |  | 2020-10-16
Exide Technologies | GNB Industrial Power | ESS48T150C-4* | three-phase lift truck | Lead-acid | 45600 | 31.4 | 64.72 | 4.38 | 10 | 1.08 | 1.1 | 1.09 | 1.1 | 1.15 | 1.15 | 91 | 89 | 0.93 | 0.9 |  | Charger | Non Federally-Regulated | 2019-11-11 |  | 2020-10-16
Exide Technologies | GNB Industrial Power | ESS48T70C-4* | three-phase lift truck | Lead-acid | 21660 | 31.4 | 35.99 | 4.38 | 10 | 1.08 | 1.1 | 1.09 | 1.1 | 1.15 | 1.15 | 91 | 89 | 0.93 | 0.9 |  | Charger | Non Federally-Regulated | 2019-11-11 |  | 2020-10-16
Exide Technologies | GNB Industrial Power | ESS48T90C-4* | three-phase lift truck | Lead-acid | 27360 | 31.4 | 42.83 | 4.38 | 10 | 1.08 | 1.1 | 1.09 | 1.1 | 1.15 | 1.15 | 91 | 89 | 0.93 | 0.9 |  | Charger | Non Federally-Regulated | 2019-11-11 |  | 2020-10-16
Exide Technologies | GNB Industrial Power | X3MV48-0603* | three-phase lift truck | Lead-acid | 7006.1 | 16.07 | 18.41 | 8.08 | 10 | 0.99 | 1.1 | 1 | 1.1 | 1.04 | 1.15 | 89 | 89 | 0.98 | 0.9 |  | Charger | Non Federally-Regulated | 2019-11-11 |  | 2020-10-16
Exide Technologies | GNB Industrial Power | X3MV48-0606* | three-phase lift truck | Lead-acid | 7006.1 | 16.07 | 18.41 | 8.08 | 10 | 0.99 | 1.1 | 1 | 1.1 | 1.04 | 1.15 | 89 | 89 | 0.98 | 0.9 |  | Charger | Non Federally-Regulated | 2019-11-11 |  | 2020-10-16
Exide Technologies | GNB Industrial Power | X3MV48-0609* | three-phase lift truck | Lead-acid | 16462 | 26.18 | 29.75 | 8 | 10 | 1.02 | 1.1 | 1.02 | 1.1 | 1.02 | 1.15 | 90 | 89 | 0.93 | 0.9 |  | Charger | Non Federally-Regulated | 2019-11-11 |  | 2020-10-16
Exide Technologies | GNB Industrial Power | X3MV48-0612* | three-phase lift truck | Lead-acid | 16462 | 26.18 | 29.75 | 8 | 10 | 1.02 | 1.1 | 1.02 | 1.1 | 1.02 | 1.15 | 90 | 89 | 0.93 | 0.9 |  | Charger | Non Federally-Regulated | 2019-11-11 |  | 2020-10-16
Exide Technologies | GNB Industrial Power | X3MV48-0615* | three-phase lift truck | Lead-acid | 16462 | 26.18 | 29.75 | 8 | 10 | 1.02 | 1.1 | 1.02 | 1.1 | 1.02 | 1.15 | 90 | 89 | 0.93 | 0.9 |  | Charger | Non Federally-Regulated | 2019-11-11 |  | 2020-10-16
Exide Technologies | GNB Industrial Power | X3MV48-0618* | three-phase lift truck | Lead-acid | 16462 | 26.18 | 29.75 | 8 | 10 | 1.02 | 1.1 | 1.02 | 1.1 | 1.02 | 1.15 | 90 | 89 | 0.93 | 0.9 |  | Charger | Non Federally-Regulated | 2019-11-11 |  | 2020-10-16
Exide Technologies | GNB Industrial Power | X3MV48-1021* | three-phase lift truck | Lead-acid | 12405 | 7.64 | 24.89 | 7.59 | 10 | 1.01 | 1.1 | 1.02 | 1.1 | 1.02 | 1.15 | 89 | 89 | 0.9 | 0.9 |  | Charger | Non Federally-Regulated | 2019-11-11 |  | 2020-10-16
Exide Technologies | GNB Industrial Power | X3MV48-1024* | three-phase lift truck | Lead-acid | 12405 | 7.64 | 24.89 | 7.59 | 10 | 1.01 | 1.1 | 1.02 | 1.1 | 1.02 | 1.15 | 89 | 89 | 0.9 | 0.9 |  | Charger | Non Federally-Regulated | 2019-11-11 |  | 2020-10-16
Exide Technologies | GNB Industrial Power | X3MV48-1027* | three-phase lift truck | Lead-acid | 12405 | 7.64 | 24.89 | 7.59 | 10 | 1.01 | 1.1 | 1.02 | 1.1 | 1.02 | 1.15 | 89 | 89 | 0.9 | 0.9 |  | Charger | Non Federally-Regulated | 2019-11-11 |  | 2020-10-16
Exide Technologies | GNB Industrial Power | X3MV48-1030* | three-phase lift truck | Lead-acid | 12405 | 7.64 | 24.89 | 7.59 | 10 | 1.01 | 1.1 | 1.02 | 1.1 | 1.02 | 1.15 | 89 | 89 | 0.9 | 0.9 |  | Charger | Non Federally-Regulated | 2019-11-11 |  | 2020-10-16
Exide Technologies | GNB Industrial Power | ELI24T230V1* | three-phase lift truck | Lead-acid | 19722 | 17.11 | 33.67 | 4.39 | 10 | 1.07 | 1.1 | 1.08 | 1.1 | 1.14 | 1.15 | 90 | 89 | 0.94 | 0.9 |  | Charger | Non Federally-Regulated | 2019-11-12 |  | 2020-10-16
Exide Technologies | GNB Industrial Power | ELI24T240V1* | three-phase lift truck | Lead-acid | 19722 | 17.11 | 33.67 | 4.39 | 10 | 1.07 | 1.1 | 1.08 | 1.1 | 1.14 | 1.15 | 90 | 89 | 0.94 | 0.9 |  | Charger | Non Federally-Regulated | 2019-11-12 |  | 2020-10-16
Exide Technologies | GNB Industrial Power | ELI24T250V1* | three-phase lift truck | Lead-acid | 19722 | 17.11 | 33.67 | 4.39 | 10 | 1.07 | 1.1 | 1.08 | 1.1 | 1.14 | 1.15 | 90 | 89 | 0.94 | 0.9 |  | Charger | Non Federally-Regulated | 2019-11-12 |  | 2020-10-16
Exide Technologies | Aker Wade | A1MV24-0603* | three-phase lift truck | Lead-acid | 5662 | 8 | 16.79 | 8.1 | 10 | 1.04 | 1.1 | 1.05 | 1.1 | 1.04 | 1.15 | 90 | 89 | 0.92 | 0.9 |  | Charger | Non Federally-Regulated | 2019-11-18 |  | 2020-10-16
Exide Technologies | Aker Wade | A1MV24-0606* | three-phase lift truck | Lead-acid | 5662 | 8 | 16.79 | 8.1 | 10 | 1.04 | 1.1 | 1.05 | 1.1 | 1.04 | 1.15 | 90 | 89 | 0.92 | 0.9 |  | Charger | Non Federally-Regulated | 2019-11-18 |  | 2020-10-16
Exide Technologies | Aker Wade | A1MV24-0609* | three-phase lift truck | Lead-acid | 5662 | 8 | 16.79 | 8.1 | 10 | 1.04 | 1.1 | 1.05 | 1.1 | 1.04 | 1.15 | 90 | 89 | 0.92 | 0.9 |  | Charger | Non Federally-Regulated | 2019-11-18 |  | 2020-10-16
Exide Technologies | Aker Wade | A1MV24-0612* | three-phase lift truck | Lead-acid | 5662 | 8 | 16.79 | 8.1 | 10 | 1.04 | 1.1 | 1.05 | 1.1 | 1.04 | 1.15 | 90 | 89 | 0.92 | 0.9 |  | Charger | Non Federally-Regulated | 2019-11-18 |  | 2020-10-16
Exide Technologies | Aker Wade | A1MV24-0615* | three-phase lift truck | Lead-acid | 5662 | 8 | 16.79 | 8.1 | 10 | 1.04 | 1.1 | 1.05 | 1.1 | 1.04 | 1.15 | 90 | 89 | 0.92 | 0.9 |  | Charger | Non Federally-Regulated | 2019-11-18 |  | 2020-10-16
Exide Technologies | Aker Wade | A1MV24-0618* | three-phase lift truck | Lead-acid | 5662 | 8 | 16.79 | 8.1 | 10 | 1.04 | 1.1 | 1.05 | 1.1 | 1.04 | 1.15 | 90 | 89 | 0.92 | 0.9 |  | Charger | Non Federally-Regulated | 2019-11-18 |  | 2020-10-16
Exide Technologies | Aker Wade | A1MV24-1021* | three-phase lift truck | Lead-acid | 5662 | 8 | 16.79 | 8.1 | 10 | 1.04 | 1.1 | 1.05 | 1.1 | 1.04 | 1.15 | 90 | 89 | 0.92 | 0.9 |  | Charger | Non Federally-Regulated | 2019-11-18 |  | 2020-10-16
Exide Technologies | Aker Wade | A1MV24-1024* | three-phase lift truck | Lead-acid | 5662 | 8 | 16.79 | 8.1 | 10 | 1.04 | 1.1 | 1.05 | 1.1 | 1.04 | 1.15 | 90 | 89 | 0.92 | 0.9 |  | Charger | Non Federally-Regulated | 2019-11-18 |  | 2020-10-16
Exide Technologies | Aker Wade | A1MV24-1027* | three-phase lift truck | Lead-acid | 5662 | 8 | 16.79 | 8.1 | 10 | 1.04 | 1.1 | 1.05 | 1.1 | 1.04 | 1.15 | 90 | 89 | 0.92 | 0.9 |  | Charger | Non Federally-Regulated | 2019-11-18 |  | 2020-10-16
Exide Technologies | Aker Wade | A1MV24-1030* | three-phase lift truck | Lead-acid | 5662 | 8 | 16.79 | 8.1 | 10 | 1.04 | 1.1 | 1.05 | 1.1 | 1.04 | 1.15 | 90 | 89 | 0.92 | 0.9 |  | Charger | Non Federally-Regulated | 2019-11-18 |  | 2020-10-16
Exide Technologies | GNB Industrial Power | X3MV24-0603* | three-phase lift truck | Lead-acid | 5662 | 8 | 16.79 | 8.1 | 10 | 1.04 | 1.1 | 1.05 | 1.1 | 1.04 | 1.15 | 90 | 89 | 0.92 | 0.9 |  | Charger | Non Federally-Regulated | 2019-11-18 |  | 2020-10-16
Exide Technologies | GNB Industrial Power | X3MV24-0606* | three-phase lift truck | Lead-acid | 5662 | 8 | 16.79 | 8.1 | 10 | 1.04 | 1.1 | 1.05 | 1.1 | 1.04 | 1.15 | 90 | 89 | 0.92 | 0.9 |  | Charger | Non Federally-Regulated | 2019-11-18 |  | 2020-10-16
Exide Technologies | GNB Industrial Power | X3MV24-0609* | three-phase lift truck | Lead-acid | 5662 | 8 | 16.79 | 8.1 | 10 | 1.04 | 1.1 | 1.05 | 1.1 | 1.04 | 1.15 | 90 | 89 | 0.92 | 0.9 |  | Charger | Non Federally-Regulated | 2019-11-18 |  | 2020-10-16
Exide Technologies | GNB Industrial Power | X3MV24-0612* | three-phase lift truck | Lead-acid | 5662 | 8 | 16.79 | 8.1 | 10 | 1.04 | 1.1 | 1.05 | 1.1 | 1.04 | 1.15 | 90 | 89 | 0.92 | 0.9 |  | Charger | Non Federally-Regulated | 2019-11-18 |  | 2020-10-16
Exide Technologies | GNB Industrial Power | X3MV24-0615* | three-phase lift truck | Lead-acid | 5662 | 8 | 16.79 | 8.1 | 10 | 1.04 | 1.1 | 1.05 | 1.1 | 1.04 | 1.15 | 90 | 89 | 0.92 | 0.9 |  | Charger | Non Federally-Regulated | 2019-11-18 |  | 2020-10-16
Exide Technologies | GNB Industrial Power | X3MV24-0618* | three-phase lift truck | Lead-acid | 5662 | 8 | 16.79 | 8.1 | 10 | 1.04 | 1.1 | 1.05 | 1.1 | 1.04 | 1.15 | 90 | 89 | 0.92 | 0.9 |  | Charger | Non Federally-Regulated | 2019-11-18 |  | 2020-10-16
Exide Technologies | GNB Industrial Power | X3MV24-1021* | three-phase lift truck | Lead-acid | 5662 | 8 | 16.79 | 8.1 | 10 | 1.04 | 1.1 | 1.05 | 1.1 | 1.04 | 1.15 | 90 | 89 | 0.92 | 0.9 |  | Charger | Non Federally-Regulated | 2019-11-18 |  | 2020-10-16
Exide Technologies | GNB Industrial Power | X3MV24-1024* | three-phase lift truck | Lead-acid | 5662 | 8 | 16.79 | 8.1 | 10 | 1.04 | 1.1 | 1.05 | 1.1 | 1.04 | 1.15 | 90 | 89 | 0.92 | 0.9 |  | Charger | Non Federally-Regulated | 2019-11-18 |  | 2020-10-16
Exide Technologies | GNB Industrial Power | X3MV24-1027* | three-phase lift truck | Lead-acid | 5662 | 8 | 16.79 | 8.1 | 10 | 1.04 | 1.1 | 1.05 | 1.1 | 1.04 | 1.15 | 90 | 89 | 0.92 | 0.9 |  | Charger | Non Federally-Regulated | 2019-11-18 |  | 2020-10-16
Exide Technologies | GNB Industrial Power | X3MV24-1030* | three-phase lift truck | Lead-acid | 5662 | 8 | 16.79 | 8.1 | 10 | 1.04 | 1.1 | 1.05 | 1.1 | 1.04 | 1.15 | 90 | 89 | 0.92 | 0.9 |  | Charger | Non Federally-Regulated | 2019-11-18 |  | 2020-10-16
Exide Technologies | Aker Wade | A1MV24-1003* | three-phase lift truck | Lead-acid | 5662 | 8 | 16.79 | 8.1 | 10 | 1.04 | 1.1 | 1.05 | 1.1 | 1.04 | 1.15 | 90 | 89 | 0.92 | 0.9 |  | Charger | Non Federally-Regulated | 2019-11-22 |  | 2020-10-16
Exide Technologies | Aker Wade | A1MV48-1003* | three-phase lift truck | Lead-acid | 12405 | 7.64 | 24.89 | 7.59 | 10 | 1.01 | 1.1 | 1.02 | 1.1 | 1.01 | 1.15 | 89 | 89 | 0.9 | 0.9 |  | Charger | Non Federally-Regulated | 2019-11-22 |  | 2020-10-16
Exide Technologies | Aker Wade | A1MV24-1006* | three-phase lift truck | Lead-acid | 5662 | 8 | 16.79 | 8.1 | 10 | 1.04 | 1.1 | 1.05 | 1.1 | 1.04 | 1.15 | 90 | 89 | 0.92 | 0.9 |  | Charger | Non Federally-Regulated | 2019-11-22 |  | 2020-10-16
Exide Technologies | Aker Wade | A1MV48-1006* | three-phase lift truck | Lead-acid | 12405 | 7.64 | 24.89 | 7.59 | 10 | 1.01 | 1.1 | 1.02 | 1.1 | 1.01 | 1.15 | 89 | 89 | 0.9 | 0.9 |  | Charger | Non Federally-Regulated | 2019-11-22 |  | 2020-10-16
Exide Technologies | Aker Wade | A1MV24-1009* | three-phase lift truck | Lead-acid | 5662 | 8 | 16.79 | 8.1 | 10 | 1.04 | 1.1 | 1.05 | 1.1 | 1.04 | 1.15 | 90 | 89 | 0.92 | 0.9 |  | Charger | Non Federally-Regulated | 2019-11-22 |  | 2020-10-16
Exide Technologies | Aker Wade | A1MV48-1009* | three-phase lift truck | Lead-acid | 12405 | 7.64 | 24.89 | 7.59 | 10 | 1.01 | 1.1 | 1.02 | 1.1 | 1.01 | 1.15 | 89 | 89 | 0.9 | 0.9 |  | Charger | Non Federally-Regulated | 2019-11-22 |  | 2020-10-16
Exide Technologies | Aker Wade | A1MV24-1012* | three-phase lift truck | Lead-acid | 5662 | 8 | 16.79 | 8.1 | 10 | 1.04 | 1.1 | 1.05 | 1.1 | 1.04 | 1.15 | 90 | 89 | 0.92 | 0.9 |  | Charger | Non Federally-Regulated | 2019-11-22 |  | 2020-10-16
Exide Technologies | Aker Wade | A1MV48-1012* | three-phase lift truck | Lead-acid | 12405 | 7.64 | 24.89 | 7.59 | 10 | 1.01 | 1.1 | 1.02 | 1.1 | 1.01 | 1.15 | 89 | 89 | 0.9 | 0.9 |  | Charger | Non Federally-Regulated | 2019-11-22 |  | 2020-10-16
Exide Technologies | Aker Wade | A1MV24-1015* | three-phase lift truck | Lead-acid | 5662 | 8 | 16.79 | 8.1 | 10 | 1.04 | 1.1 | 1.05 | 1.1 | 1.04 | 1.15 | 90 | 89 | 0.92 | 0.9 |  | Charger | Non Federally-Regulated | 2019-11-22 |  | 2020-10-16
Exide Technologies | Aker Wade | A1MV48-1015* | three-phase lift truck | Lead-acid | 12405 | 7.64 | 24.89 | 7.59 | 10 | 1.01 | 1.1 | 1.02 | 1.1 | 1.01 | 1.15 | 89 | 89 | 0.9 | 0.9 |  | Charger | Non Federally-Regulated | 2019-11-22 |  | 2020-10-16
Exide Technologies | Aker Wade | A1MV24-1018* | three-phase lift truck | Lead-acid | 5662 | 8 | 16.79 | 8.1 | 10 | 1.04 | 1.1 | 1.05 | 1.1 | 1.04 | 1.15 | 90 | 89 | 0.92 | 0.9 |  | Charger | Non Federally-Regulated | 2019-11-22 |  | 2020-10-16
Exide Technologies | Aker Wade | A1MV48-1018* | three-phase lift truck | Lead-acid | 12405 | 7.64 | 24.89 | 7.59 | 10 | 1.01 | 1.1 | 1.02 | 1.1 | 1.01 | 1.15 | 89 | 89 | 0.9 | 0.9 |  | Charger | Non Federally-Regulated | 2019-11-22 |  | 2020-10-16
Exide Technologies | GNB Industrial Power | X3MV24-1003* | three-phase lift truck | Lead-acid | 5662 | 8 | 16.79 | 8.1 | 10 | 1.04 | 1.1 | 1.05 | 1.1 | 1.04 | 1.15 | 90 | 89 | 0.92 | 0.9 |  | Charger | Non Federally-Regulated | 2019-11-22 |  | 2020-10-16
Exide Technologies | GNB Industrial Power | X3MV48-1003* | three-phase lift truck | Lead-acid | 12405 | 7.64 | 24.89 | 7.59 | 10 | 1.01 | 1.1 | 1.02 | 1.1 | 1.01 | 1.15 | 89 | 89 | 0.9 | 0.9 |  | Charger | Non Federally-Regulated | 2019-11-22 |  | 2020-10-16
Exide Technologies | GNB Industrial Power | X3MV24-1006* | three-phase lift truck | Lead-acid | 5662 | 8 | 16.79 | 8.1 | 10 | 1.04 | 1.1 | 1.05 | 1.1 | 1.04 | 1.15 | 90 | 89 | 0.92 | 0.9 |  | Charger | Non Federally-Regulated | 2019-11-22 |  | 2020-10-16
Exide Technologies | GNB Industrial Power | X3MV48-1006* | three-phase lift truck | Lead-acid | 12405 | 7.64 | 24.89 | 7.59 | 10 | 1.01 | 1.1 | 1.02 | 1.1 | 1.01 | 1.15 | 89 | 89 | 0.9 | 0.9 |  | Charger | Non Federally-Regulated | 2019-11-22 |  | 2020-10-16
Exide Technologies | GNB Industrial Power | X3MV24-1009* | three-phase lift truck | Lead-acid | 5662 | 8 | 16.79 | 8.1 | 10 | 1.04 | 1.1 | 1.05 | 1.1 | 1.04 | 1.15 | 90 | 89 | 0.92 | 0.9 |  | Charger | Non Federally-Regulated | 2019-11-22 |  | 2020-10-16
Exide Technologies | GNB Industrial Power | X3MV48-1009* | three-phase lift truck | Lead-acid | 12405 | 7.64 | 24.89 | 7.59 | 10 | 1.01 | 1.1 | 1.02 | 1.1 | 1.01 | 1.15 | 89 | 89 | 0.9 | 0.9 |  | Charger | Non Federally-Regulated | 2019-11-22 |  | 2020-10-16
Exide Technologies | GNB Industrial Power | X3MV24-1012* | three-phase lift truck | Lead-acid | 5662 | 8 | 16.79 | 8.1 | 10 | 1.04 | 1.1 | 1.05 | 1.1 | 1.04 | 1.15 | 90 | 89 | 0.92 | 0.9 |  | Charger | Non Federally-Regulated | 2019-11-22 |  | 2020-10-16
Exide Technologies | GNB Industrial Power | X3MV48-1012* | three-phase lift truck | Lead-acid | 12405 | 7.64 | 24.89 | 7.59 | 10 | 1.01 | 1.1 | 1.02 | 1.1 | 1.01 | 1.15 | 89 | 89 | 0.9 | 0.9 |  | Charger | Non Federally-Regulated | 2019-11-22 |  | 2020-10-16
Exide Technologies | GNB Industrial Power | X3MV24-1015* | three-phase lift truck | Lead-acid | 5662 | 8 | 16.79 | 8.1 | 10 | 1.04 | 1.1 | 1.05 | 1.1 | 1.04 | 1.15 | 90 | 89 | 0.92 | 0.9 |  | Charger | Non Federally-Regulated | 2019-11-22 |  | 2020-10-16
Exide Technologies | GNB Industrial Power | X3MV48-1015* | three-phase lift truck | Lead-acid | 12405 | 7.64 | 24.89 | 7.59 | 10 | 1.01 | 1.1 | 1.02 | 1.1 | 1.01 | 1.15 | 89 | 89 | 0.9 | 0.9 |  | Charger | Non Federally-Regulated | 2019-11-22 |  | 2020-10-16
Exide Technologies | GNB Industrial Power | X3MV24-1018* | three-phase lift truck | Lead-acid | 5662 | 8 | 16.79 | 8.1 | 10 | 1.04 | 1.1 | 1.05 | 1.1 | 1.04 | 1.15 | 90 | 89 | 0.92 | 0.9 |  | Charger | Non Federally-Regulated | 2019-11-22 |  | 2020-10-16
Exide Technologies | GNB Industrial Power | X3MV48-1018* | three-phase lift truck | Lead-acid | 12405 | 7.64 | 24.89 | 7.59 | 10 | 1.01 | 1.1 | 1.02 | 1.1 | 1.01 | 1.15 | 89 | 89 | 0.9 | 0.9 |  | Charger | Non Federally-Regulated | 2019-11-22 |  | 2020-10-16
Exide Technologies | Aker Wade | A1MV80-0603* | three-phase lift truck | Lead-acid | 37005 | 7.94 | 54.41 | 7 | 10 | 0.99 | 1.1 | 1 | 1.1 | 1.01 | 1.15 | 94 | 89 | 0.95 | 0.9 |  | Charger | Non Federally-Regulated | 2019-12-18 |  | 2020-10-16
Exide Technologies | Aker Wade | A1MV80-0606* | three-phase lift truck | Lead-acid | 37005 | 7.94 | 54.41 | 7 | 10 | 0.99 | 1.1 | 1 | 1.1 | 1.01 | 1.15 | 94 | 89 | 0.95 | 0.9 |  | Charger | Non Federally-Regulated | 2019-12-18 |  | 2020-10-16
Exide Technologies | Aker Wade | A1MV80-0609* | three-phase lift truck | Lead-acid | 37005 | 7.94 | 54.41 | 7 | 10 | 0.99 | 1.1 | 1 | 1.1 | 1.01 | 1.15 | 94 | 89 | 0.95 | 0.9 |  | Charger | Non Federally-Regulated | 2019-12-18 |  | 2020-10-16
Exide Technologies | Aker Wade | A1MV80-0612* | three-phase lift truck | Lead-acid | 37005 | 7.94 | 54.41 | 7 | 10 | 0.99 | 1.1 | 1 | 1.1 | 1.01 | 1.15 | 94 | 89 | 0.95 | 0.9 |  | Charger | Non Federally-Regulated | 2019-12-18 |  | 2020-10-16
Exide Technologies | Aker Wade | A1MV80-0615* | three-phase lift truck | Lead-acid | 37005 | 7.94 | 54.41 | 7 | 10 | 0.99 | 1.1 | 1 | 1.1 | 1.01 | 1.15 | 94 | 89 | 0.95 | 0.9 |  | Charger | Non Federally-Regulated | 2019-12-18 |  | 2020-10-16
Exide Technologies | Aker Wade | A1MV80-0618* | three-phase lift truck | Lead-acid | 37005 | 7.94 | 54.41 | 7 | 10 | 0.99 | 1.1 | 1 | 1.1 | 1.01 | 1.15 | 94 | 89 | 0.95 | 0.9 |  | Charger | Non Federally-Regulated | 2019-12-18 |  | 2020-10-16
Exide Technologies | Aker Wade | A1MV80-1003* | three-phase lift truck | Lead-acid | 37005 | 7.94 | 54.41 | 7 | 10 | 0.99 | 1.1 | 1 | 1.1 | 1.01 | 1.15 | 94 | 89 | 0.95 | 0.9 |  | Charger | Non Federally-Regulated | 2019-12-18 |  | 2020-10-16
Exide Technologies | Aker Wade | A1MV80-1006* | three-phase lift truck | Lead-acid | 37005 | 7.94 | 54.41 | 7 | 10 | 0.99 | 1.1 | 1 | 1.1 | 1.01 | 1.15 | 94 | 89 | 0.95 | 0.9 |  | Charger | Non Federally-Regulated | 2019-12-18 |  | 2020-10-16
Exide Technologies | Aker Wade | A1MV80-1009* | three-phase lift truck | Lead-acid | 37005 | 7.94 | 54.41 | 7 | 10 | 0.99 | 1.1 | 1 | 1.1 | 1.01 | 1.15 | 94 | 89 | 0.95 | 0.9 |  | Charger | Non Federally-Regulated | 2019-12-18 |  | 2020-10-16
Exide Technologies | Aker Wade | A1MV80-1012* | three-phase lift truck | Lead-acid | 37005 | 7.94 | 54.41 | 7 | 10 | 0.99 | 1.1 | 1 | 1.1 | 1.01 | 1.15 | 94 | 89 | 0.95 | 0.9 |  | Charger | Non Federally-Regulated | 2019-12-18 |  | 2020-10-16
Exide Technologies | Aker Wade | A1MV80-1015* | three-phase lift truck | Lead-acid | 37005 | 7.94 | 54.41 | 7 | 10 | 0.99 | 1.1 | 1 | 1.1 | 1.01 | 1.15 | 94 | 89 | 0.95 | 0.9 |  | Charger | Non Federally-Regulated | 2019-12-18 |  | 2020-10-16
Exide Technologies | Aker Wade | A1MV80-1018* | three-phase lift truck | Lead-acid | 37005 | 7.94 | 54.41 | 7 | 10 | 0.99 | 1.1 | 1 | 1.1 | 1.01 | 1.15 | 94 | 89 | 0.95 | 0.9 |  | Charger | Non Federally-Regulated | 2019-12-18 |  | 2020-10-16
Exide Technologies | Aker Wade | A1MV80-1021* | three-phase lift truck | Lead-acid | 37005 | 7.94 | 54.41 | 7 | 10 | 0.99 | 1.1 | 1 | 1.1 | 1.01 | 1.15 | 94 | 89 | 0.95 | 0.9 |  | Charger | Non Federally-Regulated | 2019-12-18 |  | 2020-10-16
Exide Technologies | Aker Wade | A1MV80-1024* | three-phase lift truck | Lead-acid | 37005 | 7.94 | 54.41 | 7 | 10 | 0.99 | 1.1 | 1 | 1.1 | 1.01 | 1.15 | 94 | 89 | 0.95 | 0.9 |  | Charger | Non Federally-Regulated | 2019-12-18 |  | 2020-10-16
Exide Technologies | Aker Wade | A1MV80-1027* | three-phase lift truck | Lead-acid | 37005 | 7.94 | 54.41 | 7 | 10 | 0.99 | 1.1 | 1 | 1.1 | 1.01 | 1.15 | 94 | 89 | 0.95 | 0.9 |  | Charger | Non Federally-Regulated | 2019-12-18 |  | 2020-10-16
Exide Technologies | Aker Wade | A1MV80-1030* | three-phase lift truck | Lead-acid | 37005 | 7.94 | 54.41 | 7 | 10 | 0.99 | 1.1 | 1 | 1.1 | 1.01 | 1.15 | 94 | 89 | 0.95 | 0.9 |  | Charger | Non Federally-Regulated | 2019-12-18 |  | 2020-10-16
Exide Technologies | GNB Industrial Power | X3MV80-0603* | three-phase lift truck | Lead-acid | 37005 | 7.94 | 54.41 | 7 | 10 | 0.99 | 1.1 | 1 | 1.1 | 1.01 | 1.15 | 94 | 89 | 0.95 | 0.9 |  | Charger | Non Federally-Regulated | 2019-12-18 |  | 2020-10-16
Exide Technologies | GNB Industrial Power | X3MV80-0606* | three-phase lift truck | Lead-acid | 37005 | 7.94 | 54.41 | 7 | 10 | 0.99 | 1.1 | 1 | 1.1 | 1.01 | 1.15 | 94 | 89 | 0.95 | 0.9 |  | Charger | Non Federally-Regulated | 2019-12-18 |  | 2020-10-16
Exide Technologies | GNB Industrial Power | X3MV80-0609* | three-phase lift truck | Lead-acid | 37005 | 7.94 | 54.41 | 7 | 10 | 0.99 | 1.1 | 1 | 1.1 | 1.01 | 1.15 | 94 | 89 | 0.95 | 0.9 |  | Charger | Non Federally-Regulated | 2019-12-18 |  | 2020-10-16
Exide Technologies | GNB Industrial Power | X3MV80-0612* | three-phase lift truck | Lead-acid | 37005 | 7.94 | 54.41 | 7 | 10 | 0.99 | 1.1 | 1 | 1.1 | 1.01 | 1.15 | 94 | 89 | 0.95 | 0.9 |  | Charger | Non Federally-Regulated | 2019-12-18 |  | 2020-10-16
Exide Technologies | GNB Industrial Power | X3MV80-0615* | three-phase lift truck | Lead-acid | 37005 | 7.94 | 54.41 | 7 | 10 | 0.99 | 1.1 | 1 | 1.1 | 1.01 | 1.15 | 94 | 89 | 0.95 | 0.9 |  | Charger | Non Federally-Regulated | 2019-12-18 |  | 2020-10-16
Exide Technologies | GNB Industrial Power | X3MV80-0618* | three-phase lift truck | Lead-acid | 37005 | 7.94 | 54.41 | 7 | 10 | 0.99 | 1.1 | 1 | 1.1 | 1.01 | 1.15 | 94 | 89 | 0.95 | 0.9 |  | Charger | Non Federally-Regulated | 2019-12-18 |  | 2020-10-16
Exide Technologies | GNB Industrial Power | X3MV80-1003* | three-phase lift truck | Lead-acid | 37005 | 7.94 | 54.41 | 7 | 10 | 0.99 | 1.1 | 1 | 1.1 | 1.01 | 1.15 | 94 | 89 | 0.95 | 0.9 |  | Charger | Non Federally-Regulated | 2019-12-18 |  | 2020-10-16
Exide Technologies | GNB Industrial Power | X3MV80-1006* | three-phase lift truck | Lead-acid | 37005 | 7.94 | 54.41 | 7 | 10 | 0.99 | 1.1 | 1 | 1.1 | 1.01 | 1.15 | 94 | 89 | 0.95 | 0.9 |  | Charger | Non Federally-Regulated | 2019-12-18 |  | 2020-10-16
Exide Technologies | GNB Industrial Power | X3MV80-1009* | three-phase lift truck | Lead-acid | 37005 | 7.94 | 54.41 | 7 | 10 | 0.99 | 1.1 | 1 | 1.1 | 1.01 | 1.15 | 94 | 89 | 0.95 | 0.9 |  | Charger | Non Federally-Regulated | 2019-12-18 |  | 2020-10-16
Exide Technologies | GNB Industrial Power | X3MV80-1012* | three-phase lift truck | Lead-acid | 37005 | 7.94 | 54.41 | 7 | 10 | 0.99 | 1.1 | 1 | 1.1 | 1.01 | 1.15 | 94 | 89 | 0.95 | 0.9 |  | Charger | Non Federally-Regulated | 2019-12-18 |  | 2020-10-16
Exide Technologies | GNB Industrial Power | X3MV80-1015* | three-phase lift truck | Lead-acid | 37005 | 7.94 | 54.41 | 7 | 10 | 0.99 | 1.1 | 1 | 1.1 | 1.01 | 1.15 | 94 | 89 | 0.95 | 0.9 |  | Charger | Non Federally-Regulated | 2019-12-18 |  | 2020-10-16
Exide Technologies | GNB Industrial Power | X3MV80-1018* | three-phase lift truck | Lead-acid | 37005 | 7.94 | 54.41 | 7 | 10 | 0.99 | 1.1 | 1 | 1.1 | 1.01 | 1.15 | 94 | 89 | 0.95 | 0.9 |  | Charger | Non Federally-Regulated | 2019-12-18 |  | 2020-10-16
Exide Technologies | GNB Industrial Power | X3MV80-1021* | three-phase lift truck | Lead-acid | 37005 | 7.94 | 54.41 | 7 | 10 | 0.99 | 1.1 | 1 | 1.1 | 1.01 | 1.15 | 94 | 89 | 0.95 | 0.9 |  | Charger | Non Federally-Regulated | 2019-12-18 |  | 2020-10-16
Exide Technologies | GNB Industrial Power | X3MV80-1024* | three-phase lift truck | Lead-acid | 37005 | 7.94 | 54.41 | 7 | 10 | 0.99 | 1.1 | 1 | 1.1 | 1.01 | 1.15 | 94 | 89 | 0.95 | 0.9 |  | Charger | Non Federally-Regulated | 2019-12-18 |  | 2020-10-16
Exide Technologies | GNB Industrial Power | X3MV80-1027* | three-phase lift truck | Lead-acid | 37005 | 7.94 | 54.41 | 7 | 10 | 0.99 | 1.1 | 1 | 1.1 | 1.01 | 1.15 | 94 | 89 | 0.95 | 0.9 |  | Charger | Non Federally-Regulated | 2019-12-18 |  | 2020-10-16
Exide Technologies | GNB Industrial Power | X3MV80-1030* | three-phase lift truck | Lead-acid | 37005 | 7.94 | 54.41 | 7 | 10 | 0.99 | 1.1 | 1 | 1.1 | 1.01 | 1.15 | 94 | 89 | 0.95 | 0.9 |  | Charger | Non Federally-Regulated | 2019-12-18 |  | 2020-10-16
Exide Technologies | Aker Wade | A1MV48-0303* | three-phase lift truck | Lead-acid | 5914.1 | 9.01 | 17.1 | 9 | 10 | 1 | 1.1 | 1.03 | 1.1 | 1.02 | 1.15 | 91 | 89 | 0.93 | 0.9 |  | Charger | Non Federally-Regulated | 2020-02-05 |  | 2020-10-16
Exide Technologies | Aker Wade | A1MV48-0306* | three-phase lift truck | Lead-acid | 5914.1 | 9.01 | 17.1 | 9 | 10 | 1 | 1.1 | 1.03 | 1.1 | 1.02 | 1.15 | 91 | 89 | 0.93 | 0.9 |  | Charger | Non Federally-Regulated | 2020-02-05 |  | 2020-10-16
Exide Technologies | Aker Wade | A1MV48-0309* | three-phase lift truck | Lead-acid | 5914.1 | 9.01 | 17.1 | 9 | 10 | 1 | 1.1 | 1.03 | 1.1 | 1.02 | 1.15 | 91 | 89 | 0.93 | 0.9 |  | Charger | Non Federally-Regulated | 2020-02-05 |  | 2020-10-16
Exide Technologies | GNB Industrial Power | X3MV48-0303* | three-phase lift truck | Lead-acid | 5914.1 | 9.01 | 17.1 | 9 | 10 | 1 | 1.1 | 1.03 | 1.1 | 1.02 | 1.15 | 91 | 89 | 0.93 | 0.9 |  | Charger | Non Federally-Regulated | 2020-02-05 |  | 2020-10-16
Exide Technologies | GNB Industrial Power | X3MV48-0306* | three-phase lift truck | Lead-acid | 5914.1 | 9.01 | 17.1 | 9 | 10 | 1 | 1.1 | 1.03 | 1.1 | 1.02 | 1.15 | 91 | 89 | 0.93 | 0.9 |  | Charger | Non Federally-Regulated | 2020-02-05 |  | 2020-10-16
Exide Technologies | GNB Industrial Power | X3MV48-0309* | three-phase lift truck | Lead-acid | 5914.1 | 9.01 | 17.1 | 9 | 10 | 1 | 1.1 | 1.03 | 1.1 | 1.02 | 1.15 | 91 | 89 | 0.93 | 0.9 |  | Charger | Non Federally-Regulated | 2020-02-05 |  | 2020-10-16
Exide Technologies | Aker Wade | A1MV24-0303* | three-phase lift truck | Lead-acid | 7881.01 | 9 | 19.46 | 9 | 10 | 1.07 | 1.1 | 1.06 | 1.1 | 1.05 | 1.15 | 91 | 89 | 0.93 | 0.9 |  | Charger | Non Federally-Regulated | 2020-02-26 |  | 2020-10-16
Exide Technologies | Aker Wade | A1MV24-0306* | three-phase lift truck | Lead-acid | 7881.01 | 9 | 19.46 | 9 | 10 | 1.07 | 1.1 | 1.06 | 1.1 | 1.05 | 1.15 | 91 | 89 | 0.93 | 0.9 |  | Charger | Non Federally-Regulated | 2020-02-26 |  | 2020-10-16
Exide Technologies | Aker Wade | A1MV24-0309* | three-phase lift truck | Lead-acid | 7881.01 | 9 | 19.46 | 9 | 10 | 1.07 | 1.1 | 1.06 | 1.1 | 1.05 | 1.15 | 91 | 89 | 0.93 | 0.9 |  | Charger | Non Federally-Regulated | 2020-02-26 |  | 2020-10-16
Exide Technologies | GNB Industrial Power | X3MV24-0303* | three-phase lift truck | Lead-acid | 7881.01 | 9 | 19.46 | 9 | 10 | 1.07 | 1.1 | 1.06 | 1.1 | 1.05 | 1.15 | 91 | 89 | 0.93 | 0.9 |  | Charger | Non Federally-Regulated | 2020-02-26 |  | 2020-10-16
Exide Technologies | GNB Industrial Power | X3MV24-0306* | three-phase lift truck | Lead-acid | 7881.01 | 9 | 19.46 | 9 | 10 | 1.07 | 1.1 | 1.06 | 1.1 | 1.05 | 1.15 | 91 | 89 | 0.93 | 0.9 |  | Charger | Non Federally-Regulated | 2020-02-26 |  | 2020-10-16
Exide Technologies | GNB Industrial Power | X3MV24-0309* | three-phase lift truck | Lead-acid | 7881.01 | 9 | 19.46 | 9 | 10 | 1.07 | 1.1 | 1.06 | 1.1 | 1.05 | 1.15 | 91 | 89 | 0.93 | 0.9 |  | Charger | Non Federally-Regulated | 2020-02-26 |  | 2020-10-16
Exide Technologies | GNB Industrial Power | EHF48T240C | three-phase lift truck | Lead-acid | 72960 | 31.4 | 97.55 | 4.38 | 10 | 1.08 | 1.1 | 1.09 | 1.1 | 1.15 | 1.15 | 91 | 89 | 0.93 | 0.9 | FALSE | Charger | Non Federally-Regulated | 2015-03-20 |  | 2020-10-16
Exide Technologies | GNB Industrial Power | EHF24T90C | three-phase lift truck | Lead-acid | 13680 | 17.11 | 26.42 | 9.27 | 10 | 1.07 | 1.1 | 1.08 | 1.1 | 1.14 | 1.15 | 90 | 89 | 0.94 | 0.9 | FALSE | Charger | Non Federally-Regulated | 2015-03-20 |  | 2020-10-16
Exide Technologies | GNB Industrial Power | EHF72T90C | three-phase lift truck | Lead-acid | 41040 | 31.4 | 59.25 | 9.25 | 10 | 1.08 | 1.1 | 1.09 | 1.1 | 1.15 | 1.15 | 91 | 89 | 0.93 | 0.9 | FALSE | Charger | Non Federally-Regulated | 2015-03-20 |  | 2020-10-16
Exide Technologies | GNB Industrial Power | EHP48T260C | three-phase lift truck | Lead-acid | 118560 | 31.4 | 152.27 | 4.38 | 10 | 1.08 | 1.1 | 1.09 | 1.1 | 1.15 | 1.15 | 91 | 89 | 0.93 | 0.9 | FALSE | Charger | Non Federally-Regulated | 2015-03-20 |  | 2020-10-16
Exide Technologies | GNB Industrial Power | EMC24T110C-4 | three-phase lift truck | Lead-acid | 17100 | 17.11 | 30.52 | 9.01 | 10 | 1.07 | 1.1 | 1.08 | 1.1 | 1.14 | 1.15 | 90 | 89 | 0.94 | 0.9 | FALSE | Charger | Non Federally-Regulated | 2015-03-20 |  | 2020-10-16
Exide Technologies | GNB Industrial Power | EHF48T110C | three-phase lift truck | Lead-acid | 34200 | 31.4 | 51.04 | 9.89 | 10 | 1.08 | 1.1 | 1.09 | 1.1 | 1.15 | 1.15 | 91 | 89 | 0.93 | 0.9 | FALSE | Charger | Non Federally-Regulated | 2015-03-20 |  | 2020-10-16
Exide Technologies | GNB Industrial Power | EMC24T130C-4 | three-phase lift truck | Lead-acid | 19722 | 17.11 | 33.67 | 9.01 | 10 | 1.07 | 1.1 | 1.08 | 1.1 | 1.14 | 1.15 | 90 | 89 | 0.94 | 0.9 | FALSE | Charger | Non Federally-Regulated | 2015-03-20 |  | 2020-10-16
Exide Technologies | GNB Industrial Power | EHF36T130C | three-phase lift truck | Lead-acid | 29583 | 31.4 | 45.5 | 9.72 | 10 | 1.08 | 1.1 | 1.09 | 1.1 | 1.15 | 1.15 | 91 | 89 | 0.93 | 0.9 | FALSE | Charger | Non Federally-Regulated | 2015-03-20 |  | 2020-10-16
Exide Technologies | GNB Industrial Power | ESS24T110C-4 | three-phase lift truck | Lead-acid | 17100 | 17.11 | 30.52 | 9.01 | 10 | 1.07 | 1.1 | 1.08 | 1.1 | 1.14 | 1.15 | 90 | 89 | 0.94 | 0.9 | FALSE | Charger | Non Federally-Regulated | 2015-03-20 |  | 2020-10-16
Exide Technologies | GNB Industrial Power | EMC48T110C-4 | three-phase lift truck | Lead-acid | 34200 | 31.4 | 51.04 | 9.89 | 10 | 1.08 | 1.1 | 1.09 | 1.1 | 1.15 | 1.15 | 91 | 89 | 0.93 | 0.9 | FALSE | Charger | Non Federally-Regulated | 2015-03-20 |  | 2020-10-16
Exide Technologies | GNB Industrial Power | ESS24T150C-4 | three-phase lift truck | Lead-acid | 34200 | 17.11 | 51.04 | 9.01 | 10 | 1.07 | 1.1 | 1.08 | 1.1 | 1.14 | 1.15 | 90 | 89 | 0.94 | 0.9 | FALSE | Charger | Non Federally-Regulated | 2015-03-20 |  | 2020-10-16
Exide Technologies | GNB Industrial Power | ESS24T90C-4 | three-phase lift truck | Lead-acid | 13680 | 17.11 | 26.42 | 9.27 | 10 | 1.07 | 1.1 | 1.08 | 1.1 | 1.14 | 1.15 | 90 | 89 | 0.94 | 0.9 | FALSE | Charger | Non Federally-Regulated | 2015-03-20 |  | 2020-10-16
Exide Technologies | GNB Industrial Power | EHF36T110C | three-phase lift truck | Lead-acid | 25650 | 31.4 | 40.78 | 9.72 | 10 | 1.08 | 1.1 | 1.09 | 1.1 | 1.15 | 1.15 | 91 | 89 | 0.93 | 0.9 | FALSE | Charger | Non Federally-Regulated | 2015-03-20 |  | 2020-10-16
Exide Technologies | GNB Industrial Power | EHP80T100C | three-phase lift truck | Lead-acid | 76000 | 31.4 | 101.2 | 9.25 | 10 | 1.08 | 1.1 | 1.09 | 1.1 | 1.15 | 1.15 | 91 | 89 | 0.93 | 0.9 | FALSE | Charger | Non Federally-Regulated | 2015-03-20 |  | 2020-10-16
Exide Technologies | GNB Industrial Power | EHF24T150C | three-phase lift truck | Lead-acid | 34200 | 17.11 | 51.04 | 9.01 | 10 | 1.07 | 1.1 | 1.08 | 1.1 | 1.14 | 1.15 | 90 | 89 | 0.94 | 0.9 | FALSE | Charger | Non Federally-Regulated | 2015-03-20 |  | 2020-10-16
Exide Technologies | GNB Industrial Power | ESS48T130C-4 | three-phase lift truck | Lead-acid | 39444 | 31.4 | 57.33 | 9.89 | 10 | 1.08 | 1.1 | 1.09 | 1.1 | 1.15 | 1.15 | 91 | 89 | 0.93 | 0.9 | FALSE | Charger | Non Federally-Regulated | 2015-03-20 |  | 2020-10-16
Exide Technologies | GNB Industrial Power | ESS36T130C-4 | three-phase lift truck | Lead-acid | 29583 | 31.4 | 45.5 | 9.72 | 10 | 1.08 | 1.1 | 1.09 | 1.1 | 1.15 | 1.15 | 91 | 89 | 0.93 | 0.9 | FALSE | Charger | Non Federally-Regulated | 2015-03-20 |  | 2020-10-16
Exide Technologies | GNB Industrial Power | EHF24T70C | three-phase lift truck | Lead-acid | 10830 | 17.11 | 23 | 9.27 | 10 | 1.07 | 1.1 | 1.08 | 1.1 | 1.14 | 1.15 | 90 | 89 | 0.94 | 0.9 | FALSE | Charger | Non Federally-Regulated | 2015-03-20 |  | 2020-10-16
Exide Technologies | GNB Industrial Power | EMC72T100C-4 | three-phase lift truck | Lead-acid | 68400 | 31.4 | 92.08 | 9.25 | 10 | 1.08 | 1.1 | 1.09 | 1.1 | 1.15 | 1.15 | 91 | 89 | 0.93 | 0.9 | FALSE | Charger | Non Federally-Regulated | 2015-03-20 |  | 2020-10-16
Exide Technologies | GNB Industrial Power | EHP48T150C | three-phase lift truck | Lead-acid | 68400 | 31.4 | 92.08 | 9.2 | 10 | 1.08 | 1.1 | 1.09 | 1.1 | 1.15 | 1.15 | 91 | 89 | 0.93 | 0.9 | FALSE | Charger | Non Federally-Regulated | 2015-03-20 |  | 2020-10-16
Exide Technologies | GNB Industrial Power | EMC80T40C-4 | three-phase lift truck | Lead-acid | 19760 | 31.4 | 33.71 | 9.25 | 10 | 1.08 | 1.1 | 1.09 | 1.1 | 1.15 | 1.15 | 91 | 89 | 0.93 | 0.9 | FALSE | Charger | Non Federally-Regulated | 2015-03-20 |  | 2020-10-16
Exide Technologies | GNB Industrial Power | EHF80T70C | three-phase lift truck | Lead-acid | 36100 | 31.4 | 53.32 | 9.25 | 10 | 1.08 | 1.1 | 1.09 | 1.1 | 1.15 | 1.15 | 91 | 89 | 0.93 | 0.9 | FALSE | Charger | Non Federally-Regulated | 2015-03-20 |  | 2020-10-16
Exide Technologies | GNB Industrial Power | EMC80T70C-4 | three-phase lift truck | Lead-acid | 36100 | 31.4 | 53.32 | 9.25 | 10 | 1.08 | 1.1 | 1.09 | 1.1 | 1.15 | 1.15 | 91 | 89 | 0.93 | 0.9 | FALSE | Charger | Non Federally-Regulated | 2015-03-20 |  | 2020-10-16
Exide Technologies | GNB Industrial Power | EHF36T220C | three-phase lift truck | Lead-acid | 49590 | 31.4 | 69.51 | 4.38 | 10 | 1.08 | 1.1 | 1.09 | 1.1 | 1.15 | 1.15 | 91 | 89 | 0.93 | 0.9 | FALSE | Charger | Non Federally-Regulated | 2015-03-20 |  | 2020-10-16
Exide Technologies | GNB Industrial Power | ESS48T70C-4 | three-phase lift truck | Lead-acid | 21660 | 31.4 | 35.99 | 9.89 | 10 | 1.08 | 1.1 | 1.09 | 1.1 | 1.15 | 1.15 | 91 | 89 | 0.93 | 0.9 | FALSE | Charger | Non Federally-Regulated | 2015-03-20 |  | 2020-10-16
Exide Technologies | GNB Industrial Power | ESS24T70C-4 | three-phase lift truck | Lead-acid | 10830 | 17.11 | 23 | 9.27 | 10 | 1.07 | 1.1 | 1.08 | 1.1 | 1.14 | 1.15 | 90 | 89 | 0.94 | 0.9 | FALSE | Charger | Non Federally-Regulated | 2015-03-20 |  | 2020-10-16
Exide Technologies | GNB Industrial Power | EHF80T90C | three-phase lift truck | Lead-acid | 45600 | 42.95 | 64.72 | 9.25 | 10 | 1.08 | 1.1 | 1.09 | 1.1 | 1.13 | 1.15 | 92 | 89 | 0.95 | 0.9 | FALSE | Charger | Non Federally-Regulated | 2015-03-20 |  | 2020-10-16
Exide Technologies | GNB Industrial Power | EMC24T70C-4 | three-phase lift truck | Lead-acid | 10830 | 17.11 | 23 | 9.27 | 10 | 1.07 | 1.1 | 1.08 | 1.1 | 1.14 | 1.15 | 90 | 89 | 0.94 | 0.9 | FALSE | Charger | Non Federally-Regulated | 2015-03-20 |  | 2020-10-16
Exide Technologies | GNB Industrial Power | ESS48T110C-4 | three-phase lift truck | Lead-acid | 34200 | 31.4 | 51.04 | 9.89 | 10 | 1.08 | 1.1 | 1.09 | 1.1 | 1.15 | 1.15 | 91 | 89 | 0.93 | 0.9 | FALSE | Charger | Non Federally-Regulated | 2015-03-20 |  | 2020-10-16
Exide Technologies | GNB Industrial Power | ESS36T90C-4 | three-phase lift truck | Lead-acid | 20520 | 31.4 | 34.62 | 9.72 | 10 | 1.08 | 1.1 | 1.09 | 1.1 | 1.15 | 1.15 | 91 | 89 | 0.93 | 0.9 | FALSE | Charger | Non Federally-Regulated | 2015-03-20 |  | 2020-10-16
Exide Technologies | GNB Industrial Power | EMC24T90C-4 | three-phase lift truck | Lead-acid | 13680 | 17.11 | 26.42 | 9.27 | 10 | 1.07 | 1.1 | 1.08 | 1.1 | 1.14 | 1.15 | 90 | 89 | 0.94 | 0.9 | FALSE | Charger | Non Federally-Regulated | 2015-03-20 |  | 2020-10-16
Exide Technologies | GNB Industrial Power | EMC36T150C-4 | three-phase lift truck | Lead-acid | 51300 | 31.4 | 71.56 | 9.72 | 10 | 1.08 | 1.1 | 1.09 | 1.1 | 1.15 | 1.15 | 91 | 89 | 0.93 | 0.9 | FALSE | Charger | Non Federally-Regulated | 2015-03-20 |  | 2020-10-16
Exide Technologies | GNB Industrial Power | EMC36T110C-4 | three-phase lift truck | Lead-acid | 25650 | 31.4 | 40.78 | 9.72 | 10 | 1.08 | 1.1 | 1.09 | 1.1 | 1.15 | 1.15 | 91 | 89 | 0.93 | 0.9 | FALSE | Charger | Non Federally-Regulated | 2015-03-20 |  | 2020-10-16
Exide Technologies | GNB Industrial Power | EHF36T180C | three-phase lift truck | Lead-acid | 41040 | 31.4 | 59.25 | 4.38 | 10 | 1.08 | 1.1 | 1.09 | 1.1 | 1.15 | 1.15 | 91 | 89 | 0.93 | 0.9 | FALSE | Charger | Non Federally-Regulated | 2015-03-20 |  | 2020-10-16
Exide Technologies | GNB Industrial Power | EHF72T100C | three-phase lift truck | Lead-acid | 68400 | 31.4 | 92.08 | 9.25 | 10 | 1.08 | 1.1 | 1.09 | 1.1 | 1.15 | 1.15 | 91 | 89 | 0.93 | 0.9 | FALSE | Charger | Non Federally-Regulated | 2015-03-20 |  | 2020-10-16
Exide Technologies | GNB Industrial Power | EMC36T90C-4 | three-phase lift truck | Lead-acid | 20520 | 31.4 | 34.62 | 9.72 | 10 | 1.08 | 1.1 | 1.09 | 1.1 | 1.15 | 1.15 | 91 | 89 | 0.93 | 0.9 | FALSE | Charger | Non Federally-Regulated | 2015-03-20 |  | 2020-10-16
Exide Technologies | GNB Industrial Power | EHP72T200C | three-phase lift truck | Lead-acid | 136800 | 31.4 | 174.16 | 4.38 | 10 | 1.08 | 1.1 | 1.09 | 1.1 | 1.15 | 1.15 | 91 | 89 | 0.93 | 0.9 | FALSE | Charger | Non Federally-Regulated | 2015-03-20 |  | 2020-10-16
Exide Technologies | GNB Industrial Power | EHP24T250C | three-phase lift truck | Lead-acid | 57000 | 17.11 | 78.4 | 4.38 | 10 | 1.07 | 1.1 | 1.08 | 1.1 | 1.14 | 1.15 | 90 | 89 | 0.94 | 0.9 | FALSE | Charger | Non Federally-Regulated | 2015-03-20 |  | 2020-10-16
Exide Technologies | GNB Industrial Power | EHF36T150C | three-phase lift truck | Lead-acid | 34200 | 31.4 | 51.04 | 9.72 | 10 | 1.08 | 1.1 | 1.09 | 1.1 | 1.15 | 1.15 | 91 | 89 | 0.93 | 0.9 | FALSE | Charger | Non Federally-Regulated | 2015-03-20 |  | 2020-10-16
Exide Technologies | GNB Industrial Power | EHP36T260C | three-phase lift truck | Lead-acid | 88920 | 31.4 | 116.7 | 4.38 | 10 | 1.08 | 1.1 | 1.09 | 1.1 | 1.15 | 1.15 | 91 | 89 | 0.93 | 0.9 | FALSE | Charger | Non Federally-Regulated | 2015-03-20 |  | 2020-10-16
Exide Technologies | GNB Industrial Power | ESS48T90C-4 | three-phase lift truck | Lead-acid | 27360 | 31.4 | 42.83 | 9.89 | 10 | 1.08 | 1.1 | 1.09 | 1.1 | 1.15 | 1.15 | 91 | 89 | 0.93 | 0.9 | FALSE | Charger | Non Federally-Regulated | 2015-03-20 |  | 2020-10-16
Exide Technologies | GNB Industrial Power | EHP72T100C | three-phase lift truck | Lead-acid | 68400 | 31.4 | 92.08 | 9.25 | 10 | 1.08 | 1.1 | 1.09 | 1.1 | 1.15 | 1.15 | 91 | 89 | 0.93 | 0.9 | FALSE | Charger | Non Federally-Regulated | 2015-03-20 |  | 2020-10-16
Exide Technologies | GNB Industrial Power | ESS36T110C-4 | three-phase lift truck | Lead-acid | 25650 | 31.4 | 40.78 | 9.72 | 10 | 1.08 | 1.1 | 1.09 | 1.1 | 1.15 | 1.15 | 91 | 89 | 0.93 | 0.9 | FALSE | Charger | Non Federally-Regulated | 2015-03-20 |  | 2020-10-16
Exide Technologies | GNB Industrial Power | EHF48T220C | three-phase lift truck | Lead-acid | 66120 | 31.4 | 89.34 | 4.38 | 10 | 1.08 | 1.1 | 1.09 | 1.1 | 1.15 | 1.15 | 91 | 89 | 0.93 | 0.9 | FALSE | Charger | Non Federally-Regulated | 2015-03-20 |  | 2020-10-16
Exide Technologies | GNB Industrial Power | EMC48T150C-4 | three-phase lift truck | Lead-acid | 68400 | 31.4 | 92.08 | 9.2 | 10 | 1.08 | 1.1 | 1.09 | 1.1 | 1.15 | 1.15 | 91 | 89 | 0.93 | 0.9 | FALSE | Charger | Non Federally-Regulated | 2015-03-20 |  | 2020-10-16
Exide Technologies | GNB Industrial Power | EHF24T130C | three-phase lift truck | Lead-acid | 19722 | 17.11 | 33.67 | 9.01 | 10 | 1.07 | 1.1 | 1.08 | 1.1 | 1.14 | 1.15 | 90 | 89 | 0.94 | 0.9 | FALSE | Charger | Non Federally-Regulated | 2015-03-20 |  | 2020-10-16
Exide Technologies | GNB Industrial Power | EHF80T100C | three-phase lift truck | Lead-acid | 76000 | 31.4 | 101.2 | 9.25 | 10 | 1.08 | 1.1 | 1.09 | 1.1 | 1.15 | 1.15 | 91 | 89 | 0.93 | 0.9 | FALSE | Charger | Non Federally-Regulated | 2015-03-20 |  | 2020-10-16
Exide Technologies | GNB Industrial Power | ESS48T150C-4 | three-phase lift truck | Lead-acid | 45600 | 31.4 | 64.72 | 9.2 | 10 | 1.08 | 1.1 | 1.09 | 1.1 | 1.15 | 1.15 | 91 | 89 | 0.93 | 0.9 | FALSE | Charger | Non Federally-Regulated | 2015-03-20 |  | 2020-10-16
Exide Technologies | GNB Industrial Power | EMC80T100C-4 | three-phase lift truck | Lead-acid | 76000 | 31.4 | 101.2 | 9.25 | 10 | 1.08 | 1.1 | 1.09 | 1.1 | 1.15 | 1.15 | 91 | 89 | 0.93 | 0.9 | FALSE | Charger | Non Federally-Regulated | 2015-03-20 |  | 2020-10-16
Exide Technologies | GNB Industrial Power | EHF48T150C | three-phase lift truck | Lead-acid | 45600 | 31.4 | 64.72 | 9.2 | 10 | 1.08 | 1.1 | 1.09 | 1.1 | 1.15 | 1.15 | 91 | 89 | 0.93 | 0.9 | FALSE | Charger | Non Federally-Regulated | 2015-03-20 |  | 2020-10-16
Exide Technologies | GNB Industrial Power | EHP48T300C | three-phase lift truck | Lead-acid | 136800 | 31.4 | 174.16 | 4.38 | 10 | 1.08 | 1.1 | 1.09 | 1.1 | 1.15 | 1.15 | 91 | 89 | 0.93 | 0.9 | FALSE | Charger | Non Federally-Regulated | 2015-03-20 |  | 2020-10-16
Exide Technologies | GNB Industrial Power | EMC72T70C-4 | three-phase lift truck | Lead-acid | 32490 | 31.4 | 48.99 | 9.25 | 10 | 1.08 | 1.1 | 1.09 | 1.1 | 1.15 | 1.15 | 91 | 89 | 0.93 | 0.9 | FALSE | Charger | Non Federally-Regulated | 2015-03-20 |  | 2020-10-16
Exide Technologies | GNB Industrial Power | EMC48T130C-4 | three-phase lift truck | Lead-acid | 39444 | 31.4 | 57.33 | 9.89 | 10 | 1.08 | 1.1 | 1.09 | 1.1 | 1.15 | 1.15 | 91 | 89 | 0.93 | 0.9 | FALSE | Charger | Non Federally-Regulated | 2015-03-20 |  | 2020-10-16
Exide Technologies | GNB Industrial Power | EMC24T40C-4 | three-phase lift truck | Lead-acid | 5928 | 17.11 | 17.11 | 9.27 | 10 | 1.07 | 1.1 | 1.08 | 1.1 | 1.14 | 1.15 | 90 | 89 | 0.94 | 0.9 | FALSE | Charger | Non Federally-Regulated | 2015-03-20 |  | 2020-10-16
Exide Technologies | GNB Industrial Power | EMC24T150C-4 | three-phase lift truck | Lead-acid | 34200 | 17.11 | 51.04 | 9.01 | 10 | 1.07 | 1.1 | 1.08 | 1.1 | 1.14 | 1.15 | 90 | 89 | 0.94 | 0.9 | FALSE | Charger | Non Federally-Regulated | 2015-03-20 |  | 2020-10-16
Exide Technologies | GNB Industrial Power | EHF36T90C | three-phase lift truck | Lead-acid | 20520 | 31.4 | 34.62 | 9.72 | 10 | 1.08 | 1.1 | 1.09 | 1.1 | 1.15 | 1.15 | 91 | 89 | 0.93 | 0.9 | FALSE | Charger | Non Federally-Regulated | 2015-03-20 |  | 2020-10-16
Exide Technologies | GNB Industrial Power | EHF48T180C | three-phase lift truck | Lead-acid | 54720 | 31.4 | 75.66 | 4.38 | 10 | 1.08 | 1.1 | 1.09 | 1.1 | 1.15 | 1.15 | 91 | 89 | 0.93 | 0.9 | FALSE | Charger | Non Federally-Regulated | 2015-03-20 |  | 2020-10-16
Exide Technologies | GNB Industrial Power | EHF72T70C | three-phase lift truck | Lead-acid | 32490 | 31.4 | 48.99 | 9.25 | 10 | 1.08 | 1.1 | 1.09 | 1.1 | 1.15 | 1.15 | 91 | 89 | 0.93 | 0.9 | FALSE | Charger | Non Federally-Regulated | 2015-03-20 |  | 2020-10-16
Exide Technologies | GNB Industrial Power | ESS36T150C-4 | three-phase lift truck | Lead-acid | 34200 | 31.4 | 51.04 | 9.72 | 10 | 1.08 | 1.1 | 1.09 | 1.1 | 1.15 | 1.15 | 91 | 89 | 0.93 | 0.9 | FALSE | Charger | Non Federally-Regulated | 2015-03-20 |  | 2020-10-16
Exide Technologies | GNB Industrial Power | EHP24T150C | three-phase lift truck | Lead-acid | 34200 | 17.11 | 51.04 | 9.01 | 10 | 1.07 | 1.1 | 1.08 | 1.1 | 1.14 | 1.15 | 90 | 89 | 0.94 | 0.9 | FALSE | Charger | Non Federally-Regulated | 2015-03-20 |  | 2020-10-16
Exide Technologies | GNB Industrial Power | EHF48T90C | three-phase lift truck | Lead-acid | 27360 | 31.4 | 42.83 | 9.89 | 10 | 1.08 | 1.1 | 1.09 | 1.1 | 1.15 | 1.15 | 91 | 89 | 0.93 | 0.9 | FALSE | Charger | Non Federally-Regulated | 2015-03-20 |  | 2020-10-16
Exide Technologies | GNB Industrial Power | EMC48T70C-4 | three-phase lift truck | Lead-acid | 21660 | 31.4 | 35.99 | 9.89 | 10 | 1.08 | 1.1 | 1.09 | 1.1 | 1.15 | 1.15 | 91 | 89 | 0.93 | 0.9 | FALSE | Charger | Non Federally-Regulated | 2015-03-20 |  | 2020-10-16
Exide Technologies | GNB Industrial Power | EHF36T240C | three-phase lift truck | Lead-acid | 54720 | 31.4 | 75.66 | 4.38 | 10 | 1.08 | 1.1 | 1.09 | 1.1 | 1.15 | 1.15 | 91 | 89 | 0.93 | 0.9 | FALSE | Charger | Non Federally-Regulated | 2015-03-20 |  | 2020-10-16
Exide Technologies | GNB Industrial Power | EHF24T110C | three-phase lift truck | Lead-acid | 17100 | 17.11 | 30.52 | 9.01 | 10 | 1.07 | 1.1 | 1.08 | 1.1 | 1.14 | 1.15 | 90 | 89 | 0.94 | 0.9 | FALSE | Charger | Non Federally-Regulated | 2015-03-20 |  | 2020-10-16
Exide Technologies | GNB Industrial Power | EHF48T70C | three-phase lift truck | Lead-acid | 21660 | 31.4 | 35.99 | 9.89 | 10 | 1.08 | 1.1 | 1.09 | 1.1 | 1.15 | 1.15 | 91 | 89 | 0.93 | 0.9 | FALSE | Charger | Non Federally-Regulated | 2015-03-20 |  | 2020-10-16
Exide Technologies | GNB Industrial Power | EHP36T300C | three-phase lift truck | Lead-acid | 102600 | 31.4 | 133.12 | 4.38 | 10 | 1.08 | 1.1 | 1.09 | 1.1 | 1.15 | 1.15 | 91 | 89 | 0.93 | 0.9 | FALSE | Charger | Non Federally-Regulated | 2015-03-20 |  | 2020-10-16
Exide Technologies | GNB Industrial Power | EHP80T200C | three-phase lift truck | Lead-acid | 152000 | 31.4 | 192.4 | 4.98 | 10 | 1.08 | 1.1 | 1.09 | 1.1 | 1.15 | 1.15 | 91 | 89 | 0.93 | 0.9 | FALSE | Charger | Non Federally-Regulated | 2015-03-20 |  | 2020-10-16
Exide Technologies | GNB Industrial Power | EMC48T90C-4 | three-phase lift truck | Lead-acid | 27360 | 31.4 | 42.83 | 9.89 | 10 | 1.08 | 1.1 | 1.09 | 1.1 | 1.15 | 1.15 | 91 | 89 | 0.93 | 0.9 | FALSE | Charger | Non Federally-Regulated | 2015-03-20 |  | 2020-10-16
Exide Technologies | GNB Industrial Power | EHF80T40C | three-phase lift truck | Lead-acid | 19760 | 31.4 | 33.71 | 9.25 | 10 | 1.08 | 1.1 | 1.09 | 1.1 | 1.15 | 1.15 | 91 | 89 | 0.93 | 0.9 | FALSE | Charger | Non Federally-Regulated | 2015-03-20 |  | 2020-10-16
Exide Technologies | GNB Industrial Power | EHP24T300C | three-phase lift truck | Lead-acid | 68400 | 17.11 | 92.08 | 4.38 | 10 | 1.07 | 1.1 | 1.08 | 1.1 | 1.14 | 1.15 | 90 | 89 | 0.94 | 0.9 | FALSE | Charger | Non Federally-Regulated | 2015-03-20 |  | 2020-10-16
Exide Technologies | GNB Industrial Power | EHF48T130C | three-phase lift truck | Lead-acid | 39444 | 31.4 | 57.33 | 9.89 | 10 | 1.08 | 1.1 | 1.09 | 1.1 | 1.15 | 1.15 | 91 | 89 | 0.93 | 0.9 | FALSE | Charger | Non Federally-Regulated | 2015-03-20 |  | 2020-10-16
Exide Technologies | GNB Industrial Power | ESS24T130C-4 | three-phase lift truck | Lead-acid | 19722 | 17.11 | 33.67 | 9.01 | 10 | 1.07 | 1.1 | 1.08 | 1.1 | 1.14 | 1.15 | 90 | 89 | 0.94 | 0.9 | FALSE | Charger | Non Federally-Regulated | 2015-03-20 |  | 2020-10-16
Exide Technologies | GNB Industrial Power | EMC80T90C-4 | three-phase lift truck | Lead-acid | 45600 | 31.4 | 64.72 | 9.25 | 10 | 1.08 | 1.1 | 1.09 | 1.1 | 1.15 | 1.15 | 91 | 89 | 0.93 | 0.9 | FALSE | Charger | Non Federally-Regulated | 2015-03-20 |  | 2020-10-16
Exide Technologies | GNB Industrial Power | EMC36T130C-4 | three-phase lift truck | Lead-acid | 29583 | 31.4 | 45.5 | 9.72 | 10 | 1.08 | 1.1 | 1.09 | 1.1 | 1.15 | 1.15 | 91 | 89 | 0.93 | 0.9 | FALSE | Charger | Non Federally-Regulated | 2015-03-20 |  | 2020-10-16
Exide Technologies | GNB Industrial Power | EMC72T90C-4 | three-phase lift truck | Lead-acid | 41040 | 31.4 | 59.25 | 9.25 | 10 | 1.08 | 1.1 | 1.09 | 1.1 | 1.15 | 1.15 | 91 | 89 | 0.93 | 0.9 | FALSE | Charger | Non Federally-Regulated | 2015-03-20 |  | 2020-10-16
Exide Technologies | GNB Industrial Power | EHP36T150C | three-phase lift truck | Lead-acid | 51300 | 31.4 | 71.56 | 9.72 | 10 | 1.08 | 1.1 | 1.09 | 1.1 | 1.15 | 1.15 | 91 | 89 | 0.93 | 0.9 | FALSE | Charger | Non Federally-Regulated | 2015-03-20 |  | 2020-10-16
Industrie Elektronik Brilon | TriCom Futur | Z480 G 24/40 B31-FP | three-phase lift truck | Lead-acid | 11640 | 18.99 | 23.97 | 9.5 | 10 | 1.09 | 1.1 | 1.09 | 1.1 | 1.13 | 1.15 | 95 | 89 | 0.93 | 0.9 | FALSE | Charger | Non Federally-Regulated | 2018-01-19 |  | 2021-05-04
Industrie Elektronik Brilon | TriCom Futur | Z480 G 24/50 B31-FP | three-phase lift truck | Lead-acid | 14550 | 21.92 | 27.46 | 9.5 | 10 | 1.09 | 1.1 | 1.09 | 1.1 | 1.13 | 1.15 | 95 | 89 | 0.93 | 0.9 | FALSE | Charger | Non Federally-Regulated | 2018-01-19 |  | 2021-05-04
Industrie Elektronik Brilon | TriCom Futur | Z480 G 24/60 B31-FP | three-phase lift truck | Lead-acid | 17460 | 24.56 | 30.95 | 9.5 | 10 | 1.09 | 1.1 | 1.09 | 1.1 | 1.13 | 1.15 | 95 | 89 | 0.93 | 0.9 | FALSE | Charger | Non Federally-Regulated | 2018-01-19 |  | 2021-05-04
Industrie Elektronik Brilon | TriCom Futur | Z480 G 24/70 B31-FP | three-phase lift truck | Lead-acid | 20370 | 27.22 | 34.44 | 9.5 | 10 | 1.09 | 1.1 | 1.09 | 1.1 | 1.13 | 1.15 | 95 | 89 | 0.93 | 0.9 | FALSE | Charger | Non Federally-Regulated | 2018-01-19 |  | 2021-05-04
Industrie Elektronik Brilon | TriCom Futur | Z480 G 24/80 B31-FP | three-phase lift truck | Lead-acid | 23280 | 30.01 | 37.94 | 9.5 | 10 | 1.09 | 1.1 | 1.09 | 1.1 | 1.13 | 1.15 | 95 | 89 | 0.93 | 0.9 | FALSE | Charger | Non Federally-Regulated | 2018-01-19 |  | 2021-05-04
Industrie Elektronik Brilon | TriCom Futur | Z480 G 24/90 B31-FP | three-phase lift truck | Lead-acid | 26190 | 32.75 | 41.43 | 9.5 | 10 | 1.09 | 1.1 | 1.09 | 1.1 | 1.13 | 1.15 | 95 | 89 | 0.93 | 0.9 | FALSE | Charger | Non Federally-Regulated | 2018-01-19 |  | 2021-05-04
Industrie Elektronik Brilon | TriCom Futur | Z480 G 24/100 B31-FP | three-phase lift truck | Lead-acid | 29100 | 35.82 | 44.92 | 9.5 | 10 | 1.09 | 1.1 | 1.09 | 1.1 | 1.13 | 1.15 | 95 | 89 | 0.93 | 0.9 | FALSE | Charger | Non Federally-Regulated | 2018-01-19 |  | 2021-05-04
Industrie Elektronik Brilon | TriCom Futur | Z480 G 24/110 B31-FP | three-phase lift truck | Lead-acid | 32010 | 38.6 | 48.41 | 9.5 | 10 | 1.09 | 1.1 | 1.09 | 1.1 | 1.13 | 1.15 | 95 | 89 | 0.93 | 0.9 | FALSE | Charger | Non Federally-Regulated | 2018-01-19 |  | 2021-05-04
Industrie Elektronik Brilon | TriCom Futur | Z480 G 24/120 B31-FP | three-phase lift truck | Lead-acid | 34920 | 41.14 | 51.9 | 9.5 | 10 | 1.09 | 1.1 | 1.09 | 1.1 | 1.13 | 1.15 | 95 | 89 | 0.93 | 0.9 | FALSE | Charger | Non Federally-Regulated | 2018-01-19 |  | 2021-05-04
Industrie Elektronik Brilon | TriCom Futur | Z480 G 24/130 B31-FP | three-phase lift truck | Lead-acid | 37830 | 44.16 | 55.4 | 9.5 | 10 | 1.09 | 1.1 | 1.09 | 1.1 | 1.13 | 1.15 | 95 | 89 | 0.93 | 0.9 | FALSE | Charger | Non Federally-Regulated | 2018-01-19 |  | 2021-05-04
Industrie Elektronik Brilon | TriCom Futur | D480 G 24/60 B31-FP | three-phase lift truck | Lead-acid | 17460 | 24.75 | 30.95 | 9.5 | 10 | 1.09 | 1.1 | 1.09 | 1.1 | 1.13 | 1.15 | 95 | 89 | 0.93 | 0.9 | FALSE | Charger | Non Federally-Regulated | 2018-01-19 |  | 2021-05-04
Industrie Elektronik Brilon | TriCom Futur | D480 G 24/65 B31-FP | three-phase lift truck | Lead-acid | 18915 | 25.89 | 32.7 | 9.5 | 10 | 1.09 | 1.1 | 1.09 | 1.1 | 1.13 | 1.15 | 95 | 89 | 0.93 | 0.9 | FALSE | Charger | Non Federally-Regulated | 2018-01-19 |  | 2021-05-04
Industrie Elektronik Brilon | TriCom Futur | D480 G 24/70 B31-FP | three-phase lift truck | Lead-acid | 20370 | 27.42 | 34.44 | 9.5 | 10 | 1.09 | 1.1 | 1.09 | 1.1 | 1.13 | 1.15 | 95 | 89 | 0.93 | 0.9 | FALSE | Charger | Non Federally-Regulated | 2018-01-19 |  | 2021-05-04
Industrie Elektronik Brilon | TriCom Futur | D480 G 24/75 B31-FP | three-phase lift truck | Lead-acid | 21825 | 28.67 | 36.19 | 9.5 | 10 | 1.09 | 1.1 | 1.09 | 1.1 | 1.13 | 1.15 | 95 | 89 | 0.93 | 0.9 | FALSE | Charger | Non Federally-Regulated | 2018-01-19 |  | 2021-05-04
Industrie Elektronik Brilon | TriCom Futur | D480 G 24/80 B31-FP | three-phase lift truck | Lead-acid | 23280 | 30.02 | 37.94 | 9.5 | 10 | 1.09 | 1.1 | 1.09 | 1.1 | 1.13 | 1.15 | 95 | 89 | 0.93 | 0.9 | FALSE | Charger | Non Federally-Regulated | 2018-01-19 |  | 2021-05-04
Industrie Elektronik Brilon | TriCom Futur | D480 G 24/90 B31-FP | three-phase lift truck | Lead-acid | 26190 | 33.05 | 41.43 | 9.5 | 10 | 1.09 | 1.1 | 1.09 | 1.1 | 1.13 | 1.15 | 95 | 89 | 0.93 | 0.9 | FALSE | Charger | Non Federally-Regulated | 2018-01-19 |  | 2021-05-04
Industrie Elektronik Brilon | TriCom Futur | D480 G 24/100 B31-FP | three-phase lift truck | Lead-acid | 29100 | 35.59 | 44.92 | 9.5 | 10 | 1.09 | 1.1 | 1.09 | 1.1 | 1.13 | 1.15 | 95 | 89 | 0.93 | 0.9 | FALSE | Charger | Non Federally-Regulated | 2018-01-19 |  | 2021-05-04
Industrie Elektronik Brilon | TriCom Futur | D480 G 24/110 B31-FP | three-phase lift truck | Lead-acid | 32010 | 38.56 | 48.41 | 9.5 | 10 | 1.09 | 1.1 | 1.09 | 1.1 | 1.13 | 1.15 | 95 | 89 | 0.93 | 0.9 | FALSE | Charger | Non Federally-Regulated | 2018-01-19 |  | 2021-05-04
Industrie Elektronik Brilon | TriCom Futur | D480 G 24/120 B31-FP | three-phase lift truck | Lead-acid | 34920 | 41.51 | 51.9 | 9.5 | 10 | 1.09 | 1.1 | 1.09 | 1.1 | 1.13 | 1.15 | 95 | 89 | 0.93 | 0.9 | FALSE | Charger | Non Federally-Regulated | 2018-01-19 |  | 2021-05-04
Industrie Elektronik Brilon | TriCom Futur | D480 G 24/130 B31-FP | three-phase lift truck | Lead-acid | 37830 | 44.28 | 55.4 | 9.5 | 10 | 1.09 | 1.1 | 1.09 | 1.1 | 1.13 | 1.15 | 95 | 89 | 0.93 | 0.9 | FALSE | Charger | Non Federally-Regulated | 2018-01-19 |  | 2021-05-04
Industrie Elektronik Brilon | TriCom Futur | D480 G 24/140 B31-FP | three-phase lift truck | Lead-acid | 40740 | 46.78 | 58.89 | 9.5 | 10 | 1.09 | 1.1 | 1.09 | 1.1 | 1.13 | 1.15 | 95 | 89 | 0.93 | 0.9 | FALSE | Charger | Non Federally-Regulated | 2018-01-19 |  | 2021-05-04
Industrie Elektronik Brilon | TriCom Futur | D480 G 24/150 B31-FP | three-phase lift truck | Lead-acid | 43650 | 49.55 | 62.38 | 9.5 | 10 | 1.09 | 1.1 | 1.09 | 1.1 | 1.13 | 1.15 | 95 | 89 | 0.93 | 0.9 | FALSE | Charger | Non Federally-Regulated | 2018-01-19 |  | 2021-05-04
Industrie Elektronik Brilon | TriCom Futur | D480 G 24/160 B31-FP | three-phase lift truck | Lead-acid | 46560 | 52.05 | 65.87 | 9.5 | 10 | 1.09 | 1.1 | 1.09 | 1.1 | 1.13 | 1.15 | 95 | 89 | 0.93 | 0.9 | FALSE | Charger | Non Federally-Regulated | 2018-01-19 |  | 2021-05-04
Industrie Elektronik Brilon | TriCom Futur | D480 G 24/170 B31-FP | three-phase lift truck | Lead-acid | 49470 | 55.18 | 69.36 | 9.5 | 10 | 1.09 | 1.1 | 1.09 | 1.1 | 1.13 | 1.15 | 95 | 89 | 0.93 | 0.9 | FALSE | Charger | Non Federally-Regulated | 2018-01-19 |  | 2021-05-04
Industrie Elektronik Brilon | TriCom Futur | D480 G 24/180 B31-FP | three-phase lift truck | Lead-acid | 52380 | 57.95 | 72.86 | 9.5 | 10 | 1.09 | 1.1 | 1.09 | 1.1 | 1.13 | 1.15 | 95 | 89 | 0.93 | 0.9 | FALSE | Charger | Non Federally-Regulated | 2018-01-19 |  | 2021-05-04
Industrie Elektronik Brilon | TriCom Futur | D480 G 24/190 B31-FP | three-phase lift truck | Lead-acid | 55290 | 60.42 | 76.35 | 9.5 | 10 | 1.09 | 1.1 | 1.09 | 1.1 | 1.13 | 1.15 | 95 | 89 | 0.93 | 0.9 | FALSE | Charger | Non Federally-Regulated | 2018-01-19 |  | 2021-05-04
Industrie Elektronik Brilon | TriCom Futur | D480 G 24/200 B31-FP | three-phase lift truck | Lead-acid | 58200 | 63.34 | 79.84 | 9.5 | 10 | 1.09 | 1.1 | 1.09 | 1.1 | 1.13 | 1.15 | 95 | 89 | 0.93 | 0.9 | FALSE | Charger | Non Federally-Regulated | 2018-01-19 |  | 2021-05-04
Industrie Elektronik Brilon | TriCom Futur | D480 G 24/210 B31-FP | three-phase lift truck | Lead-acid | 61110 | 66.57 | 83.33 | 9.5 | 10 | 1.09 | 1.1 | 1.09 | 1.1 | 1.13 | 1.15 | 95 | 89 | 0.93 | 0.9 | FALSE | Charger | Non Federally-Regulated | 2018-01-19 |  | 2021-05-04
Industrie Elektronik Brilon | TriCom Futur | D480 G 24/220 B31-FP | three-phase lift truck | Lead-acid | 64020 | 68.72 | 86.82 | 9.5 | 10 | 1.09 | 1.1 | 1.09 | 1.1 | 1.13 | 1.15 | 95 | 89 | 0.93 | 0.9 | FALSE | Charger | Non Federally-Regulated | 2018-01-19 |  | 2021-05-04
Industrie Elektronik Brilon | TriCom Futur | D480 G 24/230 B31-FP | three-phase lift truck | Lead-acid | 66930 | 71.41 | 90.32 | 9.5 | 10 | 1.09 | 1.1 | 1.09 | 1.1 | 1.13 | 1.15 | 95 | 89 | 0.93 | 0.9 | FALSE | Charger | Non Federally-Regulated | 2018-01-19 |  | 2021-05-04
Industrie Elektronik Brilon | TriCom Futur | D480 G 24/240 B31-FP | three-phase lift truck | Lead-acid | 69840 | 74.12 | 93.81 | 9.5 | 10 | 1.09 | 1.1 | 1.09 | 1.1 | 1.13 | 1.15 | 95 | 89 | 0.93 | 0.9 | FALSE | Charger | Non Federally-Regulated | 2018-01-19 |  | 2021-05-04
Industrie Elektronik Brilon | TriCom Futur | D480 G 24/250 B31-FP | three-phase lift truck | Lead-acid | 72750 | 77.12 | 97.3 | 9.5 | 10 | 1.09 | 1.1 | 1.09 | 1.1 | 1.13 | 1.15 | 95 | 89 | 0.93 | 0.9 | FALSE | Charger | Non Federally-Regulated | 2018-01-19 |  | 2021-05-04
Industrie Elektronik Brilon | TriCom Futur | D480 G 24/260 B31-FP | three-phase lift truck | Lead-acid | 75660 | 80.32 | 100.79 | 9.5 | 10 | 1.09 | 1.1 | 1.09 | 1.1 | 1.13 | 1.15 | 95 | 89 | 0.93 | 0.9 | FALSE | Charger | Non Federally-Regulated | 2018-01-19 |  | 2021-05-04
Industrie Elektronik Brilon | TriCom Futur | D480 G 24/270 B31-FP | three-phase lift truck | Lead-acid | 78570 | 83.28 | 104.28 | 9.5 | 10 | 1.09 | 1.1 | 1.09 | 1.1 | 1.13 | 1.15 | 95 | 89 | 0.93 | 0.9 | FALSE | Charger | Non Federally-Regulated | 2018-01-19 |  | 2021-05-04
Industrie Elektronik Brilon | TriCom Futur | D480 G 24/280 B31-FP | three-phase lift truck | Lead-acid | 81480 | 85.76 | 107.78 | 9.5 | 10 | 1.09 | 1.1 | 1.09 | 1.1 | 1.13 | 1.15 | 95 | 89 | 0.93 | 0.9 | FALSE | Charger | Non Federally-Regulated | 2018-01-19 |  | 2021-05-04
Industrie Elektronik Brilon | TriCom Futur | D480 G 24/290 B31-FP | three-phase lift truck | Lead-acid | 84390 | 87.93 | 111.27 | 9.5 | 10 | 1.09 | 1.1 | 1.09 | 1.1 | 1.13 | 1.15 | 95 | 89 | 0.93 | 0.9 | FALSE | Charger | Non Federally-Regulated | 2018-01-19 |  | 2021-05-04
Industrie Elektronik Brilon | TriCom Futur | D480 G 24/300 B31-FP | three-phase lift truck | Lead-acid | 87300 | 91.06 | 114.76 | 9.5 | 10 | 1.09 | 1.1 | 1.09 | 1.1 | 1.13 | 1.15 | 95 | 89 | 0.93 | 0.9 | FALSE | Charger | Non Federally-Regulated | 2018-01-19 |  | 2021-05-04
Industrie Elektronik Brilon | TriCom Futur | D480 G 24/310 B31-FP | three-phase lift truck | Lead-acid | 90210 | 93.79 | 118.25 | 9.5 | 10 | 1.09 | 1.1 | 1.09 | 1.1 | 1.13 | 1.15 | 95 | 89 | 0.93 | 0.9 | FALSE | Charger | Non Federally-Regulated | 2018-01-19 |  | 2021-05-04
Industrie Elektronik Brilon | TriCom Futur | D480 G 24/320 B31-FP | three-phase lift truck | Lead-acid | 93120 | 96.45 | 121.74 | 9.5 | 10 | 1.09 | 1.1 | 1.09 | 1.1 | 1.13 | 1.15 | 95 | 89 | 0.93 | 0.9 | FALSE | Charger | Non Federally-Regulated | 2018-01-19 |  | 2021-05-04
Industrie Elektronik Brilon | TriCom Futur | D480 G 24/330 B31-FP | three-phase lift truck | Lead-acid | 96030 | 99.84 | 125.24 | 9.5 | 10 | 1.09 | 1.1 | 1.09 | 1.1 | 1.13 | 1.15 | 95 | 89 | 0.93 | 0.9 | FALSE | Charger | Non Federally-Regulated | 2018-01-19 |  | 2021-05-04
Industrie Elektronik Brilon | TriCom Futur | D480 G 24/340 B31-FP | three-phase lift truck | Lead-acid | 98940 | 102.45 | 128.73 | 9.5 | 10 | 1.09 | 1.1 | 1.09 | 1.1 | 1.13 | 1.15 | 95 | 89 | 0.93 | 0.9 | FALSE | Charger | Non Federally-Regulated | 2018-01-19 |  | 2021-05-04
Industrie Elektronik Brilon | TriCom Futur | Z480 G 36/30 B31-FP | three-phase lift truck | Lead-acid | 13095 | 20.55 | 25.71 | 9.5 | 10 | 1.09 | 1.1 | 1.09 | 1.1 | 1.13 | 1.15 | 95 | 89 | 0.93 | 0.9 | FALSE | Charger | Non Federally-Regulated | 2018-01-19 |  | 2021-05-04
Industrie Elektronik Brilon | TriCom Futur | Z480 G 36/40 B31-FP | three-phase lift truck | Lead-acid | 17460 | 24.45 | 30.95 | 9.5 | 10 | 1.09 | 1.1 | 1.09 | 1.1 | 1.13 | 1.15 | 95 | 89 | 0.93 | 0.9 | FALSE | Charger | Non Federally-Regulated | 2018-01-19 |  | 2021-05-04
Industrie Elektronik Brilon | TriCom Futur | Z480 G 36/50 B31-FP | three-phase lift truck | Lead-acid | 21825 | 28.76 | 36.19 | 9.5 | 10 | 1.09 | 1.1 | 1.09 | 1.1 | 1.13 | 1.15 | 95 | 89 | 0.93 | 0.9 | FALSE | Charger | Non Federally-Regulated | 2018-01-19 |  | 2021-05-04
Industrie Elektronik Brilon | TriCom Futur | Z480 G 36/60 B31-FP | three-phase lift truck | Lead-acid | 26190 | 32.84 | 41.43 | 9.5 | 10 | 1.09 | 1.1 | 1.09 | 1.1 | 1.13 | 1.15 | 95 | 89 | 0.93 | 0.9 | FALSE | Charger | Non Federally-Regulated | 2018-01-19 |  | 2021-05-04
Industrie Elektronik Brilon | TriCom Futur | D480 G 36/60 B31-FP | three-phase lift truck | Lead-acid | 26190 | 33.04 | 41.43 | 9.5 | 10 | 1.09 | 1.1 | 1.09 | 1.1 | 1.13 | 1.15 | 95 | 89 | 0.93 | 0.9 | FALSE | Charger | Non Federally-Regulated | 2018-01-19 |  | 2021-05-04
Industrie Elektronik Brilon | TriCom Futur | D480 G 36/65 B31-FP | three-phase lift truck | Lead-acid | 28372.5 | 35.06 | 44.05 | 9.5 | 10 | 1.09 | 1.1 | 1.09 | 1.1 | 1.13 | 1.15 | 95 | 89 | 0.93 | 0.9 | FALSE | Charger | Non Federally-Regulated | 2018-01-19 |  | 2021-05-04
Industrie Elektronik Brilon | TriCom Futur | D480 G 36/70 B31-FP | three-phase lift truck | Lead-acid | 30555 | 36.99 | 46.67 | 9.5 | 10 | 1.09 | 1.1 | 1.09 | 1.1 | 1.13 | 1.15 | 95 | 89 | 0.93 | 0.9 | FALSE | Charger | Non Federally-Regulated | 2018-01-19 |  | 2021-05-04
Industrie Elektronik Brilon | TriCom Futur | D480 G 36/75 B31-FP | three-phase lift truck | Lead-acid | 32737.5 | 39.08 | 49.28 | 9.5 | 10 | 1.09 | 1.1 | 1.09 | 1.1 | 1.13 | 1.15 | 95 | 89 | 0.93 | 0.9 | FALSE | Charger | Non Federally-Regulated | 2018-01-19 |  | 2021-05-04
Industrie Elektronik Brilon | TriCom Futur | D480 G 36/80 B31-FP | three-phase lift truck | Lead-acid | 34920 | 41.03 | 51.9 | 9.5 | 10 | 1.09 | 1.1 | 1.09 | 1.1 | 1.13 | 1.15 | 95 | 89 | 0.93 | 0.9 | FALSE | Charger | Non Federally-Regulated | 2018-01-19 |  | 2021-05-04
Industrie Elektronik Brilon | TriCom Futur | D480 G 36/90 B31-FP | three-phase lift truck | Lead-acid | 39285 | 45.18 | 57.14 | 9.5 | 10 | 1.09 | 1.1 | 1.09 | 1.1 | 1.13 | 1.15 | 95 | 89 | 0.93 | 0.9 | FALSE | Charger | Non Federally-Regulated | 2018-01-19 |  | 2021-05-04
Industrie Elektronik Brilon | TriCom Futur | D480 G 36/100 B31-FP | three-phase lift truck | Lead-acid | 43650 | 49.36 | 62.38 | 9.5 | 10 | 1.09 | 1.1 | 1.09 | 1.1 | 1.13 | 1.15 | 95 | 89 | 0.93 | 0.9 | FALSE | Charger | Non Federally-Regulated | 2018-01-19 |  | 2021-05-04
Industrie Elektronik Brilon | TriCom Futur | D480 G 36/110 B31-FP | three-phase lift truck | Lead-acid | 48015 | 53.63 | 67.62 | 9.5 | 10 | 1.09 | 1.1 | 1.09 | 1.1 | 1.13 | 1.15 | 95 | 89 | 0.93 | 0.9 | FALSE | Charger | Non Federally-Regulated | 2018-01-19 |  | 2021-05-04
Industrie Elektronik Brilon | TriCom Futur | D480 G 36/120 B31-FP | three-phase lift truck | Lead-acid | 52380 | 57.95 | 72.86 | 9.5 | 10 | 1.09 | 1.1 | 1.09 | 1.1 | 1.13 | 1.15 | 95 | 89 | 0.93 | 0.9 | FALSE | Charger | Non Federally-Regulated | 2018-01-19 |  | 2021-05-04
Industrie Elektronik Brilon | TriCom Futur | D480 G 36/130 B31-FP | three-phase lift truck | Lead-acid | 56745 | 61.96 | 78.09 | 9.5 | 10 | 1.09 | 1.1 | 1.09 | 1.1 | 1.13 | 1.15 | 95 | 89 | 0.93 | 0.9 | FALSE | Charger | Non Federally-Regulated | 2018-01-19 |  | 2021-05-04
Industrie Elektronik Brilon | TriCom Futur | D480 G 36/140 B31-FP | three-phase lift truck | Lead-acid | 61110 | 66.17 | 83.33 | 9.5 | 10 | 1.09 | 1.1 | 1.09 | 1.1 | 1.13 | 1.15 | 95 | 89 | 0.93 | 0.9 | FALSE | Charger | Non Federally-Regulated | 2018-01-19 |  | 2021-05-04
Industrie Elektronik Brilon | TriCom Futur | D480 G 36/150 B31-FP | three-phase lift truck | Lead-acid | 65475 | 70.11 | 88.57 | 9.5 | 10 | 1.09 | 1.1 | 1.09 | 1.1 | 1.13 | 1.15 | 95 | 89 | 0.93 | 0.9 | FALSE | Charger | Non Federally-Regulated | 2018-01-19 |  | 2021-05-04
Industrie Elektronik Brilon | TriCom Futur | D480 G 36/160 B31-FP | three-phase lift truck | Lead-acid | 69840 | 74.91 | 93.81 | 9.5 | 10 | 1.09 | 1.1 | 1.09 | 1.1 | 1.13 | 1.15 | 95 | 89 | 0.93 | 0.9 | FALSE | Charger | Non Federally-Regulated | 2018-01-19 |  | 2021-05-04
Industrie Elektronik Brilon | TriCom Futur | D480 G 36/170 B31-FP | three-phase lift truck | Lead-acid | 74205 | 78.5 | 99.05 | 9.5 | 10 | 1.09 | 1.1 | 1.09 | 1.1 | 1.13 | 1.15 | 95 | 89 | 0.93 | 0.9 | FALSE | Charger | Non Federally-Regulated | 2018-01-19 |  | 2021-05-04
Industrie Elektronik Brilon | TriCom Futur | D480 G 36/180 B31-FP | three-phase lift truck | Lead-acid | 78570 | 82.94 | 104.28 | 9.5 | 10 | 1.09 | 1.1 | 1.09 | 1.1 | 1.13 | 1.15 | 95 | 89 | 0.93 | 0.9 | FALSE | Charger | Non Federally-Regulated | 2018-01-19 |  | 2021-05-04
Industrie Elektronik Brilon | TriCom Futur | D480 G 36/190 B31-FP | three-phase lift truck | Lead-acid | 82935 | 86.64 | 109.52 | 9.5 | 10 | 1.09 | 1.1 | 1.09 | 1.1 | 1.13 | 1.15 | 95 | 89 | 0.93 | 0.9 | FALSE | Charger | Non Federally-Regulated | 2018-01-19 |  | 2021-05-04
Industrie Elektronik Brilon | TriCom Futur | Z480 G 48/30 B31-FP | three-phase lift truck | Lead-acid | 17460 | 24.76 | 30.95 | 9.5 | 10 | 1.09 | 1.1 | 1.09 | 1.1 | 1.13 | 1.15 | 95 | 89 | 0.93 | 0.9 | FALSE | Charger | Non Federally-Regulated | 2018-01-19 |  | 2021-05-04
Industrie Elektronik Brilon | TriCom Futur | Z480 G 48/40 B31-FP | three-phase lift truck | Lead-acid | 23280 | 30.28 | 37.94 | 9.5 | 10 | 1.09 | 1.1 | 1.09 | 1.1 | 1.13 | 1.15 | 95 | 89 | 0.93 | 0.9 | FALSE | Charger | Non Federally-Regulated | 2018-01-19 |  | 2021-05-04
Industrie Elektronik Brilon | TriCom Futur | Z480 G 48/50 B31-FP | three-phase lift truck | Lead-acid | 29100 | 35.65 | 44.92 | 9.5 | 10 | 1.09 | 1.1 | 1.09 | 1.1 | 1.13 | 1.15 | 95 | 89 | 0.93 | 0.9 | FALSE | Charger | Non Federally-Regulated | 2018-01-19 |  | 2021-05-04
Industrie Elektronik Brilon | TriCom Futur | Z480 G 48/60 B31-FP | three-phase lift truck | Lead-acid | 34920 | 41.1 | 51.9 | 9.5 | 10 | 1.09 | 1.1 | 1.09 | 1.1 | 1.13 | 1.15 | 95 | 89 | 0.93 | 0.9 | FALSE | Charger | Non Federally-Regulated | 2018-01-19 |  | 2021-05-04
Industrie Elektronik Brilon | TriCom Futur | D480 G 48/60 B31-FP | three-phase lift truck | Lead-acid | 34920 | 41.2 | 51.9 | 9.5 | 10 | 1.09 | 1.1 | 1.09 | 1.1 | 1.13 | 1.15 | 95 | 89 | 0.93 | 0.9 | FALSE | Charger | Non Federally-Regulated | 2018-01-19 |  | 2021-05-04
Industrie Elektronik Brilon | TriCom Futur | D480 G 48/65 B31-FP | three-phase lift truck | Lead-acid | 37830 | 44.02 | 55.4 | 9.5 | 10 | 1.09 | 1.1 | 1.09 | 1.1 | 1.13 | 1.15 | 95 | 89 | 0.93 | 0.9 | FALSE | Charger | Non Federally-Regulated | 2018-01-19 |  | 2021-05-04
Industrie Elektronik Brilon | TriCom Futur | D480 G 48/70 B31-FP | three-phase lift truck | Lead-acid | 40740 | 46.74 | 58.89 | 9.5 | 10 | 1.09 | 1.1 | 1.09 | 1.1 | 1.13 | 1.15 | 95 | 89 | 0.93 | 0.9 | FALSE | Charger | Non Federally-Regulated | 2018-01-19 |  | 2021-05-04
Industrie Elektronik Brilon | TriCom Futur | D480 G 48/75 B31-FP | three-phase lift truck | Lead-acid | 43650 | 49.5 | 62.38 | 9.5 | 10 | 1.09 | 1.1 | 1.09 | 1.1 | 1.13 | 1.15 | 95 | 89 | 0.93 | 0.9 | FALSE | Charger | Non Federally-Regulated | 2018-01-19 |  | 2021-05-04
Industrie Elektronik Brilon | TriCom Futur | D480 G 48/80 B31-FP | three-phase lift truck | Lead-acid | 46560 | 52.13 | 65.87 | 9.5 | 10 | 1.09 | 1.1 | 1.09 | 1.1 | 1.13 | 1.15 | 95 | 89 | 0.93 | 0.9 | FALSE | Charger | Non Federally-Regulated | 2018-01-19 |  | 2021-05-04
Industrie Elektronik Brilon | TriCom Futur | D480 G 48/90 B31-FP | three-phase lift truck | Lead-acid | 52380 | 57.62 | 72.86 | 9.5 | 10 | 1.09 | 1.1 | 1.09 | 1.1 | 1.13 | 1.15 | 95 | 89 | 0.93 | 0.9 | FALSE | Charger | Non Federally-Regulated | 2018-01-19 |  | 2021-05-04
Industrie Elektronik Brilon | TriCom Futur | D480 G 48/100 B31-FP | three-phase lift truck | Lead-acid | 58200 | 63.2 | 79.84 | 9.5 | 10 | 1.09 | 1.1 | 1.09 | 1.1 | 1.13 | 1.15 | 95 | 89 | 0.93 | 0.9 | FALSE | Charger | Non Federally-Regulated | 2018-01-19 |  | 2021-05-04
Industrie Elektronik Brilon | TriCom Futur | D480 G 48/110 B31-FP | three-phase lift truck | Lead-acid | 64020 | 69.07 | 86.82 | 9.5 | 10 | 1.09 | 1.1 | 1.09 | 1.1 | 1.13 | 1.15 | 95 | 89 | 0.93 | 0.9 | FALSE | Charger | Non Federally-Regulated | 2018-01-19 |  | 2021-05-04
Industrie Elektronik Brilon | TriCom Futur | D480 G 48/120 B31-FP | three-phase lift truck | Lead-acid | 69840 | 74.82 | 93.81 | 9.5 | 10 | 1.09 | 1.1 | 1.09 | 1.1 | 1.13 | 1.15 | 95 | 89 | 0.93 | 0.9 | FALSE | Charger | Non Federally-Regulated | 2018-01-19 |  | 2021-05-04
Industrie Elektronik Brilon | TriCom Futur | D480 G 48/130 B31-FP | three-phase lift truck | Lead-acid | 75660 | 80.19 | 100.79 | 9.5 | 10 | 1.09 | 1.1 | 1.09 | 1.1 | 1.13 | 1.15 | 95 | 89 | 0.93 | 0.9 | FALSE | Charger | Non Federally-Regulated | 2018-01-19 |  | 2021-05-04
Industrie Elektronik Brilon | TriCom Futur | D480 G 48/140 B31-FP | three-phase lift truck | Lead-acid | 81480 | 85.73 | 107.78 | 9.5 | 10 | 1.09 | 1.1 | 1.09 | 1.1 | 1.13 | 1.15 | 95 | 89 | 0.93 | 0.9 | FALSE | Charger | Non Federally-Regulated | 2018-01-19 |  | 2021-05-04
Industrie Elektronik Brilon | TriCom Futur | D480 G 48/150 B31-FP | three-phase lift truck | Lead-acid | 87300 | 91.58 | 114.76 | 9.5 | 10 | 1.09 | 1.1 | 1.09 | 1.1 | 1.13 | 1.15 | 95 | 89 | 0.93 | 0.9 | FALSE | Charger | Non Federally-Regulated | 2018-01-19 |  | 2021-05-04
Industrie Elektronik Brilon | TriCom Futur | D480 G 48/160 B31-FP | three-phase lift truck | Lead-acid | 93120 | 97.19 | 121.74 | 9.5 | 10 | 1.09 | 1.1 | 1.09 | 1.1 | 1.13 | 1.15 | 95 | 89 | 0.93 | 0.9 | FALSE | Charger | Non Federally-Regulated | 2018-01-19 |  | 2021-05-04
Industrie Elektronik Brilon | TriCom Futur | D480 G 48/170 B31-FP | three-phase lift truck | Lead-acid | 98940 | 102.83 | 128.73 | 9.5 | 10 | 1.09 | 1.1 | 1.09 | 1.1 | 1.13 | 1.15 | 95 | 89 | 0.93 | 0.9 | FALSE | Charger | Non Federally-Regulated | 2018-01-19 |  | 2021-05-04
Industrie Elektronik Brilon | TriCom Futur | D480 G 48/180 B31-FP | three-phase lift truck | Lead-acid | 104760 | 108.05 | 135.71 | 9.5 | 10 | 1.09 | 1.1 | 1.09 | 1.1 | 1.13 | 1.15 | 95 | 89 | 0.93 | 0.9 | FALSE | Charger | Non Federally-Regulated | 2018-01-19 |  | 2021-05-04
Industrie Elektronik Brilon | TriCom Futur | D480 G 48/190 B31-FP | three-phase lift truck | Lead-acid | 110580 | 113.09 | 142.7 | 9.5 | 10 | 1.09 | 1.1 | 1.09 | 1.1 | 1.13 | 1.15 | 95 | 89 | 0.93 | 0.9 | FALSE | Charger | Non Federally-Regulated | 2018-01-19 |  | 2021-05-04
Industrie Elektronik Brilon | TriCom Futur | Z480 G 72/10 B31-FP | three-phase lift truck | Lead-acid | 8730 | 16.27 | 20.48 | 9.5 | 10 | 1.09 | 1.1 | 1.09 | 1.1 | 1.13 | 1.15 | 95 | 89 | 0.93 | 0.9 | FALSE | Charger | Non Federally-Regulated | 2018-01-19 |  | 2021-05-04
Industrie Elektronik Brilon | TriCom Futur | Z480 G 72/20 B31-FP | three-phase lift truck | Lead-acid | 17460 | 24.65 | 30.95 | 9.5 | 10 | 1.09 | 1.1 | 1.09 | 1.1 | 1.13 | 1.15 | 95 | 89 | 0.93 | 0.9 | FALSE | Charger | Non Federally-Regulated | 2018-01-19 |  | 2021-05-04
Industrie Elektronik Brilon | TriCom Futur | Z480 G 72/30 B31-FP | three-phase lift truck | Lead-acid | 26190 | 32.97 | 41.43 | 9.5 | 10 | 1.09 | 1.1 | 1.09 | 1.1 | 1.13 | 1.15 | 95 | 89 | 0.93 | 0.9 | FALSE | Charger | Non Federally-Regulated | 2018-01-19 |  | 2021-05-04
Industrie Elektronik Brilon | TriCom Futur | Z480 G 72/40 B31-FP | three-phase lift truck | Lead-acid | 34920 | 41.14 | 51.9 | 9.5 | 10 | 1.09 | 1.1 | 1.09 | 1.1 | 1.13 | 1.15 | 95 | 89 | 0.93 | 0.9 | FALSE | Charger | Non Federally-Regulated | 2018-01-19 |  | 2021-05-04
Industrie Elektronik Brilon | TriCom Futur | D480 G 72/35 B31-FP | three-phase lift truck | Lead-acid | 30555 | 37.09 | 46.67 | 9.5 | 10 | 1.09 | 1.1 | 1.09 | 1.1 | 1.13 | 1.15 | 95 | 89 | 0.93 | 0.9 | FALSE | Charger | Non Federally-Regulated | 2018-01-19 |  | 2021-05-04
Industrie Elektronik Brilon | TriCom Futur | D480 G 72/40 B31-FP | three-phase lift truck | Lead-acid | 34920 | 41.12 | 51.9 | 9.5 | 10 | 1.09 | 1.1 | 1.09 | 1.1 | 1.13 | 1.15 | 95 | 89 | 0.93 | 0.9 | FALSE | Charger | Non Federally-Regulated | 2018-01-19 |  | 2021-05-04
Industrie Elektronik Brilon | TriCom Futur | D480 G 72/45 B31-FP | three-phase lift truck | Lead-acid | 39285 | 45.45 | 57.14 | 9.5 | 10 | 1.09 | 1.1 | 1.09 | 1.1 | 1.13 | 1.15 | 95 | 89 | 0.93 | 0.9 | FALSE | Charger | Non Federally-Regulated | 2018-01-19 |  | 2021-05-04
Industrie Elektronik Brilon | TriCom Futur | D480 G 72/50 B31-FP | three-phase lift truck | Lead-acid | 43650 | 49.9 | 62.38 | 9.5 | 10 | 1.09 | 1.1 | 1.09 | 1.1 | 1.13 | 1.15 | 95 | 89 | 0.93 | 0.9 | FALSE | Charger | Non Federally-Regulated | 2018-01-19 |  | 2021-05-04
Industrie Elektronik Brilon | TriCom Futur | D480 G 72/55 B31-FP | three-phase lift truck | Lead-acid | 48015 | 54.06 | 67.62 | 9.5 | 10 | 1.09 | 1.1 | 1.09 | 1.1 | 1.13 | 1.15 | 95 | 89 | 0.93 | 0.9 | FALSE | Charger | Non Federally-Regulated | 2018-01-19 |  | 2021-05-04
Industrie Elektronik Brilon | TriCom Futur | D480 G 72/60 B31-FP | three-phase lift truck | Lead-acid | 52380 | 58.26 | 72.86 | 9.5 | 10 | 1.09 | 1.1 | 1.09 | 1.1 | 1.13 | 1.15 | 95 | 89 | 0.93 | 0.9 | FALSE | Charger | Non Federally-Regulated | 2018-01-19 |  | 2021-05-04
Industrie Elektronik Brilon | TriCom Futur | D480 G 72/65 B31-FP | three-phase lift truck | Lead-acid | 56745 | 61.87 | 78.09 | 9.5 | 10 | 1.09 | 1.1 | 1.09 | 1.1 | 1.13 | 1.15 | 95 | 89 | 0.93 | 0.9 | FALSE | Charger | Non Federally-Regulated | 2018-01-19 |  | 2021-05-04
Industrie Elektronik Brilon | TriCom Futur | D480 G 72/70 B31-FP | three-phase lift truck | Lead-acid | 61110 | 66.58 | 83.33 | 9.5 | 10 | 1.09 | 1.1 | 1.09 | 1.1 | 1.13 | 1.15 | 95 | 89 | 0.93 | 0.9 | FALSE | Charger | Non Federally-Regulated | 2018-01-19 |  | 2021-05-04
Industrie Elektronik Brilon | TriCom Futur | D480 G 72/75 B31-FP | three-phase lift truck | Lead-acid | 65475 | 70.51 | 88.57 | 9.5 | 10 | 1.09 | 1.1 | 1.09 | 1.1 | 1.13 | 1.15 | 95 | 89 | 0.93 | 0.9 | FALSE | Charger | Non Federally-Regulated | 2018-01-19 |  | 2021-05-04
Industrie Elektronik Brilon | TriCom Futur | D480 G 72/80 B31-FP | three-phase lift truck | Lead-acid | 69840 | 74.31 | 93.81 | 9.5 | 10 | 1.09 | 1.1 | 1.09 | 1.1 | 1.13 | 1.15 | 95 | 89 | 0.93 | 0.9 | FALSE | Charger | Non Federally-Regulated | 2018-01-19 |  | 2021-05-04
Industrie Elektronik Brilon | TriCom Futur | D480 G 72/90 B31-FP | three-phase lift truck | Lead-acid | 78570 | 82.52 | 104.28 | 9.5 | 10 | 1.09 | 1.1 | 1.09 | 1.1 | 1.13 | 1.15 | 95 | 89 | 0.93 | 0.9 | FALSE | Charger | Non Federally-Regulated | 2018-01-19 |  | 2021-05-04
Industrie Elektronik Brilon | TriCom Futur | D480 G 72/100 B31-FP | three-phase lift truck | Lead-acid | 87300 | 91.8 | 114.76 | 9.5 | 10 | 1.09 | 1.1 | 1.09 | 1.1 | 1.13 | 1.15 | 95 | 89 | 0.93 | 0.9 | FALSE | Charger | Non Federally-Regulated | 2018-01-19 |  | 2021-05-04
Industrie Elektronik Brilon | TriCom Futur | D480 G 72/110 B31-FP | three-phase lift truck | Lead-acid | 96030 | 100 | 125.24 | 9.5 | 10 | 1.09 | 1.1 | 1.09 | 1.1 | 1.13 | 1.15 | 95 | 89 | 0.93 | 0.9 | FALSE | Charger | Non Federally-Regulated | 2018-01-19 |  | 2021-05-04
Industrie Elektronik Brilon | TriCom Futur | D480 G 72/120 B31-FP | three-phase lift truck | Lead-acid | 104760 | 107.35 | 135.71 | 9.5 | 10 | 1.09 | 1.1 | 1.09 | 1.1 | 1.13 | 1.15 | 95 | 89 | 0.93 | 0.9 | FALSE | Charger | Non Federally-Regulated | 2018-01-19 |  | 2021-05-04
Industrie Elektronik Brilon | TriCom Futur | Z480 G 80/10 B31-FP | three-phase lift truck | Lead-acid | 9700 | 17.22 | 21.64 | 9.5 | 10 | 1.09 | 1.1 | 1.09 | 1.1 | 1.13 | 1.15 | 95 | 89 | 0.93 | 0.9 | FALSE | Charger | Non Federally-Regulated | 2018-01-19 |  | 2021-05-04
Industrie Elektronik Brilon | TriCom Futur | Z480 G 80/20 B31-FP | three-phase lift truck | Lead-acid | 19400 | 26.46 | 33.28 | 9.5 | 10 | 1.09 | 1.1 | 1.09 | 1.1 | 1.13 | 1.15 | 95 | 89 | 0.93 | 0.9 | FALSE | Charger | Non Federally-Regulated | 2018-01-19 |  | 2021-05-04
Industrie Elektronik Brilon | TriCom Futur | Z480 G 80/30 B31-FP | three-phase lift truck | Lead-acid | 29100 | 35.58 | 44.92 | 9.5 | 10 | 1.09 | 1.1 | 1.09 | 1.1 | 1.13 | 1.15 | 95 | 89 | 0.93 | 0.9 | FALSE | Charger | Non Federally-Regulated | 2018-01-19 |  | 2021-05-04
Industrie Elektronik Brilon | TriCom Futur | Z480 G 80/40 B31-FP | three-phase lift truck | Lead-acid | 38800 | 44.98 | 56.56 | 9.5 | 10 | 1.09 | 1.1 | 1.09 | 1.1 | 1.13 | 1.15 | 95 | 89 | 0.93 | 0.9 | FALSE | Charger | Non Federally-Regulated | 2018-01-19 |  | 2021-05-04
Industrie Elektronik Brilon | TriCom Futur | D480 G 80/35 B31-FP | three-phase lift truck | Lead-acid | 33950 | 40.19 | 50.74 | 9.5 | 10 | 1.09 | 1.1 | 1.09 | 1.1 | 1.13 | 1.15 | 95 | 89 | 0.93 | 0.9 | FALSE | Charger | Non Federally-Regulated | 2018-01-19 |  | 2021-05-04
Industrie Elektronik Brilon | TriCom Futur | D480 G 80/40 B31-FP | three-phase lift truck | Lead-acid | 38800 | 44.85 | 56.56 | 9.5 | 10 | 1.09 | 1.1 | 1.09 | 1.1 | 1.13 | 1.15 | 95 | 89 | 0.93 | 0.9 | FALSE | Charger | Non Federally-Regulated | 2018-01-19 |  | 2021-05-04
Industrie Elektronik Brilon | TriCom Futur | D480 G 80/45 B31-FP | three-phase lift truck | Lead-acid | 43650 | 49.5 | 62.38 | 9.5 | 10 | 1.09 | 1.1 | 1.09 | 1.1 | 1.13 | 1.15 | 95 | 89 | 0.93 | 0.9 | FALSE | Charger | Non Federally-Regulated | 2018-01-19 |  | 2021-05-04
Industrie Elektronik Brilon | TriCom Futur | D480 G 80/50 B31-FP | three-phase lift truck | Lead-acid | 48500 | 54.07 | 68.2 | 9.5 | 10 | 1.09 | 1.1 | 1.09 | 1.1 | 1.13 | 1.15 | 95 | 89 | 0.93 | 0.9 | FALSE | Charger | Non Federally-Regulated | 2018-01-19 |  | 2021-05-04
Industrie Elektronik Brilon | TriCom Futur | D480 G 80/55 B31-FP | three-phase lift truck | Lead-acid | 53350 | 58.53 | 74.02 | 9.5 | 10 | 1.09 | 1.1 | 1.09 | 1.1 | 1.13 | 1.15 | 95 | 89 | 0.93 | 0.9 | FALSE | Charger | Non Federally-Regulated | 2018-01-19 |  | 2021-05-04
Industrie Elektronik Brilon | TriCom Futur | D480 G 80/60 B31-FP | three-phase lift truck | Lead-acid | 58200 | 63.48 | 79.84 | 9.5 | 10 | 1.09 | 1.1 | 1.09 | 1.1 | 1.13 | 1.15 | 95 | 89 | 0.93 | 0.9 | FALSE | Charger | Non Federally-Regulated | 2018-01-19 |  | 2021-05-04
Industrie Elektronik Brilon | TriCom Futur | D480 G 80/65 B31-FP | three-phase lift truck | Lead-acid | 63050 | 68.04 | 85.66 | 9.5 | 10 | 1.09 | 1.1 | 1.09 | 1.1 | 1.13 | 1.15 | 95 | 89 | 0.93 | 0.9 | FALSE | Charger | Non Federally-Regulated | 2018-01-19 |  | 2021-05-04
Industrie Elektronik Brilon | TriCom Futur | D480 G 80/70 B31-FP | three-phase lift truck | Lead-acid | 67900 | 72.8 | 91.48 | 9.5 | 10 | 1.09 | 1.1 | 1.09 | 1.1 | 1.13 | 1.15 | 95 | 89 | 0.93 | 0.9 | FALSE | Charger | Non Federally-Regulated | 2018-01-19 |  | 2021-05-04
Industrie Elektronik Brilon | TriCom Futur | D480 G 80/75 B31-FP | three-phase lift truck | Lead-acid | 72750 | 76.97 | 97.3 | 9.5 | 10 | 1.09 | 1.1 | 1.09 | 1.1 | 1.13 | 1.15 | 95 | 89 | 0.93 | 0.9 | FALSE | Charger | Non Federally-Regulated | 2018-01-19 |  | 2021-05-04
Industrie Elektronik Brilon | TriCom Futur | D480 G 80/80 B31-FP | three-phase lift truck | Lead-acid | 77600 | 81.73 | 103.12 | 9.5 | 10 | 1.09 | 1.1 | 1.09 | 1.1 | 1.13 | 1.15 | 95 | 89 | 0.93 | 0.9 | FALSE | Charger | Non Federally-Regulated | 2018-01-19 |  | 2021-05-04
Industrie Elektronik Brilon | TriCom Futur | D480 G 80/90 B31-FP | three-phase lift truck | Lead-acid | 87300 | 91.02 | 114.76 | 9.5 | 10 | 1.09 | 1.1 | 1.09 | 1.1 | 1.13 | 1.15 | 95 | 89 | 0.93 | 0.9 | FALSE | Charger | Non Federally-Regulated | 2018-01-19 |  | 2021-05-04
Industrie Elektronik Brilon | TriCom Futur | D480 G 80/100 B31-FP | three-phase lift truck | Lead-acid | 97000 | 100.03 | 126.4 | 9.5 | 10 | 1.09 | 1.1 | 1.09 | 1.1 | 1.13 | 1.15 | 95 | 89 | 0.93 | 0.9 | FALSE | Charger | Non Federally-Regulated | 2018-01-19 |  | 2021-05-04
Industrie Elektronik Brilon | TriCom Futur | D480 G 80/110 B31-FP | three-phase lift truck | Lead-acid | 106700 | 110.41 | 138.04 | 9.5 | 10 | 1.09 | 1.1 | 1.09 | 1.1 | 1.13 | 1.15 | 95 | 89 | 0.93 | 0.9 | FALSE | Charger | Non Federally-Regulated | 2018-01-19 |  | 2021-05-04
Industrie Elektronik Brilon | TriCom Futur | D480 G 80/120 B31-FP | three-phase lift truck | Lead-acid | 116400 | 119.46 | 149.68 | 9.5 | 10 | 1.09 | 1.1 | 1.09 | 1.1 | 1.13 | 1.15 | 95 | 89 | 0.93 | 0.9 | FALSE | Charger | Non Federally-Regulated | 2018-01-19 |  | 2021-05-04
Industrie Elektronik Brilon | Filon Futur ion | D480 G 72/300 B31-FP | three-phase lift truck | Lithium Ion | 21900 | 36 | 36.28 | 9.5 | 10 | 1.09 | 1.1 | 1.09 | 1.1 | 1.13 | 1.15 | 95 | 89 | 0.95 | 0.9 |  | Charger | Non Federally-Regulated | 2021-05-05 |  | 2021-05-11
Industrie Elektronik Brilon | Filon Futur ion | D480 G 72/310 B31-FP | three-phase lift truck | Lithium Ion | 22630 | 36 | 37.16 | 9.5 | 10 | 1.09 | 1.1 | 1.09 | 1.1 | 1.13 | 1.15 | 95 | 89 | 0.95 | 0.9 |  | Charger | Non Federally-Regulated | 2021-05-05 |  | 2021-05-11
Industrie Elektronik Brilon | Filon Futur ion | D480 G 72/320 B31-FP | three-phase lift truck | Lithium Ion | 23360 | 36 | 38.03 | 9.5 | 10 | 1.09 | 1.1 | 1.09 | 1.1 | 1.13 | 1.15 | 95 | 89 | 0.95 | 0.9 |  | Charger | Non Federally-Regulated | 2021-05-05 |  | 2021-05-11
Industrie Elektronik Brilon | Filon Futur ion | D480 G 72/330 B31-FP | three-phase lift truck | Lithium Ion | 24090 | 36 | 38.91 | 9.5 | 10 | 1.09 | 1.1 | 1.09 | 1.1 | 1.13 | 1.15 | 95 | 89 | 0.95 | 0.9 |  | Charger | Non Federally-Regulated | 2021-05-05 |  | 2021-05-11
Industrie Elektronik Brilon | Filon Futur ion | D480 G 72/340 B31-FP | three-phase lift truck | Lithium Ion | 24820 | 36 | 39.78 | 9.5 | 10 | 1.09 | 1.1 | 1.09 | 1.1 | 1.13 | 1.15 | 95 | 89 | 0.95 | 0.9 |  | Charger | Non Federally-Regulated | 2021-05-05 |  | 2021-05-11
Industrie Elektronik Brilon | Filon Futur ion | D480 G 72/350 B31-FP | three-phase lift truck | Lithium Ion | 25550 | 36 | 40.66 | 9.5 | 10 | 1.09 | 1.1 | 1.09 | 1.1 | 1.13 | 1.15 | 95 | 89 | 0.95 | 0.9 |  | Charger | Non Federally-Regulated | 2021-05-05 |  | 2021-05-11
Industrie Elektronik Brilon | Filon Futur ion | D480 G 72/360 B31-FP | three-phase lift truck | Lithium Ion | 26280 | 36 | 41.54 | 9.5 | 10 | 1.09 | 1.1 | 1.09 | 1.1 | 1.13 | 1.15 | 95 | 89 | 0.95 | 0.9 |  | Charger | Non Federally-Regulated | 2021-05-05 |  | 2021-05-11
Industrie Elektronik Brilon | Filon Futur ion | D480 G 72/370 B31-FP | three-phase lift truck | Lithium Ion | 27010 | 36 | 42.41 | 9.5 | 10 | 1.09 | 1.1 | 1.09 | 1.1 | 1.13 | 1.15 | 95 | 89 | 0.95 | 0.9 |  | Charger | Non Federally-Regulated | 2021-05-05 |  | 2021-05-11
Industrie Elektronik Brilon | Filon Futur ion | D480 G 72/380 B31-FP | three-phase lift truck | Lithium Ion | 27740 | 36 | 43.29 | 9.5 | 10 | 1.09 | 1.1 | 1.09 | 1.1 | 1.13 | 1.15 | 95 | 89 | 0.95 | 0.9 |  | Charger | Non Federally-Regulated | 2021-05-05 |  | 2021-05-11
Industrie Elektronik Brilon | Filon Futur ion | D480 G 72/390 B31-FP | three-phase lift truck | Lithium Ion | 28470 | 36 | 44.16 | 9.5 | 10 | 1.09 | 1.1 | 1.09 | 1.1 | 1.13 | 1.15 | 95 | 89 | 0.95 | 0.9 |  | Charger | Non Federally-Regulated | 2021-05-05 |  | 2021-05-11
Industrie Elektronik Brilon | Filon Futur ion | D480 G 72/400 B31-FP | three-phase lift truck | Lithium Ion | 29200 | 36 | 45.04 | 9.5 | 10 | 1.09 | 1.1 | 1.09 | 1.1 | 1.13 | 1.15 | 95 | 89 | 0.95 | 0.9 |  | Charger | Non Federally-Regulated | 2021-05-05 |  | 2021-05-11
Industrie Elektronik Brilon | Filon Futur ion | D480 G 80/270 B31-FP | three-phase lift truck | Lithium Ion | 21681 | 36 | 36.02 | 9.5 | 10 | 1.09 | 1.1 | 1.09 | 1.1 | 1.13 | 1.15 | 95 | 89 | 0.95 | 0.9 |  | Charger | Non Federally-Regulated | 2021-05-05 |  | 2021-05-11
Industrie Elektronik Brilon | Filon Futur ion | D480 G 80/280 B31-FP | three-phase lift truck | Lithium Ion | 22484 | 36 | 36.98 | 9.5 | 10 | 1.09 | 1.1 | 1.09 | 1.1 | 1.13 | 1.15 | 95 | 89 | 0.95 | 0.9 |  | Charger | Non Federally-Regulated | 2021-05-05 |  | 2021-05-11
Industrie Elektronik Brilon | Filon Futur ion | D480 G 80/290 B31-FP | three-phase lift truck | Lithium Ion | 23287 | 36 | 37.94 | 9.5 | 10 | 1.09 | 1.1 | 1.09 | 1.1 | 1.13 | 1.15 | 95 | 89 | 0.95 | 0.9 |  | Charger | Non Federally-Regulated | 2021-05-05 |  | 2021-05-11
Industrie Elektronik Brilon | Filon Futur ion | D480 G 80/300 B31-FP | three-phase lift truck | Lithium Ion | 24090 | 36 | 38.91 | 9.5 | 10 | 1.09 | 1.1 | 1.09 | 1.1 | 1.13 | 1.15 | 95 | 89 | 0.95 | 0.9 |  | Charger | Non Federally-Regulated | 2021-05-05 |  | 2021-05-11
Industrie Elektronik Brilon | Filon Futur ion | D480 G 80/310 B31-FP | three-phase lift truck | Lithium Ion | 24893 | 36 | 39.87 | 9.5 | 10 | 1.09 | 1.1 | 1.09 | 1.1 | 1.13 | 1.15 | 95 | 89 | 0.95 | 0.9 |  | Charger | Non Federally-Regulated | 2021-05-05 |  | 2021-05-11
Industrie Elektronik Brilon | Filon Futur ion | D480 G 80/320 B31-FP | three-phase lift truck | Lithium Ion | 25696 | 36 | 40.84 | 9.5 | 10 | 1.09 | 1.1 | 1.09 | 1.1 | 1.13 | 1.15 | 95 | 89 | 0.95 | 0.9 |  | Charger | Non Federally-Regulated | 2021-05-05 |  | 2021-05-11
Industrie Elektronik Brilon | Filon Futur ion | D480 G 80/330 B31-FP | three-phase lift truck | Lithium Ion | 26499 | 36 | 41.8 | 9.5 | 10 | 1.09 | 1.1 | 1.09 | 1.1 | 1.13 | 1.15 | 95 | 89 | 0.95 | 0.9 |  | Charger | Non Federally-Regulated | 2021-05-05 |  | 2021-05-11
Industrie Elektronik Brilon | Filon Futur ion | D480 G 80/340 B31-FP | three-phase lift truck | Lithium Ion | 27302 | 36 | 42.76 | 9.5 | 10 | 1.09 | 1.1 | 1.09 | 1.1 | 1.13 | 1.15 | 95 | 89 | 0.95 | 0.9 |  | Charger | Non Federally-Regulated | 2021-05-05 |  | 2021-05-11
Industrie Elektronik Brilon | Filon Futur ion | D480 G 80/350 B31-FP | three-phase lift truck | Lithium Ion | 28105 | 36 | 43.73 | 9.5 | 10 | 1.09 | 1.1 | 1.09 | 1.1 | 1.13 | 1.15 | 95 | 89 | 0.95 | 0.9 |  | Charger | Non Federally-Regulated | 2021-05-05 |  | 2021-05-11
Industrie Elektronik Brilon | Filon Futur ion | D480 G 80/360 B31-FP | three-phase lift truck | Lithium Ion | 28908 | 36 | 44.69 | 9.5 | 10 | 1.09 | 1.1 | 1.09 | 1.1 | 1.13 | 1.15 | 95 | 89 | 0.95 | 0.9 |  | Charger | Non Federally-Regulated | 2021-05-05 |  | 2021-05-11
Industrie Elektronik Brilon | Filon Futur ion | D480 G 80/370 B31-FP | three-phase lift truck | Lithium Ion | 29711 | 36 | 45.65 | 9.5 | 10 | 1.09 | 1.1 | 1.09 | 1.1 | 1.13 | 1.15 | 95 | 89 | 0.95 | 0.9 |  | Charger | Non Federally-Regulated | 2021-05-05 |  | 2021-05-11
Industrie Elektronik Brilon | Filon Futur ion | D480 G 80/380 B31-FP | three-phase lift truck | Lithium Ion | 30514 | 36 | 46.62 | 9.5 | 10 | 1.09 | 1.1 | 1.09 | 1.1 | 1.13 | 1.15 | 95 | 89 | 0.95 | 0.9 |  | Charger | Non Federally-Regulated | 2021-05-05 |  | 2021-05-11
Industrie Elektronik Brilon | Filon Futur ion | D480 G 80/390 B31-FP | three-phase lift truck | Lithium Ion | 31317 | 36 | 47.58 | 9.5 | 10 | 1.09 | 1.1 | 1.09 | 1.1 | 1.13 | 1.15 | 95 | 89 | 0.95 | 0.9 |  | Charger | Non Federally-Regulated | 2021-05-05 |  | 2021-05-11
Industrie Elektronik Brilon | Filon Futur ion | D480 G 80/400 B31-FP | three-phase lift truck | Lithium Ion | 32120 | 36 | 48.54 | 9.5 | 10 | 1.09 | 1.1 | 1.09 | 1.1 | 1.13 | 1.15 | 95 | 89 | 0.95 | 0.9 |  | Charger | Non Federally-Regulated | 2021-05-05 |  | 2021-05-11
Bassi Srl | Bassi | IGBT-G080120T-I-*** | Three-phase lift truck | Lead-acid | 450 | 6 | 10.54 | 6 | 10 | 1.05 | 1.1 | 1.07 | 1.1 | 1.08 | 1.15 | 89.2 | 89 | 0.96 | 0.9 | FALSE | Charger | Non Federally-Regulated | 2016-04-12 |  | 2023-02-17
Bassi Srl | Bassi | IGBT-G080500T-I-*** | Three-phase lift truck | Lead-acid | 1850 | 7 | 12.22 | 7 | 10 | 1.07 | 1.1 | 1.08 | 1.1 | 1.09 | 1.15 | 89.9 | 89 | 0.97 | 0.9 | FALSE | Charger | Non Federally-Regulated | 2016-04-12 |  | 2023-02-17
Bassi Srl | Bassi | IGBT-G080320T-I-*** | Three-phase lift truck | Lead-acid | 1200 | 7 | 11.44 | 7 | 10 | 1.05 | 1.1 | 1.07 | 1.1 | 1.08 | 1.15 | 89.7 | 89 | 0.98 | 0.9 | FALSE | Charger | Non Federally-Regulated | 2016-04-12 |  | 2023-02-17
Bassi Srl | Bassi | IGBT-G080200T-I-*** | Three-phase lift truck | Lead-acid | 700 | 7 | 10.84 | 7 | 10 | 1.04 | 1.1 | 1.06 | 1.1 | 1.09 | 1.15 | 90.1 | 89 | 0.97 | 0.9 | FALSE | Charger | Non Federally-Regulated | 2016-04-12 |  | 2023-02-17
Bassi Srl | Bassi | IGBT-G080160T-I-*** | Three-phase lift truck | Lead-acid | 700 | 7 | 10.84 | 7 | 10 | 1.04 | 1.1 | 1.05 | 1.1 | 1.09 | 1.15 | 90.1 | 89 | 0.97 | 0.9 | FALSE | Charger | Non Federally-Regulated | 2016-04-12 |  | 2023-02-17
Bassi Srl | Bassi | IGBT-G080250T-I-*** | Three-phase lift truck | Lead-acid | 925 | 7 | 11.11 | 7 | 10 | 1.06 | 1.1 | 1.07 | 1.1 | 1.09 | 1.15 | 89.9 | 89 | 0.97 | 0.9 | FALSE | Charger | Non Federally-Regulated | 2016-04-12 |  | 2023-02-17
Bassi Srl | Bassi | IGBT-G080400T-I-*** | Three-phase lift truck | Lead-acid | 1450 | 7 | 11.74 | 7 | 10 | 1.06 | 1.1 | 1.07 | 1.1 | 1.09 | 1.15 | 89.6 | 89 | 0.98 | 0.9 | FALSE | Charger | Non Federally-Regulated | 2016-04-12 |  | 2023-02-17
Bassi Srl | KF Series | KF0-024060M-C*-*** | Single-phase lift truck | Lead-acid | 360 | 0.8 | 10.43 | 0.8 | 10 | 1.08 | 1.1 | 1.09 | 1.1 | 1.1 | 1.15 | 89.1 | 89 | 0.99 | 0.9 | FALSE | Charger | Non Federally-Regulated | 2016-04-12 |  | 2023-02-17
Bassi Srl | KF Series | KF0-048050M-C*-*** | Single-phase lift truck | Lead-acid | 315 | 0.55 | 10.38 | 0.55 | 10 | 1.08 | 1.1 | 1.09 | 1.1 | 1.1 | 1.15 | 90.5 | 89 | 0.99 | 0.9 | FALSE | Charger | Non Federally-Regulated | 2016-04-12 |  | 2023-02-17
Bassi Srl | EHY Series | EHY72M060**** | Three-phase lift truck | Lead-acid | 350 | 5.7 | 10.42 | 5.7 | 10 | 1.08 | 1.1 | 1.09 | 1.1 | 1.09 | 1.15 | 90.2 | 89 | 0.94 | 0.9 | FALSE | Charger | Non Federally-Regulated | 2016-06-17 |  | 2023-02-17
Bassi Srl | EHY Series | EHY80M060**** | Three-phase lift truck | Lead-acid | 350 | 5.7 | 10.42 | 5.7 | 10 | 1.08 | 1.1 | 1.08 | 1.1 | 1.09 | 1.15 | 90.7 | 89 | 0.94 | 0.9 | FALSE | Charger | Non Federally-Regulated | 2016-06-17 |  | 2023-02-17
Bassi Srl | EHY Series | EHY72M080**** | Three-phase lift truck | Lead-acid | 460 | 5.7 | 10.55 | 5.7 | 10 | 1.07 | 1.1 | 1.08 | 1.1 | 1.09 | 1.15 | 90.2 | 89 | 0.94 | 0.9 | FALSE | Charger | Non Federally-Regulated | 2016-06-17 |  | 2023-02-17
Bassi Srl | EHY Series | EHY80M080**** | Three-phase lift truck | Lead-acid | 460 | 5.7 | 10.55 | 5.7 | 10 | 1.07 | 1.1 | 1.09 | 1.1 | 1.09 | 1.15 | 90.6 | 89 | 0.94 | 0.9 | FALSE | Charger | Non Federally-Regulated | 2016-06-17 |  | 2023-02-17
Bassi Srl | EHY Series | EHY72M100**** | Three-phase lift truck | Lead-acid | 550 | 5.7 | 10.66 | 5.7 | 10 | 1.08 | 1.1 | 1.08 | 1.1 | 1.09 | 1.15 | 90.2 | 89 | 0.94 | 0.9 | FALSE | Charger | Non Federally-Regulated | 2016-06-17 |  | 2023-02-17
Bassi Srl | EHY Series | EHY80M100**** | Three-phase lift truck | Lead-acid | 550 | 5.7 | 10.66 | 5.7 | 10 | 1.08 | 1.1 | 1.08 | 1.1 | 1.09 | 1.15 | 90.7 | 89 | 0.94 | 0.9 | FALSE | Charger | Non Federally-Regulated | 2016-06-17 |  | 2023-02-17
Bassi Srl | EHY Series | EHY24M120**** | Three-phase lift truck | Lead-acid | 700 | 5.7 | 10.84 | 5.7 | 10 | 1.06 | 1.1 | 1.07 | 1.1 | 1.09 | 1.15 | 90 | 89 | 0.91 | 0.9 | FALSE | Charger | Non Federally-Regulated | 2016-06-17 |  | 2023-02-17
Bassi Srl | EHY Series | EHY36M120**** | Three-phase lift truck | Lead-acid | 700 | 5.7 | 10.84 | 5.7 | 10 | 1.07 | 1.1 | 1.08 | 1.1 | 1.09 | 1.15 | 90.6 | 89 | 0.94 | 0.9 | FALSE | Charger | Non Federally-Regulated | 2016-06-17 |  | 2023-02-17
Bassi Srl | EHY Series | EHY48M120**** | Three-phase lift truck | Lead-acid | 700 | 5.7 | 10.84 | 5.7 | 10 | 1.06 | 1.1 | 1.07 | 1.1 | 1.09 | 1.15 | 91.1 | 89 | 0.95 | 0.9 | FALSE | Charger | Non Federally-Regulated | 2016-06-17 |  | 2023-02-17
Bassi Srl | EHY Series | EHY72H120**** | Three-phase lift truck | Lead-acid | 700 | 5.7 | 10.84 | 5.7 | 10 | 1.07 | 1.1 | 1.09 | 1.1 | 1.09 | 1.15 | 90.2 | 89 | 0.94 | 0.9 | FALSE | Charger | Non Federally-Regulated | 2016-06-17 |  | 2023-02-17
Bassi Srl | EHY Series | EHY80H120**** | Three-phase lift truck | Lead-acid | 700 | 5.7 | 10.84 | 5.7 | 10 | 1.07 | 1.1 | 1.08 | 1.1 | 1.09 | 1.15 | 90.7 | 89 | 0.94 | 0.9 | FALSE | Charger | Non Federally-Regulated | 2016-06-17 |  | 2023-02-17
Bassi Srl | EHY Series | EHY24M140**** | Three-phase lift truck | Lead-acid | 800 | 5.7 | 10.96 | 5.7 | 10 | 1.05 | 1.1 | 1.07 | 1.1 | 1.08 | 1.15 | 90 | 89 | 0.91 | 0.9 | FALSE | Charger | Non Federally-Regulated | 2016-06-17 |  | 2023-02-17
Bassi Srl | EHY Series | EHY36M140**** | Three-phase lift truck | Lead-acid | 800 | 5.7 | 10.96 | 5.7 | 10 | 1.07 | 1.1 | 1.08 | 1.1 | 1.09 | 1.15 | 90.6 | 89 | 0.94 | 0.9 | FALSE | Charger | Non Federally-Regulated | 2016-06-17 |  | 2023-02-17
Bassi Srl | EHY Series | EHY48M140**** | Three-phase lift truck | Lead-acid | 800 | 5.7 | 10.96 | 5.7 | 10 | 1.06 | 1.1 | 1.07 | 1.1 | 1.09 | 1.15 | 91 | 89 | 0.95 | 0.9 | FALSE | Charger | Non Federally-Regulated | 2016-06-17 |  | 2023-02-17
Bassi Srl | EHY Series | EHY72H140**** | Three-phase lift truck | Lead-acid | 800 | 5.7 | 10.96 | 5.7 | 10 | 1.08 | 1.1 | 1.08 | 1.1 | 1.09 | 1.15 | 90.2 | 89 | 0.94 | 0.9 | FALSE | Charger | Non Federally-Regulated | 2016-06-17 |  | 2023-02-17
Bassi Srl | EHY Series | EHY80H140**** | Three-phase lift truck | Lead-acid | 800 | 5.7 | 10.96 | 5.7 | 10 | 1.08 | 1.1 | 1.09 | 1.1 | 1.09 | 1.15 | 90.7 | 89 | 0.94 | 0.9 | FALSE | Charger | Non Federally-Regulated | 2016-06-17 |  | 2023-02-17
Bassi Srl | EHY Series | EHY24M160**** | Three-phase lift truck | Lead-acid | 925 | 5.7 | 11.11 | 5.7 | 10 | 1.05 | 1.1 | 1.07 | 1.1 | 1.09 | 1.15 | 90 | 89 | 0.91 | 0.9 | FALSE | Charger | Non Federally-Regulated | 2016-06-17 |  | 2023-02-17
Bassi Srl | EHY Series | EHY36M160**** | Three-phase lift truck | Lead-acid | 925 | 5.7 | 11.11 | 5.7 | 10 | 1.06 | 1.1 | 1.08 | 1.1 | 1.09 | 1.15 | 90.4 | 89 | 0.94 | 0.9 | FALSE | Charger | Non Federally-Regulated | 2016-06-17 |  | 2023-02-17
Bassi Srl | EHY Series | EHY48M160**** | Three-phase lift truck | Lead-acid | 925 | 5.7 | 11.11 | 5.7 | 10 | 1.06 | 1.1 | 1.07 | 1.1 | 1.09 | 1.15 | 90.9 | 89 | 0.95 | 0.9 | FALSE | Charger | Non Federally-Regulated | 2016-06-17 |  | 2023-02-17
Bassi Srl | EHY Series | EHY24M180**** | Three-phase lift truck | Lead-acid | 1000 | 5.7 | 11.2 | 5.7 | 10 | 1.02 | 1.1 | 1.07 | 1.1 | 1.1 | 1.15 | 89.8 | 89 | 0.93 | 0.9 | FALSE | Charger | Non Federally-Regulated | 2016-06-17 |  | 2023-02-17
Bassi Srl | EHY Series | EHY36M180**** | Three-phase lift truck | Lead-acid | 1000 | 5.7 | 11.2 | 5.7 | 10 | 1.03 | 1.1 | 1.07 | 1.1 | 1.09 | 1.15 | 90.4 | 89 | 0.94 | 0.9 | FALSE | Charger | Non Federally-Regulated | 2016-06-17 |  | 2023-02-17
Bassi Srl | EHY Series | EHY48M180**** | Three-phase lift truck | Lead-acid | 1000 | 5.7 | 11.2 | 5.7 | 10 | 1.02 | 1.1 | 1.05 | 1.1 | 1.09 | 1.15 | 90.9 | 89 | 0.95 | 0.9 | FALSE | Charger | Non Federally-Regulated | 2016-06-17 |  | 2023-02-17
Bassi Srl | EHY Series | EHY24M200**** | Three-phase lift truck | Lead-acid | 1100 | 5.7 | 11.32 | 5.7 | 10 | 1.06 | 1.1 | 1.08 | 1.1 | 1.11 | 1.15 | 89.8 | 89 | 0.91 | 0.9 | FALSE | Charger | Non Federally-Regulated | 2016-06-17 |  | 2023-02-17
Bassi Srl | EHY Series | EHY36M200**** | Three-phase lift truck | Lead-acid | 1100 | 5.7 | 11.32 | 5.7 | 10 | 1.06 | 1.1 | 1.07 | 1.1 | 1.09 | 1.15 | 90.3 | 89 | 0.94 | 0.9 | FALSE | Charger | Non Federally-Regulated | 2016-06-17 |  | 2023-02-17
Bassi Srl | EHY Series | EHY48M200**** | Three-phase lift truck | Lead-acid | 1100 | 5.7 | 11.32 | 5.7 | 10 | 1.04 | 1.1 | 1.07 | 1.1 | 1.11 | 1.15 | 90.5 | 89 | 0.95 | 0.9 | FALSE | Charger | Non Federally-Regulated | 2016-06-17 |  | 2023-02-17
Bassi Srl | EHY Series | EHY24M240**** | Three-phase lift truck | Lead-acid | 1300 | 5.7 | 11.56 | 5.7 | 10 | 1.06 | 1.1 | 1.07 | 1.1 | 1.09 | 1.15 | 89.4 | 89 | 0.91 | 0.9 | FALSE | Charger | Non Federally-Regulated | 2016-06-17 |  | 2023-02-17
Bassi Srl | EHY Series | EHY36M240**** | Three-phase lift truck | Lead-acid | 1300 | 5.7 | 11.56 | 5.7 | 10 | 1.04 | 1.1 | 1.08 | 1.1 | 1.09 | 1.15 | 90.1 | 89 | 0.95 | 0.9 | FALSE | Charger | Non Federally-Regulated | 2016-06-17 |  | 2023-02-17
Bassi Srl | EHY Series | EHY48M240**** | Three-phase lift truck | Lead-acid | 1300 | 5.7 | 11.56 | 5.7 | 10 | 1.06 | 1.1 | 1.08 | 1.1 | 1.11 | 1.15 | 90.2 | 89 | 0.96 | 0.9 | FALSE | Charger | Non Federally-Regulated | 2016-06-17 |  | 2023-02-17
Bassi Srl | EHI Series | EHIMV24S060**** | Single-phase lift truck | Lead-acid | 360 | 9 | 10.43 | 9 | 10 | 1.08 | 1.1 | 1.09 | 1.1 | 1.1 | 1.15 | 89.4 | 89 | 0.99 | 0.9 | FALSE | Charger | Non Federally-Regulated | 2016-06-17 |  | 2023-02-17
Bassi Srl | EHI Series | EHIMV48S050**** | Single-phase lift truck | Lead-acid | 315 | 9 | 10.38 | 9 | 10 | 1.08 | 1.1 | 1.09 | 1.1 | 1.1 | 1.15 | 90.1 | 89 | 0.99 | 0.9 | FALSE | Charger | Non Federally-Regulated | 2016-06-17 |  | 2023-02-17
Bassi Srl | EHI Series | EHIMV48S070**** | Single-phase lift truck | Lead-acid | 400 | 9 | 10.48 | 9 | 10 | 1.08 | 1.1 | 1.09 | 1.1 | 1.1 | 1.15 | 90.3 | 89 | 0.98 | 0.9 | FALSE | Charger | Non Federally-Regulated | 2016-06-17 |  | 2023-02-17
Bassi Srl | EHI Series | EHIMV48S140**** | Single-phase lift truck | Lead-acid | 800 | 9 | 10.96 | 9 | 10 | 1.08 | 1.1 | 1.09 | 1.1 | 1.1 | 1.15 | 90.3 | 89 | 0.98 | 0.9 | FALSE | Charger | Non Federally-Regulated | 2016-06-17 |  | 2023-02-17
Bassi Srl | EHI Series | EHIMV80S070**** | Single-phase lift truck | Lead-acid | 360 | 9 | 10.43 | 9 | 10 | 1.08 | 1.1 | 1.09 | 1.1 | 1.1 | 1.15 | 90.9 | 89 | 0.98 | 0.9 | FALSE | Charger | Non Federally-Regulated | 2016-06-17 |  | 2023-02-17
Bassi Srl | EHI Series | EHIMV48H100**** | Three-phase lift truck | Lead-acid | 600 | 7.4 | 10.72 | 7.4 | 10 | 1.07 | 1.1 | 1.08 | 1.1 | 1.1 | 1.15 | 90 | 89 | 0.91 | 0.9 | FALSE | Charger | Non Federally-Regulated | 2016-06-17 |  | 2023-02-17
Bassi Srl | EHI Series | EHIMV48H140**** | Three-phase lift truck | Lead-acid | 840 | 7.4 | 11.01 | 7.4 | 10 | 1.07 | 1.1 | 1.08 | 1.1 | 1.1 | 1.15 | 90 | 89 | 0.91 | 0.9 | FALSE | Charger | Non Federally-Regulated | 2016-06-17 |  | 2023-02-17
Bassi Srl | EHI Series | EHIMV48H260**** | Three-phase lift truck | Lead-acid | 1560 | 7.4 | 11.87 | 7.4 | 10 | 1.07 | 1.1 | 1.08 | 1.1 | 1.1 | 1.15 | 90 | 89 | 0.91 | 0.9 | FALSE | Charger | Non Federally-Regulated | 2016-06-17 |  | 2023-02-17
Bassi Srl | EHI Series | EHIMV48L100**** | Three-phase lift truck | Lead-acid | 600 | 7.4 | 10.72 | 7.4 | 10 | 1.07 | 1.1 | 1.08 | 1.1 | 1.1 | 1.15 | 90 | 89 | 0.91 | 0.9 | FALSE | Charger | Non Federally-Regulated | 2016-06-17 |  | 2023-02-17
Bassi Srl | EHI Series | EHIMV48L140**** | Three-phase lift truck | Lead-acid | 840 | 7.4 | 11.01 | 7.4 | 10 | 1.07 | 1.1 | 1.08 | 1.1 | 1.1 | 1.15 | 90 | 89 | 0.91 | 0.9 | FALSE | Charger | Non Federally-Regulated | 2016-06-17 |  | 2023-02-17
Bassi Srl | EHI Series | EHIMV48L260**** | Three-phase lift truck | Lead-acid | 1560 | 7.4 | 11.87 | 7.4 | 10 | 1.07 | 1.1 | 1.08 | 1.1 | 1.1 | 1.15 | 90 | 89 | 0.91 | 0.9 | FALSE | Charger | Non Federally-Regulated | 2016-06-17 |  | 2023-02-17
Bassi Srl | EHI Series | EHIMV64M120**** | Three-phase lift truck | Lead-acid | 450 | 5.7 | 10.54 | 5.7 | 10 | 1.05 | 1.1 | 1.07 | 1.1 | 1.08 | 1.15 | 89.3 | 89 | 0.96 | 0.9 | FALSE | Charger | Non Federally-Regulated | 2016-06-17 |  | 2023-02-17
Bassi Srl | EHI Series | EHIMV80M120**** | Three-phase lift truck | Lead-acid | 450 | 5.7 | 10.54 | 5.7 | 10 | 1.05 | 1.1 | 1.07 | 1.1 | 1.08 | 1.15 | 89.3 | 89 | 0.96 | 0.9 | FALSE | Charger | Non Federally-Regulated | 2016-06-17 |  | 2023-02-17
Bassi Srl | EHI Series | EHIMV64M200**** | Three-phase lift truck | Lead-acid | 700 | 5.7 | 10.84 | 5.7 | 10 | 1.04 | 1.1 | 1.06 | 1.1 | 1.09 | 1.15 | 90.1 | 89 | 0.97 | 0.9 | FALSE | Charger | Non Federally-Regulated | 2016-06-17 |  | 2023-02-17
Bassi Srl | EHI Series | EHIMV80M200**** | Three-phase lift truck | Lead-acid | 700 | 5.7 | 10.84 | 5.7 | 10 | 1.04 | 1.1 | 1.06 | 1.1 | 1.09 | 1.15 | 90.1 | 89 | 0.97 | 0.9 | FALSE | Charger | Non Federally-Regulated | 2016-06-17 |  | 2023-02-17
Bassi Srl | EHI Series | EHIMV80M250**** | Three-phase lift truck | Lead-acid | 925 | 5.7 | 11.11 | 5.7 | 10 | 1.06 | 1.1 | 1.07 | 1.1 | 1.09 | 1.15 | 89.9 | 89 | 0.97 | 0.9 | FALSE | Charger | Non Federally-Regulated | 2016-06-17 |  | 2023-02-17
Bassi Srl | EHI Series | EHIMV80H320**** | Three-phase lift truck | Lead-acid | 1200 | 5.7 | 11.44 | 5.7 | 10 | 1.05 | 1.1 | 1.07 | 1.1 | 1.08 | 1.15 | 89.6 | 89 | 0.98 | 0.9 | FALSE | Charger | Non Federally-Regulated | 2016-06-17 |  | 2023-02-17
Bassi Srl | EHI Series | EHIMV80H400**** | Three-phase lift truck | Lead-acid | 1450 | 7.4 | 11.74 | 7.4 | 10 | 1.06 | 1.1 | 1.07 | 1.1 | 1.09 | 1.15 | 89.6 | 89 | 0.98 | 0.9 | FALSE | Charger | Non Federally-Regulated | 2016-06-17 |  | 2023-02-17
Bassi Srl | EHI Series | EHIMV80H500**** | Three-phase lift truck | Lead-acid | 1850 | 7.4 | 12.22 | 7.4 | 10 | 1.07 | 1.1 | 1.08 | 1.1 | 1.09 | 1.15 | 89.9 | 89 | 0.97 | 0.9 | FALSE | Charger | Non Federally-Regulated | 2016-06-17 |  | 2023-02-17
Bassi Srl | EHI Series | EHI2V80H160**** | Three-phase lift truck | Lead-acid | 700 | 7.4 | 10.84 | 7.4 | 10 | 1.04 | 1.1 | 1.05 | 1.1 | 1.09 | 1.15 | 90.1 | 89 | 0.97 | 0.9 | FALSE | Charger | Non Federally-Regulated | 2016-06-17 |  | 2023-02-17
Bassi Srl | EHI Series | EHI2V80H250**** | Three-phase lift truck | Lead-acid | 925 | 7.4 | 11.11 | 7.4 | 10 | 1.06 | 1.1 | 1.07 | 1.1 | 1.09 | 1.15 | 89.9 | 89 | 0.97 | 0.9 | FALSE | Charger | Non Federally-Regulated | 2016-06-17 |  | 2023-02-17
Bassi Srl | EHI Series | EHIMV48H200**** | Three-phase lift truck | Lead-acid | 1000 | 7.4 | 11.2 | 7.4 | 10 | 1.07 | 1.1 | 1.08 | 1.1 | 1.1 | 1.15 | 90.1 | 89 | 0.91 | 0.9 | FALSE | Charger | Non Federally-Regulated | 2016-10-26 |  | 2023-02-17
Bassi Srl | EHI Series | EHIMV48L200**** | Three-phase lift truck | Lead-acid | 1000 | 7.4 | 11.2 | 7.4 | 10 | 1.07 | 1.1 | 1.08 | 1.1 | 1.1 | 1.15 | 90.1 | 89 | 0.91 | 0.9 | FALSE | Charger | Non Federally-Regulated | 2016-10-26 |  | 2023-02-17
Bassi Srl | KF Series | KF3-048-200-C*-*** | Three-phase lift truck | Lead-acid | 1000 | 7.4 | 11.2 | 7.4 | 10 | 1.07 | 1.1 | 1.08 | 1.1 | 1.1 | 1.15 | 90.1 | 89 | 0.91 | 0.9 | FALSE | Charger | Non Federally-Regulated | 2016-10-26 |  | 2023-02-17
Bassi Srl | KF Series | KF1-024-080-C*-*** | Single-phase lift truck | Lead-acid | 450 | 9 | 10.54 | 9 | 10 | 1.08 | 1.1 | 1.09 | 1.1 | 1.1 | 1.15 | 89.6 | 89 | 0.98 | 0.9 | FALSE | Charger | Non Federally-Regulated | 2016-10-26 |  | 2023-02-17
Bassi Srl | KF Series | KF1-024-160-C*-*** | Single-phase lift truck | Lead-acid | 925 | 9 | 11.11 | 9 | 10 | 1.08 | 1.1 | 1.09 | 1.1 | 1.1 | 1.15 | 89.4 | 89 | 0.98 | 0.9 | FALSE | Charger | Non Federally-Regulated | 2016-10-26 |  | 2023-02-17
Bassi Srl | Bassi | MFC-048-240-C*-*** | Three-phase lift truck | Lead-acid | 1300 | 5.7 | 11.56 | 5.7 | 10 | 1.06 | 1.1 | 1.08 | 1.1 | 1.11 | 1.15 | 90.2 | 89 | 0.96 | 0.9 | TRUE | Charger | Non Federally-Regulated | 2014-03-11 |  | 2023-02-17
Bassi Srl | Bassi | KF1-080-030-C*-*** | Single-phase lift truck | Lead-acid | 180 | 9 | 10.22 | 9 | 10 | 1.08 | 1.1 | 1.09 | 1.1 | 1.1 | 1.15 | 90.8 | 89 | 0.98 | 0.9 | FALSE | Charger | Non Federally-Regulated | 2015-08-07 |  | 2023-02-17
Bassi Srl | Green Diamond | GDK-12-1300-C*-***-* | Three-phase lift truck | Lead-acid | 1300 | 5.7 | 11.56 | 5.7 | 10 | 1.06 | 1.1 | 1.07 | 1.1 | 1.09 | 1.15 | 89.4 | 89 | 0.91 | 0.9 | TRUE | Charger | Non Federally-Regulated | 2014-03-11 |  | 2023-02-17
Bassi Srl | Bassi | MFC-080-060-C*-*** | Three-phase lift truck | Lead-acid | 350 | 5.7 | 10.42 | 5.7 | 10 | 1.08 | 1.1 | 1.08 | 1.1 | 1.09 | 1.15 | 90.7 | 89 | 0.94 | 0.9 | FALSE | Charger | Non Federally-Regulated | 2015-06-01 |  | 2023-02-17
Bassi Srl | Bassi | MFC-036-140-C*-*** | Three-phase lift truck | Lead-acid | 800 | 5.7 | 10.96 | 5.7 | 10 | 1.07 | 1.1 | 1.08 | 1.1 | 1.09 | 1.15 | 90.6 | 89 | 0.94 | 0.9 | TRUE | Charger | Non Federally-Regulated | 2014-03-11 |  | 2023-02-17
Bassi Srl | KF Series | KF3-048-300-C*-*** | Three-phase lift truck | Lead-acid | 1800 | 7.4 | 12.16 | 7.4 | 10 | 1.07 | 1.1 | 1.08 | 1.1 | 1.1 | 1.15 | 90 | 89 | 0.91 | 0.9 | FALSE | Charger | Non Federally-Regulated | 2015-03-04 |  | 2023-02-17
Bassi Srl | Bassi | MFC-036-120-C*-*** | Three-phase lift truck | Lead-acid | 700 | 5.7 | 10.84 | 5.7 | 10 | 1.07 | 1.1 | 1.08 | 1.1 | 1.09 | 1.15 | 90.6 | 89 | 0.94 | 0.9 | TRUE | Charger | Non Federally-Regulated | 2014-03-11 |  | 2023-02-17
Bassi Srl | Green Diamond | GDK-24-0800-C*-***-* | Three-phase lift truck | Lead-acid | 800 | 5.7 | 10.96 | 5.7 | 10 | 1.06 | 1.1 | 1.07 | 1.1 | 1.09 | 1.15 | 91 | 89 | 0.95 | 0.9 | TRUE | Charger | Non Federally-Regulated | 2014-03-11 |  | 2023-02-17
Bassi Srl | Bassi | MFC-024-140-C*-*** | Three-phase lift truck | Lead-acid | 800 | 5.7 | 10.96 | 5.7 | 10 | 1.05 | 1.1 | 1.07 | 1.1 | 1.08 | 1.15 | 90 | 89 | 0.91 | 0.9 | TRUE | Charger | Non Federally-Regulated | 2014-03-11 |  | 2023-02-17
Bassi Srl | Bassi | IGBT-080120T-I-*** | Three-phase lift truck | Lead-acid | 720 | 5.7 | 10.86 | 5.7 | 10 | 1.05 | 1.1 | 1.07 | 1.1 | 1.08 | 1.15 | 89.3 | 89 | 0.96 | 0.9 | FALSE | Charger | Non Federally-Regulated | 2015-03-04 |  | 2023-02-17
Bassi Srl | Bassi | MFC-048-160-C*-*** | Three-phase lift truck | Lead-acid | 925 | 5.7 | 11.11 | 5.7 | 10 | 1.06 | 1.1 | 1.07 | 1.1 | 1.09 | 1.15 | 90.9 | 89 | 0.95 | 0.9 | TRUE | Charger | Non Federally-Regulated | 2014-03-11 |  | 2023-02-17
Bassi Srl | Green Diamond | GDK-12-0700-C*-***-* | Three-phase lift truck | Lead-acid | 700 | 5.7 | 10.84 | 5.7 | 10 | 1.06 | 1.1 | 1.07 | 1.1 | 1.09 | 1.15 | 90 | 89 | 0.91 | 0.9 | TRUE | Charger | Non Federally-Regulated | 2014-03-11 |  | 2023-02-17
Bassi Srl | Bassi | MFC-072-060-C*-*** | Three-phase lift truck | Lead-acid | 350 | 5.7 | 10.42 | 5.7 | 10 | 1.08 | 1.1 | 1.09 | 1.1 | 1.09 | 1.15 | 90.2 | 89 | 0.94 | 0.9 | FALSE | Charger | Non Federally-Regulated | 2015-06-01 |  | 2023-02-17
Bassi Srl | KF Series | KF3-048-260-C*-*** | Three-phase lift truck | Lead-acid | 1560 | 7.4 | 11.87 | 7.4 | 10 | 1.07 | 1.1 | 1.08 | 1.1 | 1.1 | 1.15 | 90 | 89 | 0.91 | 0.9 | FALSE | Charger | Non Federally-Regulated | 2015-03-04 |  | 2023-02-17
Bassi Srl | Green Diamond | GDK-12-0925-C*-***-* | Three-phase lift truck | Lead-acid | 925 | 5.7 | 11.11 | 5.7 | 10 | 1.05 | 1.1 | 1.07 | 1.1 | 1.09 | 1.15 | 90 | 89 | 0.91 | 0.9 | TRUE | Charger | Non Federally-Regulated | 2014-03-11 |  | 2023-02-17
Bassi Srl | Green Diamond | GDK-24-0925-C*-***-* | Three-phase lift truck | Lead-acid | 925 | 5.7 | 11.11 | 5.7 | 10 | 1.06 | 1.1 | 1.07 | 1.1 | 1.09 | 1.15 | 90.9 | 89 | 0.95 | 0.9 | TRUE | Charger | Non Federally-Regulated | 2014-03-11 |  | 2023-02-17
Bassi Srl | Bassi | MFC-024-120-C*-*** | Three-phase lift truck | Lead-acid | 700 | 5.7 | 10.84 | 5.7 | 10 | 1.06 | 1.1 | 1.07 | 1.1 | 1.09 | 1.15 | 90 | 89 | 0.91 | 0.9 | TRUE | Charger | Non Federally-Regulated | 2014-03-11 |  | 2023-02-17
Bassi Srl | Bassi | MFC-036-160-C*-*** | Three-phase lift truck | Lead-acid | 925 | 5.7 | 11.11 | 5.7 | 10 | 1.06 | 1.1 | 1.08 | 1.1 | 1.09 | 1.15 | 90.4 | 89 | 0.94 | 0.9 | TRUE | Charger | Non Federally-Regulated | 2014-03-11 |  | 2023-02-17
Bassi Srl | Bassi | MFC-024-180-C*-*** | Three-phase lift truck | Lead-acid | 1000 | 5.7 | 11.2 | 5.7 | 10 | 1.02 | 1.1 | 1.07 | 1.1 | 1.1 | 1.15 | 89.8 | 89 | 0.93 | 0.9 | TRUE | Charger | Non Federally-Regulated | 2014-03-11 |  | 2023-02-17
Bassi Srl | Green Diamond | GDK-18-1100-C*-***-* | Three-phase lift truck | Lead-acid | 1100 | 5.7 | 11.32 | 5.7 | 10 | 1.06 | 1.1 | 1.07 | 1.1 | 1.09 | 1.15 | 90.3 | 89 | 0.94 | 0.9 | TRUE | Charger | Non Federally-Regulated | 2014-03-11 |  | 2023-02-17
Bassi Srl | Green Diamond | GDK-18-0700-C*-***-* | Three-phase lift truck | Lead-acid | 700 | 5.7 | 10.84 | 5.7 | 10 | 1.07 | 1.1 | 1.08 | 1.1 | 1.09 | 1.15 | 90.6 | 89 | 0.94 | 0.9 | TRUE | Charger | Non Federally-Regulated | 2014-03-11 |  | 2023-02-17
Bassi Srl | Green Diamond | GDK-18-0925-C*-***-* | Three-phase lift truck | Lead-acid | 925 | 5.7 | 11.11 | 5.7 | 10 | 1.06 | 1.1 | 1.08 | 1.1 | 1.09 | 1.15 | 90.4 | 89 | 0.94 | 0.9 | TRUE | Charger | Non Federally-Regulated | 2014-03-11 |  | 2023-02-17
Bassi Srl | Bassi | MFC-048-200-C*-*** | Three-phase lift truck | Lead-acid | 1100 | 5.7 | 11.32 | 5.7 | 10 | 1.04 | 1.1 | 1.07 | 1.1 | 1.11 | 1.15 | 90.5 | 89 | 0.95 | 0.9 | TRUE | Charger | Non Federally-Regulated | 2014-03-11 |  | 2023-02-17
Bassi Srl | Green Diamond | GDK-24-0700-C*-***-* | Three-phase lift truck | Lead-acid | 700 | 5.7 | 10.84 | 5.7 | 10 | 1.06 | 1.1 | 1.07 | 1.1 | 1.09 | 1.15 | 91.1 | 89 | 0.95 | 0.9 | TRUE | Charger | Non Federally-Regulated | 2014-03-11 |  | 2023-02-17
Bassi Srl | Bassi | MFC-024-160-C*-*** | Three-phase lift truck | Lead-acid | 925 | 5.7 | 11.11 | 5.7 | 10 | 1.05 | 1.1 | 1.07 | 1.1 | 1.09 | 1.15 | 90 | 89 | 0.91 | 0.9 | TRUE | Charger | Non Federally-Regulated | 2014-03-11 |  | 2023-02-17
Bassi Srl | KF Series | KF3-048-100-C*-*** | Three-phase lift truck | Lead-acid | 600 | 7.4 | 10.72 | 7.4 | 10 | 1.07 | 1.1 | 1.08 | 1.1 | 1.1 | 1.15 | 90 | 89 | 0.91 | 0.9 | FALSE | Charger | Non Federally-Regulated | 2015-03-04 |  | 2023-02-17
Bassi Srl | KF Series | KF3-048-140-C*-*** | Three-phase lift truck | Lead-acid | 840 | 7.4 | 11.01 | 7.4 | 10 | 1.07 | 1.1 | 1.08 | 1.1 | 1.1 | 1.15 | 90 | 89 | 0.91 | 0.9 | FALSE | Charger | Non Federally-Regulated | 2015-03-04 |  | 2023-02-17
Bassi Srl | Bassi | MFC-048-180-C*-*** | Three-phase lift truck | Lead-acid | 1000 | 5.7 | 11.2 | 5.7 | 10 | 1.02 | 1.1 | 1.05 | 1.1 | 1.09 | 1.15 | 90.9 | 89 | 0.95 | 0.9 | TRUE | Charger | Non Federally-Regulated | 2014-03-11 |  | 2023-02-17
Bassi Srl | Bassi | MFC-080-120-C*-*** | Three-phase lift truck | Lead-acid | 700 | 5.7 | 10.84 | 5.7 | 10 | 1.07 | 1.1 | 1.08 | 1.1 | 1.09 | 1.15 | 90.7 | 89 | 0.94 | 0.9 | FALSE | Charger | Non Federally-Regulated | 2015-06-01 |  | 2023-02-17
Bassi Srl | Bassi | MFC-024-200-C*-*** | Three-phase lift truck | Lead-acid | 1100 | 5.7 | 11.32 | 5.7 | 10 | 1.06 | 1.1 | 1.08 | 1.1 | 1.11 | 1.15 | 89.8 | 89 | 0.91 | 0.9 | TRUE | Charger | Non Federally-Regulated | 2014-03-11 |  | 2023-02-17
Bassi Srl | Bassi | MFC-036-180-C*-*** | Three-phase lift truck | Lead-acid | 1000 | 5.7 | 11.2 | 5.7 | 10 | 1.03 | 1.1 | 1.07 | 1.1 | 1.09 | 1.15 | 90.4 | 89 | 0.94 | 0.9 | TRUE | Charger | Non Federally-Regulated | 2014-03-11 |  | 2023-02-17
Bassi Srl | Green Diamond | GDK-12-1100-C*-***-* | Three-phase lift truck | Lead-acid | 1100 | 5.7 | 11.32 | 5.7 | 10 | 1.06 | 1.1 | 1.08 | 1.1 | 1.11 | 1.15 | 89.8 | 89 | 0.91 | 0.9 | TRUE | Charger | Non Federally-Regulated | 2014-03-11 |  | 2023-02-17
Bassi Srl | Bassi | MFC-036-240-C*-*** | Three-phase lift truck | Lead-acid | 1300 | 5.7 | 11.56 | 5.7 | 10 | 1.04 | 1.1 | 1.08 | 1.1 | 1.09 | 1.15 | 90.1 | 89 | 0.95 | 0.9 | TRUE | Charger | Non Federally-Regulated | 2014-03-11 |  | 2023-02-17
Bassi Srl | Bassi | IGBT-080250T-I-*** | Three-phase lift truck | Lead-acid | 1500 | 5.7 | 11.8 | 5.7 | 10 | 1.06 | 1.1 | 1.07 | 1.1 | 1.09 | 1.15 | 89.9 | 89 | 0.97 | 0.9 | FALSE | Charger | Non Federally-Regulated | 2015-03-04 |  | 2023-02-17
Bassi Srl | KF Series | KF1-048-140-C*-*** | Single-phase lift truck | Lead-acid | 800 | 9 | 10.96 | 9 | 10 | 1.08 | 1.1 | 1.09 | 1.1 | 1.1 | 1.15 | 90.3 | 89 | 0.98 | 0.9 | FALSE | Charger | Non Federally-Regulated | 2015-06-01 |  | 2023-02-17
Bassi Srl | Bassi | KF1-080-060-C*-*** | Single-phase lift truck | Lead-acid | 360 | 9 | 10.43 | 9 | 10 | 1.08 | 1.1 | 1.09 | 1.1 | 1.1 | 1.15 | 90.9 | 89 | 0.98 | 0.9 | FALSE | Charger | Non Federally-Regulated | 2015-08-07 |  | 2023-02-17
Bassi Srl | KF Series | KF1-048-070-C*-*** | Single-phase lift truck | Lead-acid | 400 | 9 | 10.48 | 9 | 10 | 1.08 | 1.1 | 1.09 | 1.1 | 1.1 | 1.15 | 90.3 | 89 | 0.98 | 0.9 | FALSE | Charger | Non Federally-Regulated | 2015-06-01 |  | 2023-02-17
Bassi Srl | Bassi | IGBT-080200T-I-*** | Three-phase lift truck | Lead-acid | 1200 | 5.7 | 11.44 | 5.7 | 10 | 1.04 | 1.1 | 1.06 | 1.1 | 1.09 | 1.15 | 90.1 | 89 | 0.97 | 0.9 | FALSE | Charger | Non Federally-Regulated | 2015-03-04 |  | 2023-02-17
Bassi Srl | Blue Diamond | BLD-24-900-C*-*** | Three-phase lift truck | Lead-acid | 900 | 7.4 | 11.08 | 7.4 | 10 | 1.06 | 1.1 | 1.07 | 1.1 | 1.09 | 1.15 | 90 | 89 | 0.91 | 0.9 | TRUE | Charger | Non Federally-Regulated | 2014-03-05 |  | 2023-02-17
Bassi Srl | Bassi | MFC-024-240-C*-*** | Three-phase lift truck | Lead-acid | 1300 | 5.7 | 11.56 | 5.7 | 10 | 1.06 | 1.1 | 1.07 | 1.1 | 1.09 | 1.15 | 89.4 | 89 | 0.91 | 0.9 | TRUE | Charger | Non Federally-Regulated | 2014-03-11 |  | 2023-02-17
Bassi Srl | Bassi | MFC-080-080-C*-*** | Three-phase lift truck | Lead-acid | 460 | 5.7 | 10.55 | 5.7 | 10 | 1.07 | 1.1 | 1.09 | 1.1 | 1.09 | 1.15 | 90.6 | 89 | 0.94 | 0.9 | FALSE | Charger | Non Federally-Regulated | 2015-06-01 |  | 2023-02-17
Bassi Srl | Bassi | MFC-080-140-C*-*** | Three-phase lift truck | Lead-acid | 800 | 5.7 | 10.96 | 5.7 | 10 | 1.08 | 1.1 | 1.09 | 1.1 | 1.09 | 1.15 | 90.7 | 89 | 0.94 | 0.9 | FALSE | Charger | Non Federally-Regulated | 2015-06-01 |  | 2023-02-17
Bassi Srl | Green Diamond | GDK-12-1000-C*-***-* | Three-phase lift truck | Lead-acid | 1000 | 5.7 | 11.2 | 5.7 | 10 | 1.02 | 1.1 | 1.07 | 1.1 | 1.1 | 1.15 | 89.8 | 89 | 0.93 | 0.9 | TRUE | Charger | Non Federally-Regulated | 2014-03-11 |  | 2023-02-17
Bassi Srl | Green Diamond | GDK-24-1000-C*-***-* | Three-phase lift truck | Lead-acid | 1000 | 5.7 | 11.2 | 5.7 | 10 | 1.02 | 1.1 | 1.05 | 1.1 | 1.09 | 1.15 | 90.9 | 89 | 0.95 | 0.9 | TRUE | Charger | Non Federally-Regulated | 2014-03-11 |  | 2023-02-17
Bassi Srl | Green Diamond | GDK-12-0800-C*-***-* | Three-phase lift truck | Lead-acid | 800 | 5.7 | 10.96 | 5.7 | 10 | 1.05 | 1.1 | 1.07 | 1.1 | 1.08 | 1.15 | 90 | 89 | 0.91 | 0.9 | TRUE | Charger | Non Federally-Regulated | 2014-03-11 |  | 2023-02-17
Bassi Srl | Bassi | MFC-080-100-C*-*** | Three-phase lift truck | Lead-acid | 550 | 5.7 | 10.66 | 5.7 | 10 | 1.08 | 1.1 | 1.08 | 1.1 | 1.09 | 1.15 | 90.7 | 89 | 0.94 | 0.9 | FALSE | Charger | Non Federally-Regulated | 2015-06-01 |  | 2023-02-17
Bassi Srl | Bassi | MFC-072-100-C*-*** | Three-phase lift truck | Lead-acid | 550 | 5.7 | 10.66 | 5.7 | 10 | 1.08 | 1.1 | 1.08 | 1.1 | 1.09 | 1.15 | 90.2 | 89 | 0.94 | 0.9 | FALSE | Charger | Non Federally-Regulated | 2015-06-01 |  | 2023-02-17
Bassi Srl | Bassi | MFC-072-120-C*-*** | Three-phase lift truck | Lead-acid | 700 | 5.7 | 10.84 | 5.7 | 10 | 1.07 | 1.1 | 1.09 | 1.1 | 1.09 | 1.15 | 90.2 | 89 | 0.94 | 0.9 | FALSE | Charger | Non Federally-Regulated | 2015-06-01 |  | 2023-02-17
Bassi Srl | Bassi | MFC-072-080-C*-*** | Three-phase lift truck | Lead-acid | 460 | 5.7 | 10.55 | 5.7 | 10 | 1.07 | 1.1 | 1.08 | 1.1 | 1.09 | 1.15 | 90.2 | 89 | 0.94 | 0.9 | FALSE | Charger | Non Federally-Regulated | 2015-06-01 |  | 2023-02-17
Bassi Srl | Bassi | MFC-048-120-C*-*** | Three-phase lift truck | Lead-acid | 700 | 5.7 | 10.84 | 5.7 | 10 | 1.06 | 1.1 | 1.07 | 1.1 | 1.09 | 1.15 | 91.1 | 89 | 0.95 | 0.9 | TRUE | Charger | Non Federally-Regulated | 2014-03-11 |  | 2023-02-17
Bassi Srl | Bassi | IGBT-080320T-I-*** | Three-phase lift truck | Lead-acid | 1600 | 5.7 | 11.92 | 5.7 | 10 | 1.05 | 1.1 | 1.07 | 1.1 | 1.08 | 1.15 | 89.6 | 89 | 0.98 | 0.9 | FALSE | Charger | Non Federally-Regulated | 2015-03-04 |  | 2023-02-17
Bassi Srl | Bassi | MFC-048-140-C*-*** | Three-phase lift truck | Lead-acid | 800 | 5.7 | 10.96 | 5.7 | 10 | 1.06 | 1.1 | 1.07 | 1.1 | 1.09 | 1.15 | 91 | 89 | 0.95 | 0.9 | TRUE | Charger | Non Federally-Regulated | 2014-03-11 |  | 2023-02-17
Bassi Srl | Green Diamond | GDK-18-0800-C*-***-* | Three-phase lift truck | Lead-acid | 800 | 5.7 | 10.96 | 5.7 | 10 | 1.07 | 1.1 | 1.08 | 1.1 | 1.09 | 1.15 | 90.6 | 89 | 0.94 | 0.9 | TRUE | Charger | Non Federally-Regulated | 2014-03-11 |  | 2023-02-17
Bassi Srl | Green Diamond | GDK-18-1000-C*-***-* | Three-phase lift truck | Lead-acid | 1000 | 5.7 | 11.2 | 5.7 | 10 | 1.03 | 1.1 | 1.07 | 1.1 | 1.09 | 1.15 | 90.4 | 89 | 0.94 | 0.9 | TRUE | Charger | Non Federally-Regulated | 2014-03-11 |  | 2023-02-17
Bassi Srl | KF Series | KF3-048-150-C*-*** | Three-phase lift truck | Lead-acid | 900 | 7.4 | 11.08 | 7.4 | 10 | 1.07 | 1.1 | 1.08 | 1.1 | 1.1 | 1.15 | 90 | 89 | 0.91 | 0.9 | TRUE | Charger | Non Federally-Regulated | 2014-03-05 |  | 2023-02-17
Bassi Srl | Green Diamond | GDK-18-1300-C*-***-* | Three-phase lift truck | Lead-acid | 1300 | 5.7 | 11.56 | 5.7 | 10 | 1.04 | 1.1 | 1.08 | 1.1 | 1.09 | 1.15 | 90.1 | 89 | 0.95 | 0.9 | TRUE | Charger | Non Federally-Regulated | 2014-03-11 |  | 2023-02-17
Bassi Srl | Green Diamond | GDK-24-1100-C*-***-* | Three-phase lift truck | Lead-acid | 1100 | 5.7 | 11.32 | 5.7 | 10 | 1.04 | 1.1 | 1.07 | 1.1 | 1.11 | 1.15 | 90.5 | 89 | 0.95 | 0.9 | TRUE | Charger | Non Federally-Regulated | 2014-03-11 |  | 2023-02-17
Bassi Srl | Green Diamond | GDK-24-1300-C*-***-* | Three-phase lift truck | Lead-acid | 1300 | 5.7 | 11.56 | 5.7 | 10 | 1.06 | 1.1 | 1.08 | 1.1 | 1.11 | 1.15 | 90.2 | 89 | 0.96 | 0.9 | TRUE | Charger | Non Federally-Regulated | 2014-03-11 |  | 2023-02-17
Bassi Srl | Bassi | MFC-072-140-C*-*** | Three-phase lift truck | Lead-acid | 800 | 5.7 | 10.96 | 5.7 | 10 | 1.08 | 1.1 | 1.08 | 1.1 | 1.09 | 1.15 | 90.2 | 89 | 0.94 | 0.9 | FALSE | Charger | Non Federally-Regulated | 2015-06-01 |  | 2023-02-17
Bassi Srl | Bassi | MFC-036-200-C*-*** | Three-phase lift truck | Lead-acid | 1100 | 5.7 | 11.32 | 5.7 | 10 | 1.06 | 1.1 | 1.07 | 1.1 | 1.09 | 1.15 | 90.3 | 89 | 0.94 | 0.9 | TRUE | Charger | Non Federally-Regulated | 2014-03-11 |  | 2023-02-17
Ampure Charging Systems | PosiCharge | ProCore Edge 30 | Three Phase Lift Truck | Lithium Ion | 17240 | 7.65 | 30.69 | 7.13 | 10 | 1 | 1.1 | 1.01 | 1.1 | 1.01 | 1.15 | 97.2 | 89 | 0.95 | 0.9 |  | Both (Charger & Package) | Non Federally-Regulated | 2023-05-01 |  | 2023-05-08
Enatel, Ltd. | VForce | V03C-4401-**** | Large Battery Chargers | Lead-acid | 9000 | 4.84 | 20.8 | 4.15 | 10 | 1.09 | 1.1 | 1 | 1.1 | 1.01 | 1.15 | 93.5 | 89 | 0.93 | 0.9 | FALSE | Charger | Non Federally-Regulated | 2018-03-12 |  | 2023-08-10
Enatel, Ltd. | VForce | V03C-4402-**** | Large Battery Chargers | Lead-acid | 9000 | 4.84 | 20.8 | 4.15 | 10 | 1.09 | 1.1 | 1 | 1.1 | 1.01 | 1.15 | 93.5 | 89 | 0.93 | 0.9 | FALSE | Charger | Non Federally-Regulated | 2018-03-12 |  | 2023-08-10
Enatel, Ltd. | VForce | V03C-4403-**** | Large Battery Chargers | Lead-acid | 9000 | 4.84 | 20.8 | 4.15 | 10 | 1.09 | 1.1 | 1 | 1.1 | 1.01 | 1.15 | 93.5 | 89 | 0.93 | 0.9 | FALSE | Charger | Non Federally-Regulated | 2018-03-12 |  | 2023-08-10
Enatel, Ltd. | VForce | V03U-4401-**** | Large Battery Chargers | Lead-acid | 9000 | 4.84 | 20.8 | 4.15 | 10 | 1.09 | 1.1 | 1 | 1.1 | 1.01 | 1.15 | 93.5 | 89 | 0.93 | 0.9 | FALSE | Charger | Non Federally-Regulated | 2018-03-12 |  | 2023-08-10
Enatel, Ltd. | VForce | V03U-4402-**** | Large Battery Chargers | Lead-acid | 9000 | 4.84 | 20.8 | 4.15 | 10 | 1.09 | 1.1 | 1 | 1.1 | 1.01 | 1.15 | 93.5 | 89 | 0.93 | 0.9 | FALSE | Charger | Non Federally-Regulated | 2018-03-12 |  | 2023-08-10
Enatel, Ltd. | VForce | V03U-4403-**** | Large Battery Chargers | Lead-acid | 9000 | 4.84 | 20.8 | 4.15 | 10 | 1.09 | 1.1 | 1 | 1.1 | 1.01 | 1.15 | 93.5 | 89 | 0.93 | 0.9 | FALSE | Charger | Non Federally-Regulated | 2018-03-12 |  | 2023-08-10
Enatel, Ltd. | VForce | V06U-4406-**** | Large battery chargers | Lead-acid | 9000 | 9.31 | 20.8 | 8.81 | 10 | 1.07 | 1.1 | 1.08 | 1.1 | 1.12 | 1.15 | 92.5 | 89 | 0.92 | 0.9 |  | Charger | Non Federally-Regulated | 2018-06-18 |  | 2023-08-10
Enatel, Ltd. | VForce | V03C-4201-**** | Large Battery Chargers | Lead-acid | 9000 | 8.02 | 20.8 | 6.87 | 10 | 1.08 | 1.1 | 1.01 | 1.1 | 1.03 | 1.15 | 92.3 | 89 | 0.94 | 0.9 |  | Charger | Non Federally-Regulated | 2018-11-20 |  | 2023-08-10
Enatel, Ltd. | VForce | V03C-4202-**** | Large Battery Chargers | Lead-acid | 9000 | 8.02 | 20.8 | 6.87 | 10 | 1.08 | 1.1 | 1.01 | 1.1 | 1.03 | 1.15 | 92.3 | 89 | 0.94 | 0.9 |  | Charger | Non Federally-Regulated | 2018-11-20 |  | 2023-08-10
Enatel, Ltd. | VForce | V03C-4203-**** | Large Battery Chargers | Lead-acid | 9000 | 8.02 | 20.8 | 6.87 | 10 | 1.08 | 1.1 | 1.01 | 1.1 | 1.03 | 1.15 | 92.3 | 89 | 0.94 | 0.9 |  | Charger | Non Federally-Regulated | 2018-11-20 |  | 2023-08-10
Enatel, Ltd. | VForce | V03U-4201-**** | Large Battery Chargers | Lead-acid | 9000 | 8.02 | 20.8 | 6.87 | 10 | 1.08 | 1.1 | 1.01 | 1.1 | 1.03 | 1.15 | 92.3 | 89 | 0.94 | 0.9 |  | Charger | Non Federally-Regulated | 2018-11-20 |  | 2023-08-10
Enatel, Ltd. | VForce | V03U-4202-**** | Large Battery Chargers | Lead-acid | 9000 | 8.02 | 20.8 | 6.87 | 10 | 1.08 | 1.1 | 1.01 | 1.1 | 1.03 | 1.15 | 92.3 | 89 | 0.94 | 0.9 |  | Charger | Non Federally-Regulated | 2018-11-20 |  | 2023-08-10
Enatel, Ltd. | VForce | V03U-4203-**** | Large Battery Chargers | Lead-acid | 9000 | 8.02 | 20.8 | 6.87 | 10 | 1.08 | 1.1 | 1.01 | 1.1 | 1.03 | 1.15 | 92.3 | 89 | 0.94 | 0.9 |  | Charger | Non Federally-Regulated | 2018-11-20 |  | 2023-08-10
Enatel, Ltd. | VForce | V06C-4401-**** | Large Battery Chargers | Lead-acid | 9000 | 9.31 | 20.8 | 8.81 | 10 | 1.07 | 1.1 | 1.08 | 1.1 | 1.12 | 1.15 | 92.5 | 89 | 0.92 | 0.9 |  | Charger | Non Federally-Regulated | 2018-11-20 |  | 2023-08-10
Enatel, Ltd. | VForce | V06C-4402-**** | Large Battery Chargers | Lead-acid | 9000 | 9.31 | 20.8 | 8.81 | 10 | 1.07 | 1.1 | 1.08 | 1.1 | 1.12 | 1.15 | 92.5 | 89 | 0.92 | 0.9 |  | Charger | Non Federally-Regulated | 2018-11-20 |  | 2023-08-10
Enatel, Ltd. | VForce | V06C-4403-**** | Large Battery Chargers | Lead-acid | 9000 | 9.31 | 20.8 | 8.81 | 10 | 1.07 | 1.1 | 1.08 | 1.1 | 1.12 | 1.15 | 92.5 | 89 | 0.92 | 0.9 |  | Charger | Non Federally-Regulated | 2018-11-20 |  | 2023-08-10
Enatel, Ltd. | VForce | V06C-4404-**** | Large Battery Chargers | Lead-acid | 9000 | 9.31 | 20.8 | 8.81 | 10 | 1.07 | 1.1 | 1.08 | 1.1 | 1.12 | 1.15 | 92.5 | 89 | 0.92 | 0.9 |  | Charger | Non Federally-Regulated | 2018-11-20 |  | 2023-08-10
Enatel, Ltd. | VForce | V06C-4405-**** | Large Battery Chargers | Lead-acid | 9000 | 9.31 | 20.8 | 8.81 | 10 | 1.07 | 1.1 | 1.08 | 1.1 | 1.12 | 1.15 | 92.5 | 89 | 0.92 | 0.9 |  | Charger | Non Federally-Regulated | 2018-11-20 |  | 2023-08-10
Enatel, Ltd. | VForce | V06C-4406-**** | Large Battery Chargers | Lead-acid | 9000 | 9.31 | 20.8 | 8.81 | 10 | 1.07 | 1.1 | 1.08 | 1.1 | 1.12 | 1.15 | 92.5 | 89 | 0.92 | 0.9 |  | Charger | Non Federally-Regulated | 2018-11-20 |  | 2023-08-10
Enatel, Ltd. | VForce | V06U-4401-**** | Large Battery Chargers | Lead-acid | 9000 | 9.31 | 20.8 | 8.81 | 10 | 1.07 | 1.1 | 1.08 | 1.1 | 1.12 | 1.15 | 92.5 | 89 | 0.92 | 0.9 |  | Charger | Non Federally-Regulated | 2018-11-20 |  | 2023-08-10
Enatel, Ltd. | VForce | V06U-4402-**** | Large Battery Chargers | Lead-acid | 9000 | 9.31 | 20.8 | 8.81 | 10 | 1.07 | 1.1 | 1.08 | 1.1 | 1.12 | 1.15 | 92.5 | 89 | 0.92 | 0.9 |  | Charger | Non Federally-Regulated | 2018-11-20 |  | 2023-08-10
Enatel, Ltd. | VForce | V06U-4403-**** | Large Battery Chargers | Lead-acid | 9000 | 9.31 | 20.8 | 8.81 | 10 | 1.07 | 1.1 | 1.08 | 1.1 | 1.12 | 1.15 | 92.5 | 89 | 0.92 | 0.9 |  | Charger | Non Federally-Regulated | 2018-11-20 |  | 2023-08-10
Enatel, Ltd. | VForce | V06U-4404-**** | Large Battery Chargers | Lead-acid | 9000 | 9.31 | 20.8 | 8.81 | 10 | 1.07 | 1.1 | 1.08 | 1.1 | 1.12 | 1.15 | 92.5 | 89 | 0.92 | 0.9 |  | Charger | Non Federally-Regulated | 2018-11-20 |  | 2023-08-10
Enatel, Ltd. | VForce | V06U-4405-**** | Large Battery Chargers | Lead-acid | 9000 | 9.31 | 20.8 | 8.81 | 10 | 1.07 | 1.1 | 1.08 | 1.1 | 1.12 | 1.15 | 92.5 | 89 | 0.92 | 0.9 |  | Charger | Non Federally-Regulated | 2018-11-20 |  | 2023-08-10
Enatel, Ltd. | Eco Charge | E03U-4201-**** | Large Battery Chargers | Lead-acid | 9000 | 8.02 | 20.8 | 6.87 | 10 | 1.08 | 1.1 | 1.01 | 1.1 | 1.03 | 1.15 | 92.3 | 89 | 0.94 | 0.9 |  | Charger | Non Federally-Regulated | 2019-08-18 |  | 2023-08-10
Enatel, Ltd. | Eco Charge | E03U-4202-**** | Large Battery Chargers | Lead-acid | 9000 | 8.02 | 20.8 | 6.87 | 10 | 1.08 | 1.1 | 1.01 | 1.1 | 1.03 | 1.15 | 92.3 | 89 | 0.94 | 0.9 |  | Charger | Non Federally-Regulated | 2019-08-18 |  | 2023-08-10
Enatel, Ltd. | Eco Charge | E03U-4203-**** | Large Battery Chargers | Lead-acid | 9000 | 8.02 | 20.8 | 6.87 | 10 | 1.08 | 1.1 | 1.01 | 1.1 | 1.03 | 1.15 | 92.3 | 89 | 0.94 | 0.9 |  | Charger | Non Federally-Regulated | 2019-08-18 |  | 2023-08-10
Enatel, Ltd. | Eco Charge | E03U-4401-**** | Large Battery Chargers | Lead-acid | 9000 | 9.31 | 20.8 | 8.81 | 10 | 1.07 | 1.1 | 1.08 | 1.1 | 1.12 | 1.15 | 92.5 | 89 | 0.92 | 0.9 |  | Charger | Non Federally-Regulated | 2019-08-18 |  | 2023-08-10
Enatel, Ltd. | Eco Charge | E03U-4402-**** | Large Battery Chargers | Lead-acid | 9000 | 9.31 | 20.8 | 8.81 | 10 | 1.07 | 1.1 | 1.08 | 1.1 | 1.12 | 1.15 | 92.5 | 89 | 0.92 | 0.9 |  | Charger | Non Federally-Regulated | 2019-08-18 |  | 2023-08-10
Enatel, Ltd. | Eco Charge | E03U-4403-**** | Large Battery Chargers | Lead-acid | 9000 | 9.31 | 20.8 | 8.81 | 10 | 1.07 | 1.1 | 1.08 | 1.1 | 1.12 | 1.15 | 92.5 | 89 | 0.92 | 0.9 |  | Charger | Non Federally-Regulated | 2019-08-18 |  | 2023-08-10
Enatel, Ltd. | Eco Charge | E06U-4401-**** | Large Battery Chargers | Lead-acid | 9000 | 9.31 | 20.8 | 8.81 | 10 | 1.07 | 1.1 | 1.08 | 1.1 | 1.12 | 1.15 | 92.5 | 89 | 0.92 | 0.9 |  | Charger | Non Federally-Regulated | 2019-08-18 |  | 2023-08-10
Enatel, Ltd. | Eco Charge | E06U-4402-**** | Large Battery Chargers | Lead-acid | 9000 | 9.31 | 20.8 | 8.81 | 10 | 1.07 | 1.1 | 1.08 | 1.1 | 1.12 | 1.15 | 92.5 | 89 | 0.92 | 0.9 |  | Charger | Non Federally-Regulated | 2019-08-18 |  | 2023-08-10
Enatel, Ltd. | Eco Charge | E06U-4403-**** | Large Battery Chargers | Lead-acid | 9000 | 9.31 | 20.8 | 8.81 | 10 | 1.07 | 1.1 | 1.08 | 1.1 | 1.12 | 1.15 | 92.5 | 89 | 0.92 | 0.9 |  | Charger | Non Federally-Regulated | 2019-08-18 |  | 2023-08-10
Enatel, Ltd. | Eco Charge | E06U-4404-**** | Large Battery Chargers | Lead-acid | 9000 | 9.31 | 20.8 | 8.81 | 10 | 1.07 | 1.1 | 1.08 | 1.1 | 1.12 | 1.15 | 92.5 | 89 | 0.92 | 0.9 |  | Charger | Non Federally-Regulated | 2019-08-18 |  | 2023-08-10
Enatel, Ltd. | Eco Charge | E06U-4405-**** | Large Battery Chargers | Lead-acid | 9000 | 9.31 | 20.8 | 8.81 | 10 | 1.07 | 1.1 | 1.08 | 1.1 | 1.12 | 1.15 | 92.5 | 89 | 0.92 | 0.9 |  | Charger | Non Federally-Regulated | 2019-08-18 |  | 2023-08-10
Enatel, Ltd. | Eco Charge | E06U-4406-**** | Large Battery Chargers | Lead-acid | 9000 | 9.31 | 20.8 | 8.81 | 10 | 1.07 | 1.1 | 1.08 | 1.1 | 1.12 | 1.15 | 92.5 | 89 | 0.92 | 0.9 |  | Charger | Non Federally-Regulated | 2019-08-18 |  | 2023-08-10
Enatel, Ltd. | VForce | V04U-4401-**** | Large Battery Chargers | Lead-acid | 9000 | 9.31 | 20.8 | 8.81 | 10 | 1.07 | 1.1 | 1.08 | 1.1 | 1.12 | 1.15 | 92.5 | 89 | 0.92 | 0.9 |  | Charger | Non Federally-Regulated | 2019-08-18 |  | 2023-08-10
Enatel, Ltd. | VForce | V04U-4402-**** | Large Battery Chargers | Lead-acid | 9000 | 9.31 | 20.8 | 8.81 | 10 | 1.07 | 1.1 | 1.08 | 1.1 | 1.12 | 1.15 | 92.5 | 89 | 0.92 | 0.9 |  | Charger | Non Federally-Regulated | 2019-08-18 |  | 2023-08-10
Enatel, Ltd. | VForce | V04U-4403-**** | Large Battery Chargers | Lead-acid | 9000 | 9.31 | 20.8 | 8.81 | 10 | 1.07 | 1.1 | 1.08 | 1.1 | 1.12 | 1.15 | 92.5 | 89 | 0.92 | 0.9 |  | Charger | Non Federally-Regulated | 2019-08-18 |  | 2023-08-10
Enatel, Ltd. | VForce | V04U-4404-**** | Large Battery Chargers | Lead-acid | 9000 | 9.31 | 20.8 | 8.81 | 10 | 1.07 | 1.1 | 1.08 | 1.1 | 1.12 | 1.15 | 92.5 | 89 | 0.92 | 0.9 |  | Charger | Non Federally-Regulated | 2019-08-18 |  | 2023-08-10
Enatel, Ltd. | VForce | V04U-4405-**** | Large Battery Chargers | Lead-acid | 9000 | 9.31 | 20.8 | 8.81 | 10 | 1.07 | 1.1 | 1.08 | 1.1 | 1.12 | 1.15 | 92.5 | 89 | 0.92 | 0.9 |  | Charger | Non Federally-Regulated | 2019-08-18 |  | 2023-08-10
Enatel, Ltd. | VForce | V04U-4406-**** | Large Battery Chargers | Lead-acid | 9000 | 9.31 | 20.8 | 8.81 | 10 | 1.07 | 1.1 | 1.08 | 1.1 | 1.12 | 1.15 | 92.5 | 89 | 0.92 | 0.9 |  | Charger | Non Federally-Regulated | 2019-08-18 |  | 2023-08-10
Enatel, Ltd. | Eco Charge | E04U-4401-**** | Large Battery Chargers | Lead-acid | 9000 | 9.31 | 20.8 | 8.81 | 10 | 1.07 | 1.1 | 1.08 | 1.1 | 1.12 | 1.15 | 92.5 | 89 | 0.92 | 0.9 |  | Charger | Non Federally-Regulated | 2020-11-04 |  | 2023-08-10
Enatel, Ltd. | Eco Charge | E04U-4402-**** | Large Battery Chargers | Lead-acid | 9000 | 9.31 | 20.8 | 8.81 | 10 | 1.07 | 1.1 | 1.08 | 1.1 | 1.12 | 1.15 | 92.5 | 89 | 0.92 | 0.9 |  | Charger | Non Federally-Regulated | 2020-11-04 |  | 2023-08-10
Enatel, Ltd. | Eco Charge | E04U-4403-**** | Large Battery Chargers | Lead-acid | 9000 | 9.31 | 20.8 | 8.81 | 10 | 1.07 | 1.1 | 1.08 | 1.1 | 1.12 | 1.15 | 92.5 | 89 | 0.92 | 0.9 |  | Charger | Non Federally-Regulated | 2020-11-04 |  | 2023-08-10
Enatel, Ltd. | Eco Charge | E04U-4404-**** | Large Battery Chargers | Lead-acid | 9000 | 9.31 | 20.8 | 8.81 | 10 | 1.07 | 1.1 | 1.08 | 1.1 | 1.12 | 1.15 | 92.5 | 89 | 0.92 | 0.9 |  | Charger | Non Federally-Regulated | 2020-11-04 |  | 2023-08-10
Enatel, Ltd. | Eco Charge | E04U-4405-**** | Large Battery Chargers | Lead-acid | 9000 | 9.31 | 20.8 | 8.81 | 10 | 1.07 | 1.1 | 1.08 | 1.1 | 1.12 | 1.15 | 92.5 | 89 | 0.92 | 0.9 |  | Charger | Non Federally-Regulated | 2020-11-04 |  | 2023-08-10
Enatel, Ltd. | Eco Charge | E04U-4406-**** | Large Battery Chargers | Lead-acid | 9000 | 9.31 | 20.8 | 8.81 | 10 | 1.07 | 1.1 | 1.08 | 1.1 | 1.12 | 1.15 | 92.5 | 89 | 0.92 | 0.9 |  | Charger | Non Federally-Regulated | 2020-11-04 |  | 2023-08-10
Enatel, Ltd. | Eco Charge | E03U-4601-**** | Large Battery Chargers | Lead-acid | 9000 | 9.31 | 20.8 | 8.81 | 10 | 1.07 | 1.1 | 1.08 | 1.1 | 1.12 | 1.15 | 92.5 | 89 | 0.92 | 0.9 |  | Charger | Non Federally-Regulated | 2020-11-04 |  | 2023-08-10
Enatel, Ltd. | Eco Charge | E03U-4602-**** | Large Battery Chargers | Lead-acid | 9000 | 9.31 | 20.8 | 8.81 | 10 | 1.07 | 1.1 | 1.08 | 1.1 | 1.12 | 1.15 | 92.5 | 89 | 0.92 | 0.9 |  | Charger | Non Federally-Regulated | 2020-11-04 |  | 2023-08-10
Enatel, Ltd. | Eco Charge | E03U-4603-**** | Large Battery Chargers | Lead-acid | 9000 | 9.31 | 20.8 | 8.81 | 10 | 1.07 | 1.1 | 1.08 | 1.1 | 1.12 | 1.15 | 92.5 | 89 | 0.92 | 0.9 |  | Charger | Non Federally-Regulated | 2020-11-04 |  | 2023-08-10
Enatel, Ltd. | Eco Charge | E04U-4601-**** | Large Battery Chargers | Lead-acid | 9000 | 9.31 | 20.8 | 8.81 | 10 | 1.07 | 1.1 | 1.08 | 1.1 | 1.12 | 1.15 | 92.5 | 89 | 0.92 | 0.9 |  | Charger | Non Federally-Regulated | 2020-11-04 |  | 2023-08-10
Enatel, Ltd. | Eco Charge | E04U-4602-**** | Large Battery Chargers | Lead-acid | 9000 | 9.31 | 20.8 | 8.81 | 10 | 1.07 | 1.1 | 1.08 | 1.1 | 1.12 | 1.15 | 92.5 | 89 | 0.92 | 0.9 |  | Charger | Non Federally-Regulated | 2020-11-04 |  | 2023-08-10
Enatel, Ltd. | Eco Charge | E04U-4603-**** | Large Battery Chargers | Lead-acid | 9000 | 9.31 | 20.8 | 8.81 | 10 | 1.07 | 1.1 | 1.08 | 1.1 | 1.12 | 1.15 | 92.5 | 89 | 0.92 | 0.9 |  | Charger | Non Federally-Regulated | 2020-11-04 |  | 2023-08-10
Enatel, Ltd. | Eco Charge | E04U-4604-**** | Large Battery Chargers | Lead-acid | 9000 | 9.31 | 20.8 | 8.81 | 10 | 1.07 | 1.1 | 1.08 | 1.1 | 1.12 | 1.15 | 92.5 | 89 | 0.92 | 0.9 |  | Charger | Non Federally-Regulated | 2020-11-04 |  | 2023-08-10
Enatel, Ltd. | Eco Charge | E04U-4605-**** | Large Battery Chargers | Lead-acid | 9000 | 9.31 | 20.8 | 8.81 | 10 | 1.07 | 1.1 | 1.08 | 1.1 | 1.12 | 1.15 | 92.5 | 89 | 0.92 | 0.9 |  | Charger | Non Federally-Regulated | 2020-11-04 |  | 2023-08-10
Enatel, Ltd. | Eco Charge | E04U-4606-**** | Large Battery Chargers | Lead-acid | 9000 | 9.31 | 20.8 | 8.81 | 10 | 1.07 | 1.1 | 1.08 | 1.1 | 1.12 | 1.15 | 92.5 | 89 | 0.92 | 0.9 |  | Charger | Non Federally-Regulated | 2020-11-04 |  | 2023-08-10
Enatel, Ltd. | Eco Charge | E06U-4601-**** | Large Battery Chargers | Lead-acid | 9000 | 9.31 | 20.8 | 8.81 | 10 | 1.07 | 1.1 | 1.08 | 1.1 | 1.12 | 1.15 | 92.5 | 89 | 0.92 | 0.9 |  | Charger | Non Federally-Regulated | 2020-11-04 |  | 2023-08-10
Enatel, Ltd. | Eco Charge | E06U-4602-**** | Large Battery Chargers | Lead-acid | 9000 | 9.31 | 20.8 | 8.81 | 10 | 1.07 | 1.1 | 1.08 | 1.1 | 1.12 | 1.15 | 92.5 | 89 | 0.92 | 0.9 |  | Charger | Non Federally-Regulated | 2020-11-04 |  | 2023-08-10
Enatel, Ltd. | Eco Charge | E06U-4603-**** | Large Battery Chargers | Lead-acid | 9000 | 9.31 | 20.8 | 8.81 | 10 | 1.07 | 1.1 | 1.08 | 1.1 | 1.12 | 1.15 | 92.5 | 89 | 0.92 | 0.9 |  | Charger | Non Federally-Regulated | 2020-11-04 |  | 2023-08-10
Enatel, Ltd. | Eco Charge | E06U-4604-**** | Large Battery Chargers | Lead-acid | 9000 | 9.31 | 20.8 | 8.81 | 10 | 1.07 | 1.1 | 1.08 | 1.1 | 1.12 | 1.15 | 92.5 | 89 | 0.92 | 0.9 |  | Charger | Non Federally-Regulated | 2020-11-04 |  | 2023-08-10
Enatel, Ltd. | Eco Charge | E06U-4605-**** | Large Battery Chargers | Lead-acid | 9000 | 9.31 | 20.8 | 8.81 | 10 | 1.07 | 1.1 | 1.08 | 1.1 | 1.12 | 1.15 | 92.5 | 89 | 0.92 | 0.9 |  | Charger | Non Federally-Regulated | 2020-11-04 |  | 2023-08-10
Enatel, Ltd. | Eco Charge | E06U-4606-**** | Large Battery Chargers | Lead-acid | 9000 | 9.31 | 20.8 | 8.81 | 10 | 1.07 | 1.1 | 1.08 | 1.1 | 1.12 | 1.15 | 92.5 | 89 | 0.92 | 0.9 |  | Charger | Non Federally-Regulated | 2020-11-04 |  | 2023-08-10
Enatel, Ltd. | VForce | V03U-4601-**** | Large Battery Chargers | Lead-acid | 9000 | 9.31 | 20.8 | 8.81 | 10 | 1.07 | 1.1 | 1.08 | 1.1 | 1.12 | 1.15 | 92.5 | 89 | 0.92 | 0.9 |  | Charger | Non Federally-Regulated | 2020-11-04 |  | 2023-08-10
Enatel, Ltd. | VForce | V03U-4602-**** | Large Battery Chargers | Lead-acid | 9000 | 9.31 | 20.8 | 8.81 | 10 | 1.07 | 1.1 | 1.08 | 1.1 | 1.12 | 1.15 | 92.5 | 89 | 0.92 | 0.9 |  | Charger | Non Federally-Regulated | 2020-11-04 |  | 2023-08-10
Enatel, Ltd. | VForce | V03U-4603-**** | Large Battery Chargers | Lead-acid | 9000 | 9.31 | 20.8 | 8.81 | 10 | 1.07 | 1.1 | 1.08 | 1.1 | 1.12 | 1.15 | 92.5 | 89 | 0.92 | 0.9 |  | Charger | Non Federally-Regulated | 2020-11-04 |  | 2023-08-10
Enatel, Ltd. | VForce | V04U-4601-**** | Large Battery Chargers | Lead-acid | 9000 | 9.31 | 20.8 | 8.81 | 10 | 1.07 | 1.1 | 1.08 | 1.1 | 1.12 | 1.15 | 92.5 | 89 | 0.92 | 0.9 |  | Charger | Non Federally-Regulated | 2020-11-04 |  | 2023-08-10
Enatel, Ltd. | VForce | V04U-4602-**** | Large Battery Chargers | Lead-acid | 9000 | 9.31 | 20.8 | 8.81 | 10 | 1.07 | 1.1 | 1.08 | 1.1 | 1.12 | 1.15 | 92.5 | 89 | 0.92 | 0.9 |  | Charger | Non Federally-Regulated | 2020-11-04 |  | 2023-08-10
Enatel, Ltd. | VForce | V04U-4603-**** | Large Battery Chargers | Lead-acid | 9000 | 9.31 | 20.8 | 8.81 | 10 | 1.07 | 1.1 | 1.08 | 1.1 | 1.12 | 1.15 | 92.5 | 89 | 0.92 | 0.9 |  | Charger | Non Federally-Regulated | 2020-11-04 |  | 2023-08-10
Enatel, Ltd. | VForce | V04U-4604-**** | Large Battery Chargers | Lead-acid | 9000 | 9.31 | 20.8 | 8.81 | 10 | 1.07 | 1.1 | 1.08 | 1.1 | 1.12 | 1.15 | 92.5 | 89 | 0.92 | 0.9 |  | Charger | Non Federally-Regulated | 2020-11-04 |  | 2023-08-10
Enatel, Ltd. | VForce | V04U-4605-**** | Large Battery Chargers | Lead-acid | 9000 | 9.31 | 20.8 | 8.81 | 10 | 1.07 | 1.1 | 1.08 | 1.1 | 1.12 | 1.15 | 92.5 | 89 | 0.92 | 0.9 |  | Charger | Non Federally-Regulated | 2020-11-04 |  | 2023-08-10
Enatel, Ltd. | VForce | V04U-4606-**** | Large Battery Chargers | Lead-acid | 9000 | 9.31 | 20.8 | 8.81 | 10 | 1.07 | 1.1 | 1.08 | 1.1 | 1.12 | 1.15 | 92.5 | 89 | 0.92 | 0.9 |  | Charger | Non Federally-Regulated | 2020-11-04 |  | 2023-08-10
Enatel, Ltd. | VForce | V06U-4601-**** | Large Battery Chargers | Lead-acid | 9000 | 9.31 | 20.8 | 8.81 | 10 | 1.07 | 1.1 | 1.08 | 1.1 | 1.12 | 1.15 | 92.5 | 89 | 0.92 | 0.9 |  | Charger | Non Federally-Regulated | 2020-11-04 |  | 2023-08-10
Enatel, Ltd. | VForce | V06U-4602-**** | Large Battery Chargers | Lead-acid | 9000 | 9.31 | 20.8 | 8.81 | 10 | 1.07 | 1.1 | 1.08 | 1.1 | 1.12 | 1.15 | 92.5 | 89 | 0.92 | 0.9 |  | Charger | Non Federally-Regulated | 2020-11-04 |  | 2023-08-10
Enatel, Ltd. | VForce | V06U-4603-**** | Large Battery Chargers | Lead-acid | 9000 | 9.31 | 20.8 | 8.81 | 10 | 1.07 | 1.1 | 1.08 | 1.1 | 1.12 | 1.15 | 92.5 | 89 | 0.92 | 0.9 |  | Charger | Non Federally-Regulated | 2020-11-04 |  | 2023-08-10
Enatel, Ltd. | VForce | V06U-4604-**** | Large Battery Chargers | Lead-acid | 9000 | 9.31 | 20.8 | 8.81 | 10 | 1.07 | 1.1 | 1.08 | 1.1 | 1.12 | 1.15 | 92.5 | 89 | 0.92 | 0.9 |  | Charger | Non Federally-Regulated | 2020-11-04 |  | 2023-08-10
Enatel, Ltd. | VForce | V06U-4605-**** | Large Battery Chargers | Lead-acid | 9000 | 9.31 | 20.8 | 8.81 | 10 | 1.07 | 1.1 | 1.08 | 1.1 | 1.12 | 1.15 | 92.5 | 89 | 0.92 | 0.9 |  | Charger | Non Federally-Regulated | 2020-11-04 |  | 2023-08-10
Enatel, Ltd. | VForce | V06U-4606-**** | Large Battery Chargers | Lead-acid | 9000 | 9.31 | 20.8 | 8.81 | 10 | 1.07 | 1.1 | 1.08 | 1.1 | 1.12 | 1.15 | 92.5 | 89 | 0.92 | 0.9 |  | Charger | Non Federally-Regulated | 2020-11-04 |  | 2023-08-10
Enatel, Ltd. | VForce | FS9LUV-539-**** | FS9 Industrial Battery Charger | Lead-acid | 12479.1 | 10.17 | 24.97 | 9.22 | 10 | 1.06 | 1.1 | 1.09 | 1.1 | 1.11 | 1.15 | 0.9 | 89 | 0.9 | 0.9 | TRUE | Charger | Non Federally-Regulated | 2013-12-11 |  | 2023-08-10
Enatel, Ltd. | VForce | FS3LUV-533-**** | FS3 Industrial Battery Charger | Lead-acid | 15331.5 | 10.66 | 28.4 | 9.71 | 10 | 1.05 | 1.1 | 1.04 | 1.1 | 1.02 | 1.15 | 0.9 | 89 | 0.9 | 0.9 | TRUE | Charger | Non Federally-Regulated | 2014-01-07 |  | 2023-08-10
Enatel, Ltd. | VForce | FS9LUV-537-**** | FS9 Industrial Battery Charger | Lead-acid | 12479.1 | 10.17 | 24.97 | 9.22 | 10 | 1.06 | 1.1 | 1.09 | 1.1 | 1.11 | 1.15 | 0.9 | 89 | 0.9 | 0.9 | TRUE | Charger | Non Federally-Regulated | 2013-12-11 |  | 2023-08-10
Enatel, Ltd. | VForce | FS9LUV-534-**** | FS9 Industrial Battery Charger | Lead-acid | 12479.1 | 10.17 | 24.97 | 9.22 | 10 | 1.06 | 1.1 | 1.09 | 1.1 | 1.11 | 1.15 | 0.9 | 89 | 0.9 | 0.9 | TRUE | Charger | Non Federally-Regulated | 2013-12-11 |  | 2023-08-10
Enatel, Ltd. | Eco Charge | FS3LUE-532-**** | FS3 Industrial Battery Charger | Lead-acid | 15331.5 | 10.66 | 28.4 | 9.71 | 10 | 1.05 | 1.1 | 1.04 | 1.1 | 1.02 | 1.15 | 0.9 | 89 | 0.9 | 0.9 | TRUE | Charger | Non Federally-Regulated | 2014-01-07 |  | 2023-08-10
Enatel, Ltd. | VForce | FS5LUV-535-**** | FS5 Industrial Battery Charger | Lead-acid | 12479.1 | 10.52 | 24.97 | 9.31 | 10 | 1.07 | 1.1 | 1.08 | 1.1 | 1.11 | 1.15 | 0.9 | 89 | 0.9 | 0.9 | TRUE | Charger | Non Federally-Regulated | 2013-12-06 |  | 2023-08-10
Enatel, Ltd. | Eco Charge | FS3LUE-513-**** | FS3 Industrial Battery Charger | Lead-acid | 15331.5 | 10 | 28.4 | 8.8 | 10 | 1.02 | 1.1 | 1 | 1.1 | 1 | 1.15 | 0.9 | 89 | 1 | 0.9 | TRUE | Charger | Non Federally-Regulated | 2014-01-07 |  | 2023-08-10
Enatel, Ltd. | Eco Charge | FS9LUE-539-**** | FS9 Industrial Battery Charger | Lead-acid | 12479.1 | 10.17 | 24.97 | 9.22 | 10 | 1.06 | 1.1 | 1.09 | 1.1 | 1.11 | 1.15 | 0.9 | 89 | 0.9 | 0.9 | TRUE | Charger | Non Federally-Regulated | 2013-12-11 |  | 2023-08-10
Enatel, Ltd. | Eco Charge | FS5LUE-532-**** | FS5 Industrial Battery Charger | Lead-acid | 12479.1 | 10.52 | 24.97 | 9.31 | 10 | 1.07 | 1.1 | 1.08 | 1.1 | 1.11 | 1.15 | 0.9 | 89 | 0.9 | 0.9 | TRUE | Charger | Non Federally-Regulated | 2013-12-12 |  | 2023-08-10
Enatel, Ltd. | VForce | FS3LUV-512-**** | FS3 Industrial Battery Charger | Lead-acid | 15331.5 | 10 | 28.4 | 8.8 | 10 | 1.02 | 1.1 | 1 | 1.1 | 1 | 1.15 | 0.9 | 89 | 1 | 0.9 | TRUE | Charger | Non Federally-Regulated | 2014-01-07 |  | 2023-08-10
Enatel, Ltd. | Eco Charge | FS9LUE-532-**** | FS9 Industrial Battery Charger | Lead-acid | 12479.1 | 10.17 | 24.97 | 9.22 | 10 | 1.06 | 1.1 | 1.09 | 1.1 | 1.11 | 1.15 | 0.9 | 89 | 0.9 | 0.9 | TRUE | Charger | Non Federally-Regulated | 2013-12-11 |  | 2023-08-10
Enatel, Ltd. | VForce | FS3LUV-513-**** | FS3 Industrial Battery Charger | Lead-acid | 15331.5 | 10 | 28.4 | 8.8 | 10 | 1.02 | 1.1 | 1 | 1.1 | 1 | 1.15 | 0.9 | 89 | 1 | 0.9 | TRUE | Charger | Non Federally-Regulated | 2014-01-07 |  | 2023-08-10
Enatel, Ltd. | Eco Charge | FS9LUE-534-**** | FS9 Industrial Battery Charger | Lead-acid | 12479.1 | 10.17 | 24.97 | 9.22 | 10 | 1.06 | 1.1 | 1.09 | 1.1 | 1.11 | 1.15 | 0.9 | 89 | 0.9 | 0.9 | TRUE | Charger | Non Federally-Regulated | 2013-12-11 |  | 2023-08-10
Enatel, Ltd. | VForce | FS9LUV-533-**** | FS9 Industrial Battery Charger | Lead-acid | 12479.1 | 10.17 | 24.97 | 9.22 | 10 | 1.06 | 1.1 | 1.09 | 1.1 | 1.11 | 1.15 | 0.9 | 89 | 0.9 | 0.9 | TRUE | Charger | Non Federally-Regulated | 2013-12-11 |  | 2023-08-10
Enatel, Ltd. | VForce | FS5LUV-533-**** | FS5 Industrial Battery Charger | Lead-acid | 12479.1 | 10.52 | 24.97 | 9.31 | 10 | 1.07 | 1.1 | 1.08 | 1.1 | 1.11 | 1.15 | 0.9 | 89 | 0.9 | 0.9 | TRUE | Charger | Non Federally-Regulated | 2013-12-06 |  | 2023-08-10
Enatel, Ltd. | VForce | FS9LUV-532-**** | FS9 Industrial Battery Charger | Lead-acid | 12479.1 | 10.17 | 24.97 | 9.22 | 10 | 1.06 | 1.1 | 1.09 | 1.1 | 1.11 | 1.15 | 0.9 | 89 | 0.9 | 0.9 | TRUE | Charger | Non Federally-Regulated | 2013-12-11 |  | 2023-08-10
Enatel, Ltd. | Eco Charge | FS3LUE-533-**** | FS3 Industrial Battery Charger | Lead-acid | 15331.5 | 10.66 | 28.4 | 9.71 | 10 | 1.05 | 1.1 | 1.04 | 1.1 | 1.02 | 1.15 | 0.9 | 89 | 0.9 | 0.9 | TRUE | Charger | Non Federally-Regulated | 2014-01-07 |  | 2023-08-10
Enatel, Ltd. | VForce | FS9LUV-538-**** | FS9 Industrial Battery Charger | Lead-acid | 12479.1 | 10.17 | 24.97 | 9.22 | 10 | 1.06 | 1.1 | 1.09 | 1.1 | 1.11 | 1.15 | 0.9 | 89 | 0.9 | 0.9 | TRUE | Charger | Non Federally-Regulated | 2013-12-11 |  | 2023-08-10
Enatel, Ltd. | Eco Charge | FS9LUE-538-**** | FS9 Industrial Battery Charger | Lead-acid | 12479.1 | 10.17 | 24.97 | 9.22 | 10 | 1.06 | 1.1 | 1.09 | 1.1 | 1.11 | 1.15 | 0.9 | 89 | 0.9 | 0.9 | TRUE | Charger | Non Federally-Regulated | 2013-12-11 |  | 2023-08-10
Enatel, Ltd. | Eco Charge | FS3LUE-512-**** | FS3 Industrial Battery Charger | Lead-acid | 15331.5 | 10 | 28.4 | 8.8 | 10 | 1.02 | 1.1 | 1 | 1.1 | 1 | 1.15 | 0.9 | 89 | 1 | 0.9 | TRUE | Charger | Non Federally-Regulated | 2014-01-07 |  | 2023-08-10
Enatel, Ltd. | VForce | FS9LUV-536-**** | FS9 Industrial Battery Charger | Lead-acid | 12479.1 | 10.17 | 24.97 | 9.22 | 10 | 1.06 | 1.1 | 1.09 | 1.1 | 1.11 | 1.15 | 0.9 | 89 | 0.9 | 0.9 | TRUE | Charger | Non Federally-Regulated | 2013-12-11 |  | 2023-08-10
Enatel, Ltd. | Eco Charge | FS9LUE-533-**** | FS9 Industrial Battery Charger | Lead-acid | 12479.1 | 10.17 | 24.97 | 9.22 | 10 | 1.06 | 1.1 | 1.09 | 1.1 | 1.11 | 1.15 | 0.9 | 89 | 0.9 | 0.9 | TRUE | Charger | Non Federally-Regulated | 2013-12-11 |  | 2023-08-10
Enatel, Ltd. | VForce | FS3LUV-532-**** | FS3 Industrial Battery Charger | Lead-acid | 15331.5 | 10.66 | 28.4 | 9.71 | 10 | 1.05 | 1.1 | 1.04 | 1.1 | 1.02 | 1.15 | 0.9 | 89 | 0.9 | 0.9 | TRUE | Charger | Non Federally-Regulated | 2014-01-07 |  | 2023-08-10
Enatel, Ltd. | VForce | FS9LUV-535-**** | FS9 Industrial Battery Charger | Lead-acid | 12479.1 | 10.17 | 24.97 | 9.22 | 10 | 1.06 | 1.1 | 1.09 | 1.1 | 1.11 | 1.15 | 0.9 | 89 | 0.9 | 0.9 | TRUE | Charger | Non Federally-Regulated | 2013-12-11 |  | 2023-08-10
Enatel, Ltd. | VForce | FS5LUV-534-**** | FS5 Industrial Battery Charger | Lead-acid | 12479.1 | 10.52 | 24.97 | 9.31 | 10 | 1.07 | 1.1 | 1.08 | 1.1 | 1.11 | 1.15 | 0.9 | 89 | 0.9 | 0.9 | TRUE | Charger | Non Federally-Regulated | 2013-12-06 |  | 2023-08-10
Enatel, Ltd. | Eco Charge | FS5LUE-533-**** | FS5 Industrial Battery Charger | Lead-acid | 12479.1 | 10.52 | 24.97 | 9.31 | 10 | 1.07 | 1.1 | 1.08 | 1.1 | 1.11 | 1.15 | 0.9 | 89 | 0.9 | 0.9 | TRUE | Charger | Non Federally-Regulated | 2013-12-12 |  | 2023-08-10
Enatel, Ltd. | Eco Charge | FS5LUE-534-**** | FS5 Industrial Battery Charger | Lead-acid | 12479.1 | 10.52 | 24.97 | 9.31 | 10 | 1.07 | 1.1 | 1.08 | 1.1 | 1.11 | 1.15 | 0.9 | 89 | 0.9 | 0.9 | TRUE | Charger | Non Federally-Regulated | 2013-12-12 |  | 2023-08-10
Enatel, Ltd. | Eco Charge | FS9LUE-537-**** | FS9 Industrial Battery Charger | Lead-acid | 12479.1 | 10.17 | 24.97 | 9.22 | 10 | 1.06 | 1.1 | 1.09 | 1.1 | 1.11 | 1.15 | 0.9 | 89 | 0.9 | 0.9 | TRUE | Charger | Non Federally-Regulated | 2013-12-11 |  | 2023-08-10
Enatel, Ltd. | Eco Charge | FS5LUE-535-**** | FS5 Industrial Battery Charger | Lead-acid | 12479.1 | 10.52 | 24.97 | 9.31 | 10 | 1.07 | 1.1 | 1.08 | 1.1 | 1.11 | 1.15 | 0.9 | 89 | 0.9 | 0.9 | TRUE | Charger | Non Federally-Regulated | 2013-12-12 |  | 2023-08-10
Enatel, Ltd. | VForce | FS5LUV-532-**** | FS5 Industrial Battery Charger | Lead-acid | 12479.1 | 10.52 | 24.97 | 9.31 | 10 | 1.07 | 1.1 | 1.08 | 1.1 | 1.11 | 1.15 | 0.9 | 89 | 0.9 | 0.9 | TRUE | Charger | Non Federally-Regulated | 2013-12-06 |  | 2023-08-10
Enatel, Ltd. | Eco Charge | FS9LUE-536-**** | FS9 Industrial Battery Charger | Lead-acid | 12479.1 | 10.17 | 24.97 | 9.22 | 10 | 1.06 | 1.1 | 1.09 | 1.1 | 1.11 | 1.15 | 0.9 | 89 | 0.9 | 0.9 | TRUE | Charger | Non Federally-Regulated | 2013-12-11 |  | 2023-08-10
Enatel, Ltd. | Eco Charge | FS9LUE-535-**** | FS9 Industrial Battery Charger | Lead-acid | 12479.1 | 10.17 | 24.97 | 9.22 | 10 | 1.06 | 1.1 | 1.09 | 1.1 | 1.11 | 1.15 | 0.9 | 89 | 0.9 | 0.9 | TRUE | Charger | Non Federally-Regulated | 2013-12-11 |  | 2023-08-10
Extensa | GNB Industrial Power | EHF36T110C | three-phase lift truck | Lead-acid | 25650 | 31.4 | 40.78 | 4.38 | 10 | 1.08 | 1.1 | 1.09 | 1.1 | 1.15 | 1.15 | 0.9 | 89 | 0.93 | 0.9 | TRUE | Charger | Non Federally-Regulated | 2014-04-10 |  | 2014-04-11
Stryten Energy, LLC | GNB Industrial Power | EHF36T130C | three-phase lift truck | Lead-acid | 29583 | 31.4 | 45.5 | 4.38 | 10 | 1.08 | 1.1 | 1.09 | 1.1 | 1.15 | 1.15 | 0.9 | 89 | 0.93 | 0.9 | TRUE | Charger | Non Federally-Regulated | 2014-04-11 |  | 2015-03-20
Extensa | GNB Industrial Power | EHF80T90C | three-phase lift truck | Lead-acid | 45600 | 42.95 | 64.72 | 4.98 | 10 | 1.08 | 1.1 | 1.09 | 1.1 | 1.13 | 1.15 | 0.9 | 89 | 0.95 | 0.9 | TRUE | Charger | Non Federally-Regulated | 2014-04-10 |  | 2014-04-11
Extensa | GNB Industrial Power | EHP48T150C | three-phase lift truck | Lead-acid | 68400 | 31.4 | 92.08 | 4.38 | 10 | 1.08 | 1.1 | 1.09 | 1.1 | 1.15 | 1.15 | 0.9 | 89 | 0.93 | 0.9 | TRUE | Charger | Non Federally-Regulated | 2014-04-10 |  | 2014-04-11
Extensa | GNB Industrial Power | EHF48T40C | three-phase lift truck | Lead-acid | 11856 | 31.4 | 24.23 | 4.38 | 10 | 1.08 | 1.1 | 1.09 | 1.1 | 1.15 | 1.15 | 0.9 | 89 | 0.93 | 0.9 | TRUE | Charger | Non Federally-Regulated | 2014-04-10 |  | 2014-04-11
Stanbury Electrical Engineering, Ltd. | Infinity | PFC18/10 | Three Phase Lift Truck | Lead-acid | 138181.8 | 2 | 175.82 | 2 | 10 | 1.08 | 1.1 | 1.07 | 1.1 | 1.11 | 1.15 | 93.4 | 89 | 0.96 | 0.9 | TRUE | Charger | Non Federally-Regulated | 2013-12-11 |  | 2014-06-18
Enersys | Neo | LN3C***-***Y | THREE-PHASE LIFT TRUCK | Lead-acid | 21600 | 10 | 35.92 | 10 | 10 | 1.1 | 1.1 | 1.1 | 1.1 | 1.15 | 1.15 | 0.9 | 89 | 0.9 | 0.9 | TRUE | Both (Charger & Package) | Non Federally-Regulated | 2014-01-23 |  | 2014-02-04
Stanbury Electrical Engineering, Ltd. | Green | TAP18/6.5 | Three Phase Lift Truck | Lead-acid | 89818.18 | 2 | 117.78 | 2 | 10 | 1.08 | 1.1 | 1.07 | 1.1 | 1.11 | 1.15 | 93.4 | 89 | 0.96 | 0.9 | TRUE | Charger | Non Federally-Regulated | 2013-12-11 |  | 2014-06-18
Stanbury Electrical Engineering, Ltd. | Green | TAP12/5 | Three Phase Lift Truck | Lead-acid | 69090.91 | 2 | 92.91 | 2 | 10 | 1.06 | 1.1 | 1.06 | 1.1 | 1.09 | 1.15 | 92.3 | 89 | 0.95 | 0.9 | TRUE | Charger | Non Federally-Regulated | 2013-12-11 |  | 2014-06-18
Stryten Energy, LLC | GNB Industrial Power | EMC36T110C-4 | three-phase lift truck | Lead-acid | 25650 | 31.4 | 40.78 | 4.38 | 10 | 1.08 | 1.1 | 1.09 | 1.1 | 1.15 | 1.15 | 0.9 | 89 | 0.93 | 0.9 | TRUE | Charger | Non Federally-Regulated | 2014-04-11 |  | 2015-03-20
Stanbury Electrical Engineering, Ltd. | Infinity | PFC24/16 | Three Phase Lift Truck | Lead-acid | 221090.9 | 2 | 275.31 | 2 | 10 | 1.08 | 1.1 | 1.07 | 1.1 | 1.11 | 1.15 | 93.4 | 89 | 0.96 | 0.9 | TRUE | Charger | Non Federally-Regulated | 2013-12-11 |  | 2014-06-18
Stryten Energy, LLC | GNB Industrial Power | EHF24T90C | three-phase lift truck | Lead-acid | 13680 | 17.11 | 26.42 | 4.39 | 10 | 1.07 | 1.1 | 1.08 | 1.1 | 1.14 | 1.15 | 0.9 | 89 | 0.94 | 0.9 | TRUE | Charger | Non Federally-Regulated | 2014-07-02 |  | 2015-03-20
Stryten Energy, LLC | GNB Industrial Power | EHF48T220C | three-phase lift truck | Lead-acid | 66120 | 31.4 | 89.34 | 4.38 | 10 | 1.08 | 1.1 | 1.09 | 1.1 | 1.15 | 1.15 | 0.9 | 89 | 0.93 | 0.9 | TRUE | Charger | Non Federally-Regulated | 2014-04-11 |  | 2015-03-20
Stryten Energy, LLC | GNB Industrial Power | EHF36T90C | three-phase lift truck | Lead-acid | 20520 | 31.4 | 34.62 | 4.38 | 10 | 1.08 | 1.1 | 1.09 | 1.1 | 1.15 | 1.15 | 0.9 | 89 | 0.93 | 0.9 | TRUE | Charger | Non Federally-Regulated | 2014-04-11 |  | 2015-03-20
Extensa | GNB Industrial Power | EMC36T110C-4 | three-phase lift truck | Lead-acid | 25650 | 31.4 | 40.78 | 4.38 | 10 | 1.08 | 1.1 | 1.09 | 1.1 | 1.15 | 1.15 | 0.9 | 89 | 0.93 | 0.9 | TRUE | Charger | Non Federally-Regulated | 2014-04-10 |  | 2014-04-11
Stryten Energy, LLC | GNB Industrial Power | ESS36T150C-4 | three-phase lift truck | Lead-acid | 34200 | 31.4 | 51.04 | 4.38 | 10 | 1.08 | 1.1 | 1.09 | 1.1 | 1.15 | 1.15 | 0.9 | 89 | 0.93 | 0.9 | TRUE | Charger | Non Federally-Regulated | 2014-07-02 |  | 2015-03-20
Stanbury Electrical Engineering, Ltd. | Infinity | PMV18/5 | Three Phase Lift Truck | Lead-acid | 69090.91 | 2 | 92.91 | 2 | 10 | 1.06 | 1.1 | 1.06 | 1.1 | 1.09 | 1.15 | 92.3 | 89 | 0.95 | 0.9 | TRUE | Charger | Non Federally-Regulated | 2013-12-11 |  | 2014-06-18
Stryten Energy, LLC | GNB Industrial Power | EHP36T150C | three-phase lift truck | Lead-acid | 51300 | 31.4 | 71.56 | 4.38 | 10 | 1.08 | 1.1 | 1.09 | 1.1 | 1.15 | 1.15 | 0.9 | 89 | 0.93 | 0.9 | TRUE | Charger | Non Federally-Regulated | 2014-04-11 |  | 2015-03-20
Stanbury Electrical Engineering, Ltd. | Infinity | PEI18/5 | Three Phase Lift Truck | Lead-acid | 69090.91 | 2 | 92.91 | 2 | 10 | 1.06 | 1.1 | 1.06 | 1.1 | 1.09 | 1.15 | 92.3 | 89 | 0.95 | 0.9 | TRUE | Charger | Non Federally-Regulated | 2013-12-11 |  | 2014-06-18
Stryten Energy, LLC | GNB Industrial Power | ESS36T90C-4 | three-phase lift truck | Lead-acid | 20520 | 31.4 | 34.62 | 4.38 | 10 | 1.08 | 1.1 | 1.09 | 1.1 | 1.15 | 1.15 | 0.9 | 89 | 0.93 | 0.9 | TRUE | Charger | Non Federally-Regulated | 2014-07-02 |  | 2015-03-20
Stanbury Electrical Engineering, Ltd. | Green | TAP18/5 | Three Phase Lift Truck | Lead-acid | 69090.91 | 2 | 92.91 | 2 | 10 | 1.06 | 1.1 | 1.06 | 1.1 | 1.09 | 1.15 | 92.3 | 89 | 0.95 | 0.9 | TRUE | Charger | Non Federally-Regulated | 2013-12-11 |  | 2014-06-18
Stryten Energy, LLC | GNB Industrial Power | EHP24T250C | three-phase lift truck | Lead-acid | 57000 | 31.4 | 78.4 | 4.38 | 10 | 1.08 | 1.1 | 1.09 | 1.1 | 1.15 | 1.15 | 0.9 | 89 | 0.93 | 0.9 | TRUE | Charger | Non Federally-Regulated | 2014-07-02 |  | 2015-03-20
Stryten Energy, LLC | GNB Industrial Power | ESS36T130C-4 | three-phase lift truck | Lead-acid | 29583 | 31.4 | 45.5 | 4.38 | 10 | 1.08 | 1.1 | 1.09 | 1.1 | 1.15 | 1.15 | 0.9 | 89 | 0.93 | 0.9 | TRUE | Charger | Non Federally-Regulated | 2014-07-02 |  | 2015-03-20
Stryten Energy, LLC | GNB Industrial Power | EHF36T110C | three-phase lift truck | Lead-acid | 25650 | 31.4 | 40.78 | 4.38 | 10 | 1.08 | 1.1 | 1.09 | 1.1 | 1.15 | 1.15 | 0.9 | 89 | 0.93 | 0.9 | TRUE | Charger | Non Federally-Regulated | 2014-04-11 |  | 2015-03-20
Stanbury Electrical Engineering, Ltd. | Infinity | PMV18/8 | Three Phase Lift Truck | Lead-acid | 110545.5 | 2 | 142.65 | 2 | 10 | 1.08 | 1.1 | 1.07 | 1.1 | 1.11 | 1.15 | 93.4 | 89 | 0.96 | 0.9 | TRUE | Charger | Non Federally-Regulated | 2013-12-11 |  | 2014-06-18
Extensa | GNB Industrial Power | EHF36T150C | three-phase lift truck | Lead-acid | 34200 | 31.4 | 51.04 | 4.38 | 10 | 1.08 | 1.1 | 1.09 | 1.1 | 1.15 | 1.15 | 0.9 | 89 | 0.93 | 0.9 | TRUE | Charger | Non Federally-Regulated | 2014-04-10 |  | 2014-04-11
Extensa | GNB Industrial Power | EMC48T70C-4 | three-phase lift truck | Lead-acid | 21660 | 31.4 | 35.99 | 4.38 | 10 | 1.08 | 1.1 | 1.09 | 1.1 | 1.15 | 1.15 | 0.9 | 89 | 0.93 | 0.9 | TRUE | Charger | Non Federally-Regulated | 2014-04-10 |  | 2014-04-11
Stryten Energy, LLC | GNB Industrial Power | EHP80T100C | three-phase lift truck | Lead-acid | 76000 | 31.4 | 101.2 | 4.38 | 10 | 1.08 | 1.1 | 1.09 | 1.1 | 1.15 | 1.15 | 0.9 | 89 | 0.93 | 0.9 | TRUE | Charger | Non Federally-Regulated | 2014-04-11 |  | 2015-03-20
Stryten Energy, LLC | GNB Industrial Power | EHF48T130C | three-phase lift truck | Lead-acid | 39444 | 31.4 | 57.33 | 4.38 | 10 | 1.08 | 1.1 | 1.09 | 1.1 | 1.15 | 1.15 | 0.9 | 89 | 0.93 | 0.9 | TRUE | Charger | Non Federally-Regulated | 2014-04-11 |  | 2015-03-20
Extensa | GNB Industrial Power | EMC48T110C-4 | three-phase lift truck | Lead-acid | 34200 | 31.4 | 51.04 | 4.38 | 10 | 1.08 | 1.1 | 1.09 | 1.1 | 1.15 | 1.15 | 0.9 | 89 | 0.93 | 0.9 | TRUE | Charger | Non Federally-Regulated | 2014-04-10 |  | 2014-04-11
Stanbury Electrical Engineering, Ltd. | Green | TAP24/8 | Three Phase Lift Truck | Lead-acid | 110545.5 | 2 | 142.65 | 2 | 10 | 1.08 | 1.1 | 1.07 | 1.1 | 1.11 | 1.15 | 93.4 | 89 | 0.96 | 0.9 | TRUE | Charger | Non Federally-Regulated | 2013-12-11 |  | 2014-06-18
Stryten Energy, LLC | GNB Industrial Power | ESS48T90C-4 | three-phase lift truck | Lead-acid | 27360 | 31.4 | 42.83 | 4.38 | 10 | 1.08 | 1.1 | 1.09 | 1.1 | 1.15 | 1.15 | 0.9 | 89 | 0.93 | 0.9 | TRUE | Charger | Non Federally-Regulated | 2014-07-02 |  | 2015-03-20
Stanbury Electrical Engineering, Ltd. | Infinity | PMV24/6.5 | Three Phase Lift Truck | Lead-acid | 89818.18 | 2 | 117.78 | 2 | 10 | 1.08 | 1.1 | 1.07 | 1.1 | 1.11 | 1.15 | 93.4 | 89 | 0.96 | 0.9 | TRUE | Charger | Non Federally-Regulated | 2013-12-11 |  | 2014-06-18
Stanbury Electrical Engineering, Ltd. | Infinity | DPFC18*** | Three Phase Lift Truck | Lead-acid | 69090.91 | 4 | 92.91 | 4 | 10 | 1.08 | 1.1 | 1.07 | 1.1 | 1.11 | 1.15 | 93.4 | 89 | 0.96 | 0.9 | TRUE | Charger | Non Federally-Regulated | 2013-12-11 |  | 2014-06-18
Stryten Energy, LLC | GNB Industrial Power | EHP36T300C | three-phase lift truck | Lead-acid | 102600 | 31.4 | 133.12 | 4.38 | 10 | 1.08 | 1.1 | 1.09 | 1.1 | 1.15 | 1.15 | 0.9 | 89 | 0.93 | 0.9 | TRUE | Charger | Non Federally-Regulated | 2014-04-11 |  | 2015-03-20
Extensa | GNB Industrial Power | EMC72T40C-4 | three-phase lift truck | Lead-acid | 17784 | 31.4 | 31.34 | 4.38 | 10 | 1.08 | 1.1 | 1.09 | 1.1 | 1.15 | 1.15 | 0.9 | 89 | 0.93 | 0.9 | TRUE | Charger | Non Federally-Regulated | 2014-04-10 |  | 2014-04-11
Stryten Energy, LLC | GNB Industrial Power | EHF24T70C | three-phase lift truck | Lead-acid | 10830 | 31.4 | 23 | 4.38 | 10 | 1.08 | 1.1 | 1.09 | 1.1 | 1.15 | 1.15 | 0.9 | 89 | 0.93 | 0.9 | TRUE | Charger | Non Federally-Regulated | 2014-07-02 |  | 2015-03-20
Stryten Energy, LLC | GNB Industrial Power | EHF80T90C | three-phase lift truck | Lead-acid | 45600 | 42.95 | 64.72 | 4.98 | 10 | 1.08 | 1.1 | 1.09 | 1.1 | 1.13 | 1.15 | 0.9 | 89 | 0.95 | 0.9 | TRUE | Charger | Non Federally-Regulated | 2014-04-11 |  | 2015-03-20
Enatel | VForce | FS5LUE-532-**** | FS5 Industrial Battery Charger | Lead-acid | 12479.1 | 10.52 | 24.97 | 9.31 | 10 | 1.07 | 1.1 | 1.08 | 1.1 | 1.11 | 1.15 | 0.9 | 89 | 0.9 | 0.9 | TRUE | Charger | Non Federally-Regulated | 2013-12-06 |  | 2013-12-12
Extensa | GNB Industrial Power | EMC80T40C-4 | three-phase lift truck | Lead-acid | 19760 | 31.4 | 33.71 | 4.38 | 10 | 1.08 | 1.1 | 1.09 | 1.1 | 1.15 | 1.15 | 0.9 | 89 | 0.93 | 0.9 | TRUE | Charger | Non Federally-Regulated | 2014-04-10 |  | 2014-04-11
Extensa | GNB Industrial Power | EMC36T70C-4 | three-phase lift truck | Lead-acid | 16245 | 31.4 | 29.49 | 4.38 | 10 | 1.08 | 1.1 | 1.09 | 1.1 | 1.15 | 1.15 | 0.9 | 89 | 0.93 | 0.9 | TRUE | Charger | Non Federally-Regulated | 2014-04-10 |  | 2014-04-11
Stryten Energy, LLC | GNB Industrial Power | EHF72T70C | three-phase lift truck | Lead-acid | 32490 | 31.4 | 48.99 | 4.38 | 10 | 1.08 | 1.1 | 1.09 | 1.1 | 1.15 | 1.15 | 0.9 | 89 | 0.93 | 0.9 | TRUE | Charger | Non Federally-Regulated | 2014-04-11 |  | 2015-03-20
Extensa | GNB Industrial Power | EHP36T300C | three-phase lift truck | Lead-acid | 102600 | 31.4 | 133.12 | 4.38 | 10 | 1.08 | 1.1 | 1.09 | 1.1 | 1.15 | 1.15 | 0.9 | 89 | 0.93 | 0.9 | TRUE | Charger | Non Federally-Regulated | 2014-04-10 |  | 2014-04-11
Enersys | Enforcer HF | EL3C***-***Y | THREE-PHASE LIFT TRUCK | Lead-acid | 21600 | 10 | 35.92 | 10 | 10 | 1.1 | 1.1 | 1.1 | 1.1 | 1.15 | 1.15 | 0.9 | 89 | 0.9 | 0.9 | TRUE | Charger | Non Federally-Regulated | 2014-02-04 |  | 2014-02-17
Stryten Energy, LLC | GNB Industrial Power | EHP72T100C | three-phase lift truck | Lead-acid | 68400 | 31.4 | 92.08 | 4.38 | 10 | 1.08 | 1.1 | 1.09 | 1.1 | 1.15 | 1.15 | 0.9 | 89 | 0.93 | 0.9 | TRUE | Charger | Non Federally-Regulated | 2014-04-11 |  | 2015-03-20
Stryten Energy, LLC | GNB Industrial Power | EHP24T300C | three-phase lift truck | Lead-acid | 68400 | 31.4 | 92.08 | 4.38 | 10 | 1.08 | 1.1 | 1.09 | 1.1 | 1.15 | 1.15 | 0.9 | 89 | 0.93 | 0.9 | TRUE | Charger | Non Federally-Regulated | 2014-07-02 |  | 2015-03-20
Stanbury Electrical Engineering, Ltd. | Infinity | PMV12/3.5 | Three Phase Lift Truck | Lead-acid | 48363.64 | 2 | 68.04 | 2 | 10 | 1.06 | 1.1 | 1.06 | 1.1 | 1.09 | 1.15 | 92.3 | 89 | 0.95 | 0.9 | TRUE | Charger | Non Federally-Regulated | 2013-12-11 |  | 2014-06-18
Enatel | VForce | FS3LUX-532-XXXX | FS3 Industrial Battery Charger | Lead-acid | 15331.5 | 10.66 | 28.4 | 9.71 | 10 | 1.05 | 1.1 | 1.04 | 1.1 | 1.02 | 1.15 | 0.9 | 89 | 0.9 | 0.9 | TRUE | Charger | Non Federally-Regulated | 2013-10-08 |  | 2014-01-07
Extensa | GNB Industrial Power | EHF48T90C | three-phase lift truck | Lead-acid | 27360 | 31.4 | 42.83 | 4.38 | 10 | 1.08 | 1.1 | 1.09 | 1.1 | 1.15 | 1.15 | 0.9 | 89 | 0.93 | 0.9 | TRUE | Charger | Non Federally-Regulated | 2014-04-10 |  | 2014-04-11
Extensa | GNB Industrial Power | EMC48T150C-4 | three-phase lift truck | Lead-acid | 68400 | 31.4 | 92.08 | 4.38 | 10 | 1.08 | 1.1 | 1.09 | 1.1 | 1.15 | 1.15 | 0.9 | 89 | 0.93 | 0.9 | TRUE | Charger | Non Federally-Regulated | 2014-04-10 |  | 2014-04-11
Stryten Energy, LLC | GNB Industrial Power | EHP80T200C | three-phase lift truck | Lead-acid | 152000 | 31.4 | 192.4 | 4.38 | 10 | 1.08 | 1.1 | 1.09 | 1.1 | 1.15 | 1.15 | 0.9 | 89 | 0.93 | 0.9 | TRUE | Charger | Non Federally-Regulated | 2014-04-11 |  | 2015-03-20
Stanbury Electrical Engineering, Ltd. | Infinity | QPFC18*** | Three Phase Lift Truck | Lead-acid | 69090.91 | 8 | 92.91 | 8 | 10 | 1.08 | 1.1 | 1.07 | 1.1 | 1.11 | 1.15 | 93.4 | 89 | 0.96 | 0.9 | TRUE | Charger | Non Federally-Regulated | 2013-12-11 |  | 2014-06-18
Extensa | GNB Industrial Power | EHF48T150C | three-phase lift truck | Lead-acid | 45600 | 31.4 | 64.72 | 4.38 | 10 | 1.08 | 1.1 | 1.09 | 1.1 | 1.15 | 1.15 | 0.9 | 89 | 0.93 | 0.9 | TRUE | Charger | Non Federally-Regulated | 2014-04-10 |  | 2014-04-11
Stanbury Electrical Engineering, Ltd. | Green | TAP24/10 | Three Phase Lift Truck | Lead-acid | 138181.8 | 2 | 175.82 | 2 | 10 | 1.08 | 1.1 | 1.07 | 1.1 | 1.11 | 1.15 | 93.4 | 89 | 0.96 | 0.9 | TRUE | Charger | Non Federally-Regulated | 2013-12-11 |  | 2014-06-18
Stryten Energy, LLC | GNB Industrial Power | EHF48T240C | three-phase lift truck | Lead-acid | 72960 | 31.4 | 97.55 | 4.38 | 10 | 1.08 | 1.1 | 1.09 | 1.1 | 1.15 | 1.15 | 0.9 | 89 | 0.93 | 0.9 | TRUE | Charger | Non Federally-Regulated | 2014-04-11 |  | 2015-03-20
Stryten Energy, LLC | GNB Industrial Power | EMC72T70C-4 | three-phase lift truck | Lead-acid | 32490 | 31.4 | 48.99 | 4.38 | 10 | 1.08 | 1.1 | 1.09 | 1.1 | 1.15 | 1.15 | 0.9 | 89 | 0.93 | 0.9 | TRUE | Charger | Non Federally-Regulated | 2014-04-11 |  | 2015-03-20
Extensa | GNB Industrial Power | EHF80T70C | three-phase lift truck | Lead-acid | 36100 | 31.4 | 53.32 | 4.38 | 10 | 1.08 | 1.1 | 1.09 | 1.1 | 1.15 | 1.15 | 0.9 | 89 | 0.93 | 0.9 | TRUE | Charger | Non Federally-Regulated | 2014-04-10 |  | 2014-04-11
Stanbury Electrical Engineering, Ltd. | Infinity | PEI24/6.5 | Three Phase Lift Truck | Lead-acid | 89818.18 | 2 | 117.78 | 2 | 10 | 1.08 | 1.1 | 1.07 | 1.1 | 1.11 | 1.15 | 93.4 | 89 | 0.96 | 0.9 | TRUE | Charger | Non Federally-Regulated | 2013-12-11 |  | 2014-06-18
Stanbury Electrical Engineering, Ltd. | Green | TAP24/5 | Three Phase Lift Truck | Lead-acid | 69090.91 | 2 | 92.91 | 2 | 10 | 1.06 | 1.1 | 1.06 | 1.1 | 1.09 | 1.15 | 92.3 | 89 | 0.95 | 0.9 | TRUE | Charger | Non Federally-Regulated | 2013-12-11 |  | 2014-06-18
Stryten Energy, LLC | GNB Industrial Power | EMC24T40C-4 | three-phase lift truck | Lead-acid | 5928 | 31.4 | 17.11 | 4.38 | 10 | 1.08 | 1.1 | 1.09 | 1.1 | 1.15 | 1.15 | 0.9 | 89 | 0.93 | 0.9 | TRUE | Charger | Non Federally-Regulated | 2014-07-02 |  | 2015-03-20
Stryten Energy, LLC | GNB Industrial Power | EMC72T100C-4 | three-phase lift truck | Lead-acid | 68400 | 31.4 | 92.08 | 4.38 | 10 | 1.08 | 1.1 | 1.09 | 1.1 | 1.15 | 1.15 | 0.9 | 89 | 0.93 | 0.9 | TRUE | Charger | Non Federally-Regulated | 2014-04-11 |  | 2015-03-20
Stanbury Electrical Engineering, Ltd. | Infinity | PFC18/16 | Three Phase Lift Truck | Lead-acid | 221090.9 | 2 | 275.31 | 2 | 10 | 1.08 | 1.1 | 1.07 | 1.1 | 1.11 | 1.15 | 93.4 | 89 | 0.96 | 0.9 | TRUE | Charger | Non Federally-Regulated | 2013-12-11 |  | 2014-06-18
Enatel | VForce | FS3LUX-512-XXXX | FS3 Industrial Battery Charger | Lead-acid | 15331.5 | 10 | 28.4 | 8.8 | 10 | 1.02 | 1.1 | 1 | 1.1 | 1 | 1.15 | 0.9 | 89 | 1 | 0.9 | TRUE | Charger | Non Federally-Regulated | 2013-10-08 |  | 2014-01-07
Stryten Energy, LLC | GNB Industrial Power | EHF48T40C | three-phase lift truck | Lead-acid | 11856 | 31.4 | 24.23 | 9.89 | 10 | 1.08 | 1.1 | 1.09 | 1.1 | 1.15 | 1.15 | 91 | 89 | 0.93 | 0.9 | FALSE | Charger | Non Federally-Regulated | 2015-03-20 |  | 2015-03-20
Stanbury Electrical Engineering, Ltd. | Infinity | PMV12/5 | Three Phase Lift Truck | Lead-acid | 69090.91 | 2 | 92.91 | 2 | 10 | 1.06 | 1.1 | 1.06 | 1.1 | 1.09 | 1.15 | 92.3 | 89 | 0.95 | 0.9 | TRUE | Charger | Non Federally-Regulated | 2013-12-11 |  | 2014-06-18
Stryten Energy, LLC | GNB Industrial Power | ESS24T110C-4 | three-phase lift truck | Lead-acid | 17100 | 31.4 | 30.52 | 4.38 | 10 | 1.08 | 1.1 | 1.09 | 1.1 | 1.15 | 1.15 | 0.9 | 89 | 0.93 | 0.9 | TRUE | Charger | Non Federally-Regulated | 2014-07-02 |  | 2015-03-20
Extensa | GNB Industrial Power | EHF80T100C | three-phase lift truck | Lead-acid | 76000 | 31.4 | 101.2 | 4.38 | 10 | 1.08 | 1.1 | 1.09 | 1.1 | 1.15 | 1.15 | 0.9 | 89 | 0.93 | 0.9 | TRUE | Charger | Non Federally-Regulated | 2014-04-10 |  | 2014-04-11
Enatel | VForce | FS3LUX-513-XXXX | FS3 Industrial Battery Charger | Lead-acid | 15331.5 | 10 | 28.4 | 8.8 | 10 | 1.02 | 1.1 | 1 | 1.1 | 1 | 1.15 | 0.9 | 89 | 1 | 0.9 | TRUE | Charger | Non Federally-Regulated | 2013-10-08 |  | 2014-01-07
Stryten Energy, LLC | GNB Industrial Power | EMC48T130C-4 | three-phase lift truck | Lead-acid | 39444 | 31.4 | 57.33 | 4.38 | 10 | 1.08 | 1.1 | 1.09 | 1.1 | 1.15 | 1.15 | 0.9 | 89 | 0.93 | 0.9 | TRUE | Charger | Non Federally-Regulated | 2014-04-11 |  | 2015-03-20
Stryten Energy, LLC | GNB Industrial Power | EMC24T90C-4 | three-phase lift truck | Lead-acid | 13680 | 31.4 | 26.42 | 4.38 | 10 | 1.08 | 1.1 | 1.09 | 1.1 | 1.15 | 1.15 | 0.9 | 89 | 0.93 | 0.9 | TRUE | Charger | Non Federally-Regulated | 2014-07-02 |  | 2015-03-20
Stryten Energy, LLC | GNB Industrial Power | EMC80T40C-4 | three-phase lift truck | Lead-acid | 19760 | 31.4 | 33.71 | 4.38 | 10 | 1.08 | 1.1 | 1.09 | 1.1 | 1.15 | 1.15 | 0.9 | 89 | 0.93 | 0.9 | TRUE | Charger | Non Federally-Regulated | 2014-04-11 |  | 2015-03-20
Stryten Energy, LLC | GNB Industrial Power | EHF24T110C | three-phase lift truck | Lead-acid | 17100 | 31.4 | 30.52 | 4.38 | 10 | 1.08 | 1.1 | 1.09 | 1.1 | 1.15 | 1.15 | 0.9 | 89 | 0.93 | 0.9 | TRUE | Charger | Non Federally-Regulated | 2014-07-02 |  | 2015-03-20
Extensa | GNB Industrial Power | EHF48T220C | three-phase lift truck | Lead-acid | 66120 | 31.4 | 89.34 | 4.38 | 10 | 1.08 | 1.1 | 1.09 | 1.1 | 1.15 | 1.15 | 0.9 | 89 | 0.93 | 0.9 | TRUE | Charger | Non Federally-Regulated | 2014-04-10 |  | 2014-04-11
Stryten Energy, LLC | GNB Industrial Power | EMC36T70C-4 | three-phase lift truck | Lead-acid | 16245 | 31.4 | 29.49 | 9.72 | 10 | 1.08 | 1.1 | 1.09 | 1.1 | 1.15 | 1.15 | 91 | 89 | 0.93 | 0.9 | FALSE | Charger | Non Federally-Regulated | 2015-03-20 |  | 2015-03-20
Extensa | GNB Industrial Power | EHF48T180C | three-phase lift truck | Lead-acid | 54720 | 31.4 | 75.66 | 4.38 | 10 | 1.08 | 1.1 | 1.09 | 1.1 | 1.15 | 1.15 | 0.9 | 89 | 0.93 | 0.9 | TRUE | Charger | Non Federally-Regulated | 2014-04-10 |  | 2014-04-11
Stanbury Electrical Engineering, Ltd. | Infinity | PEI18/8 | Three Phase Lift Truck | Lead-acid | 110545.5 | 2 | 142.65 | 2 | 10 | 1.08 | 1.1 | 1.07 | 1.1 | 1.11 | 1.15 | 93.4 | 89 | 0.96 | 0.9 | TRUE | Charger | Non Federally-Regulated | 2013-12-11 |  | 2014-06-18
Extensa | GNB Industrial Power | EMC72T90C-4 | three-phase lift truck | Lead-acid | 41040 | 31.4 | 59.25 | 4.38 | 10 | 1.08 | 1.1 | 1.09 | 1.1 | 1.15 | 1.15 | 0.9 | 89 | 0.93 | 0.9 | TRUE | Charger | Non Federally-Regulated | 2014-04-10 |  | 2014-04-11
Stanbury Electrical Engineering, Ltd. | Green | TAP12/6.5 | Three Phase Lift Truck | Lead-acid | 89818.18 | 2 | 117.78 | 2 | 10 | 1.08 | 1.1 | 1.07 | 1.1 | 1.11 | 1.15 | 93.4 | 89 | 0.96 | 0.9 | TRUE | Charger | Non Federally-Regulated | 2013-12-11 |  | 2014-06-18
Extensa | GNB Industrial Power | EMC36T130C-4 | three-phase lift truck | Lead-acid | 29583 | 31.4 | 45.5 | 4.38 | 10 | 1.08 | 1.1 | 1.09 | 1.1 | 1.15 | 1.15 | 0.9 | 89 | 0.93 | 0.9 | TRUE | Charger | Non Federally-Regulated | 2014-04-10 |  | 2014-04-11
Extensa | GNB Industrial Power | EHP80T200C | three-phase lift truck | Lead-acid | 152000 | 31.4 | 192.4 | 4.38 | 10 | 1.08 | 1.1 | 1.09 | 1.1 | 1.15 | 1.15 | 0.9 | 89 | 0.93 | 0.9 | TRUE | Charger | Non Federally-Regulated | 2014-04-10 |  | 2014-04-11
Stryten Energy, LLC | GNB Industrial Power | EHF24T130C | three-phase lift truck | Lead-acid | 19722 | 31.4 | 33.67 | 4.38 | 10 | 1.08 | 1.1 | 1.09 | 1.1 | 1.15 | 1.15 | 0.9 | 89 | 0.93 | 0.9 | TRUE | Charger | Non Federally-Regulated | 2014-07-02 |  | 2015-03-20
Enersys | Hawker LifeTech | LT3C***-***Y | THREE-PHASE LIFT TRUCK | Lead-acid | 21600 | 10 | 35.92 | 10 | 10 | 1.1 | 1.1 | 1.1 | 1.1 | 1.15 | 1.15 | 0.9 | 89 | 0.9 | 0.9 | TRUE | Both (Charger & Package) | Non Federally-Regulated | 2014-01-23 |  | 2014-02-04
Stryten Energy, LLC | GNB Industrial Power | EHF72T40C | three-phase lift truck | Lead-acid | 17784 | 31.4 | 31.34 | 4.38 | 10 | 1.08 | 1.1 | 1.09 | 1.1 | 1.15 | 1.15 | 0.9 | 89 | 0.93 | 0.9 | TRUE | Charger | Non Federally-Regulated | 2014-04-11 |  | 2015-03-20
Stryten Energy, LLC | GNB Industrial Power | EMC72T40C-4 | three-phase lift truck | Lead-acid | 17784 | 31.4 | 31.34 | 4.38 | 10 | 1.08 | 1.1 | 1.09 | 1.1 | 1.15 | 1.15 | 0.9 | 89 | 0.93 | 0.9 | TRUE | Charger | Non Federally-Regulated | 2014-04-11 |  | 2015-03-20
Stryten Energy, LLC | GNB Industrial Power | ESS48T130C-4 | three-phase lift truck | Lead-acid | 39444 | 31.4 | 57.33 | 4.38 | 10 | 1.08 | 1.1 | 1.09 | 1.1 | 1.15 | 1.15 | 0.9 | 89 | 0.93 | 0.9 | TRUE | Charger | Non Federally-Regulated | 2014-07-02 |  | 2015-03-20
Stanbury Electrical Engineering, Ltd. | Infinity | DPFC24*** | Three Phase Lift Truck | Lead-acid | 69090.91 | 4 | 92.91 | 4 | 10 | 1.08 | 1.1 | 1.07 | 1.1 | 1.11 | 1.15 | 93.4 | 89 | 0.96 | 0.9 | TRUE | Charger | Non Federally-Regulated | 2013-12-11 |  | 2014-06-18
Stryten Energy, LLC | GNB Industrial Power | ESS24T130C-4 | three-phase lift truck | Lead-acid | 19722 | 31.4 | 33.67 | 4.38 | 10 | 1.08 | 1.1 | 1.09 | 1.1 | 1.15 | 1.15 | 0.9 | 89 | 0.93 | 0.9 | TRUE | Charger | Non Federally-Regulated | 2014-07-02 |  | 2015-03-20
Stryten Energy, LLC | GNB Industrial Power | ESS48T110C-4 | three-phase lift truck | Lead-acid | 34200 | 31.4 | 51.04 | 4.38 | 10 | 1.08 | 1.1 | 1.09 | 1.1 | 1.15 | 1.15 | 0.9 | 89 | 0.93 | 0.9 | TRUE | Charger | Non Federally-Regulated | 2014-07-02 |  | 2015-03-20
Stryten Energy, LLC | GNB Industrial Power | EHF48T110C | three-phase lift truck | Lead-acid | 34200 | 31.4 | 51.04 | 4.38 | 10 | 1.08 | 1.1 | 1.09 | 1.1 | 1.15 | 1.15 | 0.9 | 89 | 0.93 | 0.9 | TRUE | Charger | Non Federally-Regulated | 2014-04-11 |  | 2015-03-20
Enersys | EM+ | EIP3-HL-5G | THREE-PHASE LIFT TRUCK | Lead-acid | 64796 | 10 | 87.76 | 10 | 10 | 1.1 | 1.1 | 1.1 | 1.1 | 1.15 | 1.15 | 89 | 89 | 0.9 | 0.9 | FALSE | Charger | Non Federally-Regulated | 2015-07-17 |  | 2015-07-17
Enatel | Eco Charge | FS3LUX-512-XXXX | FS3 Industrial Battery Charger | Lead-acid | 15331.5 | 10 | 28.4 | 8.8 | 10 | 1.02 | 1.1 | 1 | 1.1 | 1 | 1.15 | 0.9 | 89 | 1 | 0.9 | TRUE | Charger | Non Federally-Regulated | 2013-10-08 |  | 2014-01-07
Stryten Energy, LLC | GNB Industrial Power | EHF48T180C | three-phase lift truck | Lead-acid | 54720 | 31.4 | 75.66 | 4.38 | 10 | 1.08 | 1.1 | 1.09 | 1.1 | 1.15 | 1.15 | 0.9 | 89 | 0.93 | 0.9 | TRUE | Charger | Non Federally-Regulated | 2014-04-11 |  | 2015-03-20
Extensa | GNB Industrial Power | EMC72T100C-4 | three-phase lift truck | Lead-acid | 68400 | 31.4 | 92.08 | 4.38 | 10 | 1.08 | 1.1 | 1.09 | 1.1 | 1.15 | 1.15 | 0.9 | 89 | 0.93 | 0.9 | TRUE | Charger | Non Federally-Regulated | 2014-04-10 |  | 2014-04-11
Extensa | GNB Industrial Power | EHF36T220C | three-phase lift truck | Lead-acid | 49590 | 31.4 | 69.51 | 4.38 | 10 | 1.08 | 1.1 | 1.09 | 1.1 | 1.15 | 1.15 | 0.9 | 89 | 0.93 | 0.9 | TRUE | Charger | Non Federally-Regulated | 2014-04-10 |  | 2014-04-11
Stryten Energy, LLC | GNB Industrial Power | ESS36T70C-4 | three-phase lift truck | Lead-acid | 16245 | 31.4 | 29.49 | 9.72 | 10 | 1.08 | 1.1 | 1.09 | 1.1 | 1.15 | 1.15 | 91 | 89 | 0.93 | 0.9 | FALSE | Charger | Non Federally-Regulated | 2015-03-20 |  | 2015-03-20
Stryten Energy, LLC | GNB Industrial Power | EHF48T90C | three-phase lift truck | Lead-acid | 27360 | 31.4 | 42.83 | 4.38 | 10 | 1.08 | 1.1 | 1.09 | 1.1 | 1.15 | 1.15 | 0.9 | 89 | 0.93 | 0.9 | TRUE | Charger | Non Federally-Regulated | 2014-04-11 |  | 2015-03-20
Stanbury Electrical Engineering, Ltd. | Infinity | PMV12/6.5 | Three Phase Lift Truck | Lead-acid | 89818.18 | 2 | 117.78 | 2 | 10 | 1.08 | 1.1 | 1.07 | 1.1 | 1.11 | 1.15 | 93.4 | 89 | 0.96 | 0.9 | TRUE | Charger | Non Federally-Regulated | 2013-12-11 |  | 2014-06-18
Stryten Energy, LLC | GNB Industrial Power | EHF36T220C | three-phase lift truck | Lead-acid | 49590 | 31.4 | 69.51 | 4.38 | 10 | 1.08 | 1.1 | 1.09 | 1.1 | 1.15 | 1.15 | 0.9 | 89 | 0.93 | 0.9 | TRUE | Charger | Non Federally-Regulated | 2014-04-11 |  | 2015-03-20
Stanbury Electrical Engineering, Ltd. | Infinity | PFC24/13 | Three Phase Lift Truck | Lead-acid | 179636.4 | 2 | 225.56 | 2 | 10 | 1.08 | 1.1 | 1.07 | 1.1 | 1.11 | 1.15 | 93.4 | 89 | 0.96 | 0.9 | TRUE | Charger | Non Federally-Regulated | 2013-12-11 |  | 2014-06-18
Extensa | GNB Industrial Power | EHP36T150C | three-phase lift truck | Lead-acid | 51300 | 31.4 | 71.56 | 4.38 | 10 | 1.08 | 1.1 | 1.09 | 1.1 | 1.15 | 1.15 | 0.9 | 89 | 0.93 | 0.9 | TRUE | Charger | Non Federally-Regulated | 2014-04-10 |  | 2014-04-11
Extensa | GNB Industrial Power | EMC80T70C-4 | three-phase lift truck | Lead-acid | 36100 | 31.4 | 53.32 | 4.38 | 10 | 1.08 | 1.1 | 1.09 | 1.1 | 1.15 | 1.15 | 0.9 | 89 | 0.93 | 0.9 | TRUE | Charger | Non Federally-Regulated | 2014-04-10 |  | 2014-04-11
Extensa | GNB Industrial Power | EHF48T240C | three-phase lift truck | Lead-acid | 72960 | 31.4 | 97.55 | 4.38 | 10 | 1.08 | 1.1 | 1.09 | 1.1 | 1.15 | 1.15 | 0.9 | 89 | 0.93 | 0.9 | TRUE | Charger | Non Federally-Regulated | 2014-04-10 |  | 2014-04-11
Stryten Energy, LLC | GNB Industrial Power | EMC36T70C-4 | three-phase lift truck | Lead-acid | 16245 | 31.4 | 29.49 | 4.38 | 10 | 1.08 | 1.1 | 1.09 | 1.1 | 1.15 | 1.15 | 0.9 | 89 | 0.93 | 0.9 | TRUE | Charger | Non Federally-Regulated | 2014-04-11 |  | 2015-03-20
Stanbury Electrical Engineering, Ltd. | Infinity | PMV18/6.5 | Three Phase Lift Truck | Lead-acid | 89818.18 | 2 | 117.78 | 2 | 10 | 1.08 | 1.1 | 1.07 | 1.1 | 1.11 | 1.15 | 93.4 | 89 | 0.96 | 0.9 | TRUE | Charger | Non Federally-Regulated | 2013-12-11 |  | 2014-06-18
Stanbury Electrical Engineering, Ltd. | Infinity | PFC18/8 | Three Phase Lift Truck | Lead-acid | 110545.5 | 2 | 142.65 | 2 | 10 | 1.08 | 1.1 | 1.07 | 1.1 | 1.11 | 1.15 | 93.4 | 89 | 0.96 | 0.9 | TRUE | Charger | Non Federally-Regulated | 2013-12-11 |  | 2014-06-18
Stryten Energy, LLC | GNB Industrial Power | EHF72T90C | three-phase lift truck | Lead-acid | 41040 | 31.4 | 59.25 | 4.38 | 10 | 1.08 | 1.1 | 1.09 | 1.1 | 1.15 | 1.15 | 0.9 | 89 | 0.93 | 0.9 | TRUE | Charger | Non Federally-Regulated | 2014-04-11 |  | 2015-03-20
Extensa | GNB Industrial Power | EHP48T260C | three-phase lift truck | Lead-acid | 118560 | 31.4 | 152.27 | 4.38 | 10 | 1.08 | 1.1 | 1.09 | 1.1 | 1.15 | 1.15 | 0.9 | 89 | 0.93 | 0.9 | TRUE | Charger | Non Federally-Regulated | 2014-04-10 |  | 2014-04-11
Stryten Energy, LLC | GNB Industrial Power | EMC24T110C-4 | three-phase lift truck | Lead-acid | 17100 | 31.4 | 30.52 | 4.38 | 10 | 1.08 | 1.1 | 1.09 | 1.1 | 1.15 | 1.15 | 0.9 | 89 | 0.93 | 0.9 | TRUE | Charger | Non Federally-Regulated | 2014-07-02 |  | 2015-03-20
Stryten Energy, LLC | GNB Industrial Power | EMC72T40C-4 | three-phase lift truck | Lead-acid | 17784 | 31.4 | 31.34 | 9.25 | 10 | 1.08 | 1.1 | 1.09 | 1.1 | 1.15 | 1.15 | 91 | 89 | 0.93 | 0.9 | FALSE | Charger | Non Federally-Regulated | 2015-03-20 |  | 2015-03-20
Extensa | GNB Industrial Power | EHF48T130C | three-phase lift truck | Lead-acid | 39444 | 31.4 | 57.33 | 4.38 | 10 | 1.08 | 1.1 | 1.09 | 1.1 | 1.15 | 1.15 | 0.9 | 89 | 0.93 | 0.9 | TRUE | Charger | Non Federally-Regulated | 2014-04-10 |  | 2014-04-11
Stryten Energy, LLC | GNB Industrial Power | EMC80T100C-4 | three-phase lift truck | Lead-acid | 76000 | 31.4 | 101.2 | 4.38 | 10 | 1.08 | 1.1 | 1.09 | 1.1 | 1.15 | 1.15 | 0.9 | 89 | 0.93 | 0.9 | TRUE | Charger | Non Federally-Regulated | 2014-04-11 |  | 2015-03-20
Extensa | GNB Industrial Power | EMC36T90C-4 | three-phase lift truck | Lead-acid | 20520 | 31.4 | 34.62 | 4.38 | 10 | 1.08 | 1.1 | 1.09 | 1.1 | 1.15 | 1.15 | 0.9 | 89 | 0.93 | 0.9 | TRUE | Charger | Non Federally-Regulated | 2014-04-10 |  | 2014-04-11
Stanbury Electrical Engineering, Ltd. | Infinity | PFC18/13 | Three Phase Lift Truck | Lead-acid | 179636.4 | 2 | 225.56 | 2 | 10 | 1.08 | 1.1 | 1.07 | 1.1 | 1.11 | 1.15 | 93.4 | 89 | 0.96 | 0.9 | TRUE | Charger | Non Federally-Regulated | 2013-12-11 |  | 2014-06-18
Stanbury Electrical Engineering, Ltd. | Infinity | PEI12/3.5 | Three Phase Lift Truck | Lead-acid | 48363.64 | 2 | 68.04 | 2 | 10 | 1.06 | 1.1 | 1.06 | 1.1 | 1.09 | 1.15 | 92.3 | 89 | 0.95 | 0.9 | TRUE | Charger | Non Federally-Regulated | 2013-12-11 |  | 2014-06-18
Stryten Energy, LLC | GNB Industrial Power | EMC36T130C-4 | three-phase lift truck | Lead-acid | 29583 | 31.4 | 45.5 | 4.38 | 10 | 1.08 | 1.1 | 1.09 | 1.1 | 1.15 | 1.15 | 0.9 | 89 | 0.93 | 0.9 | TRUE | Charger | Non Federally-Regulated | 2014-04-11 |  | 2015-03-20
Applied Energy Solutions, LLC | Maverick | HFC024L1190PMD | Three-phase lift truck | Lead-acid | 55410 | 8.18 | 76.49 | 8.54 | 10 | 108.46 | 1.1 | 108.53 | 1.1 | 112.22 | 1.15 | 92.1 | 89 | 0.92 | 0.9 | FALSE | Both (Charger & Package) | Non Federally-Regulated | 2014-04-14 |  | 2014-04-21
Stryten Energy, LLC | GNB Industrial Power | EMC24T130C-4 | three-phase lift truck | Lead-acid | 19722 | 31.4 | 33.67 | 4.38 | 10 | 1.08 | 1.1 | 1.09 | 1.1 | 1.15 | 1.15 | 0.9 | 89 | 0.93 | 0.9 | TRUE | Charger | Non Federally-Regulated | 2014-07-02 |  | 2015-03-20
Extensa | GNB Industrial Power | EHP48T300C | three-phase lift truck | Lead-acid | 136800 | 31.4 | 174.16 | 4.38 | 10 | 1.08 | 1.1 | 1.09 | 1.1 | 1.15 | 1.15 | 0.9 | 89 | 0.93 | 0.9 | TRUE | Charger | Non Federally-Regulated | 2014-04-10 |  | 2014-04-11
Stanbury Electrical Engineering, Ltd. | Infinity | PEI24/10 | Three Phase Lift Truck | Lead-acid | 138181.8 | 2 | 175.82 | 2 | 10 | 1.08 | 1.1 | 1.07 | 1.1 | 1.11 | 1.15 | 93.4 | 89 | 0.96 | 0.9 | TRUE | Charger | Non Federally-Regulated | 2013-12-11 |  | 2014-06-18
Stryten Energy, LLC | GNB Industrial Power | ESS36T70C-4 | three-phase lift truck | Lead-acid | 16245 | 31.4 | 29.49 | 4.38 | 10 | 1.08 | 1.1 | 1.09 | 1.1 | 1.15 | 1.15 | 0.9 | 89 | 0.93 | 0.9 | TRUE | Charger | Non Federally-Regulated | 2014-07-02 |  | 2015-03-20
Enatel | Eco Charge | FS3LUX-533-XXXX | FS3 Industrial Battery Charger | Lead-acid | 15331.5 | 10.66 | 28.4 | 9.71 | 10 | 1.05 | 1.1 | 1.04 | 1.1 | 1.02 | 1.15 | 0.9 | 89 | 0.9 | 0.9 | TRUE | Charger | Non Federally-Regulated | 2013-10-08 |  | 2014-01-07
Stanbury Electrical Engineering, Ltd. | Infinity | PFC24/22 | Three Phase Lift Truck | Lead-acid | 304000 | 2 | 374.8 | 2 | 10 | 1.08 | 1.1 | 1.07 | 1.1 | 1.11 | 1.15 | 93.4 | 89 | 0.96 | 0.9 | TRUE | Charger | Non Federally-Regulated | 2013-12-11 |  | 2014-06-18
Stryten Energy, LLC | GNB Industrial Power | EHF80T70C | three-phase lift truck | Lead-acid | 36100 | 31.4 | 53.32 | 4.38 | 10 | 1.08 | 1.1 | 1.09 | 1.1 | 1.15 | 1.15 | 0.9 | 89 | 0.93 | 0.9 | TRUE | Charger | Non Federally-Regulated | 2014-04-11 |  | 2015-03-20
Stanbury Electrical Engineering, Ltd. | Infinity | PEI24/5 | Three Phase Lift Truck | Lead-acid | 69090.91 | 2 | 92.91 | 2 | 10 | 1.06 | 1.1 | 1.06 | 1.1 | 1.09 | 1.15 | 92.3 | 89 | 0.95 | 0.9 | TRUE | Charger | Non Federally-Regulated | 2013-12-11 |  | 2014-06-18
Enatel | VForce | FS3LUX-533-XXXX | FS3 Industrial Battery Charger | Lead-acid | 15331.5 | 10.66 | 28.4 | 9.71 | 10 | 1.05 | 1.1 | 1.04 | 1.1 | 1.02 | 1.15 | 0.9 | 89 | 0.9 | 0.9 | TRUE | Charger | Non Federally-Regulated | 2013-10-08 |  | 2014-01-07
Extensa | GNB Industrial Power | EHP36T260C | three-phase lift truck | Lead-acid | 88920 | 31.4 | 116.7 | 4.38 | 10 | 1.08 | 1.1 | 1.09 | 1.1 | 1.15 | 1.15 | 0.9 | 89 | 0.93 | 0.9 | TRUE | Charger | Non Federally-Regulated | 2014-04-10 |  | 2014-04-11
Extensa | GNB Industrial Power | EMC80T90C-4 | three-phase lift truck | Lead-acid | 45600 | 31.4 | 64.72 | 4.38 | 10 | 1.08 | 1.1 | 1.09 | 1.1 | 1.15 | 1.15 | 0.9 | 89 | 0.93 | 0.9 | TRUE | Charger | Non Federally-Regulated | 2014-04-10 |  | 2014-04-11
Extensa | GNB Industrial Power | EHF72T40C | three-phase lift truck | Lead-acid | 17784 | 31.4 | 31.34 | 4.38 | 10 | 1.08 | 1.1 | 1.09 | 1.1 | 1.15 | 1.15 | 0.9 | 89 | 0.93 | 0.9 | TRUE | Charger | Non Federally-Regulated | 2014-04-10 |  | 2014-04-11
Stanbury Electrical Engineering, Ltd. | Green | TAP24/6.5 | Three Phase Lift Truck | Lead-acid | 89818.18 | 2 | 117.78 | 2 | 10 | 1.08 | 1.1 | 1.07 | 1.1 | 1.11 | 1.15 | 93.4 | 89 | 0.96 | 0.9 | TRUE | Charger | Non Federally-Regulated | 2013-12-11 |  | 2014-06-18
Extensa | GNB Industrial Power | EHP72T100C | three-phase lift truck | Lead-acid | 68400 | 31.4 | 92.08 | 4.38 | 10 | 1.08 | 1.1 | 1.09 | 1.1 | 1.15 | 1.15 | 0.9 | 89 | 0.93 | 0.9 | TRUE | Charger | Non Federally-Regulated | 2014-04-10 |  | 2014-04-11
Stryten Energy, LLC | GNB Industrial Power | ESS36T110C-4 | three-phase lift truck | Lead-acid | 25650 | 31.4 | 40.78 | 4.38 | 10 | 1.08 | 1.1 | 1.09 | 1.1 | 1.15 | 1.15 | 0.9 | 89 | 0.93 | 0.9 | TRUE | Charger | Non Federally-Regulated | 2014-07-02 |  | 2015-03-20
Stryten Energy, LLC | GNB Industrial Power | EMC48T70C-4 | three-phase lift truck | Lead-acid | 21660 | 31.4 | 35.99 | 4.38 | 10 | 1.08 | 1.1 | 1.09 | 1.1 | 1.15 | 1.15 | 0.9 | 89 | 0.93 | 0.9 | TRUE | Charger | Non Federally-Regulated | 2014-04-11 |  | 2015-03-20
Extensa | GNB Industrial Power | EHF72T100C | three-phase lift truck | Lead-acid | 68400 | 31.4 | 92.08 | 4.38 | 10 | 1.08 | 1.1 | 1.09 | 1.1 | 1.15 | 1.15 | 0.9 | 89 | 0.93 | 0.9 | TRUE | Charger | Non Federally-Regulated | 2014-04-10 |  | 2014-04-11
Stryten Energy, LLC | GNB Industrial Power | EMC24T70C-4 | three-phase lift truck | Lead-acid | 10830 | 31.4 | 23 | 4.38 | 10 | 1.08 | 1.1 | 1.09 | 1.1 | 1.15 | 1.15 | 0.9 | 89 | 0.93 | 0.9 | TRUE | Charger | Non Federally-Regulated | 2014-07-02 |  | 2015-03-20
Extensa | GNB Industrial Power | EHF72T70C | three-phase lift truck | Lead-acid | 32490 | 31.4 | 48.99 | 4.38 | 10 | 1.08 | 1.1 | 1.09 | 1.1 | 1.15 | 1.15 | 0.9 | 89 | 0.93 | 0.9 | TRUE | Charger | Non Federally-Regulated | 2014-04-10 |  | 2014-04-11
Stryten Energy, LLC | GNB Industrial Power | ESS24T70C-4 | three-phase lift truck | Lead-acid | 10830 | 31.4 | 23 | 4.38 | 10 | 1.08 | 1.1 | 1.09 | 1.1 | 1.15 | 1.15 | 0.9 | 89 | 0.93 | 0.9 | TRUE | Charger | Non Federally-Regulated | 2014-07-02 |  | 2015-03-20
Stryten Energy, LLC | GNB Industrial Power | EHF48T40C | three-phase lift truck | Lead-acid | 11856 | 31.4 | 24.23 | 4.38 | 10 | 1.08 | 1.1 | 1.09 | 1.1 | 1.15 | 1.15 | 0.9 | 89 | 0.93 | 0.9 | TRUE | Charger | Non Federally-Regulated | 2014-04-11 |  | 2015-03-20
Stryten Energy, LLC | GNB Industrial Power | ESS24T150C-4 | three-phase lift truck | Lead-acid | 34200 | 31.4 | 51.04 | 4.38 | 10 | 1.08 | 1.1 | 1.09 | 1.1 | 1.15 | 1.15 | 0.9 | 89 | 0.93 | 0.9 | TRUE | Charger | Non Federally-Regulated | 2014-07-02 |  | 2015-03-20
Extensa | GNB Industrial Power | EHF48T70C | three-phase lift truck | Lead-acid | 21660 | 31.4 | 35.99 | 4.38 | 10 | 1.08 | 1.1 | 1.09 | 1.1 | 1.15 | 1.15 | 0.9 | 89 | 0.93 | 0.9 | TRUE | Charger | Non Federally-Regulated | 2014-04-10 |  | 2014-04-11
Stryten Energy, LLC | GNB Industrial Power | EHP24T150C | three-phase lift truck | Lead-acid | 34200 | 31.4 | 51.04 | 4.38 | 10 | 1.08 | 1.1 | 1.09 | 1.1 | 1.15 | 1.15 | 0.9 | 89 | 0.93 | 0.9 | TRUE | Charger | Non Federally-Regulated | 2014-07-02 |  | 2015-03-20
Stryten Energy, LLC | GNB Industrial Power | EHF36T180C | three-phase lift truck | Lead-acid | 41040 | 31.4 | 59.25 | 4.38 | 10 | 1.08 | 1.1 | 1.09 | 1.1 | 1.15 | 1.15 | 0.9 | 89 | 0.93 | 0.9 | TRUE | Charger | Non Federally-Regulated | 2014-04-11 |  | 2015-03-20
Stryten Energy, LLC | GNB Industrial Power | EMC80T70C-4 | three-phase lift truck | Lead-acid | 36100 | 31.4 | 53.32 | 4.38 | 10 | 1.08 | 1.1 | 1.09 | 1.1 | 1.15 | 1.15 | 0.9 | 89 | 0.93 | 0.9 | TRUE | Charger | Non Federally-Regulated | 2014-04-11 |  | 2015-03-20
Stanbury Electrical Engineering, Ltd. | Infinity | PEI24/8 | Three Phase Lift Truck | Lead-acid | 110545.5 | 2 | 142.65 | 2 | 10 | 1.08 | 1.1 | 1.07 | 1.1 | 1.11 | 1.15 | 93.4 | 89 | 0.96 | 0.9 | TRUE | Charger | Non Federally-Regulated | 2013-12-11 |  | 2014-06-18
Stanbury Electrical Engineering, Ltd. | Infinity | PEI24/3.5 | Three Phase Lift Truck | Lead-acid | 48363.64 | 2 | 68.04 | 2 | 10 | 1.06 | 1.1 | 1.06 | 1.1 | 1.09 | 1.15 | 92.3 | 89 | 0.95 | 0.9 | TRUE | Charger | Non Federally-Regulated | 2013-12-11 |  | 2014-06-18
Enatel | VForce | FS5LUE-535-**** | FS5 Industrial Battery Charger | Lead-acid | 12479.1 | 10.52 | 24.97 | 9.31 | 10 | 1.07 | 1.1 | 1.08 | 1.1 | 1.11 | 1.15 | 0.9 | 89 | 0.9 | 0.9 | TRUE | Charger | Non Federally-Regulated | 2013-12-06 |  | 2013-12-12
Stanbury Electrical Engineering, Ltd. | Infinity | PFC24/10 | Three Phase Lift Truck | Lead-acid | 138181.8 | 2 | 175.82 | 2 | 10 | 1.08 | 1.1 | 1.07 | 1.1 | 1.11 | 1.15 | 93.4 | 89 | 0.96 | 0.9 | TRUE | Charger | Non Federally-Regulated | 2013-12-11 |  | 2014-06-18
Stanbury Electrical Engineering, Ltd. | Infinity | PEI18/6.5 | Three Phase Lift Truck | Lead-acid | 89818.18 | 2 | 117.78 | 2 | 10 | 1.08 | 1.1 | 1.07 | 1.1 | 1.11 | 1.15 | 93.4 | 89 | 0.96 | 0.9 | TRUE | Charger | Non Federally-Regulated | 2013-12-11 |  | 2014-06-18
Enatel | Eco Charge | FS3LUX-532-XXXX | FS3 Industrial Battery Charger | Lead-acid | 15331.5 | 10.66 | 28.4 | 9.71 | 10 | 1.05 | 1.1 | 1.04 | 1.1 | 1.02 | 1.15 | 0.9 | 89 | 0.9 | 0.9 | TRUE | Charger | Non Federally-Regulated | 2013-10-08 |  | 2014-01-07
Stanbury Electrical Engineering, Ltd. | Green | TAP12/3.5 | Three Phase Lift Truck | Lead-acid | 48363.64 | 2 | 68.04 | 2 | 10 | 1.06 | 1.1 | 1.06 | 1.1 | 1.09 | 1.15 | 92.3 | 89 | 0.95 | 0.9 | TRUE | Charger | Non Federally-Regulated | 2013-12-11 |  | 2014-06-18
Stryten Energy, LLC | GNB Industrial Power | EMC36T150C-4 | three-phase lift truck | Lead-acid | 51300 | 31.4 | 71.56 | 4.38 | 10 | 1.08 | 1.1 | 1.09 | 1.1 | 1.15 | 1.15 | 0.9 | 89 | 0.93 | 0.9 | TRUE | Charger | Non Federally-Regulated | 2014-04-11 |  | 2015-03-20
Enatel | VForce | FS5LUE-534-**** | FS5 Industrial Battery Charger | Lead-acid | 12479.1 | 10.52 | 24.97 | 9.31 | 10 | 1.07 | 1.1 | 1.08 | 1.1 | 1.11 | 1.15 | 0.9 | 89 | 0.9 | 0.9 | TRUE | Charger | Non Federally-Regulated | 2013-12-06 |  | 2013-12-12
Stryten Energy, LLC | GNB Industrial Power | EHP36T260C | three-phase lift truck | Lead-acid | 88920 | 31.4 | 116.7 | 4.38 | 10 | 1.08 | 1.1 | 1.09 | 1.1 | 1.15 | 1.15 | 0.9 | 89 | 0.93 | 0.9 | TRUE | Charger | Non Federally-Regulated | 2014-04-11 |  | 2015-03-20
Stanbury Electrical Engineering, Ltd. | Infinity | PFC24/8 | Three Phase Lift Truck | Lead-acid | 110545.5 | 2 | 142.65 | 2 | 10 | 1.08 | 1.1 | 1.07 | 1.1 | 1.11 | 1.15 | 93.4 | 89 | 0.96 | 0.9 | TRUE | Charger | Non Federally-Regulated | 2013-12-11 |  | 2014-06-18
Stryten Energy, LLC | GNB Industrial Power | ESS24T90C-4 | three-phase lift truck | Lead-acid | 13680 | 31.4 | 26.42 | 4.38 | 10 | 1.08 | 1.1 | 1.09 | 1.1 | 1.15 | 1.15 | 0.9 | 89 | 0.93 | 0.9 | TRUE | Charger | Non Federally-Regulated | 2014-07-02 |  | 2015-03-20
Stanbury Electrical Engineering, Ltd. | Infinity | PMV24/8 | Three Phase Lift Truck | Lead-acid | 110545.5 | 2 | 142.65 | 2 | 10 | 1.08 | 1.1 | 1.07 | 1.1 | 1.11 | 1.15 | 93.4 | 89 | 0.96 | 0.9 | TRUE | Charger | Non Federally-Regulated | 2013-12-11 |  | 2014-06-18
Stryten Energy, LLC | GNB Industrial Power | EMC36T90C-4 | three-phase lift truck | Lead-acid | 20520 | 31.4 | 34.62 | 4.38 | 10 | 1.08 | 1.1 | 1.09 | 1.1 | 1.15 | 1.15 | 0.9 | 89 | 0.93 | 0.9 | TRUE | Charger | Non Federally-Regulated | 2014-04-11 |  | 2015-03-20
Stryten Energy, LLC | GNB Industrial Power | EHF80T40C | three-phase lift truck | Lead-acid | 19760 | 31.4 | 33.71 | 4.38 | 10 | 1.08 | 1.1 | 1.09 | 1.1 | 1.15 | 1.15 | 0.9 | 89 | 0.93 | 0.9 | TRUE | Charger | Non Federally-Regulated | 2014-04-11 |  | 2015-03-20
Extensa | GNB Industrial Power | EHF36T130C | three-phase lift truck | Lead-acid | 29583 | 31.4 | 45.5 | 4.38 | 10 | 1.08 | 1.1 | 1.09 | 1.1 | 1.15 | 1.15 | 0.9 | 89 | 0.93 | 0.9 | TRUE | Charger | Non Federally-Regulated | 2014-04-10 |  | 2014-04-11
Stanbury Electrical Engineering, Ltd. | Infinity | PMV24/3.5 | Three Phase Lift Truck | Lead-acid | 48363.64 | 2 | 68.04 | 2 | 10 | 1.06 | 1.1 | 1.06 | 1.1 | 1.09 | 1.15 | 92.3 | 89 | 0.95 | 0.9 | TRUE | Charger | Non Federally-Regulated | 2013-12-11 |  | 2014-06-18
Enersys | Enersys | LT3C***-***Y | THREE-PHASE LIFT TRUCK | Lead-acid | 21600 | 10 | 35.92 | 10 | 10 | 1.1 | 1.1 | 1.1 | 1.1 | 1.15 | 1.15 | 0.9 | 89 | 0.9 | 0.9 | TRUE | Both (Charger & Package) | Non Federally-Regulated | 2014-01-23 |  | 2014-01-23
Stanbury Electrical Engineering, Ltd. | Infinity | PEI12/6.5 | Three Phase Lift Truck | Lead-acid | 89818.18 | 2 | 117.78 | 2 | 10 | 1.08 | 1.1 | 1.07 | 1.1 | 1.11 | 1.15 | 93.4 | 89 | 0.96 | 0.9 | TRUE | Charger | Non Federally-Regulated | 2013-12-11 |  | 2014-06-18
Stryten Energy, LLC | GNB Industrial Power | EHF24T150C | three-phase lift truck | Lead-acid | 34200 | 31.4 | 51.04 | 4.38 | 10 | 1.08 | 1.1 | 1.09 | 1.1 | 1.15 | 1.15 | 0.9 | 89 | 0.93 | 0.9 | TRUE | Charger | Non Federally-Regulated | 2014-07-02 |  | 2015-03-20
Extensa | GNB Industrial Power | EHF72T90C | three-phase lift truck | Lead-acid | 41040 | 31.4 | 59.25 | 4.38 | 10 | 1.08 | 1.1 | 1.09 | 1.1 | 1.15 | 1.15 | 0.9 | 89 | 0.93 | 0.9 | TRUE | Charger | Non Federally-Regulated | 2014-04-10 |  | 2014-04-11
Enersys | EM+ | EIP3-LP-4G | THREE-PHASE LIFT TRUCK | Lead-acid | 21002 | 10 | 35.2 | 10 | 10 | 1.1 | 1.1 | 1.1 | 1.1 | 1.15 | 1.15 | 89 | 89 | 0.9 | 0.9 | FALSE | Charger | Non Federally-Regulated | 2015-07-17 |  | 2015-07-17
Extensa | GNB Industrial Power | EMC48T130C-4 | three-phase lift truck | Lead-acid | 39444 | 31.4 | 57.33 | 4.38 | 10 | 1.08 | 1.1 | 1.09 | 1.1 | 1.15 | 1.15 | 0.9 | 89 | 0.93 | 0.9 | TRUE | Charger | Non Federally-Regulated | 2014-04-10 |  | 2014-04-11
Stryten Energy, LLC | GNB Industrial Power | EMC48T110C-4 | three-phase lift truck | Lead-acid | 34200 | 31.4 | 51.04 | 4.38 | 10 | 1.08 | 1.1 | 1.09 | 1.1 | 1.15 | 1.15 | 0.9 | 89 | 0.93 | 0.9 | TRUE | Charger | Non Federally-Regulated | 2014-04-11 |  | 2015-03-20
Stryten Energy, LLC | GNB Industrial Power | EHP48T300C | three-phase lift truck | Lead-acid | 136800 | 31.4 | 174.16 | 4.38 | 10 | 1.08 | 1.1 | 1.09 | 1.1 | 1.15 | 1.15 | 0.9 | 89 | 0.93 | 0.9 | TRUE | Charger | Non Federally-Regulated | 2014-04-11 |  | 2015-03-20
Stanbury Electrical Engineering, Ltd. | Infinity | PFC24/11 | Three Phase Lift Truck | Lead-acid | 152000 | 2 | 192.4 | 2 | 10 | 1.08 | 1.1 | 1.07 | 1.1 | 1.11 | 1.15 | 93.4 | 89 | 0.96 | 0.9 | TRUE | Charger | Non Federally-Regulated | 2013-12-11 |  | 2014-06-18
Extensa | GNB Industrial Power | EMC48T90C-4 | three-phase lift truck | Lead-acid | 27360 | 31.4 | 42.83 | 4.38 | 10 | 1.08 | 1.1 | 1.09 | 1.1 | 1.15 | 1.15 | 0.9 | 89 | 0.93 | 0.9 | TRUE | Charger | Non Federally-Regulated | 2014-04-10 |  | 2014-04-11
Stryten Energy, LLC | GNB Industrial Power | EHF48T150C | three-phase lift truck | Lead-acid | 45600 | 31.4 | 64.72 | 4.38 | 10 | 1.08 | 1.1 | 1.09 | 1.1 | 1.15 | 1.15 | 0.9 | 89 | 0.93 | 0.9 | TRUE | Charger | Non Federally-Regulated | 2014-04-11 |  | 2015-03-20
Stryten Energy, LLC | GNB Industrial Power | EHP48T150C | three-phase lift truck | Lead-acid | 68400 | 31.4 | 92.08 | 4.38 | 10 | 1.08 | 1.1 | 1.09 | 1.1 | 1.15 | 1.15 | 0.9 | 89 | 0.93 | 0.9 | TRUE | Charger | Non Federally-Regulated | 2014-04-11 |  | 2015-03-20
Extensa | GNB Industrial Power | EHF36T70C | three-phase lift truck | Lead-acid | 16245 | 31.4 | 29.49 | 4.38 | 10 | 1.08 | 1.1 | 1.09 | 1.1 | 1.15 | 1.15 | 0.9 | 89 | 0.93 | 0.9 | TRUE | Charger | Non Federally-Regulated | 2014-04-10 |  | 2014-04-11
Extensa | GNB Industrial Power | EMC80T100C-4 | three-phase lift truck | Lead-acid | 76000 | 31.4 | 101.2 | 4.38 | 10 | 1.08 | 1.1 | 1.09 | 1.1 | 1.15 | 1.15 | 0.9 | 89 | 0.93 | 0.9 | TRUE | Charger | Non Federally-Regulated | 2014-04-10 |  | 2014-04-11
Enatel | VForce | FS5LUE-533-**** | FS5 Industrial Battery Charger | Lead-acid | 12479.1 | 10.52 | 24.97 | 9.31 | 10 | 1.07 | 1.1 | 1.08 | 1.1 | 1.11 | 1.15 | 0.9 | 89 | 0.9 | 0.9 | TRUE | Charger | Non Federally-Regulated | 2013-12-06 |  | 2013-12-12
Stanbury Electrical Engineering, Ltd. | Infinity | QPFC24*** | Three Phase Lift Truck | Lead-acid | 69090.91 | 8 | 92.91 | 8 | 10 | 1.08 | 1.1 | 1.07 | 1.1 | 1.11 | 1.15 | 93.4 | 89 | 0.96 | 0.9 | TRUE | Charger | Non Federally-Regulated | 2013-12-11 |  | 2014-06-18
Extensa | GNB Industrial Power | EMC36T150C-4 | three-phase lift truck | Lead-acid | 51300 | 31.4 | 71.56 | 4.38 | 10 | 1.08 | 1.1 | 1.09 | 1.1 | 1.15 | 1.15 | 0.9 | 89 | 0.93 | 0.9 | TRUE | Charger | Non Federally-Regulated | 2014-04-10 |  | 2014-04-11
Stryten Energy, LLC | GNB Industrial Power | EMC48T150C-4 | three-phase lift truck | Lead-acid | 68400 | 31.4 | 92.08 | 4.38 | 10 | 1.08 | 1.1 | 1.09 | 1.1 | 1.15 | 1.15 | 0.9 | 89 | 0.93 | 0.9 | TRUE | Charger | Non Federally-Regulated | 2014-04-11 |  | 2015-03-20
Stryten Energy, LLC | GNB Industrial Power | EMC24T150C-4 | three-phase lift truck | Lead-acid | 34200 | 31.4 | 51.04 | 4.38 | 10 | 1.08 | 1.1 | 1.09 | 1.1 | 1.15 | 1.15 | 0.9 | 89 | 0.93 | 0.9 | TRUE | Charger | Non Federally-Regulated | 2014-07-02 |  | 2015-03-20
Stanbury Electrical Engineering, Ltd. | Infinity | PFC24/5 | Three Phase Lift Truck | Lead-acid | 69090.91 | 2 | 92.91 | 2 | 10 | 1.06 | 1.1 | 1.06 | 1.1 | 1.09 | 1.15 | 92.3 | 89 | 0.95 | 0.9 | TRUE | Charger | Non Federally-Regulated | 2013-12-11 |  | 2014-06-18
Stryten Energy, LLC | GNB Industrial Power | EHP48T260C | three-phase lift truck | Lead-acid | 118560 | 31.4 | 152.27 | 4.38 | 10 | 1.08 | 1.1 | 1.09 | 1.1 | 1.15 | 1.15 | 0.9 | 89 | 0.93 | 0.9 | TRUE | Charger | Non Federally-Regulated | 2014-04-11 |  | 2015-03-20
Enersys | Enersys | EL3C***-***Y | THREE-PHASE LIFT TRUCK | Lead-acid | 21600 | 10 | 35.92 | 10 | 10 | 1.1 | 1.1 | 1.1 | 1.1 | 1.15 | 1.15 | 0.9 | 89 | 0.9 | 0.9 | TRUE | Both (Charger & Package) | Non Federally-Regulated | 2014-01-23 |  | 2014-01-23
Stryten Energy, LLC | GNB Industrial Power | EHF72T40C | three-phase lift truck | Lead-acid | 17784 | 31.4 | 31.34 | 9.25 | 10 | 1.08 | 1.1 | 1.09 | 1.1 | 1.15 | 1.15 | 91 | 89 | 0.93 | 0.9 | FALSE | Charger | Non Federally-Regulated | 2015-03-20 |  | 2015-03-20
Stanbury Electrical Engineering, Ltd. | Infinity | PFC18/5 | Three Phase Lift Truck | Lead-acid | 69090.91 | 2 | 92.91 | 2 | 10 | 1.06 | 1.1 | 1.06 | 1.1 | 1.09 | 1.15 | 92.3 | 89 | 0.95 | 0.9 | TRUE | Charger | Non Federally-Regulated | 2013-12-11 |  | 2014-06-18
Stryten Energy, LLC | GNB Industrial Power | EHF72T100C | three-phase lift truck | Lead-acid | 68400 | 31.4 | 92.08 | 4.38 | 10 | 1.08 | 1.1 | 1.09 | 1.1 | 1.15 | 1.15 | 0.9 | 89 | 0.93 | 0.9 | TRUE | Charger | Non Federally-Regulated | 2014-04-11 |  | 2015-03-20
Extensa | GNB Industrial Power | EHF36T180C | three-phase lift truck | Lead-acid | 41040 | 31.4 | 59.25 | 4.38 | 10 | 1.08 | 1.1 | 1.09 | 1.1 | 1.15 | 1.15 | 0.9 | 89 | 0.93 | 0.9 | TRUE | Charger | Non Federally-Regulated | 2014-04-10 |  | 2014-04-11
Extensa | GNB Industrial Power | EHF36T90C | three-phase lift truck | Lead-acid | 20520 | 31.4 | 34.62 | 4.38 | 10 | 1.08 | 1.1 | 1.09 | 1.1 | 1.15 | 1.15 | 0.9 | 89 | 0.93 | 0.9 | TRUE | Charger | Non Federally-Regulated | 2014-04-10 |  | 2014-04-11
Stryten Energy, LLC | GNB Industrial Power | EHF36T70C | three-phase lift truck | Lead-acid | 16245 | 31.4 | 29.49 | 4.38 | 10 | 1.08 | 1.1 | 1.09 | 1.1 | 1.15 | 1.15 | 0.9 | 89 | 0.93 | 0.9 | TRUE | Charger | Non Federally-Regulated | 2014-04-11 |  | 2015-03-20
Extensa | GNB Industrial Power | EHF80T40C | three-phase lift truck | Lead-acid | 19760 | 31.4 | 33.71 | 4.38 | 10 | 1.08 | 1.1 | 1.09 | 1.1 | 1.15 | 1.15 | 0.9 | 89 | 0.93 | 0.9 | TRUE | Charger | Non Federally-Regulated | 2014-04-10 |  | 2014-04-11
Extensa | GNB Industrial Power | EHF36T240C | three-phase lift truck | Lead-acid | 54720 | 31.4 | 75.66 | 4.38 | 10 | 1.08 | 1.1 | 1.09 | 1.1 | 1.15 | 1.15 | 0.9 | 89 | 0.93 | 0.9 | TRUE | Charger | Non Federally-Regulated | 2014-04-10 |  | 2014-04-11
Stanbury Electrical Engineering, Ltd. | Green | TAP18/8 | Three Phase Lift Truck | Lead-acid | 110545.5 | 2 | 142.65 | 2 | 10 | 1.08 | 1.1 | 1.07 | 1.1 | 1.11 | 1.15 | 93.4 | 89 | 0.96 | 0.9 | TRUE | Charger | Non Federally-Regulated | 2013-12-11 |  | 2014-06-18
Stryten Energy, LLC | GNB Industrial Power | EHF36T70C | three-phase lift truck | Lead-acid | 16245 | 31.4 | 29.49 | 9.72 | 10 | 1.08 | 1.1 | 1.09 | 1.1 | 1.15 | 1.15 | 91 | 89 | 0.93 | 0.9 | FALSE | Charger | Non Federally-Regulated | 2015-03-20 |  | 2015-03-20
Enersys | Enforcer HF | EL3C***-***Y | THREE-PHASE LIFT TRUCK | Lead-acid | 21600 | 10 | 35.92 | 10 | 10 | 1.1 | 1.1 | 1.1 | 1.1 | 1.15 | 1.15 | 0.9 | 89 | 0.9 | 0.9 | TRUE | Both (Charger & Package) | Non Federally-Regulated | 2014-01-23 |  | 2014-02-04
Stryten Energy, LLC | GNB Industrial Power | EHF80T100C | three-phase lift truck | Lead-acid | 76000 | 31.4 | 101.2 | 4.38 | 10 | 1.08 | 1.1 | 1.09 | 1.1 | 1.15 | 1.15 | 0.9 | 89 | 0.93 | 0.9 | TRUE | Charger | Non Federally-Regulated | 2014-04-11 |  | 2015-03-20
Stryten Energy, LLC | GNB Industrial Power | EMC80T90C-4 | three-phase lift truck | Lead-acid | 45600 | 31.4 | 64.72 | 4.38 | 10 | 1.08 | 1.1 | 1.09 | 1.1 | 1.15 | 1.15 | 0.9 | 89 | 0.93 | 0.9 | TRUE | Charger | Non Federally-Regulated | 2014-04-11 |  | 2015-03-20
Stryten Energy, LLC | GNB Industrial Power | EMC48T90C-4 | three-phase lift truck | Lead-acid | 27360 | 31.4 | 42.83 | 4.38 | 10 | 1.08 | 1.1 | 1.09 | 1.1 | 1.15 | 1.15 | 0.9 | 89 | 0.93 | 0.9 | TRUE | Charger | Non Federally-Regulated | 2014-04-11 |  | 2015-03-20
Enersys | Enersys | LN3C***-***Y | THREE-PHASE LIFT TRUCK | Lead-acid | 21600 | 10 | 35.92 | 10 | 10 | 1.1 | 1.1 | 1.1 | 1.1 | 1.15 | 1.15 | 0.9 | 89 | 0.9 | 0.9 | TRUE | Both (Charger & Package) | Non Federally-Regulated | 2014-01-23 |  | 2014-01-23
Stryten Energy, LLC | GNB Industrial Power | ESS48T70C-4 | three-phase lift truck | Lead-acid | 21660 | 31.4 | 35.99 | 4.38 | 10 | 1.08 | 1.1 | 1.09 | 1.1 | 1.15 | 1.15 | 0.9 | 89 | 0.93 | 0.9 | TRUE | Charger | Non Federally-Regulated | 2014-07-02 |  | 2015-03-20
Stryten Energy, LLC | GNB Industrial Power | EHF36T240C | three-phase lift truck | Lead-acid | 54720 | 31.4 | 75.66 | 4.38 | 10 | 1.08 | 1.1 | 1.09 | 1.1 | 1.15 | 1.15 | 0.9 | 89 | 0.93 | 0.9 | TRUE | Charger | Non Federally-Regulated | 2014-04-11 |  | 2015-03-20
Stryten Energy, LLC | GNB Industrial Power | EMC72T90C-4 | three-phase lift truck | Lead-acid | 41040 | 31.4 | 59.25 | 4.38 | 10 | 1.08 | 1.1 | 1.09 | 1.1 | 1.15 | 1.15 | 0.9 | 89 | 0.93 | 0.9 | TRUE | Charger | Non Federally-Regulated | 2014-04-11 |  | 2015-03-20
Extensa | GNB Industrial Power | EHP72T200C | three-phase lift truck | Lead-acid | 136800 | 31.4 | 174.16 | 4.38 | 10 | 1.08 | 1.1 | 1.09 | 1.1 | 1.15 | 1.15 | 0.9 | 89 | 0.93 | 0.9 | TRUE | Charger | Non Federally-Regulated | 2014-04-10 |  | 2014-04-11
Extensa | GNB Industrial Power | EHF48T110C | three-phase lift truck | Lead-acid | 34200 | 31.4 | 51.04 | 4.38 | 10 | 1.08 | 1.1 | 1.09 | 1.1 | 1.15 | 1.15 | 0.9 | 89 | 0.93 | 0.9 | TRUE | Charger | Non Federally-Regulated | 2014-04-10 |  | 2014-04-11
Stanbury Electrical Engineering, Ltd. | Infinity | PMV24/5 | Three Phase Lift Truck | Lead-acid | 69090.91 | 2 | 92.91 | 2 | 10 | 1.06 | 1.1 | 1.06 | 1.1 | 1.09 | 1.15 | 92.3 | 89 | 0.95 | 0.9 | TRUE | Charger | Non Federally-Regulated | 2013-12-11 |  | 2014-06-18
Extensa | GNB Industrial Power | EMC72T70C-4 | three-phase lift truck | Lead-acid | 32490 | 31.4 | 48.99 | 4.38 | 10 | 1.08 | 1.1 | 1.09 | 1.1 | 1.15 | 1.15 | 0.9 | 89 | 0.93 | 0.9 | TRUE | Charger | Non Federally-Regulated | 2014-04-10 |  | 2014-04-11
Stryten Energy, LLC | GNB Industrial Power | EHP72T200C | three-phase lift truck | Lead-acid | 136800 | 31.4 | 174.16 | 4.38 | 10 | 1.08 | 1.1 | 1.09 | 1.1 | 1.15 | 1.15 | 0.9 | 89 | 0.93 | 0.9 | TRUE | Charger | Non Federally-Regulated | 2014-04-11 |  | 2015-03-20
Stanbury Electrical Engineering, Ltd. | Green | TAP24/3.5 | Three Phase Lift Truck | Lead-acid | 48363.64 | 2 | 68.04 | 2 | 10 | 1.06 | 1.1 | 1.06 | 1.1 | 1.09 | 1.15 | 92.3 | 89 | 0.95 | 0.9 | TRUE | Charger | Non Federally-Regulated | 2013-12-11 |  | 2014-06-18
Enatel | Eco Charge | FS3LUX-513-XXXX | FS3 Industrial Battery Charger | Lead-acid | 15331.5 | 10 | 28.4 | 8.8 | 10 | 1.02 | 1.1 | 1 | 1.1 | 1 | 1.15 | 0.9 | 89 | 1 | 0.9 | TRUE | Charger | Non Federally-Regulated | 2013-10-08 |  | 2014-01-07
Stryten Energy, LLC | GNB Industrial Power | EHF36T150C | three-phase lift truck | Lead-acid | 34200 | 31.4 | 51.04 | 4.38 | 10 | 1.08 | 1.1 | 1.09 | 1.1 | 1.15 | 1.15 | 0.9 | 89 | 0.93 | 0.9 | TRUE | Charger | Non Federally-Regulated | 2014-04-11 |  | 2015-03-20
Extensa | GNB Industrial Power | EHP80T100C | three-phase lift truck | Lead-acid | 76000 | 31.4 | 101.2 | 4.38 | 10 | 1.08 | 1.1 | 1.09 | 1.1 | 1.15 | 1.15 | 0.9 | 89 | 0.93 | 0.9 | TRUE | Charger | Non Federally-Regulated | 2014-04-10 |  | 2014-04-11
Stryten Energy, LLC | GNB Industrial Power | ESS48T150C-4 | three-phase lift truck | Lead-acid | 45600 | 31.4 | 64.72 | 4.38 | 10 | 1.08 | 1.1 | 1.09 | 1.1 | 1.15 | 1.15 | 0.9 | 89 | 0.93 | 0.9 | TRUE | Charger | Non Federally-Regulated | 2014-07-02 |  | 2015-03-20
Stryten Energy, LLC | GNB Industrial Power | EHF48T70C | three-phase lift truck | Lead-acid | 21660 | 31.4 | 35.99 | 4.38 | 10 | 1.08 | 1.1 | 1.09 | 1.1 | 1.15 | 1.15 | 0.9 | 89 | 0.93 | 0.9 | TRUE | Charger | Non Federally-Regulated | 2014-04-11 |  | 2015-03-20